## Table
Manufacturer | Brand | Model Number | Lighting Controls Type | Lighting Controls System | Instructions | Status Signal | Column 01 | Column 02 | Column 03 | Column 04 | Column 05 | Column 06 | Column 07 | Column 08 | Column 09 | Column 10 | Column 11 | Column 12 | Column 13 | Column 14 | Column 15 | Column 16 | Column17 | Column18 | Column19 | Regulatory Status | Add Date | Reference Number | Modified Date
Pass & Seymour / Legrand | Rex | 3786 | Automatic Time Switch Control |  | True | True |  | True | True | [16 empty] | Non Federally-Regulated | 02/09/1995 |  | 01/07/2010
Cooper Controls | Greengate | ONW-D-1001-SP-* | Occupant / Motion / Vacancy Se | System | True | True |  | True | True | True | True | True | True | True | True | False | [9 empty] | Non Federally-Regulated | 05/10/2011 |  | 07/01/2014
Lutron Electronics Co., Inc. | Lutron | XP4-******************* | Multi-Level Astronomical Time | System | True | True |  | True | True | True | True | True | True | True | [11 empty] | Non Federally-Regulated | 12/28/2009 |  | 07/01/2014
Convia, Inc., A Herman Miller Co. | Convia | GSE-SCW-WH | Multi-Level Astronomical Time |  | True | True |  | True | True | True | True | True | True | True |  |  |  | True | True | True | [5 empty] | Non Federally-Regulated | 04/04/2008 |  | 01/07/2010
Legrand / Wiremold | WattStopper | NRD2C | Automatic Daylighting Control | System | True | True | True | True | True | True | True | True | True | True | True | True |  | True | [7 empty] | Non Federally-Regulated | 03/23/2010 |  | 07/01/2014
Lutron Electronics Co., Inc. | Softswitch 128 | XPS40-******-** | Multi-Level Daylighting Contro |  | True | True |  | True | True | True | True | [14 empty] | Non Federally-Regulated | 09/19/2005 |  | 01/07/2010
Lutron Electronics Co., Inc. | Radio Powr Savr | LRF2-DCRB*** | Automatic Daylighting Control | System | True | True | True | True | True | True | True | False |  |  | True | True |  | True | [7 empty] | Non Federally-Regulated | 03/11/2011 |  | 07/01/2014
Heathco, LLC | Heath Zenith | SL-4160 | Exterior Photocontrol Device |  | True | False | [11 empty] | True | True | True | [5 empty] | Non Federally-Regulated | 09/21/2007 |  | 01/07/2010
Convia, Inc., A Herman Miller Co. | Convia | GSE-SCD-WH | Exterior Photocontrol Device |  | True | True | [11 empty] | False | True | True | [5 empty] | Non Federally-Regulated | 04/04/2008 |  | 01/07/2010
Tork | Tork | DIN100 (120VAC) | Automatic Time Switch Control |  | True | True |  | True | True | [16 empty] | Non Federally-Regulated | 12/20/1994 |  | 04/27/2006
Schneider Electric | Schneider Electric | SLSCLP1000 | Occupant / Motion / Vacancy Se | Device | True | True |  | True | True | True | True | True | True | True | True | False | [9 empty] | Non Federally-Regulated | 11/07/2013 |  | 07/01/2014
Lightolier Controls | Insight | IHD3-800VA-W | Occupant / Motion / Vacancy Se |  | True | True |  | True | [17 empty] | Non Federally-Regulated | 08/28/1992 |  | 04/06/1998
WattStopper, Inc. | WattStopper, Inc. | RD-250-** | Occupant Sensing Device | Device | True | True | True | True | True | False |  |  |  | False |  |  | True | True | False |  | False | False | False |  |  | Non Federally-Regulated | 09/15/2014 |  | 10/16/2015
WattStopper, Inc. | WattStopper, Inc. | RH-250-* | Occupant Sensing Device | Device | True | True | True | True | True | False |  |  |  | False |  |  | False |  | False |  | False | False | False |  |  | Non Federally-Regulated | 09/15/2014 |  | 10/16/2015
WattStopper, Inc. | WattStopper, Inc. | RS-100BA | Occupant Sensing Device | Device | True | True | True | True | True | False |  |  |  | False |  |  | False |  | False |  | False | False | True | True | True | Non Federally-Regulated | 04/02/2015 |  | 10/16/2015
WattStopper, Inc. | WattStopper, Inc. | RS-100U | Occupant Sensing Device | Device | True | True | True | True | True | False |  |  |  | False |  |  | False |  | False |  | False | False | False |  |  | Non Federally-Regulated | 04/02/2015 |  | 10/16/2015
WattStopper, Inc. | WattStopper, Inc. | RS-150BA-* | Occupant Sensing Device | Device | True | True | True | True | True | False |  |  |  | False |  |  | False |  | False |  | False | False | False |  |  | Non Federally-Regulated | 09/15/2014 |  | 10/16/2015
WattStopper, Inc. | WattStopper, Inc. | RS-150BA-N-* | Occupant Sensing Device | Device | True | True | True | True | True | False |  |  |  | False |  |  | False |  | False |  | False | False | False |  |  | Non Federally-Regulated | 09/15/2014 |  | 10/16/2015
WattStopper, Inc. | WattStopper, Inc. | RS-250-* | Occupant Sensing Device | Device | True | True | True | True | True | False |  |  |  | False |  |  | False |  | False |  | False | False | False |  |  | Non Federally-Regulated | 09/15/2014 |  | 10/16/2015
WattStopper, Inc. | WattStopper, Inc. | RS-250-N-* | Occupant Sensing Device | Device | True | True | True | True | True | False |  |  |  | False |  |  | False |  | False |  | False | False | False |  |  | Non Federally-Regulated | 09/15/2014 |  | 10/16/2015
WattStopper, Inc. | WattStopper, Inc. | RS-350-N-* | Occupant Sensing Device | Device | True | True | True | True | True | False |  |  |  | False |  |  | False |  | False |  | False | False | False |  |  | Non Federally-Regulated | 09/15/2014 |  | 10/16/2015
Enerlites, Inc. | Intermatic | IOS-DOV-DT-* | Occupant Sensing Device | Device | True | True | True | True | True | True | True | True | True | False |  |  | False |  | False |  | False | False | True | True | True | Non Federally-Regulated | 09/03/2015 |  | 10/20/2015
Intermatic, Inc. | Intermatic, Inc. | LC4521C | Photosensor / Photocontrol Dev | Device | True | True | True | [18 empty] | Non Federally-Regulated | 07/17/2014 |  | 12/11/2015
Intermatic, Inc. | Intermatic, Inc. | LC4523 | Photosensor / Photocontrol Dev | Device | True | True | True | [18 empty] | Non Federally-Regulated | 08/05/2014 |  | 12/11/2015
Leviton Manufacturing Co., Inc. | Leviton | 6616 | Dimmer | Device | True | True | True | True | True | False |  | True | True | [12 empty] | Non Federally-Regulated | 12/01/2014 |  | 01/21/2016
Leviton Manufacturing Co., Inc. | Leviton | DD00R-*** | Dimmer | Device | True | True | True | True | True | False |  | True | True | [12 empty] | Non Federally-Regulated | 12/01/2014 |  | 01/21/2016
Intermatic, Inc. | Intermatic, Inc. | EK4536 | Photosensor / Photocontrol Dev | Device | True | True | True | [18 empty] | Non Federally-Regulated | 07/17/2014 |  | 01/27/2016
Intermatic, Inc. | Intermatic, Inc. | EK4036** | Photosensor / Photocontrol Dev | Device | True | True | True | [18 empty] | Non Federally-Regulated | 01/09/2015 |  | 01/27/2016
Intermatic, Inc. | Intermatic, Inc. | EK4136** | Photosensor / Photocontrol Dev | Device | True | True | True | [18 empty] | Non Federally-Regulated | 01/09/2015 |  | 01/27/2016
Intermatic, Inc. | Intermatic, Inc. | EK4236** | Photosensor / Photocontrol Dev | Device | True | True | True | [18 empty] | Non Federally-Regulated | 01/09/2015 |  | 01/27/2016
Intermatic, Inc. | Intermatic, Inc. | EK4736** | Photosensor / Photocontrol Dev | Device | True | True | True | [18 empty] | Non Federally-Regulated | 01/09/2015 |  | 01/27/2016
Intermatic, Inc. | Intermatic, Inc. | EK4436SM | Photosensor / Photocontrol Dev | Device | True | True | True | [18 empty] | Non Federally-Regulated | 11/05/2015 |  | 01/27/2016
Intermatic, Inc. | Intermatic, Inc. | K1121 | Photosensor / Photocontrol Dev | Device | True | True | True | [18 empty] | Non Federally-Regulated | 07/17/2014 |  | 02/09/2016
Intermatic, Inc. | Intermatic, Inc. | K1122 | Photosensor / Photocontrol Dev | Device | True | True | True | [18 empty] | Non Federally-Regulated | 07/17/2014 |  | 02/09/2016
Intermatic, Inc. | Intermatic, Inc. | K4021C | Photosensor / Photocontrol Dev | Device | True | True | True | [18 empty] | Non Federally-Regulated | 07/17/2014 |  | 02/09/2016
Intermatic, Inc. | Intermatic, Inc. | K1222 | Photosensor / Photocontrol Dev | Device | True | True | True | [18 empty] | Non Federally-Regulated | 07/17/2014 |  | 02/09/2016
Intermatic, Inc. | Intermatic, Inc. | K1221 | Photosensor / Photocontrol Dev | Device | True | True | True | [18 empty] | Non Federally-Regulated | 07/17/2014 |  | 02/09/2016
Intermatic, Inc. | Intermatic, Inc. | K4023C | Photosensor / Photocontrol Dev | Device | True | True | True | [18 empty] | Non Federally-Regulated | 07/17/2014 |  | 02/09/2016
Intermatic, Inc. | Intermatic, Inc. | K4035 | Photosensor / Photocontrol Dev | Device | True | True | True | [18 empty] | Non Federally-Regulated | 07/17/2014 |  | 02/09/2016
Intermatic, Inc. | Intermatic, Inc. | K4121C | Photosensor / Photocontrol Dev | Device | True | True | True | [18 empty] | Non Federally-Regulated | 07/17/2014 |  | 02/09/2016
Intermatic, Inc. | Intermatic, Inc. | K4123C | Photosensor / Photocontrol Dev | Device | True | True | True | [18 empty] | Non Federally-Regulated | 07/17/2014 |  | 02/09/2016
Intermatic, Inc. | Intermatic, Inc. | K4127 | Photosensor / Photocontrol Dev | Device | True | True | True | [18 empty] | Non Federally-Regulated | 07/17/2014 |  | 02/09/2016
Intermatic, Inc. | Intermatic, Inc. | K4135 | Photosensor / Photocontrol Dev | Device | True | True | True | [18 empty] | Non Federally-Regulated | 07/17/2014 |  | 02/09/2016
Intermatic, Inc. | Intermatic, Inc. | K4141 | Photosensor / Photocontrol Dev | Device | True | True | True | [18 empty] | Non Federally-Regulated | 07/17/2014 |  | 02/09/2016
Intermatic, Inc. | Intermatic, Inc. | K4141C | Photosensor / Photocontrol Dev | Device | True | True | True | [18 empty] | Non Federally-Regulated | 08/05/2014 |  | 02/09/2016
Intermatic, Inc. | Intermatic, Inc. | K4221C | Photosensor / Photocontrol Dev | Device | True | True | True | [18 empty] | Non Federally-Regulated | 07/17/2014 |  | 02/09/2016
Intermatic, Inc. | Intermatic, Inc. | K4223C | Photosensor / Photocontrol Dev | Device | True | True | True | [18 empty] | Non Federally-Regulated | 07/17/2014 |  | 02/09/2016
Intermatic, Inc. | Intermatic, Inc. | K4235 | Photosensor / Photocontrol Dev | Device | True | True | True | [18 empty] | Non Federally-Regulated | 07/17/2014 |  | 02/09/2016
Intermatic, Inc. | Intermatic, Inc. | K4236C | Photosensor / Photocontrol Dev | Device | True | True | True | [18 empty] | Non Federally-Regulated | 07/17/2014 |  | 02/09/2016
Intermatic, Inc. | Intermatic, Inc. | K4251 | Photosensor / Photocontrol Dev | Device | True | True | True | [18 empty] | Non Federally-Regulated | 07/17/2014 |  | 02/09/2016
Intermatic, Inc. | Intermatic, Inc. | K4253 | Photosensor / Photocontrol Dev | Device | True | True | True | [18 empty] | Non Federally-Regulated | 07/17/2014 |  | 02/09/2016
Intermatic, Inc. | Intermatic, Inc. | K4321C | Photosensor / Photocontrol Dev | Device | True | True | True | [18 empty] | Non Federally-Regulated | 07/17/2014 |  | 02/09/2016
Intermatic, Inc. | Intermatic, Inc. | K4421M | Photosensor / Photocontrol Dev | Device | True | True | True | [18 empty] | Non Federally-Regulated | 07/17/2014 |  | 02/09/2016
Intermatic, Inc. | Intermatic, Inc. | K4423M | Photosensor / Photocontrol Dev | Device | True | True | True | [18 empty] | Non Federally-Regulated | 07/17/2014 |  | 02/10/2016
Intermatic, Inc. | Intermatic, Inc. | K4521 | Photosensor / Photocontrol Dev | Device | True | True | True | [18 empty] | Non Federally-Regulated | 07/17/2014 |  | 02/10/2016
Intermatic, Inc. | Intermatic, Inc. | K4522 | Photosensor / Photocontrol Dev | Device | True | True | True | [18 empty] | Non Federally-Regulated | 07/17/2014 |  | 02/10/2016
Intermatic, Inc. | Intermatic, Inc. | K4524 | Photosensor / Photocontrol Dev | Device | True | True | True | [18 empty] | Non Federally-Regulated | 07/17/2014 |  | 02/10/2016
Intermatic, Inc. | Intermatic, Inc. | K4533 | Photosensor / Photocontrol Dev | Device | True | True | True | [18 empty] | Non Federally-Regulated | 07/17/2014 |  | 02/10/2016
Intermatic, Inc. | Intermatic, Inc. | K4536SS | Photosensor / Photocontrol Dev | Device | True | True | True | [18 empty] | Non Federally-Regulated | 07/17/2014 |  | 02/10/2016
Intermatic, Inc. | Intermatic, Inc. | K4536SST | Photosensor / Photocontrol Dev | Device | True | True | True | [18 empty] | Non Federally-Regulated | 07/17/2014 |  | 02/10/2016
Intermatic, Inc. | Intermatic, Inc. | LC2000 | Photosensor / Photocontrol Dev | Device | True | True | True | [18 empty] | Non Federally-Regulated | 07/17/2014 |  | 02/10/2016
Intermatic, Inc. | Intermatic, Inc. | LC4521LA | Photosensor / Photocontrol Dev | Device | True | True | True | [18 empty] | Non Federally-Regulated | 07/17/2014 |  | 02/10/2016
Intermatic, Inc. | Intermatic, Inc. | LC4523LA | Photosensor / Photocontrol Dev | Device | True | True | True | [18 empty] | Non Federally-Regulated | 07/17/2014 |  | 02/10/2016
Intermatic, Inc. | Intermatic, Inc. | LC4527 | Photosensor / Photocontrol Dev | Device | True | True | True | [18 empty] | Non Federally-Regulated | 07/17/2014 |  | 02/10/2016
Intermatic, Inc. | Intermatic, Inc. | LC4528 | Photosensor / Photocontrol Dev | Device | True | True | True | [18 empty] | Non Federally-Regulated | 07/17/2014 |  | 02/10/2016
Intermatic, Inc. | Intermatic, Inc. | LC4535 | Photosensor / Photocontrol Dev | Device | True | True | True | [18 empty] | Non Federally-Regulated | 08/05/2014 |  | 02/10/2016
Intermatic, Inc. | Intermatic, Inc. | LC4535LA | Photosensor / Photocontrol Dev | Device | True | True | True | [18 empty] | Non Federally-Regulated | 07/17/2014 |  | 02/10/2016
Intermatic, Inc. | Intermatic, Inc. | LC4536C | Photosensor / Photocontrol Dev | Device | True | True | True | [18 empty] | Non Federally-Regulated | 07/17/2014 |  | 02/10/2016
Intermatic, Inc. | Intermatic, Inc. | LC4536LAC | Photosensor / Photocontrol Dev | Device | True | True | True | [18 empty] | Non Federally-Regulated | 07/17/2014 |  | 02/10/2016
Intermatic, Inc. | Intermatic, Inc. | LED4536SC | Photosensor / Photocontrol Dev | Device | True | True | True | [18 empty] | Non Federally-Regulated | 08/05/2014 |  | 02/10/2016
Intermatic, Inc. | Intermatic, Inc. | K4027 | Photosensor / Photocontrol Dev | Device | True | True | True | [18 empty] | Non Federally-Regulated | 07/17/2014 |  | 02/10/2016
Intermatic, Inc. | Intermatic, Inc. | K4227 | Photosensor / Photocontrol Dev | Device | True | True | True | [18 empty] | Non Federally-Regulated | 07/17/2014 |  | 02/10/2016
Touchplate Technologies, Inc. | Touchplate Technologies, Inc. | TMK-2D-XX | Automatic Time Switch Control | Device | True | True | True | True | True | True | [15 empty] | Non Federally-Regulated | 03/10/2016 |  | 03/10/2016
SloanLED | SloanLED | 701969-KIT-** | Occupant Sensing Device | Device | True | True | True | True | True | False |  |  |  | False |  |  | False |  | True | True | False | False | False |  |  | Non Federally-Regulated | 04/30/2015 |  | 05/25/2016
SloanLED | SloanLED | 701974-30MA1-KIT-** | Occupant Sensing Device | Device | True | True | True | True | True | False |  |  |  | False |  |  | False |  | True | True | False | False | False |  |  | Non Federally-Regulated | 03/29/2016 |  | 05/25/2016
MW McWong International | PacWave | PSC-ID-I-WS-120 | Occupant Sensing Device | Device | True | True | True | True | True | False |  |  |  | False |  |  | False |  | False |  | False | False | False |  |  | Non Federally-Regulated | 07/18/2016 |  | 07/21/2016
MW McWong International | PacWave | PSC-ID-D-WS-120 | Occupant Sensing Device | Device | True | True | True | True | True | True | True | True | True | False |  |  | False |  | False |  | False | False | False |  |  | Non Federally-Regulated | 07/18/2016 |  | 07/21/2016
MW McWong International | PacWave | PSC-ID-D-CM-301 | Occupant Sensing Device | Device | True | True | True | True | True | True | True | True | True | False |  |  | False |  | False |  | False | False | False |  |  | Non Federally-Regulated | 07/18/2016 |  | 07/21/2016
Intermatic, Inc. | Intermatic, Inc. | DT620 | Automatic Time Switch Control | Device | True | True | True | False | [17 empty] | Non Federally-Regulated | 07/17/2014 |  | 10/11/2016
Intermatic, Inc. | Intermatic, Inc. | ELC4536 | Photosensor / Photocontrol Dev | Device | True | True | True | [18 empty] | Non Federally-Regulated | 07/17/2014 |  | 10/11/2016
Intermatic, Inc. | Intermatic, Inc. | EK4536 | Photosensor / Photocontrol Dev | Device | True | True | True | True | True | [16 empty] | Non Federally-Regulated | 01/27/2016 |  | 10/11/2016
Intermatic, Inc. | Intermatic, Inc. | LED4536SC | Photosensor / Photocontrol Dev | Device | True | True | True | True | True | [16 empty] | Non Federally-Regulated | 02/10/2016 |  | 10/11/2016
MW McWong International | PacWave | PSC-HB-I-FM-110W | Occupant Sensing Device | Device | True | True | True | True | True | False |  |  |  | False |  |  | False |  | False |  | False | False | False |  |  | Non Federally-Regulated | 10/27/2016 |  | 11/29/2016
Light Corp. | Kanepi | OS-L2W-C**-****-** | Occupant Sensing Device | Device | True | True | True | True | True | False |  |  |  | False |  |  | True | True | True | True | True | True | True | True | True | Non Federally-Regulated | 03/02/2017 |  | 03/02/2017
Light Corp. | Kanepi | SR-S-C**-****-** | Dimmer | Device | True | True | True | True | True | False |  | False | [13 empty] | Non Federally-Regulated | 03/02/2017 |  | 03/02/2017
Light Corp. | Kanepi | LS-WBK-** | Automatic Daylighting Control | Device | True | True | True | True | True | True | True | True | True | True | True | [10 empty] | Non Federally-Regulated | 03/02/2017 |  | 03/02/2017
Light Corp. | Kanepi | SR-00-W**-** | Automatic Time Switch Control | Device | True | True | True | True | True | True | [15 empty] | Non Federally-Regulated | 03/02/2017 |  | 03/02/2017
Light Corp. | Kanepi | SR-00-C**-****-** | Automatic Time Switch Control | Device | True | True | True | True | True | True | [15 empty] | Non Federally-Regulated | 03/02/2017 |  | 03/02/2017
Light Corp. | Kanepi | B-W-00 | Dimmer | Device | True | True | True | True | True | False |  | False | [13 empty] | Non Federally-Regulated | 03/02/2017 |  | 03/02/2017
Light Corp. | Kanepi | LS-W-SE | Automatic Daylighting Control | Device | True | True | True | True | True | True | True | True | True | True | True | [10 empty] | Non Federally-Regulated | 03/02/2017 |  | 03/02/2017
Light Corp. | Kanepi | LS-C-BL**-** | Photosensor / Photocontrol Dev | Device | True | True | True | [18 empty] | Non Federally-Regulated | 03/02/2017 |  | 03/02/2017
Light Corp. | Kanepi | LS-C-MC**-** | Dimmer | Device | True | True | True | True | True | False |  | False | [13 empty] | Non Federally-Regulated | 03/02/2017 |  | 03/02/2017
Light Corp. | Kanepi | LS-WBK-** | Photosensor / Photocontrol Dev | Device | True | True | True | [18 empty] | Non Federally-Regulated | 03/02/2017 |  | 03/02/2017
Light Corp. | Kanepi | LS-W-SE | Dimmer | Device | True | True | True | True | True | False |  | False | [13 empty] | Non Federally-Regulated | 03/02/2017 |  | 03/02/2017
Light Corp. | Kanepi | OS-L3W-W**-** | Dimmer | Device | True | True | True | True | True | False |  | False | [13 empty] | Non Federally-Regulated | 03/02/2017 |  | 03/02/2017
Light Corp. | Kanepi | LS-C-MC**-** | Automatic Daylighting Control | Device | True | True | True | True | True | True | True | True | True | True | True | [10 empty] | Non Federally-Regulated | 03/02/2017 |  | 03/02/2017
Light Corp. | Kanepi | LS-WBK-** | Dimmer | Device | True | True | True | True | True | False |  | False | [13 empty] | Non Federally-Regulated | 03/02/2017 |  | 03/02/2017
Light Corp. | Kanepi | LS-C-BL**-** | Dimmer | Device | True | True | True | True | True | False |  | False | [13 empty] | Non Federally-Regulated | 03/02/2017 |  | 03/02/2017
Light Corp. | Kanepi | B-CBK-****-** | Dimmer | Device | True | True | True | True | True | False |  | False | [13 empty] | Non Federally-Regulated | 03/02/2017 |  | 03/02/2017
Light Corp. | Kanepi | LS-W-SE | Photosensor / Photocontrol Dev | Device | True | True | True | [18 empty] | Non Federally-Regulated | 03/02/2017 |  | 03/02/2017
Light Corp. | Kanepi | SR-S-W**-** | Automatic Time Switch Control | Device | True | True | True | True | True | True | [15 empty] | Non Federally-Regulated | 03/02/2017 |  | 03/02/2017
Light Corp. | Kanepi | LS-W-00 | Dimmer | Device | True | True | True | True | True | False |  | False | [13 empty] | Non Federally-Regulated | 03/02/2017 |  | 03/02/2017
Light Corp. | Kanepi | B-C-MC**-** | Dimmer | Device | True | True | True | True | True | False |  | False | [13 empty] | Non Federally-Regulated | 03/02/2017 |  | 03/02/2017
Light Corp. | Kanepi | LS-W-00 | Photosensor / Photocontrol Dev | Device | True | True | True | [18 empty] | Non Federally-Regulated | 03/02/2017 |  | 03/02/2017
Light Corp. | Kanepi | OS-L4W-W**-** | Occupant Sensing Device | Device | True | True | True | True | True | False |  |  |  | False |  |  | True | True | True | True | True | True | True | True | True | Non Federally-Regulated | 03/02/2017 |  | 03/02/2017
Light Corp. | Kanepi | SR-S-C**-****-** | Automatic Time Switch Control | Device | True | True | True | True | True | True | [15 empty] | Non Federally-Regulated | 03/02/2017 |  | 03/02/2017
Light Corp. | Kanepi | OS-L3W-C**-****-** | Occupant Sensing Device | Device | True | True | True | True | True | False |  |  |  | False |  |  | True | True | True | True | True | True | True | True | True | Non Federally-Regulated | 03/02/2017 |  | 03/02/2017
Light Corp. | Kanepi | LS-W-00 | Automatic Daylighting Control | Device | True | True | True | True | True | True | True | True | True | True | True | [10 empty] | Non Federally-Regulated | 03/02/2017 |  | 03/02/2017
Light Corp. | Kanepi | B-W-SE | Dimmer | Device | True | True | True | True | True | False |  | False | [13 empty] | Non Federally-Regulated | 03/02/2017 |  | 03/02/2017
Light Corp. | Kanepi | OS-00-C**-****-** | Occupant Sensing Device | Device | True | True | True | True | True | False |  |  |  | False |  |  | True | True | True | True | True | True | True | True | True | Non Federally-Regulated | 03/02/2017 |  | 03/02/2017
Light Corp. | Kanepi | OS-L4W-W**-** | Dimmer | Device | True | True | True | True | True | False |  | False | [13 empty] | Non Federally-Regulated | 03/02/2017 |  | 03/02/2017
Light Corp. | Kanepi | OS-00-W**-** | Dimmer | Device | True | True | True | True | True | False |  | False | [13 empty] | Non Federally-Regulated | 03/02/2017 |  | 03/02/2017
Light Corp. | Kanepi | B-WBK-** | Dimmer | Device | True | True | True | True | True | False |  | False | [13 empty] | Non Federally-Regulated | 03/02/2017 |  | 03/02/2017
Light Corp. | Kanepi | SR-00-C**-****-** | Dimmer | Device | True | True | True | True | True | False |  | False | [13 empty] | Non Federally-Regulated | 03/02/2017 |  | 03/02/2017
Light Corp. | Kanepi | OS-L4W-C**-****-** | Dimmer | Device | True | True | True | True | True | False |  | False | [13 empty] | Non Federally-Regulated | 03/02/2017 |  | 03/02/2017
Light Corp. | Kanepi | LS-C-BL**-** | Automatic Daylighting Control | Device | True | True | True | True | True | True | True | True | True | True | True | [10 empty] | Non Federally-Regulated | 03/02/2017 |  | 03/02/2017
Light Corp. | Kanepi | OS-00-W**-** | Occupant Sensing Device | Device | True | True | True | True | True | False |  |  |  | False |  |  | True | True | True | True | True | True | True | True | True | Non Federally-Regulated | 03/02/2017 |  | 03/02/2017
Light Corp. | Kanepi | OS-L2W-W**-** | Dimmer | Device | True | True | True | True | True | False |  | False | [13 empty] | Non Federally-Regulated | 03/02/2017 |  | 03/02/2017
Light Corp. | Kanepi | OS-L4W-C**-****-** | Occupant Sensing Device | Device | True | True | True | True | True | False |  |  |  | False |  |  | True | True | True | True | True | True | True | True | True | Non Federally-Regulated | 03/02/2017 |  | 03/02/2017
Light Corp. | Kanepi | SR-S-W**-** | Dimmer | Device | True | True | True | True | True | False |  | False | [13 empty] | Non Federally-Regulated | 03/02/2017 |  | 03/02/2017
Light Corp. | Kanepi | SR-00-W**-** | Dimmer | Device | True | True | True | True | True | False |  | False | [13 empty] | Non Federally-Regulated | 03/02/2017 |  | 03/02/2017
Light Corp. | Kanepi | OS-00-C**-****-** | Dimmer | Device | True | True | True | True | True | False |  | False | [13 empty] | Non Federally-Regulated | 03/02/2017 |  | 03/02/2017
Light Corp. | Kanepi | LS-C-MC**-** | Photosensor / Photocontrol Dev | Device | True | True | True | [18 empty] | Non Federally-Regulated | 03/02/2017 |  | 03/02/2017
Light Corp. | Kanepi | B-C-BL**-** | Dimmer | Device | True | True | True | True | True | False |  | False | [13 empty] | Non Federally-Regulated | 03/02/2017 |  | 03/02/2017
Light Corp. | Kanepi | OS-L2W-C**-****-** | Dimmer | Device | True | True | True | True | True | False |  | False | [13 empty] | Non Federally-Regulated | 03/02/2017 |  | 03/02/2017
Light Corp. | Kanepi | OS-L2W-W**-** | Occupant Sensing Device | Device | True | True | True | True | True | False |  |  |  | False |  |  | True | True | True | True | True | True | True | True | True | Non Federally-Regulated | 03/02/2017 |  | 03/02/2017
Light Corp. | Kanepi | OS-L3W-C**-****-** | Dimmer | Device | True | True | True | True | True | False |  | False | [13 empty] | Non Federally-Regulated | 03/02/2017 |  | 03/02/2017
Light Corp. | Kanepi | OS-L3W-W**-** | Occupant Sensing Device | Device | True | True | True | True | True | False |  |  |  | False |  |  | True | True | True | True | True | True | True | True | True | Non Federally-Regulated | 03/02/2017 |  | 03/02/2017
Gentec | Schneider Electric | SERP8HS | Automatic Time Switch Control | Device | True | True | True | True | True | True | [15 empty] | Non Federally-Regulated | 03/08/2017 |  | 03/08/2017
Gentec | Kameleon | K8-32-PA-S* | Automatic Time Switch Control | Device | True | True | True | True | True | True | [15 empty] | Non Federally-Regulated | 03/08/2017 |  | 03/08/2017
Gentec | Schneider Electric | SERPL64HS | Automatic Time Switch Control | Device | True | True | True | True | True | True | [15 empty] | Non Federally-Regulated | 03/08/2017 |  | 03/08/2017
Gentec | Schneider Electric | SERP32HS | Automatic Time Switch Control | Device | True | True | True | True | True | True | [15 empty] | Non Federally-Regulated | 03/08/2017 |  | 03/08/2017
Gentec | Kameleon | K8-08-PA-S* | Automatic Time Switch Control | Device | True | True | True | True | True | True | [15 empty] | Non Federally-Regulated | 03/08/2017 |  | 03/08/2017
Gentec | Kameleon | K4-16-PA-S* | Automatic Time Switch Control | Device | True | True | True | True | True | True | [15 empty] | Non Federally-Regulated | 03/08/2017 |  | 03/08/2017
Gentec | Schneider Electric | SERPB8HS | Automatic Time Switch Control | Device | True | True | True | True | True | True | [15 empty] | Non Federally-Regulated | 03/08/2017 |  | 03/08/2017
Gentec | Kameleon | K4-64-PA-S* | Automatic Time Switch Control | Device | True | True | True | True | True | True | [15 empty] | Non Federally-Regulated | 03/08/2017 |  | 03/08/2017
Gentec | Schneider Electric | SERPB48HS | Automatic Time Switch Control | Device | True | True | True | True | True | True | [15 empty] | Non Federally-Regulated | 03/08/2017 |  | 03/08/2017
Gentec | Schneider Electric | SERP8HS | Automatic Time Switch Control | Device | True | True | True | True | True | True | [15 empty] | Non Federally-Regulated | 03/08/2017 |  | 03/08/2017
Gentec | Kameleon | K4-16-PA-S* | Automatic Time Switch Control | Device | True | True | True | True | True | True | [15 empty] | Non Federally-Regulated | 03/08/2017 |  | 03/08/2017
Gentec | Schneider Electric | SERPL16HS | Automatic Time Switch Control | Device | True | True | True | True | True | True | [15 empty] | Non Federally-Regulated | 03/08/2017 |  | 03/08/2017
Gentec | Schneider Electric | SERPL16HS | Automatic Time Switch Control | Device | True | True | True | True | True | True | [15 empty] | Non Federally-Regulated | 03/08/2017 |  | 03/08/2017
Gentec | Kameleon | K4-08-PA-S* | Automatic Time Switch Control | Device | True | True | True | True | True | True | [15 empty] | Non Federally-Regulated | 03/08/2017 |  | 03/08/2017
Gentec | Kameleon | K8-08-PA-S* | Automatic Time Switch Control | Device | True | True | True | True | True | True | [15 empty] | Non Federally-Regulated | 03/08/2017 |  | 03/08/2017
Gentec | Schneider Electric | SERPL8HS | Automatic Time Switch Control | Device | True | True | True | True | True | True | [15 empty] | Non Federally-Regulated | 03/08/2017 |  | 03/08/2017
Gentec | Kameleon | K4-08-PA-S* | Automatic Time Switch Control | Device | True | True | True | True | True | True | [15 empty] | Non Federally-Regulated | 03/08/2017 |  | 03/08/2017
Gentec | Kameleon | K4-32-PA-S* | Automatic Time Switch Control | Device | True | True | True | True | True | True | [15 empty] | Non Federally-Regulated | 03/08/2017 |  | 03/08/2017
Gentec | Schneider Electric | SERPL64HS | Automatic Time Switch Control | Device | True | True | True | True | True | True | [15 empty] | Non Federally-Regulated | 03/08/2017 |  | 03/08/2017
Gentec | Schneider Electric | SERPL8HS | Automatic Time Switch Control | Device | True | True | True | True | True | True | [15 empty] | Non Federally-Regulated | 03/08/2017 |  | 03/08/2017
Gentec | Schneider Electric | SERP16HS | Automatic Time Switch Control | Device | True | True | True | True | True | True | [15 empty] | Non Federally-Regulated | 03/08/2017 |  | 03/08/2017
Gentec | Kameleon | K8-64-PA-S* | Automatic Time Switch Control | Device | True | True | True | True | True | True | [15 empty] | Non Federally-Regulated | 03/08/2017 |  | 03/08/2017
Gentec | Kameleon | K6-64-PA-S* | Automatic Time Switch Control | Device | True | True | True | True | True | True | [15 empty] | Non Federally-Regulated | 03/08/2017 |  | 03/08/2017
Gentec | Schneider Electric | SERPL48HS | Automatic Time Switch Control | Device | True | True | True | True | True | True | [15 empty] | Non Federally-Regulated | 03/08/2017 |  | 03/08/2017
Gentec | Schneider Electric | SERPTC411 | Automatic Time Switch Control | Device | True | True | True | True | True | True | [15 empty] | Non Federally-Regulated | 03/08/2017 |  | 03/08/2017
Gentec | Schneider Electric | SERPB32HS | Automatic Time Switch Control | Device | True | True | True | True | True | True | [15 empty] | Non Federally-Regulated | 03/08/2017 |  | 03/08/2017
Gentec | Schneider Electric | SERPB8HS | Automatic Time Switch Control | Device | True | True | True | True | True | True | [15 empty] | Non Federally-Regulated | 03/08/2017 |  | 03/08/2017
Gentec | Schneider Electric | SERP16HS | Automatic Time Switch Control | Device | True | True | True | True | True | True | [15 empty] | Non Federally-Regulated | 03/08/2017 |  | 03/08/2017
Gentec | Kameleon | K4-64-PA-S* | Automatic Time Switch Control | Device | True | True | True | True | True | True | [15 empty] | Non Federally-Regulated | 03/08/2017 |  | 03/08/2017
Gentec | Kameleon | K6-32-PA-S* | Automatic Time Switch Control | Device | True | True | True | True | True | True | [15 empty] | Non Federally-Regulated | 03/08/2017 |  | 03/08/2017
Gentec | Kameleon | K4-32-PA-S* | Automatic Time Switch Control | Device | True | True | True | True | True | True | [15 empty] | Non Federally-Regulated | 03/08/2017 |  | 03/08/2017
Gentec | Kameleon | K6-32-PA-S* | Automatic Time Switch Control | Device | True | True | True | True | True | True | [15 empty] | Non Federally-Regulated | 03/08/2017 |  | 03/08/2017
Gentec | Schneider Electric | SERPL48HS | Automatic Time Switch Control | Device | True | True | True | True | True | True | [15 empty] | Non Federally-Regulated | 03/08/2017 |  | 03/08/2017
Gentec | Kameleon | K6-08-PA-S* | Automatic Time Switch Control | Device | True | True | True | True | True | True | [15 empty] | Non Federally-Regulated | 03/08/2017 |  | 03/08/2017
Gentec | Schneider Electric | SERPL32HS | Automatic Time Switch Control | Device | True | True | True | True | True | True | [15 empty] | Non Federally-Regulated | 03/08/2017 |  | 03/08/2017
Gentec | Schneider Electric | SERPB16HS | Automatic Time Switch Control | Device | True | True | True | True | True | True | [15 empty] | Non Federally-Regulated | 03/08/2017 |  | 03/08/2017
Gentec | Kameleon | K6-16-PA-S* | Automatic Time Switch Control | Device | True | True | True | True | True | True | [15 empty] | Non Federally-Regulated | 03/08/2017 |  | 03/08/2017
Gentec | Schneider Electric | SERPL32HS | Automatic Time Switch Control | Device | True | True | True | True | True | True | [15 empty] | Non Federally-Regulated | 03/08/2017 |  | 03/08/2017
Gentec | Kameleon | K6-16-PA-S* | Automatic Time Switch Control | Device | True | True | True | True | True | True | [15 empty] | Non Federally-Regulated | 03/08/2017 |  | 03/08/2017
Gentec | Schneider Electric | SERPB48HS | Automatic Time Switch Control | Device | True | True | True | True | True | True | [15 empty] | Non Federally-Regulated | 03/08/2017 |  | 03/08/2017
Gentec | Kameleon | K8-64-PA-S* | Automatic Time Switch Control | Device | True | True | True | True | True | True | [15 empty] | Non Federally-Regulated | 03/08/2017 |  | 03/08/2017
Gentec | Kameleon | K8-32-PA-S* | Automatic Time Switch Control | Device | True | True | True | True | True | True | [15 empty] | Non Federally-Regulated | 03/08/2017 |  | 03/08/2017
Gentec | Kameleon | K6-08-PA-S* | Automatic Time Switch Control | Device | True | True | True | True | True | True | [15 empty] | Non Federally-Regulated | 03/08/2017 |  | 03/08/2017
Gentec | Schneider Electric | SERPB64HS | Automatic Time Switch Control | Device | True | True | True | True | True | True | [15 empty] | Non Federally-Regulated | 03/08/2017 |  | 03/08/2017
Gentec | Kameleon | K8-16-PA-S* | Automatic Time Switch Control | Device | True | True | True | True | True | True | [15 empty] | Non Federally-Regulated | 03/08/2017 |  | 03/08/2017
Gentec | Schneider Electric | SERP32HS | Automatic Time Switch Control | Device | True | True | True | True | True | True | [15 empty] | Non Federally-Regulated | 03/08/2017 |  | 03/08/2017
Gentec | Schneider Electric | SERPB32HS | Automatic Time Switch Control | Device | True | True | True | True | True | True | [15 empty] | Non Federally-Regulated | 03/08/2017 |  | 03/08/2017
Gentec | Kameleon | K411 | Automatic Time Switch Control | Device | True | True | True | True | True | True | [15 empty] | Non Federally-Regulated | 03/08/2017 |  | 03/08/2017
Gentec | Schneider Electric | SERPB64HS | Automatic Time Switch Control | Device | True | True | True | True | True | True | [15 empty] | Non Federally-Regulated | 03/08/2017 |  | 03/08/2017
Gentec | Kameleon | K8-16-PA-S* | Automatic Time Switch Control | Device | True | True | True | True | True | True | [15 empty] | Non Federally-Regulated | 03/08/2017 |  | 03/08/2017
Gentec | Schneider Electric | SERPB16HS | Automatic Time Switch Control | Device | True | True | True | True | True | True | [15 empty] | Non Federally-Regulated | 03/08/2017 |  | 03/08/2017
Gentec | Kameleon | K6-64-PA-S* | Automatic Time Switch Control | Device | True | True | True | True | True | True | [15 empty] | Non Federally-Regulated | 03/08/2017 |  | 03/08/2017
The Lighting Quotient | The Lighting Quotient | CLC-EN-11-**-*-* | Occupant Sensing Device | Device | True | True | True | True | True | False |  |  |  | False |  |  | True | True | False |  | True | True | True | True | True | Non Federally-Regulated | 03/08/2017 |  | 03/08/2017
The Lighting Quotient | The Lighting Quotient | CLC-EN-08-**-*-* | Photosensor / Photocontrol Dev | Device | True | True | True | [18 empty] | Non Federally-Regulated | 03/08/2017 |  | 03/08/2017
The Lighting Quotient | The Lighting Quotient | CMS-EN-03-**-* | Occupant Sensing Device | Device | True | True | True | True | True | False |  |  |  | False |  |  | True | True | False |  | True | True | True | True | True | Non Federally-Regulated | 03/08/2017 |  | 03/08/2017
The Lighting Quotient | The Lighting Quotient | CBC-EN-10-**-*-* | Occupant Sensing Device | Device | True | True | True | True | True | False |  |  |  | False |  |  | True | True | False |  | True | True | True | True | True | Non Federally-Regulated | 03/08/2017 |  | 03/08/2017
The Lighting Quotient | The Lighting Quotient | CBC-EN-10-**-*-* | Dimmer | Device | True | True | True | True | True | True | True | True | True | [12 empty] | Non Federally-Regulated | 03/08/2017 |  | 03/08/2017
The Lighting Quotient | The Lighting Quotient | CLC-EN-08-**-*-* | Occupant Sensing Device | Device | True | True | True | True | True | False |  |  |  | False |  |  | False |  | False |  | True | True | True | True | True | Non Federally-Regulated | 03/08/2017 |  | 03/08/2017
The Lighting Quotient | The Lighting Quotient | CBC-EN-10-**-*-* | Automatic Daylighting Control | Device | True | True | True | True | True | True | True | True | True | True | True | [10 empty] | Non Federally-Regulated | 03/08/2017 |  | 03/08/2017
The Lighting Quotient | The Lighting Quotient | CLC-EN-06-**-*-* | Occupant Sensing Device | Device | True | True | True | True | True | False |  |  |  | False |  |  | False |  | False |  | True | True | True | True | True | Non Federally-Regulated | 03/08/2017 |  | 03/08/2017
The Lighting Quotient | The Lighting Quotient | CLC-EN-07-**-*-* | Occupant Sensing Device | Device | True | True | True | True | True | False |  |  |  | False |  |  | True | True | False |  | True | True | True | True | True | Non Federally-Regulated | 03/08/2017 |  | 03/08/2017
The Lighting Quotient | The Lighting Quotient | CLC-EN-07-**-*-* | Automatic Daylighting Control | Device | True | True | True | True | True | True | True | True | True | True | True | [10 empty] | Non Federally-Regulated | 03/08/2017 |  | 03/08/2017
The Lighting Quotient | The Lighting Quotient | CLC-EN-11-**-*-* | Dimmer | Device | True | True | True | True | True | True | True | True | True | [12 empty] | Non Federally-Regulated | 03/08/2017 |  | 03/08/2017
The Lighting Quotient | The Lighting Quotient | CLS-EN-02-**-* | Photosensor / Photocontrol Dev | Device | True | True | True | [18 empty] | Non Federally-Regulated | 03/08/2017 |  | 03/08/2017
The Lighting Quotient | The Lighting Quotient | CPP-EN-02-**-*-* | Occupant Sensing Device | Device | True | True | True | True | True | False |  |  |  | False |  |  | True | True | False |  | True | True | True | True | True | Non Federally-Regulated | 03/08/2017 |  | 03/08/2017
The Lighting Quotient | The Lighting Quotient | CLC-EN-11-**-*-* | Automatic Daylighting Control | Device | True | True | True | True | True | True | True | True | True | True | True | [10 empty] | Non Federally-Regulated | 03/08/2017 |  | 03/08/2017
The Lighting Quotient | The Lighting Quotient | CBC-EN-10-**-*-* | Photosensor / Photocontrol Dev | Device | True | True | True | [18 empty] | Non Federally-Regulated | 03/08/2017 |  | 03/08/2017
The Lighting Quotient | The Lighting Quotient | CMS-EN-04-**-* | Occupant Sensing Device | Device | True | True | True | True | True | False |  |  |  | False |  |  | True | True | False |  | True | True | True | True | True | Non Federally-Regulated | 03/08/2017 |  | 03/08/2017
The Lighting Quotient | The Lighting Quotient | CLC-EN-07-**-*-* | Photosensor / Photocontrol Dev | Device | True | True | True | [18 empty] | Non Federally-Regulated | 03/08/2017 |  | 03/08/2017
The Lighting Quotient | The Lighting Quotient | CLC-EN-11-**-*-* | Photosensor / Photocontrol Dev | Device | True | True | True | [18 empty] | Non Federally-Regulated | 03/08/2017 |  | 03/08/2017
The Lighting Quotient | The Lighting Quotient | CLC-EN-07-**-*-* | Dimmer | Device | True | True | True | True | True | True | True | True | True | [12 empty] | Non Federally-Regulated | 03/08/2017 |  | 03/08/2017
The Lighting Quotient | The Lighting Quotient | CLC-EN-06-**-*-* | Photosensor / Photocontrol Dev | Device | True | True | True | [18 empty] | Non Federally-Regulated | 03/08/2017 |  | 03/08/2017
Enerlites, Inc. | Top Greener, Inc. | TD0S5 | Occupant Sensing Device | Device | True | True | True | True | True | False |  |  |  | False |  |  | False |  | False |  | False | False | True | True | True | Non Federally-Regulated | 03/09/2017 |  | 03/09/2017
Enerlites, Inc. | Top Greener, Inc. | TD0S5-J | Occupant Sensing Device | Device | True | True | True | True | True | False |  |  |  | False |  |  | False |  | False |  | False | False | True | True | True | Non Federally-Regulated | 03/09/2017 |  | 03/09/2017
Enerlites, Inc. | Top Greener, Inc. | TSOS5 | Occupant Sensing Device | Device | True | True | True | True | True | False |  |  |  | False |  |  | False |  | False |  | False | False | True | True | True | Non Federally-Regulated | 03/09/2017 |  | 03/09/2017
Enerlites, Inc. | Top Greener, Inc. | TDOS5* | Occupant Sensing Device | Device | True | True | True | True | True | False |  |  |  | False |  |  | False |  | False |  | False | False | True | True | True | Non Federally-Regulated | 03/09/2017 |  | 03/09/2017
Enerlites, Inc. | Top Greener, Inc. | TDOS5-J* | Occupant Sensing Device | Device | True | True | True | True | True | False |  |  |  | False |  |  | False |  | False |  | False | False | True | True | True | Non Federally-Regulated | 03/09/2017 |  | 03/09/2017
Enerlites, Inc. | Enerlites, Inc. | 51300-* | Dimmer | Device | True | True | True | True | True | True | True | True | True | [12 empty] | Non Federally-Regulated | 03/09/2017 |  | 03/09/2017
Enerlites, Inc. | Enerlites, Inc. | 51300L-* | Dimmer | Device | True | True | True | True | True | True | True | True | True | [12 empty] | Non Federally-Regulated | 03/09/2017 |  | 03/09/2017
Enerlites, Inc. | Intermatic, Inc. | IOS-DPBV-WH | Occupant Sensing Device | Device | True | True | True | True | True | False |  |  |  | False |  |  | False |  | False |  | False | False | True | True | True | Non Federally-Regulated | 03/09/2017 |  | 03/09/2017
Juno Lighting, LLC | Juno | T90CLF 12IN ** | Track Lighting Integral Curren | Device | True | True | True | True | True | True | True | True | True | [12 empty] | Non Federally-Regulated | 03/10/2017 |  | 03/10/2017
Juno Lighting, LLC | Juno | T90CLF 18IN ** | Track Lighting Integral Curren | Device | True | True | True | True | True | True | True | True | True | [12 empty] | Non Federally-Regulated | 03/10/2017 |  | 03/10/2017
Juno Lighting, LLC | Juno | T90CLF 24IN ** | Track Lighting Integral Curren | Device | True | True | True | True | True | True | True | True | True | [12 empty] | Non Federally-Regulated | 03/10/2017 |  | 03/10/2017
Juno Lighting, LLC | Juno | T90CLF 36IN ** | Track Lighting Integral Curren | Device | True | True | True | True | True | True | True | True | True | [12 empty] | Non Federally-Regulated | 03/10/2017 |  | 03/10/2017
Juno Lighting, LLC | Juno | T90CLF 48IN ** | Track Lighting Integral Curren | Device | True | True | True | True | True | True | True | True | True | [12 empty] | Non Federally-Regulated | 03/10/2017 |  | 03/10/2017
Juno Lighting, LLC | Juno | T91CLF 12IN ** | Track Lighting Integral Curren | Device | True | True | True | True | True | True | True | True | True | [12 empty] | Non Federally-Regulated | 03/10/2017 |  | 03/10/2017
Juno Lighting, LLC | Juno | T91CLF 18IN ** | Track Lighting Integral Curren | Device | True | True | True | True | True | True | True | True | True | [12 empty] | Non Federally-Regulated | 03/10/2017 |  | 03/10/2017
Juno Lighting, LLC | Juno | T91CLF 24IN ** | Track Lighting Integral Curren | Device | True | True | True | True | True | True | True | True | True | [12 empty] | Non Federally-Regulated | 03/10/2017 |  | 03/10/2017
Juno Lighting, LLC | Juno | T91CLF 36IN ** | Track Lighting Integral Curren | Device | True | True | True | True | True | True | True | True | True | [12 empty] | Non Federally-Regulated | 03/10/2017 |  | 03/10/2017
Juno Lighting, LLC | Juno | T91CLF 48IN ** | Track Lighting Integral Curren | Device | True | True | True | True | True | True | True | True | True | [12 empty] | Non Federally-Regulated | 03/10/2017 |  | 03/10/2017
Lutron Electronics Co., Inc. | Lutron | PD-10NXD********* | Dimmer | Device | True | True | True | True | True | True | True | True | True | [12 empty] | Non Federally-Regulated | 07/08/2015 |  | 05/01/2017
Lutron Electronics Co., Inc. | Lutron | PD-3PCL******** | Dimmer | Device | True | True | True | True | True | True | True | False | [13 empty] | Non Federally-Regulated | 10/17/2014 |  | 05/01/2017
Lutron Electronics Co., Inc. | Lutron | PD-3PDCL******** | Dimmer | Device | True | True | True | True | True | True | True | False | [13 empty] | Non Federally-Regulated | 01/21/2014 |  | 05/01/2017
Lutron Electronics Co., Inc. | Lutron | PD-6WCL********* | Dimmer | Device | True | True | True | True | True | True | True | False | [13 empty] | Non Federally-Regulated | 01/21/2014 |  | 05/01/2017
Lutron Electronics Co., Inc. | Lutron | GT**-150******* | Dimmer | Device | True | True | True | True | True | True | True | True | True | [12 empty] | Non Federally-Regulated | 10/17/2014 |  | 05/01/2017
Lutron Electronics Co., Inc. | Lutron | GT**-250******* | Dimmer | Device | True | True | True | True | True | True | True | True | True | [12 empty] | Non Federally-Regulated | 10/17/2014 |  | 05/01/2017
Lutron Electronics Co., Inc. | Lutron | S-1000********** | Dimmer | Device | True | True | True | True | True | True | True | False | [13 empty] | Non Federally-Regulated | 01/21/2014 |  | 05/01/2017
Lutron Electronics Co., Inc. | Lutron | S-103P********** | Dimmer | Device | True | True | True | True | True | True | True | True | True | [12 empty] | Non Federally-Regulated | 01/21/2014 |  | 05/01/2017
Lutron Electronics Co., Inc. | Lutron | S-10P*********** | Dimmer | Device | True | True | True | True | True | True | True | False | [13 empty] | Non Federally-Regulated | 01/21/2014 |  | 05/01/2017
Lutron Electronics Co., Inc. | Lutron | S-600*********** | Dimmer | Device | True | True | True | True | True | True | True | False | [13 empty] | Non Federally-Regulated | 01/21/2014 |  | 05/01/2017
Lutron Electronics Co., Inc. | Lutron | S-600P********** | Dimmer | Device | True | True | True | True | True | True | True | False | [13 empty] | Non Federally-Regulated | 01/21/2014 |  | 05/01/2017
Lutron Electronics Co., Inc. | Lutron | S-603P********** | Dimmer | Device | True | True | True | True | True | True | True | True | True | [12 empty] | Non Federally-Regulated | 01/21/2014 |  | 05/01/2017
Lutron Electronics Co., Inc. | Lutron | S2-L************ | Dimmer | Device | True | True | True | True | True | True | True | False | [13 empty] | Non Federally-Regulated | 01/21/2014 |  | 05/01/2017
Lutron Electronics Co., Inc. | Lutron | S2-LF*********** | Dimmer | Device | True | True | True | True | True | True | True | False | [13 empty] | Non Federally-Regulated | 01/21/2014 |  | 05/01/2017
Lutron Electronics Co., Inc. | Lutron | S2-LFSQ********* | Dimmer | Device | True | True | True | True | True | True | True | False | [13 empty] | Non Federally-Regulated | 01/21/2014 |  | 05/01/2017
Lutron Electronics Co., Inc. | Lutron | SCL-1*********** | Dimmer | Device | True | True | True | True | True | True | True | True | True | [12 empty] | Non Federally-Regulated | 01/21/2014 |  | 05/01/2017
Lutron Electronics Co., Inc. | Lutron | SELV-300P******* | Dimmer | Device | True | True | True | True | True | True | True | False | [13 empty] | Non Federally-Regulated | 01/21/2014 |  | 05/01/2017
Lutron Electronics Co., Inc. | Lutron | SELV-303P******* | Dimmer | Device | True | True | True | True | True | True | True | True | True | [12 empty] | Non Federally-Regulated | 01/21/2014 |  | 05/01/2017
Lutron Electronics Co., Inc. | Lutron | SELVB-300P****** | Dimmer | Device | True | True | True | True | True | True | True | False | [13 empty] | Non Federally-Regulated | 01/21/2014 |  | 05/01/2017
Lutron Electronics Co., Inc. | Lutron | SF-103P********* | Dimmer | Device | True | True | True | True | True | True | True | True | True | [12 empty] | Non Federally-Regulated | 01/21/2014 |  | 05/01/2017
Lutron Electronics Co., Inc. | Lutron | SF-10P********** | Dimmer | Device | True | True | True | True | True | True | True | False | [13 empty] | Non Federally-Regulated | 01/21/2014 |  | 05/01/2017
Lutron Electronics Co., Inc. | Lutron | SF-12P********** | Dimmer | Device | True | True | True | True | True | True | True | False | [13 empty] | Non Federally-Regulated | 01/21/2014 |  | 05/01/2017
Lutron Electronics Co., Inc. | Lutron | SFTU-5A3P******* | Dimmer | Device | True | True | True | True | True | True | True | True | True | [12 empty] | Non Federally-Regulated | 01/21/2014 |  | 05/01/2017
Lutron Electronics Co., Inc. | Lutron | SLV-600P******** | Dimmer | Device | True | True | True | True | True | True | True | False | [13 empty] | Non Federally-Regulated | 01/21/2014 |  | 05/01/2017
Lutron Electronics Co., Inc. | Lutron | SLV-603P******** | Dimmer | Device | True | True | True | True | True | True | True | True | True | [12 empty] | Non Federally-Regulated | 01/21/2014 |  | 05/01/2017
Lutron Electronics Co., Inc. | Lutron | SPDC-203P******* | Dimmer | Device | True | True | True | True | True | True | True | True | True | [12 empty] | Non Federally-Regulated | 01/21/2014 |  | 05/01/2017
Lutron Electronics Co., Inc. | Lutron | CTCL-*********** | Dimmer | Device | True | True | True | True | True | True | True | True | True | [12 empty] | Non Federally-Regulated | 01/21/2014 |  | 05/01/2017
Lutron Electronics Co., Inc. | Lutron | DV-1002P******** | Dimmer | Device | True | True | True | True | True | True | True | False | [13 empty] | Non Federally-Regulated | 01/21/2014 |  | 05/01/2017
Lutron Electronics Co., Inc. | Lutron | DV-103P********* | Dimmer | Device | True | True | True | True | True | True | True | True | True | [12 empty] | Non Federally-Regulated | 01/21/2014 |  | 05/01/2017
Lutron Electronics Co., Inc. | Lutron | DV-10P********** | Dimmer | Device | True | True | True | True | True | True | True | False | [13 empty] | Non Federally-Regulated | 01/21/2014 |  | 05/01/2017
Lutron Electronics Co., Inc. | Lutron | DV-600P********* | Dimmer | Device | True | True | True | True | True | True | True | False | [13 empty] | Non Federally-Regulated | 01/21/2014 |  | 05/01/2017
Lutron Electronics Co., Inc. | Lutron | DV-603P********* | Dimmer | Device | True | True | True | True | True | True | True | True | True | [12 empty] | Non Federally-Regulated | 01/21/2014 |  | 05/01/2017
Lutron Electronics Co., Inc. | Lutron | DVCL-*********** | Dimmer | Device | True | True | True | True | True | True | True | True | True | [12 empty] | Non Federally-Regulated | 01/21/2014 |  | 05/01/2017
Lutron Electronics Co., Inc. | Lutron | DVELV-300P****** | Dimmer | Device | True | True | True | True | True | True | True | False | [13 empty] | Non Federally-Regulated | 01/21/2014 |  | 05/01/2017
Lutron Electronics Co., Inc. | Lutron | DVELV-303P****** | Dimmer | Device | True | True | True | True | True | True | True | True | True | [12 empty] | Non Federally-Regulated | 01/21/2014 |  | 05/01/2017
Lutron Electronics Co., Inc. | Lutron | DVF-103P******** | Dimmer | Device | True | True | True | True | True | True | True | True | True | [12 empty] | Non Federally-Regulated | 01/21/2014 |  | 05/01/2017
Lutron Electronics Co., Inc. | Lutron | DVFTU-5A3P****** | Dimmer | Device | True | True | True | True | True | True | True | True | True | [12 empty] | Non Federally-Regulated | 01/21/2014 |  | 05/01/2017
Lutron Electronics Co., Inc. | Lutron | DVLV-103P******* | Dimmer | Device | True | True | True | True | True | True | True | True | True | [12 empty] | Non Federally-Regulated | 01/21/2014 |  | 05/01/2017
Lutron Electronics Co., Inc. | Lutron | DVLV-10P******** | Dimmer | Device | True | True | True | True | True | True | True | False | [13 empty] | Non Federally-Regulated | 01/21/2014 |  | 05/01/2017
Lutron Electronics Co., Inc. | Lutron | DVLV-600P******* | Dimmer | Device | True | True | True | True | True | True | True | False | [13 empty] | Non Federally-Regulated | 01/21/2014 |  | 05/01/2017
Lutron Electronics Co., Inc. | Lutron | DVLV-603P******* | Dimmer | Device | True | True | True | True | True | True | True | True | True | [12 empty] | Non Federally-Regulated | 01/21/2014 |  | 05/01/2017
Lutron Electronics Co., Inc. | Lutron | DVPDC-203P****** | Dimmer | Device | True | True | True | True | True | True | True | True | True | [12 empty] | Non Federally-Regulated | 01/21/2014 |  | 05/01/2017
Lutron Electronics Co., Inc. | Lutron | DVSC-103P******* | Dimmer | Device | True | True | True | True | True | True | True | True | True | [12 empty] | Non Federally-Regulated | 01/21/2014 |  | 05/01/2017
Lutron Electronics Co., Inc. | Lutron | DVSC-10P******** | Dimmer | Device | True | True | True | True | True | True | True | False | [13 empty] | Non Federally-Regulated | 01/21/2014 |  | 05/01/2017
Lutron Electronics Co., Inc. | Lutron | DVSC-600P******* | Dimmer | Device | True | True | True | True | True | True | True | False | [13 empty] | Non Federally-Regulated | 01/21/2014 |  | 05/01/2017
Lutron Electronics Co., Inc. | Lutron | DVSC-603P******* | Dimmer | Device | True | True | True | True | True | True | True | True | True | [12 empty] | Non Federally-Regulated | 01/21/2014 |  | 05/01/2017
Lutron Electronics Co., Inc. | Lutron | DVSCCL-********* | Dimmer | Device | True | True | True | True | True | True | True | True | True | [12 empty] | Non Federally-Regulated | 01/21/2014 |  | 05/01/2017
Lutron Electronics Co., Inc. | Lutron | DVSCELV-300P**** | Dimmer | Device | True | True | True | True | True | True | True | False | [13 empty] | Non Federally-Regulated | 01/21/2014 |  | 05/01/2017
Lutron Electronics Co., Inc. | Lutron | DVSCELV-303P**** | Dimmer | Device | True | True | True | True | True | True | True | True | True | [12 empty] | Non Federally-Regulated | 01/21/2014 |  | 05/01/2017
Lutron Electronics Co., Inc. | Lutron | DVSCF-103P****** | Dimmer | Device | True | True | True | True | True | True | True | True | True | [12 empty] | Non Federally-Regulated | 01/21/2014 |  | 05/01/2017
Lutron Electronics Co., Inc. | Lutron | DVSCFTU-5A3P**** | Dimmer | Device | True | True | True | True | True | True | True | True | True | [12 empty] | Non Federally-Regulated | 01/21/2014 |  | 05/01/2017
Lutron Electronics Co., Inc. | Lutron | DVSCLV-103P***** | Dimmer | Device | True | True | True | True | True | True | True | True | True | [12 empty] | Non Federally-Regulated | 01/21/2014 |  | 05/01/2017
Lutron Electronics Co., Inc. | Lutron | DVSCLV-10P****** | Dimmer | Device | True | True | True | True | True | True | True | False | [13 empty] | Non Federally-Regulated | 01/21/2014 |  | 05/01/2017
Lutron Electronics Co., Inc. | Lutron | DVSCLV-600P***** | Dimmer | Device | True | True | True | True | True | True | True | False | [13 empty] | Non Federally-Regulated | 01/21/2014 |  | 05/01/2017
Lutron Electronics Co., Inc. | Lutron | DVSCLV-603P***** | Dimmer | Device | True | True | True | True | True | True | True | True | True | [12 empty] | Non Federally-Regulated | 01/21/2014 |  | 05/01/2017
Lutron Electronics Co., Inc. | Lutron | DVSCSTV********* | Dimmer | Device | True | True | True | True | True | True | True | True | True | [12 empty] | Non Federally-Regulated | 11/20/2014 |  | 05/01/2017
Lutron Electronics Co., Inc. | Lutron | DVSCTV********** | Dimmer | Device | True | True | True | True | True | False |  | False | [13 empty] | Non Federally-Regulated | 01/21/2014 |  | 05/01/2017
Lutron Electronics Co., Inc. | Lutron | DVSTV*********** | Dimmer | Device | True | True | True | True | True | True | True | True | True | [12 empty] | Non Federally-Regulated | 11/20/2014 |  | 05/01/2017
Lutron Electronics Co., Inc. | Lutron | DVTV************ | Dimmer | Device | True | True | True | True | True | False |  | False | [13 empty] | Non Federally-Regulated | 01/21/2014 |  | 05/01/2017
Lutron Electronics Co., Inc. | Lutron | DVW-600P******** | Dimmer | Device | True | True | True | True | True | True | True | False | [13 empty] | Non Federally-Regulated | 01/21/2014 |  | 05/01/2017
Lutron Electronics Co., Inc. | Lutron | DVW-603P******** | Dimmer | Device | True | True | True | True | True | True | True | True | True | [12 empty] | Non Federally-Regulated | 01/21/2014 |  | 05/01/2017
Lutron Electronics Co., Inc. | Lutron | DVWCL-********** | Dimmer | Device | True | True | True | True | True | True | True | True | True | [12 empty] | Non Federally-Regulated | 01/21/2014 |  | 05/01/2017
Lutron Electronics Co., Inc. | Lutron | DVWPDC-203P***** | Dimmer | Device | True | True | True | True | True | True | True | True | True | [12 empty] | Non Federally-Regulated | 01/21/2014 |  | 05/01/2017
Lutron Electronics Co., Inc. | Lutron | MA-1000********* | Dimmer | Device | True | True | True | True | True | True | True | True | True | [12 empty] | Non Federally-Regulated | 01/21/2014 |  | 05/01/2017
Lutron Electronics Co., Inc. | Lutron | MA-600********** | Dimmer | Device | True | True | True | True | True | True | True | True | True | [12 empty] | Non Federally-Regulated | 01/21/2014 |  | 05/01/2017
Lutron Electronics Co., Inc. | Lutron | MA-L3L3********* | Dimmer | Device | True | True | True | True | True | True | True | False | [13 empty] | Non Federally-Regulated | 01/21/2014 |  | 05/01/2017
Lutron Electronics Co., Inc. | Lutron | MA-L3S25******** | Dimmer | Device | True | True | True | True | True | True | True | False | [13 empty] | Non Federally-Regulated | 01/21/2014 |  | 05/01/2017
Lutron Electronics Co., Inc. | Lutron | MA-L3T251******* | Dimmer | Device | True | True | True | True | True | True | True | False | [13 empty] | Non Federally-Regulated | 01/21/2014 |  | 05/01/2017
Lutron Electronics Co., Inc. | Lutron | MACL-*********** | Dimmer | Device | True | True | True | True | True | True | True | True | True | [12 empty] | Non Federally-Regulated | 01/21/2014 |  | 05/01/2017
Lutron Electronics Co., Inc. | Lutron | MAELV-600******* | Dimmer | Device | True | True | True | True | True | True | True | False | [13 empty] | Non Federally-Regulated | 01/21/2014 |  | 05/01/2017
Lutron Electronics Co., Inc. | Lutron | MAF-6AM********* | Dimmer | Device | True | True | True | True | True | True | True | True | True | [12 empty] | Non Federally-Regulated | 01/21/2014 |  | 05/01/2017
Lutron Electronics Co., Inc. | Lutron | MALV-1000******* | Dimmer | Device | True | True | True | True | True | True | True | False | [13 empty] | Non Federally-Regulated | 01/21/2014 |  | 05/01/2017
Lutron Electronics Co., Inc. | Lutron | MALV-600******** | Dimmer | Device | True | True | True | True | True | True | True | False | [13 empty] | Non Federally-Regulated | 01/21/2014 |  | 05/01/2017
Lutron Electronics Co., Inc. | Lutron | MASCLV-1000***** | Dimmer | Device | True | True | True | True | True | True | True | False | [13 empty] | Non Federally-Regulated | 01/21/2014 |  | 05/01/2017
Lutron Electronics Co., Inc. | Lutron | MAW-600********* | Dimmer | Device | True | True | True | True | True | True | True | False | [13 empty] | Non Federally-Regulated | 01/21/2014 |  | 05/01/2017
Lutron Electronics Co., Inc. | Lutron | MAW-603********* | Dimmer | Device | True | True | True | True | True | True | True | True | True | [12 empty] | Non Federally-Regulated | 01/21/2014 |  | 05/01/2017
Lutron Electronics Co., Inc. | Lutron | MIR-1000******** | Dimmer | Device | True | True | True | True | True | True | True | False | [13 empty] | Non Federally-Regulated | 01/21/2014 |  | 05/01/2017
Lutron Electronics Co., Inc. | Lutron | MIR-1000M******* | Dimmer | Device | True | True | True | True | True | True | True | True | True | [12 empty] | Non Federally-Regulated | 01/21/2014 |  | 05/01/2017
Lutron Electronics Co., Inc. | Lutron | MIR-600********* | Dimmer | Device | True | True | True | True | True | True | True | False | [13 empty] | Non Federally-Regulated | 01/21/2014 |  | 05/01/2017
Lutron Electronics Co., Inc. | Lutron | MIR-600M******** | Dimmer | Device | True | True | True | True | True | True | True | True | True | [12 empty] | Non Federally-Regulated | 01/21/2014 |  | 05/01/2017
Lutron Electronics Co., Inc. | Lutron | MIR-603T******** | Dimmer | Device | True | True | True | True | True | True | True | True | True | [12 empty] | Non Federally-Regulated | 01/21/2014 |  | 05/01/2017
Lutron Electronics Co., Inc. | Lutron | MIRELV-600****** | Dimmer | Device | True | True | True | True | True | True | True | False | [13 empty] | Non Federally-Regulated | 01/21/2014 |  | 05/01/2017
Lutron Electronics Co., Inc. | Lutron | MIRELV-600M***** | Dimmer | Device | True | True | True | True | True | True | True | True | True | [12 empty] | Non Federally-Regulated | 01/21/2014 |  | 05/01/2017
Lutron Electronics Co., Inc. | Lutron | MIRLV-1000****** | Dimmer | Device | True | True | True | True | True | True | True | False | [13 empty] | Non Federally-Regulated | 01/21/2014 |  | 05/01/2017
Lutron Electronics Co., Inc. | Lutron | MIRLV-1000M***** | Dimmer | Device | True | True | True | True | True | True | True | True | True | [12 empty] | Non Federally-Regulated | 01/21/2014 |  | 05/01/2017
Lutron Electronics Co., Inc. | Lutron | MIRLV-600******* | Dimmer | Device | True | True | True | True | True | True | True | False | [13 empty] | Non Federally-Regulated | 01/21/2014 |  | 05/01/2017
Lutron Electronics Co., Inc. | Lutron | MIRLV-600M****** | Dimmer | Device | True | True | True | True | True | True | True | True | True | [12 empty] | Non Federally-Regulated | 01/21/2014 |  | 05/01/2017
Lutron Electronics Co., Inc. | Lutron | MK-600PI******** | Dimmer | Device | True | True | True | True | True | True | True | False | [13 empty] | Non Federally-Regulated | 01/21/2014 |  | 05/01/2017
Lutron Electronics Co., Inc. | Lutron | MK-603PI******** | Dimmer | Device | True | True | True | True | True | True | True | True | True | [12 empty] | Non Federally-Regulated | 01/21/2014 |  | 05/01/2017
Lutron Electronics Co., Inc. | Lutron | MRF2-10D******** | Dimmer | Device | True | True | True | True | True | True | True | True | True | [12 empty] | Non Federally-Regulated | 01/21/2014 |  | 05/01/2017
Lutron Electronics Co., Inc. | Lutron | MRF2-3LD******** | Dimmer | Device | True | True | True | True | True | True | True | False | [13 empty] | Non Federally-Regulated | 01/21/2014 |  | 05/01/2017
Lutron Electronics Co., Inc. | Lutron | MRF2-3PD******** | Dimmer | Device | True | True | True | True | True | True | True | False | [13 empty] | Non Federally-Regulated | 01/21/2014 |  | 05/01/2017
Lutron Electronics Co., Inc. | Lutron | MRF2-600M******* | Dimmer | Device | True | True | True | True | True | True | True | True | True | [12 empty] | Non Federally-Regulated | 01/21/2014 |  | 05/01/2017
Lutron Electronics Co., Inc. | Lutron | MRF2-6ELV******* | Dimmer | Device | True | True | True | True | True | True | True | True | True | [12 empty] | Non Federally-Regulated | 01/21/2014 |  | 05/01/2017
Lutron Electronics Co., Inc. | Lutron | MRF2-6MLV******* | Dimmer | Device | True | True | True | True | True | True | True | True | True | [12 empty] | Non Federally-Regulated | 01/21/2014 |  | 05/01/2017
Lutron Electronics Co., Inc. | Lutron | MRF2-6NA******** | Dimmer | Device | True | True | True | True | True | True | True | True | True | [12 empty] | Non Federally-Regulated | 01/21/2014 |  | 05/01/2017
Lutron Electronics Co., Inc. | Lutron | MRF2-6ND******* | Dimmer | Device | True | True | True | True | True | True | True | True | True | [12 empty] | Non Federally-Regulated | 01/21/2014 |  | 05/01/2017
Lutron Electronics Co., Inc. | Lutron | MRFA-3LD-URC**** | Dimmer | Device | True | True | True | True | True | True | True | False | [13 empty] | Non Federally-Regulated | 01/21/2014 |  | 05/01/2017
Lutron Electronics Co., Inc. | Lutron | MRFA-600M-URC*** | Dimmer | Device | True | True | True | True | True | True | True | True | True | [12 empty] | Non Federally-Regulated | 01/21/2014 |  | 05/01/2017
Lutron Electronics Co., Inc. | Lutron | MS-Z101********* | Dimmer | Device | True | True | True | True | True | True | True | True | True | [12 empty] | Non Federally-Regulated | 10/17/2014 |  | 05/01/2017
Lutron Electronics Co., Inc. | Lutron | MSC-1000******** | Dimmer | Device | True | True | True | True | True | True | True | True | True | [12 empty] | Non Federally-Regulated | 01/21/2014 |  | 05/01/2017
Lutron Electronics Co., Inc. | Lutron | MSC-600********* | Dimmer | Device | True | True | True | True | True | True | True | True | True | [12 empty] | Non Federally-Regulated | 01/21/2014 |  | 05/01/2017
Lutron Electronics Co., Inc. | Lutron | MSCELV-600M***** | Dimmer | Device | True | True | True | True | True | True | True | True | True | [12 empty] | Non Federally-Regulated | 01/21/2014 |  | 05/01/2017
Lutron Electronics Co., Inc. | Lutron | MSCF-6AM******** | Dimmer | Device | True | True | True | True | True | True | True | True | True | [12 empty] | Non Federally-Regulated | 01/21/2014 |  | 05/01/2017
Lutron Electronics Co., Inc. | Lutron | MSCLV-1000M***** | Dimmer | Device | True | True | True | True | True | True | True | True | True | [12 empty] | Non Federally-Regulated | 01/21/2014 |  | 05/01/2017
Lutron Electronics Co., Inc. | Lutron | MSCLV-600M****** | Dimmer | Device | True | True | True | True | True | True | True | True | True | [12 empty] | Non Federally-Regulated | 01/21/2014 |  | 05/01/2017
Lutron Electronics Co., Inc. | Lutron | UMACL-********** | Dimmer | Device | True | True | True | True | True | True | True | True | True | [12 empty] | Non Federally-Regulated | 01/21/2014 |  | 05/01/2017
Lutron Electronics Co., Inc. | Lutron | UMRF2-10D******* | Dimmer | Device | True | True | True | True | True | True | True | True | True | [12 empty] | Non Federally-Regulated | 01/21/2014 |  | 05/01/2017
Lutron Electronics Co., Inc. | Lutron | UMRF2-6ND******* | Dimmer | Device | True | True | True | True | True | True | True | True | True | [12 empty] | Non Federally-Regulated | 01/21/2014 |  | 05/01/2017
Lutron Electronics Co., Inc. | Lutron | UMRF2-F6AN****** | Dimmer | Device | True | True | True | True | True | True | True | True | True | [12 empty] | Non Federally-Regulated | 01/21/2014 |  | 05/01/2017
Lutron Electronics Co., Inc. | Lutron | UMS-Z101******* | Dimmer | Device | True | True | True | True | True | True | True | True | True | [12 empty] | Non Federally-Regulated | 10/17/2014 |  | 05/01/2017
Lutron Electronics Co., Inc. | Lutron | AY-103P********* | Dimmer | Device | True | True | True | True | True | True | True | True | True | [12 empty] | Non Federally-Regulated | 01/21/2014 |  | 05/01/2017
Lutron Electronics Co., Inc. | Lutron | AY-10P********** | Dimmer | Device | True | True | True | True | True | True | True | False | [13 empty] | Non Federally-Regulated | 01/21/2014 |  | 05/01/2017
Lutron Electronics Co., Inc. | Lutron | AY-600P********* | Dimmer | Device | True | True | True | True | True | True | True | False | [13 empty] | Non Federally-Regulated | 01/21/2014 |  | 05/01/2017
Lutron Electronics Co., Inc. | Lutron | AY-603P********* | Dimmer | Device | True | True | True | True | True | True | True | True | True | [12 empty] | Non Federally-Regulated | 01/21/2014 |  | 05/01/2017
Lutron Electronics Co., Inc. | Lutron | AYCL-*********** | Dimmer | Device | True | True | True | True | True | True | True | True | True | [12 empty] | Non Federally-Regulated | 01/21/2014 |  | 05/01/2017
Lutron Electronics Co., Inc. | Lutron | AYF-103P******** | Dimmer | Device | True | True | True | True | True | True | True | True | True | [12 empty] | Non Federally-Regulated | 01/21/2014 |  | 05/01/2017
Lutron Electronics Co., Inc. | Lutron | AYLV-600P******* | Dimmer | Device | True | True | True | True | True | True | True | False | [13 empty] | Non Federally-Regulated | 01/21/2014 |  | 05/01/2017
Lutron Electronics Co., Inc. | Lutron | AYLV-603P******* | Dimmer | Device | True | True | True | True | True | True | True | True | True | [12 empty] | Non Federally-Regulated | 01/21/2014 |  | 05/01/2017
Lutron Electronics Co., Inc. | Lutron | TG-103P********* | Dimmer | Device | True | True | True | True | True | True | True | True | True | [12 empty] | Non Federally-Regulated | 01/21/2014 |  | 05/01/2017
Lutron Electronics Co., Inc. | Lutron | TG-10P********** | Dimmer | Device | True | True | True | True | True | True | True | False | [13 empty] | Non Federally-Regulated | 01/21/2014 |  | 05/01/2017
Lutron Electronics Co., Inc. | Lutron | TG-600P********* | Dimmer | Device | True | True | True | True | True | True | True | False | [13 empty] | Non Federally-Regulated | 01/21/2014 |  | 05/01/2017
Lutron Electronics Co., Inc. | Lutron | TG-603P********* | Dimmer | Device | True | True | True | True | True | True | True | True | True | [12 empty] | Non Federally-Regulated | 01/21/2014 |  | 05/01/2017
Lutron Electronics Co., Inc. | Lutron | TGCL-*********** | Dimmer | Device | True | True | True | True | True | True | True | True | True | [12 empty] | Non Federally-Regulated | 01/21/2014 |  | 05/01/2017
Lutron Electronics Co., Inc. | Lutron | TGLV-600PR****** | Dimmer | Device | True | True | True | True | True | True | True | False | [13 empty] | Non Federally-Regulated | 01/21/2014 |  | 05/01/2017
Lutron Electronics Co., Inc. | Lutron | AR-6D*********** | Dimmer | Device | True | True | True | True | True | True | True | True | True | [12 empty] | Non Federally-Regulated | 01/21/2014 |  | 05/01/2017
Lutron Electronics Co., Inc. | Lutron | AN-103P********* | Dimmer | Device | True | True | True | True | True | True | True | True | True | [12 empty] | Non Federally-Regulated | 01/21/2014 |  | 05/01/2017
Lutron Electronics Co., Inc. | Lutron | AN-10P********** | Dimmer | Device | True | True | True | True | True | True | True | False | [13 empty] | Non Federally-Regulated | 01/21/2014 |  | 05/01/2017
Lutron Electronics Co., Inc. | Lutron | AN-600P********* | Dimmer | Device | True | True | True | True | True | True | True | False | [13 empty] | Non Federally-Regulated | 01/21/2014 |  | 05/01/2017
Lutron Electronics Co., Inc. | Lutron | AN-603P********* | Dimmer | Device | True | True | True | True | True | True | True | True | True | [12 empty] | Non Federally-Regulated | 01/21/2014 |  | 05/01/2017
Lutron Electronics Co., Inc. | Lutron | ANLV-600P******* | Dimmer | Device | True | True | True | True | True | True | True | False | [13 empty] | Non Federally-Regulated | 01/21/2014 |  | 05/01/2017
Lutron Electronics Co., Inc. | Lutron | ANLV-603P******* | Dimmer | Device | True | True | True | True | True | True | True | True | True | [12 empty] | Non Federally-Regulated | 01/21/2014 |  | 05/01/2017
Lutron Electronics Co., Inc. | Lutron | CN-103P********* | Dimmer | Device | True | True | True | True | True | True | True | True | True | [12 empty] | Non Federally-Regulated | 01/21/2014 |  | 05/01/2017
Lutron Electronics Co., Inc. | Lutron | CN-10P********** | Dimmer | Device | True | True | True | True | True | True | True | False | [13 empty] | Non Federally-Regulated | 01/21/2014 |  | 05/01/2017
Lutron Electronics Co., Inc. | Lutron | CN-600P********* | Dimmer | Device | True | True | True | True | True | True | True | False | [13 empty] | Non Federally-Regulated | 01/21/2014 |  | 05/01/2017
Lutron Electronics Co., Inc. | Lutron | CN-603P********* | Dimmer | Device | True | True | True | True | True | True | True | True | True | [12 empty] | Non Federally-Regulated | 01/21/2014 |  | 05/01/2017
Lutron Electronics Co., Inc. | Lutron | CNLV-600P******* | Dimmer | Device | True | True | True | True | True | True | True | False | [13 empty] | Non Federally-Regulated | 01/21/2014 |  | 05/01/2017
Lutron Electronics Co., Inc. | Lutron | CNLV-603P******* | Dimmer | Device | True | True | True | True | True | True | True | True | True | [12 empty] | Non Federally-Regulated | 01/21/2014 |  | 05/01/2017
Lutron Electronics Co., Inc. | Lutron | C-1000********** | Dimmer | Device | True | True | True | True | True | True | True | False | [13 empty] | Non Federally-Regulated | 01/21/2014 |  | 05/01/2017
Lutron Electronics Co., Inc. | Lutron | C-103P********** | Dimmer | Device | True | True | True | True | True | True | True | True | True | [12 empty] | Non Federally-Regulated | 01/21/2014 |  | 05/01/2017
Lutron Electronics Co., Inc. | Lutron | C-10P*********** | Dimmer | Device | True | True | True | True | True | True | True | False | [13 empty] | Non Federally-Regulated | 01/21/2014 |  | 05/01/2017
Lutron Electronics Co., Inc. | Lutron | C-1500********** | Dimmer | Device | True | True | True | True | True | True | True | False | [13 empty] | Non Federally-Regulated | 01/21/2014 |  | 05/01/2017
Lutron Electronics Co., Inc. | Lutron | C-2000********** | Dimmer | Device | True | True | True | True | True | True | True | False | [13 empty] | Non Federally-Regulated | 01/21/2014 |  | 05/01/2017
Lutron Electronics Co., Inc. | Lutron | C-600*********** | Dimmer | Device | True | True | True | True | True | True | True | False | [13 empty] | Non Federally-Regulated | 01/21/2014 |  | 05/01/2017
Lutron Electronics Co., Inc. | Lutron | C-600P********** | Dimmer | Device | True | True | True | True | True | True | True | False | [13 empty] | Non Federally-Regulated | 01/21/2014 |  | 05/01/2017
Lutron Electronics Co., Inc. | Lutron | C-603P********** | Dimmer | Device | True | True | True | True | True | True | True | True | True | [12 empty] | Non Federally-Regulated | 01/21/2014 |  | 05/01/2017
Lutron Electronics Co., Inc. | Lutron | CC*-G15L******** | Dimmer | Device | True | True | True | True | True | True | True | True | True | [12 empty] | Non Federally-Regulated | 10/17/2014 |  | 05/01/2017
Lutron Electronics Co., Inc. | Lutron | CC*-G25L******** | Dimmer | Device | True | True | True | True | True | True | True | True | True | [12 empty] | Non Federally-Regulated | 10/17/2014 |  | 05/01/2017
Lutron Electronics Co., Inc. | Lutron | CCD-10D*** | Dimmer | Device | True | True | True | True | True | True | True | True | True | [12 empty] | Non Federally-Regulated | 01/21/2014 |  | 05/01/2017
Lutron Electronics Co., Inc. | Lutron | CCD-10ND*** | Dimmer | Device | True | True | True | True | True | True | True | True | True | [12 empty] | Non Federally-Regulated | 01/21/2014 |  | 05/01/2017
Lutron Electronics Co., Inc. | Lutron | CCD-3LD*** | Dimmer | Device | True | True | True | True | True | True | True | False | [13 empty] | Non Federally-Regulated | 01/21/2014 |  | 05/01/2017
Lutron Electronics Co., Inc. | Lutron | CCD-3PD***** | Dimmer | Device | True | True | True | True | True | True | True | False | [13 empty] | Non Federally-Regulated | 01/21/2014 |  | 05/01/2017
Lutron Electronics Co., Inc. | Lutron | CCD-6D**** | Dimmer | Device | True | True | True | True | True | True | True | True | True | [12 empty] | Non Federally-Regulated | 01/21/2014 |  | 05/01/2017
Lutron Electronics Co., Inc. | Lutron | CCD-6NA**** | Dimmer | Device | True | True | True | True | True | True | True | True | True | [12 empty] | Non Federally-Regulated | 01/21/2014 |  | 05/01/2017
Lutron Electronics Co., Inc. | Lutron | CCD-F6AN****** | Dimmer | Device | True | True | True | True | True | True | True | True | True | [12 empty] | Non Federally-Regulated | 01/21/2014 |  | 05/01/2017
Lutron Electronics Co., Inc. | Lutron | CCD-H*********** | Dimmer | Device | True | True | True | True | True | True | True | True | True | [12 empty] | Non Federally-Regulated | 01/21/2014 |  | 05/01/2017
Lutron Electronics Co., Inc. | Lutron | LC-300********** | Dimmer | Device | True | True | True | True | True | True | True | False | [13 empty] | Non Federally-Regulated | 01/21/2014 |  | 05/01/2017
Lutron Electronics Co., Inc. | Lutron | LC-600H********* | Dimmer | Device | True | True | True | True | True | True | True | False | [13 empty] | Non Federally-Regulated | 01/21/2014 |  | 05/01/2017
Lutron Electronics Co., Inc. | Lutron | TT-300********** | Dimmer | Device | True | True | True | True | True | True | True | False | [13 empty] | Non Federally-Regulated | 01/21/2014 |  | 05/01/2017
Lutron Electronics Co., Inc. | Lutron | TTCL-*********** | Dimmer | Device | True | True | True | True | True | True | True | False | [13 empty] | Non Federally-Regulated | 01/21/2014 |  | 05/01/2017
Lutron Electronics Co., Inc. | Lutron | GL-10*********** | Dimmer | Device | True | True | True | True | True | True | True | False | [13 empty] | Non Federally-Regulated | 01/21/2014 |  | 05/01/2017
Lutron Electronics Co., Inc. | Lutron | GL-103********** | Dimmer | Device | True | True | True | True | True | True | True | True | True | [12 empty] | Non Federally-Regulated | 01/21/2014 |  | 05/01/2017
Lutron Electronics Co., Inc. | Lutron | GL-10P********** | Dimmer | Device | True | True | True | True | True | True | True | False | [13 empty] | Non Federally-Regulated | 01/21/2014 |  | 05/01/2017
Lutron Electronics Co., Inc. | Lutron | GL-600********** | Dimmer | Device | True | True | True | True | True | True | True | False | [13 empty] | Non Federally-Regulated | 01/21/2014 |  | 05/01/2017
Lutron Electronics Co., Inc. | Lutron | GL-603P********* | Dimmer | Device | True | True | True | True | True | True | True | True | True | [12 empty] | Non Federally-Regulated | 01/21/2014 |  | 05/01/2017
Lutron Electronics Co., Inc. | Lutron | GLV-600********* | Dimmer | Device | True | True | True | True | True | True | True | False | [13 empty] | Non Federally-Regulated | 01/21/2014 |  | 05/01/2017
Lutron Electronics Co., Inc. | Lutron | LG-600********** | Dimmer | Device | True | True | True | True | True | True | True | False | [13 empty] | Non Federally-Regulated | 01/21/2014 |  | 05/01/2017
Lutron Electronics Co., Inc. | Lutron | LG-600P********* | Dimmer | Device | True | True | True | True | True | True | True | False | [13 empty] | Non Federally-Regulated | 01/21/2014 |  | 05/01/2017
Lutron Electronics Co., Inc. | Lutron | LG-603P********* | Dimmer | Device | True | True | True | True | True | True | True | True | True | [12 empty] | Non Federally-Regulated | 01/21/2014 |  | 05/01/2017
Lutron Electronics Co., Inc. | Lutron | LGCL-*********** | Dimmer | Device | True | True | True | True | True | True | True | True | True | [12 empty] | Non Federally-Regulated | 01/21/2014 |  | 05/01/2017
Lutron Electronics Co., Inc. | Lutron | LGELVB-300P***** | Dimmer | Device | True | True | True | True | True | True | True | False | [13 empty] | Non Federally-Regulated | 01/21/2014 |  | 05/01/2017
Lutron Electronics Co., Inc. | Lutron | LX-103********** | Dimmer | Device | True | True | True | True | True | True | True | True | True | [12 empty] | Non Federally-Regulated | 01/21/2014 |  | 05/01/2017
Lutron Electronics Co., Inc. | Lutron | LX-10P********** | Dimmer | Device | True | True | True | True | True | True | True | False | [13 empty] | Non Federally-Regulated | 01/21/2014 |  | 05/01/2017
Lutron Electronics Co., Inc. | Lutron | LX-600********** | Dimmer | Device | True | True | True | True | True | True | True | False | [13 empty] | Non Federally-Regulated | 01/21/2014 |  | 05/01/2017
Lutron Electronics Co., Inc. | Lutron | LX-603********** | Dimmer | Device | True | True | True | True | True | True | True | True | True | [12 empty] | Non Federally-Regulated | 01/21/2014 |  | 05/01/2017
Lutron Electronics Co., Inc. | Lutron | LXELV-600******* | Dimmer | Device | True | True | True | True | True | True | True | False | [13 empty] | Non Federally-Regulated | 01/21/2014 |  | 05/01/2017
Lutron Electronics Co., Inc. | Lutron | LXELV-603******* | Dimmer | Device | True | True | True | True | True | True | True | True | True | [12 empty] | Non Federally-Regulated | 01/21/2014 |  | 05/01/2017
Lutron Electronics Co., Inc. | Lutron | LXF-103********* | Dimmer | Device | True | True | True | True | True | True | True | True | True | [12 empty] | Non Federally-Regulated | 01/21/2014 |  | 05/01/2017
Lutron Electronics Co., Inc. | Lutron | LXLV-10********* | Dimmer | Device | True | True | True | True | True | True | True | False | [13 empty] | Non Federally-Regulated | 01/21/2014 |  | 05/01/2017
Lutron Electronics Co., Inc. | Lutron | LXLV-103******** | Dimmer | Device | True | True | True | True | True | True | True | True | True | [12 empty] | Non Federally-Regulated | 01/21/2014 |  | 05/01/2017
Lutron Electronics Co., Inc. | Lutron | LXLV-600******** | Dimmer | Device | True | True | True | True | True | True | True | False | [13 empty] | Non Federally-Regulated | 01/21/2014 |  | 05/01/2017
Lutron Electronics Co., Inc. | Lutron | LXLV-603******** | Dimmer | Device | True | True | True | True | True | True | True | True | True | [12 empty] | Non Federally-Regulated | 01/21/2014 |  | 05/01/2017
Lutron Electronics Co., Inc. | Lutron | N-1000********** | Dimmer | Device | True | True | True | True | True | True | True | False | [13 empty] | Non Federally-Regulated | 01/21/2014 |  | 05/01/2017
Lutron Electronics Co., Inc. | Lutron | N-1000-F******** | Dimmer | Device | True | True | True | True | True | True | True | False | [13 empty] | Non Federally-Regulated | 01/21/2014 |  | 05/01/2017
Lutron Electronics Co., Inc. | Lutron | N-1003P********* | Dimmer | Device | True | True | True | True | True | True | True | True | True | [12 empty] | Non Federally-Regulated | 01/21/2014 |  | 05/01/2017
Lutron Electronics Co., Inc. | Lutron | N-1500********** | Dimmer | Device | True | True | True | True | True | True | True | False | [13 empty] | Non Federally-Regulated | 01/21/2014 |  | 05/01/2017
Lutron Electronics Co., Inc. | Lutron | N-1503P********* | Dimmer | Device | True | True | True | True | True | True | True | True | True | [12 empty] | Non Federally-Regulated | 01/21/2014 |  | 05/01/2017
Lutron Electronics Co., Inc. | Lutron | N-2000********** | Dimmer | Device | True | True | True | True | True | True | True | False | [13 empty] | Non Federally-Regulated | 01/21/2014 |  | 05/01/2017
Lutron Electronics Co., Inc. | Lutron | N-2003P********* | Dimmer | Device | True | True | True | True | True | True | True | True | True | [12 empty] | Non Federally-Regulated | 01/21/2014 |  | 05/01/2017
Lutron Electronics Co., Inc. | Lutron | N-600*********** | Dimmer | Device | True | True | True | True | True | True | True | False | [13 empty] | Non Federally-Regulated | 01/21/2014 |  | 05/01/2017
Lutron Electronics Co., Inc. | Lutron | N-603*********** | Dimmer | Device | True | True | True | True | True | True | True | True | True | [12 empty] | Non Federally-Regulated | 01/21/2014 |  | 05/01/2017
Lutron Electronics Co., Inc. | Lutron | NELV-450******** | Dimmer | Device | True | True | True | True | True | True | True | False | [13 empty] | Non Federally-Regulated | 01/21/2014 |  | 05/01/2017
Lutron Electronics Co., Inc. | Lutron | NELV-450-F****** | Dimmer | Device | True | True | True | True | True | True | True | False | [13 empty] | Non Federally-Regulated | 01/21/2014 |  | 05/01/2017
Lutron Electronics Co., Inc. | Lutron | NF-10*********** | Dimmer | Device | True | True | True | True | True | True | True | False | [13 empty] | Non Federally-Regulated | 01/21/2014 |  | 05/01/2017
Lutron Electronics Co., Inc. | Lutron | NF-10-277******* | Dimmer | Device | True | True | True | True | True | True | True | False | [13 empty] | Non Federally-Regulated | 01/21/2014 |  | 05/01/2017
Lutron Electronics Co., Inc. | Lutron | NF-103P********* | Dimmer | Device | True | True | True | True | True | True | True | True | True | [12 empty] | Non Federally-Regulated | 01/21/2014 |  | 05/01/2017
Lutron Electronics Co., Inc. | Lutron | NF-103P-277***** | Dimmer | Device | True | True | True | True | True | True | True | True | True | [12 empty] | Non Federally-Regulated | 01/21/2014 |  | 05/01/2017
Lutron Electronics Co., Inc. | Lutron | NF-20*********** | Dimmer | Device | True | True | True | True | True | True | True | False | [13 empty] | Non Federally-Regulated | 01/21/2014 |  | 05/01/2017
Lutron Electronics Co., Inc. | Lutron | NF-20-277******* | Dimmer | Device | True | True | True | True | True | True | True | False | [13 empty] | Non Federally-Regulated | 01/21/2014 |  | 05/01/2017
Lutron Electronics Co., Inc. | Lutron | NF-30*********** | Dimmer | Device | True | True | True | True | True | True | True | False | [13 empty] | Non Federally-Regulated | 01/21/2014 |  | 05/01/2017
Lutron Electronics Co., Inc. | Lutron | NFTU-5A********* | Dimmer | Device | True | True | True | True | True | True | True | False | [13 empty] | Non Federally-Regulated | 01/21/2014 |  | 05/01/2017
Lutron Electronics Co., Inc. | Lutron | NLV-1000******** | Dimmer | Device | True | True | True | True | True | True | True | False | [13 empty] | Non Federally-Regulated | 01/21/2014 |  | 05/01/2017
Lutron Electronics Co., Inc. | Lutron | NLV-1003P******* | Dimmer | Device | True | True | True | True | True | True | True | True | True | [12 empty] | Non Federally-Regulated | 01/21/2014 |  | 05/01/2017
Lutron Electronics Co., Inc. | Lutron | NLV-1500******** | Dimmer | Device | True | True | True | True | True | True | True | False | [13 empty] | Non Federally-Regulated | 01/21/2014 |  | 05/01/2017
Lutron Electronics Co., Inc. | Lutron | NLV-1503P******* | Dimmer | Device | True | True | True | True | True | True | True | True | True | [12 empty] | Non Federally-Regulated | 01/21/2014 |  | 05/01/2017
Lutron Electronics Co., Inc. | Lutron | NLV-2003P******* | Dimmer | Device | True | True | True | True | True | True | True | True | True | [12 empty] | Non Federally-Regulated | 01/21/2014 |  | 05/01/2017
Lutron Electronics Co., Inc. | Lutron | NLV-600********* | Dimmer | Device | True | True | True | True | True | True | True | False | [13 empty] | Non Federally-Regulated | 01/21/2014 |  | 05/01/2017
Lutron Electronics Co., Inc. | Lutron | NLV-603P******** | Dimmer | Device | True | True | True | True | True | True | True | True | True | [12 empty] | Non Federally-Regulated | 01/21/2014 |  | 05/01/2017
Lutron Electronics Co., Inc. | Lutron | NT-1000********* | Dimmer | Device | True | True | True | True | True | True | True | False | [13 empty] | Non Federally-Regulated | 01/21/2014 |  | 05/01/2017
Lutron Electronics Co., Inc. | Lutron | NT-1003P******** | Dimmer | Device | True | True | True | True | True | True | True | True | True | [12 empty] | Non Federally-Regulated | 01/21/2014 |  | 05/01/2017
Lutron Electronics Co., Inc. | Lutron | NT-1500********* | Dimmer | Device | True | True | True | True | True | True | True | False | [13 empty] | Non Federally-Regulated | 01/21/2014 |  | 05/01/2017
Lutron Electronics Co., Inc. | Lutron | NT-1503P******** | Dimmer | Device | True | True | True | True | True | True | True | True | True | [12 empty] | Non Federally-Regulated | 01/21/2014 |  | 05/01/2017
Lutron Electronics Co., Inc. | Lutron | NT-2000********* | Dimmer | Device | True | True | True | True | True | True | True | False | [13 empty] | Non Federally-Regulated | 01/21/2014 |  | 05/01/2017
Lutron Electronics Co., Inc. | Lutron | NT-600********** | Dimmer | Device | True | True | True | True | True | True | True | False | [13 empty] | Non Federally-Regulated | 01/21/2014 |  | 05/01/2017
Lutron Electronics Co., Inc. | Lutron | NT-603P********* | Dimmer | Device | True | True | True | True | True | True | True | True | True | [12 empty] | Non Federally-Regulated | 01/21/2014 |  | 05/01/2017
Lutron Electronics Co., Inc. | Lutron | NTB-1000******** | Dimmer | Device | True | True | True | True | True | True | True | False | [13 empty] | Non Federally-Regulated | 01/21/2014 |  | 05/01/2017
Lutron Electronics Co., Inc. | Lutron | NTB-600********* | Dimmer | Device | True | True | True | True | True | True | True | False | [13 empty] | Non Federally-Regulated | 01/21/2014 |  | 05/01/2017
Lutron Electronics Co., Inc. | Lutron | NTELV-300******* | Dimmer | Device | True | True | True | True | True | True | True | False | [13 empty] | Non Federally-Regulated | 01/21/2014 |  | 05/01/2017
Lutron Electronics Co., Inc. | Lutron | NTELV-600******* | Dimmer | Device | True | True | True | True | True | True | True | False | [13 empty] | Non Federally-Regulated | 01/21/2014 |  | 05/01/2017
Lutron Electronics Co., Inc. | Lutron | NTF-10********** | Dimmer | Device | True | True | True | True | True | True | True | False | [13 empty] | Non Federally-Regulated | 01/21/2014 |  | 05/01/2017
Lutron Electronics Co., Inc. | Lutron | NTF-103P******** | Dimmer | Device | True | True | True | True | True | True | True | True | True | [12 empty] | Non Federally-Regulated | 01/21/2014 |  | 05/01/2017
Lutron Electronics Co., Inc. | Lutron | NTFTV*********** | Dimmer | Device | True | True | True | True | True | False |  | False | [13 empty] | Non Federally-Regulated | 01/21/2014 |  | 05/01/2017
Lutron Electronics Co., Inc. | Lutron | NTLV-1000******* | Dimmer | Device | True | True | True | True | True | True | True | False | [13 empty] | Non Federally-Regulated | 01/21/2014 |  | 05/01/2017
Lutron Electronics Co., Inc. | Lutron | NTLV-1003P****** | Dimmer | Device | True | True | True | True | True | True | True | True | True | [12 empty] | Non Federally-Regulated | 01/21/2014 |  | 05/01/2017
Lutron Electronics Co., Inc. | Lutron | NTLV-1500******* | Dimmer | Device | True | True | True | True | True | True | True | False | [13 empty] | Non Federally-Regulated | 01/21/2014 |  | 05/01/2017
Lutron Electronics Co., Inc. | Lutron | NTLV-1503P****** | Dimmer | Device | True | True | True | True | True | True | True | True | True | [12 empty] | Non Federally-Regulated | 01/21/2014 |  | 05/01/2017
Lutron Electronics Co., Inc. | Lutron | NTLV-600******** | Dimmer | Device | True | True | True | True | True | True | True | False | [13 empty] | Non Federally-Regulated | 01/21/2014 |  | 05/01/2017
Lutron Electronics Co., Inc. | Lutron | NTLV-603P******* | Dimmer | Device | True | True | True | True | True | True | True | True | True | [12 empty] | Non Federally-Regulated | 01/21/2014 |  | 05/01/2017
Lutron Electronics Co., Inc. | Lutron | NTSTV*********** | Dimmer | Device | True | True | True | True | True | True | True | False | [13 empty] | Non Federally-Regulated | 01/27/2014 |  | 05/01/2017
Lutron Electronics Co., Inc. | Lutron | D-600P********** | Dimmer | Device | True | True | True | True | True | True | True | False | [13 empty] | Non Federally-Regulated | 01/21/2014 |  | 05/01/2017
Lutron Electronics Co., Inc. | Lutron | D-600R********** | Dimmer | Device | True | True | True | True | True | True | True | False | [13 empty] | Non Federally-Regulated | 01/27/2014 |  | 05/01/2017
Lutron Electronics Co., Inc. | Lutron | D-603P********** | Dimmer | Device | True | True | True | True | True | True | True | True | True | [12 empty] | Non Federally-Regulated | 01/21/2014 |  | 05/01/2017
Lutron Electronics Co., Inc. | Lutron | DNG-600P******** | Dimmer | Device | True | True | True | True | True | True | True | False | [13 empty] | Non Federally-Regulated | 01/21/2014 |  | 05/01/2017
Lutron Electronics Co., Inc. | Lutron | DNG-603P******** | Dimmer | Device | True | True | True | True | True | True | True | True | True | [12 empty] | Non Federally-Regulated | 01/21/2014 |  | 05/01/2017
Lutron Electronics Co., Inc. | Lutron | SPS-1000******** | Dimmer | Device | True | True | True | True | True | True | True | False | [13 empty] | Non Federally-Regulated | 01/21/2014 |  | 05/01/2017
Lutron Electronics Co., Inc. | Lutron | SPS-1000M******* | Dimmer | Device | True | True | True | True | True | True | True | True | True | [12 empty] | Non Federally-Regulated | 01/21/2014 |  | 05/01/2017
Lutron Electronics Co., Inc. | Lutron | SPS-300LD******* | Dimmer | Device | True | True | True | True | True | True | True | False | [13 empty] | Non Federally-Regulated | 01/21/2014 |  | 05/01/2017
Lutron Electronics Co., Inc. | Lutron | SPS-600********* | Dimmer | Device | True | True | True | True | True | True | True | False | [13 empty] | Non Federally-Regulated | 01/21/2014 |  | 05/01/2017
Lutron Electronics Co., Inc. | Lutron | SPS-600M******** | Dimmer | Device | True | True | True | True | True | True | True | True | True | [12 empty] | Non Federally-Regulated | 01/21/2014 |  | 05/01/2017
Lutron Electronics Co., Inc. | Lutron | SPSELV-600****** | Dimmer | Device | True | True | True | True | True | True | True | False | [13 empty] | Non Federally-Regulated | 01/21/2014 |  | 05/01/2017
Lutron Electronics Co., Inc. | Lutron | SPSELV-600M***** | Dimmer | Device | True | True | True | True | True | True | True | True | True | [12 empty] | Non Federally-Regulated | 01/21/2014 |  | 05/01/2017
Lutron Electronics Co., Inc. | Lutron | SPSFTU-5A******* | Dimmer | Device | True | True | True | True | True | True | True | False | [13 empty] | Non Federally-Regulated | 01/21/2014 |  | 05/01/2017
Lutron Electronics Co., Inc. | Lutron | SPSLV-1000****** | Dimmer | Device | True | True | True | True | True | True | True | False | [13 empty] | Non Federally-Regulated | 01/21/2014 |  | 05/01/2017
Lutron Electronics Co., Inc. | Lutron | SPSLV-1000M***** | Dimmer | Device | True | True | True | True | True | True | True | True | True | [12 empty] | Non Federally-Regulated | 01/21/2014 |  | 05/01/2017
Lutron Electronics Co., Inc. | Lutron | SPSLV-600******* | Dimmer | Device | True | True | True | True | True | True | True | False | [13 empty] | Non Federally-Regulated | 01/21/2014 |  | 05/01/2017
Lutron Electronics Co., Inc. | Lutron | SPSLV-600M****** | Dimmer | Device | True | True | True | True | True | True | True | True | True | [12 empty] | Non Federally-Regulated | 01/21/2014 |  | 05/01/2017
Lutron Electronics Co., Inc. | Lutron | SPSW-600******** | Dimmer | Device | True | True | True | True | True | True | True | False | [13 empty] | Non Federally-Regulated | 01/21/2014 |  | 05/01/2017
Lutron Electronics Co., Inc. | Lutron | SPSW-603******** | Dimmer | Device | True | True | True | True | True | True | True | True | True | [12 empty] | Non Federally-Regulated | 01/21/2014 |  | 05/01/2017
Lutron Electronics Co., Inc. | Lutron | V-1000********** | Dimmer | Device | True | True | True | True | True | True | True | True | True | [12 empty] | Non Federally-Regulated | 01/21/2014 |  | 05/01/2017
Lutron Electronics Co., Inc. | Lutron | V-600*********** | Dimmer | Device | True | True | True | True | True | True | True | True | True | [12 empty] | Non Federally-Regulated | 01/21/2014 |  | 05/01/2017
Lutron Electronics Co., Inc. | Lutron | VF-10*********** | Dimmer | Device | True | True | True | True | True | True | True | True | True | [12 empty] | Non Federally-Regulated | 01/21/2014 |  | 05/01/2017
Lutron Electronics Co., Inc. | Lutron | VT-1000M******** | Dimmer | Device | True | True | True | True | True | True | True | True | True | [12 empty] | Non Federally-Regulated | 01/21/2014 |  | 05/01/2017
Lutron Electronics Co., Inc. | Lutron | VT-600********** | Dimmer | Device | True | True | True | True | True | True | True | False | [13 empty] | Non Federally-Regulated | 01/21/2014 |  | 05/01/2017
Lutron Electronics Co., Inc. | Lutron | VT-600M********* | Dimmer | Device | True | True | True | True | True | True | True | True | True | [12 empty] | Non Federally-Regulated | 01/21/2014 |  | 05/01/2017
Lutron Electronics Co., Inc. | Lutron | VTELV-600M****** | Dimmer | Device | True | True | True | True | True | True | True | True | True | [12 empty] | Non Federally-Regulated | 01/21/2014 |  | 05/01/2017
Lutron Electronics Co., Inc. | Lutron | VTF-6AM********* | Dimmer | Device | True | True | True | True | True | True | True | True | True | [12 empty] | Non Federally-Regulated | 01/21/2014 |  | 05/01/2017
IR-TEC International, Ltd. | IR-TEC International, Ltd | LMD-509S** | Occupant Sensing Device | Device | True | True | True | True | True | False |  |  |  | True | True | True | False |  | False |  | False | False | False |  |  | Non Federally-Regulated | 05/05/2017 |  | 05/08/2017
Lutron Electronics Co., Inc. | Vive | MRF-6ND-120**** | Dimmer | Device | True | True | True | True | True | True | True | True | True | [12 empty] | Non Federally-Regulated | 05/02/2017 |  | 08/14/2017
Ketra | Ketra | X1B1****** | Astronomical Time Switch Contr | Device | True | True | True | True | True | True | True | True | True | True | [11 empty] | Non Federally-Regulated | 09/07/2017 |  | 06/26/2018
Ketra | Ketra | X1B0****** | Astronomical Time Switch Contr | Device | True | True | True | True | True | True | True | True | True | True | [11 empty] | Non Federally-Regulated | 09/07/2017 |  | 06/26/2018
Ketra | Ketra | X2B0*********** | Dimmer | Device | True | True | True | True | True | True | True | True | True | [12 empty] | Non Federally-Regulated | 09/07/2017 |  | 06/26/2018
Ketra | Ketra | N414**BK | Astronomical Time Switch Contr | Device | True | True | True | True | True | True | True | True | True | True | [11 empty] | Non Federally-Regulated | 09/07/2017 |  | 06/26/2018
Philips Lightolier | Lightolier | 9033** | Track Lighting Integral Curren | Device | True | True | True | True | True | True | True | True | True | [12 empty] | Non Federally-Regulated | 01/27/2015 |  | 07/23/2018
Philips Lightolier | Lightolier | 6199** | Track Lighting Integral Curren | Device | True | True | True | True | True | True | True | True | True | [12 empty] | Non Federally-Regulated | 01/27/2015 |  | 07/23/2018
Philips Lightolier | Lightolier | PLD300** | Track Lighting Integral Curren | Device | True | True | True | True | True | True | True | True | True | [12 empty] | Non Federally-Regulated | 01/27/2015 |  | 07/23/2018
Philips Lightolier | Lightolier | 6033** | Track Lighting Integral Curren | Device | True | True | True | True | True | True | True | True | True | [12 empty] | Non Federally-Regulated | 01/27/2015 |  | 07/23/2018
Philips Lightolier | Lightolier | 9099** | Track Lighting Integral Curren | Device | True | True | True | True | True | True | True | True | True | [12 empty] | Non Federally-Regulated | 01/27/2015 |  | 07/23/2018
Philips Lightolier | Lightolier | PLD600** | Track Lighting Integral Curren | Device | True | True | True | True | True | True | True | True | True | [12 empty] | Non Federally-Regulated | 01/27/2015 |  | 07/23/2018
Philips Lightolier | Lightolier | PLD900** | Track Lighting Integral Curren | Device | True | True | True | True | True | True | True | True | True | [12 empty] | Non Federally-Regulated | 01/27/2015 |  | 07/23/2018
Philips Lightolier | Lightolier | 6099** | Track Lighting Integral Curren | Device | True | True | True | True | True | True | True | True | True | [12 empty] | Non Federally-Regulated | 01/27/2015 |  | 07/23/2018
Philips Lightolier | Lightolier | 6133** | Track Lighting Integral Curren | Device | True | True | True | True | True | True | True | True | True | [12 empty] | Non Federally-Regulated | 01/27/2015 |  | 07/23/2018
Philips Lightolier | Lightolier | PLD120** | Track Lighting Integral Curren | Device | True | True | True | True | True | True | True | True | True | [12 empty] | Non Federally-Regulated | 01/27/2015 |  | 07/23/2018
Intermatic, Inc. | Grasslin | GM40QW | Automatic Time Switch Control | Device | True | True | True | False | [17 empty] | Non Federally-Regulated | 08/05/2014 |  | 08/20/2018
Intermatic, Inc. | Intermatic, Inc. | ST01 | Automatic Time Switch Control | Device | True | True | True | False | [17 empty] | Non Federally-Regulated | 07/17/2014 |  | 01/14/2019
Philips Lighting North America Corporation | Philips Lighting Electronics North America | SNS100 | Photosensor / Photocontrol Dev | Device | True | True | True | [18 empty] | Non Federally-Regulated | 07/01/2016 |  | 03/04/2019
Philips Lighting North America Corporation | Philips Lighting Electronics North America | SNS100 CMP | Photosensor / Photocontrol Dev | Device | True | True | True | [18 empty] | Non Federally-Regulated | 07/01/2016 |  | 03/04/2019
Philips Lighting North America Corporation | Philips Lighting Electronics North America | SNS100 | Occupant Sensing Device | Device | True | True | True | True | True | False |  |  |  | False |  |  | False |  | False |  | False | False | False |  |  | Non Federally-Regulated | 07/01/2016 |  | 03/04/2019
Philips Lighting North America Corporation | Philips Lighting Electronics North America | SNS100 CMP | Occupant Sensing Device | Device | True | True | True | True | True | False |  |  |  | False |  |  | False |  | False |  | False | False | False |  |  | Non Federally-Regulated | 07/01/2016 |  | 03/04/2019
Philips Lighting North America Corporation | Philips Lighting Electronics North America | SNS102 | Photosensor / Photocontrol Dev | Device | True | True | True | False | False | [16 empty] | Non Federally-Regulated | 02/10/2017 |  | 03/04/2019
Philips Lighting North America Corporation | Philips Lighting Electronics North America | SNS102 CMP | Photosensor / Photocontrol Dev | Device | True | True | True | False | False | [16 empty] | Non Federally-Regulated | 02/10/2017 |  | 03/04/2019
Philips Lighting North America Corporation | Philips Lighting Electronics North America | SNS200 | Photosensor / Photocontrol Dev | Device | True | True | True | False | False | [16 empty] | Non Federally-Regulated | 02/10/2017 |  | 03/04/2019
Philips Lighting North America Corporation | Philips Lighting Electronics North America | SNS102 | Occupant Sensing Device | Device | True | True | True | True | True | False |  |  |  | False |  |  | False |  | False |  | False | False | False |  |  | Non Federally-Regulated | 02/13/2017 |  | 03/04/2019
Philips Lighting North America Corporation | Philips Lighting Electronics North America | SNS200 | Occupant Sensing Device | Device | True | True | True | True | True | False |  |  |  | False |  |  | False |  | False |  | False | False | False |  |  | Non Federally-Regulated | 02/13/2017 |  | 03/04/2019
Philips Lighting North America Corporation | Philips Lighting Electronics North America | SNS102 CMP | Occupant Sensing Device | Device | True | True | True | True | True | False |  |  |  | False |  |  | False |  | False |  | False | False | False |  |  | Non Federally-Regulated | 02/13/2017 |  | 03/04/2019
Philips Lighting North America Corporation | Philips Lighting Electronics North America | SNS200 CMP | Occupant Sensing Device | Device | True | True | True | True | True | False |  |  |  | False |  |  | False |  | False |  | False | False | False |  |  | Non Federally-Regulated | 02/13/2017 |  | 03/04/2019
Philips Lighting North America Corporation | Philips | MSP600HDF120** | Dimmer | Device | True | True | True | True | True | False |  | True | True | [12 empty] | Non Federally-Regulated | 07/17/2014 |  | 03/04/2019
Philips Lighting North America Corporation | Philips | SR400RPC120 | Dimmer | Device | True | True | True | True | True | True | True | True | True | [12 empty] | Non Federally-Regulated | 07/17/2014 |  | 03/04/2019
Philips Lighting North America Corporation | Philips | ZP260QE* | Dimmer | Device | True | True | True | True | True | True | True | True | True | [12 empty] | Non Federally-Regulated | 07/17/2014 |  | 03/04/2019
Philips Lighting North America Corporation | Philips | LRM1760/** | Photosensor / Photocontrol Dev | Device | True | True | True | [18 empty] | Non Federally-Regulated | 07/09/2014 |  | 03/04/2019
Philips Lighting North America Corporation | Philips | LRL1220/** | Photosensor / Photocontrol Dev | Device | True | True | True | [18 empty] | Non Federally-Regulated | 07/09/2014 |  | 03/04/2019
Philips Lighting North America Corporation | Philips | DMBC320-100ZT-NA | Automatic Daylighting Control | Device | True | True | True | True | True | True | True | True | True | True | True | [10 empty] | Non Federally-Regulated | 07/17/2014 |  | 03/04/2019
Philips Lighting North America Corporation | Philips | DUS804C-DALI | Photosensor / Photocontrol Dev | Device | True | True | True | [18 empty] | Non Federally-Regulated | 07/09/2014 |  | 03/04/2019
Philips Lighting North America Corporation | Philips | DC-DRE-I-****-*** | Photosensor / Photocontrol Dev | Device | True | True | True | [18 empty] | Non Federally-Regulated | 07/09/2014 |  | 03/04/2019
Philips Lighting North America Corporation | Philips | LRL1222/** | Photosensor / Photocontrol Dev | Device | True | True | True | [18 empty] | Non Federally-Regulated | 07/09/2014 |  | 03/04/2019
Philips Lighting North America Corporation | Philips | V2000HDFUW | Dimmer | Device | True | True | True | True | True | False |  | True | True | [12 empty] | Non Federally-Regulated | 07/17/2014 |  | 03/04/2019
Philips Lighting North America Corporation | Philips | LRS22110R/** | Occupant Sensing Device | Device | True | True | True | True | True | False |  |  |  | False |  |  | False |  | False |  | False | False | True | True | True | Non Federally-Regulated | 02/27/2015 |  | 03/04/2019
Philips Lighting North America Corporation | Philips | LRI1663/** | Occupant Sensing Device | Device | True | True | True | True | True | False |  |  |  | False |  |  | False |  | False |  | False | False | True | True | True | Non Federally-Regulated | 08/15/2014 |  | 03/04/2019
Philips Lighting North America Corporation | Philips | LRS2237/00 | Occupant Sensing Device | Device | True | True | True | True | True | False |  |  |  | False |  |  | False |  | False |  | False | False | False |  |  | Non Federally-Regulated | 08/15/2014 |  | 03/04/2019
Philips Lighting North America Corporation | Philips | V500QE* | Dimmer | Device | True | True | True | True | True | True | True | True | True | [12 empty] | Non Federally-Regulated | 07/17/2014 |  | 03/04/2019
Philips Lighting North America Corporation | Philips | OS600VA* | Dimmer | Device | True | True | True | True | True | False |  | True | True | [12 empty] | Non Federally-Regulated | 07/17/2014 |  | 03/04/2019
Philips Lighting North America Corporation | Philips | LLC1682/** | Photosensor / Photocontrol Dev | Device | True | True | True | [18 empty] | Non Federally-Regulated | 07/09/2014 |  | 03/04/2019
Philips Lighting North America Corporation | Philips | DMBC320-100ZT-NA | Dimmer | Device | True | True | True | True | True | False |  | False | [13 empty] | Non Federally-Regulated | 07/17/2014 |  | 03/04/2019
Philips Lighting North America Corporation | Philips | LLC7320 | Photosensor / Photocontrol Dev | Device | True | True | True | [18 empty] | Non Federally-Regulated | 07/09/2014 |  | 03/04/2019
Philips Lighting North America Corporation | Philips | LRM2376 | Dimmer | Device | True | True | True | True | True | False |  | False | [13 empty] | Non Federally-Regulated | 07/17/2014 |  | 03/04/2019
Philips Lighting North America Corporation | Philips | LRS2225/** | Occupant Sensing Device | Device | True | True | True | True | True | True | True | True | True | False |  |  | False |  | False |  | False | False | True | True | True | Non Federally-Regulated | 02/27/2015 |  | 03/04/2019
Philips Lighting North America Corporation | Philips | V600VAUW | Dimmer | Device | True | True | True | True | True | False |  | True | True | [12 empty] | Non Federally-Regulated | 07/17/2014 |  | 03/04/2019
Philips Lighting North America Corporation | Philips | DMBC320-DALI-***-NA | Automatic Daylighting Control | Device | True | True | True | True | True | True | True | True | True | True | True | [10 empty] | Non Federally-Regulated | 07/17/2014 |  | 03/04/2019
Philips Lighting North America Corporation | Philips | LRD1730/** | Photosensor / Photocontrol Dev | Device | True | True | True | [18 empty] | Non Federally-Regulated | 07/09/2014 |  | 03/04/2019
Philips Lighting North America Corporation | Philips | MHP1000** | Dimmer | Device | True | True | True | True | True | True | True | True | True | [12 empty] | Non Federally-Regulated | 07/17/2014 |  | 03/04/2019
Philips Lighting North America Corporation | Philips | LLC1654/** | Photosensor / Photocontrol Dev | Device | True | True | True | [18 empty] | Non Federally-Regulated | 07/09/2014 |  | 03/04/2019
Philips Lighting North America Corporation | Philips | LRI1663/** | Photosensor / Photocontrol Dev | Device | True | True | True | [18 empty] | Non Federally-Regulated | 07/09/2014 |  | 03/04/2019
Philips Lighting North America Corporation | Philips | DMBC320-DALI-***-NA | Dimmer | Device | True | True | True | True | True | False |  | False | [13 empty] | Non Federally-Regulated | 07/17/2014 |  | 03/04/2019
Philips Lighting North America Corporation | Philips | MP1500HDF120* | Dimmer | Device | True | True | True | True | True | False |  | True | True | [12 empty] | Non Federally-Regulated | 07/17/2014 |  | 03/04/2019
Philips Lighting North America Corporation | Philips | ZP600* | Dimmer | Device | True | True | True | True | True | True | True | True | True | [12 empty] | Non Federally-Regulated | 07/17/2014 |  | 03/04/2019
Philips Lighting North America Corporation | Philips | DC-DRD-I-1*-101 | Dimmer | Device | True | True | True | True | True | False |  | False | [13 empty] | Non Federally-Regulated | 07/17/2014 |  | 03/04/2019
Philips Lighting North America Corporation | Philips | LRM2330 | Occupant Sensing Device | Device | True | True | True | True | True | False |  |  |  | False |  |  | False |  | False |  | False | False | False |  |  | Non Federally-Regulated | 02/27/2015 |  | 03/04/2019
Philips Lighting North America Corporation | Philips | LLC1682/** | Dimmer | Device | True | True | True | True | True | False |  | False | [13 empty] | Non Federally-Regulated | 07/17/2014 |  | 03/04/2019
Philips Lighting North America Corporation | Philips | SR1200MK10277 | Dimmer | Device | True | True | True | True | True | False |  | True | True | [12 empty] | Non Federally-Regulated | 07/17/2014 |  | 03/04/2019
Philips Lighting North America Corporation | Philips | V2000FAMUW | Dimmer | Device | True | True | True | True | True | False |  | True | True | [12 empty] | Non Federally-Regulated | 07/17/2014 |  | 03/04/2019
Philips Lighting North America Corporation | Philips | LRL2385I | Photosensor / Photocontrol Dev | Device | True | True | True | [18 empty] | Non Federally-Regulated | 07/09/2014 |  | 03/04/2019
Philips Lighting North America Corporation | Philips | LRM2245/** | Occupant Sensing Device | Device | True | True | True | True | True | False |  |  |  | False |  |  | False |  | False |  | False | False | False |  |  | Non Federally-Regulated | 08/15/2014 |  | 03/04/2019
Philips Lighting North America Corporation | Philips | MP1000* | Dimmer | Device | True | True | True | True | True | True | True | True | True | [12 empty] | Non Federally-Regulated | 07/17/2014 |  | 03/04/2019
Philips Lighting North America Corporation | Philips | LRI1653/** | Photosensor / Photocontrol Dev | Device | True | True | True | [18 empty] | Non Federally-Regulated | 07/09/2014 |  | 03/04/2019
Philips Lighting North America Corporation | Philips | DC-DRE-PCO-001 | Photosensor / Photocontrol Dev | Device | True | True | True | [18 empty] | Non Federally-Regulated | 07/09/2014 |  | 03/04/2019
Philips Lighting North America Corporation | Philips | DRC12FR | Photosensor / Photocontrol Dev | Device | True | True | True | [18 empty] | Non Federally-Regulated | 07/09/2014 |  | 03/04/2019
Philips Lighting North America Corporation | Philips | DUS804C | Photosensor / Photocontrol Dev | Device | True | True | True | [18 empty] | Non Federally-Regulated | 07/09/2014 |  | 03/04/2019
Philips Lighting North America Corporation | Philips | MP600VA* | Dimmer | Device | True | True | True | True | True | False |  | True | True | [12 empty] | Non Federally-Regulated | 07/17/2014 |  | 03/04/2019
Philips Lighting North America Corporation | Philips | MHP600VA** | Dimmer | Device | True | True | True | True | True | False |  | True | True | [12 empty] | Non Federally-Regulated | 07/17/2014 |  | 03/04/2019
Philips Lighting North America Corporation | Philips | OS600EB* | Dimmer | Device | True | True | True | True | True | False |  | True | True | [12 empty] | Non Federally-Regulated | 07/17/2014 |  | 03/04/2019
Philips Lighting North America Corporation | Philips | DC-DRD-I-1*-101 | Automatic Daylighting Control | Device | True | True | True | True | True | True | True | True | True | True | True | [10 empty] | Non Federally-Regulated | 07/17/2014 |  | 03/04/2019
Philips Lighting North America Corporation | Philips | LRM2368 | Occupant Sensing Device | Device | True | True | True | True | True | False |  |  |  | False |  |  | False |  | False |  | False | False | False |  |  | Non Federally-Regulated | 02/27/2015 |  | 03/04/2019
Philips Lighting North America Corporation | Philips | LRM2340 | Occupant Sensing Device | Device | True | True | True | True | True | False |  |  |  | False |  |  | False |  | False |  | False | False | False |  |  | Non Federally-Regulated | 02/27/2015 |  | 03/04/2019
Philips Lighting North America Corporation | Philips | SR150LED120 | Dimmer | Device | True | True | True | True | True | True | True | True | True | [12 empty] | Non Federally-Regulated | 07/17/2014 |  | 03/04/2019
Philips Lighting North America Corporation | Philips | LRM2265/** | Occupant Sensing Device | Device | True | True | True | True | True | True | True | True | True | False |  |  | False |  | False |  | False | False | True | True | True | Non Federally-Regulated | 08/15/2014 |  | 03/04/2019
Philips Lighting North America Corporation | Philips | LRM2375/** | Occupant Sensing Device | Device | True | True | True | True | True | False |  |  |  | False |  |  | False |  | False |  | False | False | False |  |  | Non Federally-Regulated | 02/27/2015 |  | 03/04/2019
Philips Lighting North America Corporation | Philips | SR1200ZTUNV | Dimmer | Device | True | True | True | True | True | False |  | True | True | [12 empty] | Non Federally-Regulated | 07/17/2014 |  | 03/04/2019
Philips Lighting North America Corporation | Philips | LLC1655/** | Dimmer | Device | True | True | True | True | True | False |  | False | [13 empty] | Non Federally-Regulated | 07/17/2014 |  | 03/04/2019
Philips Lighting North America Corporation | Philips | LRD1730/** | Dimmer | Device | True | True | True | True | True | True | True | True | True | [12 empty] | Non Federally-Regulated | 07/17/2014 |  | 03/04/2019
Philips Lighting North America Corporation | Philips | LRL2390I | Dimmer | Device | True | True | True | True | True | False |  | False | [13 empty] | Non Federally-Regulated | 07/17/2014 |  | 03/04/2019
Philips Lighting North America Corporation | Philips | DMBC320-100ZT-NA | Photosensor / Photocontrol Dev | Device | True | True | True | [18 empty] | Non Federally-Regulated | 07/09/2014 |  | 03/04/2019
Philips Lighting North America Corporation | Philips | LLC7310 | Photosensor / Photocontrol Dev | Device | True | True | True | [18 empty] | Non Federally-Regulated | 07/09/2014 |  | 03/04/2019
Philips Lighting North America Corporation | Philips | DMBC320-DALI-***-NA | Photosensor / Photocontrol Dev | Device | True | True | True | [18 empty] | Non Federally-Regulated | 07/09/2014 |  | 03/04/2019
Philips Lighting North America Corporation | Philips | LLC1681/** | Automatic Daylighting Control | Device | True | True | True | True | True | True | True | True | True | True | True | [10 empty] | Non Federally-Regulated | 07/17/2014 |  | 03/04/2019
Philips Lighting North America Corporation | Philips | LRM2375/** | Photosensor / Photocontrol Dev | Device | True | True | True | [18 empty] | Non Federally-Regulated | 02/27/2015 |  | 03/04/2019
Philips Lighting North America Corporation | Philips | LRM2240/** | Occupant Sensing Device | Device | True | True | True | True | True | False |  |  |  | False |  |  | False |  | False |  | False | False | False |  |  | Non Federally-Regulated | 08/15/2014 |  | 03/04/2019
Philips Lighting North America Corporation | Philips | LRL1220TL** | Dimmer | Device | True | True | True | True | True | False |  | False | [13 empty] | Non Federally-Regulated | 07/17/2014 |  | 03/04/2019
Philips Lighting North America Corporation | Philips | LRD1730/** | Automatic Daylighting Control | Device | True | True | True | True | True | True | True | True | True | True | True | [10 empty] | Non Federally-Regulated | 07/17/2014 |  | 03/04/2019
Philips Lighting North America Corporation | Philips | LLC1681/** | Dimmer | Device | True | True | True | True | True | False |  | False | [13 empty] | Non Federally-Regulated | 07/17/2014 |  | 03/04/2019
Philips Lighting North America Corporation | Philips | CS2045II*** | Dimmer | Device | True | True | True | True | True | True | True | True | True | [12 empty] | Non Federally-Regulated | 07/17/2014 |  | 03/04/2019
Philips Lighting North America Corporation | Philips | MSP300QE** | Dimmer | Device | True | True | True | True | True | True | True | True | True | [12 empty] | Non Federally-Regulated | 07/17/2014 |  | 03/04/2019
Philips Lighting North America Corporation | Philips | OS600LV* | Dimmer | Device | True | True | True | True | True | True | True | True | True | [12 empty] | Non Federally-Regulated | 07/17/2014 |  | 03/04/2019
Philips Lighting North America Corporation | Philips | LRL2390I | Automatic Daylighting Control | Device | True | True | True | True | True | True | True | True | True | True | True | [10 empty] | Non Federally-Regulated | 07/17/2014 |  | 03/04/2019
Philips Lighting North America Corporation | Philips | LLC7320 | Dimmer | Device | True | True | True | True | True | False |  | False | [13 empty] | Non Federally-Regulated | 07/17/2014 |  | 03/04/2019
Philips Lighting North America Corporation | Philips | MSP600QE** | Dimmer | Device | True | True | True | True | True | True | True | True | True | [12 empty] | Non Federally-Regulated | 07/17/2014 |  | 03/04/2019
Philips Lighting North America Corporation | Philips | LLC1655/** | Photosensor / Photocontrol Dev | Device | True | True | True | [18 empty] | Non Federally-Regulated | 07/09/2014 |  | 03/04/2019
Philips Lighting North America Corporation | Philips | ZP600VA* | Dimmer | Device | True | True | True | True | True | True | True | True | True | [12 empty] | Non Federally-Regulated | 07/17/2014 |  | 03/04/2019
Philips Lighting North America Corporation | Philips | V600W | Dimmer | Device | True | True | True | True | True | True | True | True | True | [12 empty] | Non Federally-Regulated | 07/17/2014 |  | 03/04/2019
Philips Lighting North America Corporation | Philips | MSP600EB** | Dimmer | Device | True | True | True | True | True | False |  | True | True | [12 empty] | Non Federally-Regulated | 07/17/2014 |  | 03/04/2019
Philips Lighting North America Corporation | Philips | LLC1682/** | Automatic Daylighting Control | Device | True | True | True | True | True | True | True | True | True | True | True | [10 empty] | Non Federally-Regulated | 07/17/2014 |  | 03/04/2019
Philips Lighting North America Corporation | Philips | LRM2376 | Automatic Daylighting Control | Device | True | True | True | True | True | True | True | True | True | True | True | [10 empty] | Non Federally-Regulated | 07/17/2014 |  | 03/04/2019
Philips Lighting North America Corporation | Philips | LRS2215/** | Occupant Sensing Device | Device | True | True | True | True | True | False |  |  |  | False |  |  | False |  | False |  | False | True | True | True | True | Non Federally-Regulated | 08/15/2014 |  | 03/04/2019
Philips Lighting North America Corporation | Philips | LRM2376 | Photosensor / Photocontrol Dev | Device | True | True | True | [18 empty] | Non Federally-Regulated | 07/09/2014 |  | 03/04/2019
Philips Lighting North America Corporation | Philips | LRM2340 | Photosensor / Photocontrol Dev | Device | True | True | True | [18 empty] | Non Federally-Regulated | 02/27/2015 |  | 03/04/2019
Philips Lighting North America Corporation | Philips | OS1000LV* | Dimmer | Device | True | True | True | True | True | True | True | True | True | [12 empty] | Non Federally-Regulated | 07/17/2014 |  | 03/04/2019
Philips Lighting North America Corporation | Philips | MSP600VA** | Dimmer | Device | True | True | True | True | True | False |  | True | True | [12 empty] | Non Federally-Regulated | 07/17/2014 |  | 03/04/2019
Philips Lighting North America Corporation | Philips | DMRC820FR-***-NA | Automatic Daylighting Control | Device | True | True | True | False |  | True | True | True | True | True | True | [10 empty] | Non Federally-Regulated | 07/17/2014 |  | 03/04/2019
Philips Lighting North America Corporation | Philips | LRL2390I | Photosensor / Photocontrol Dev | Device | True | True | True | [18 empty] | Non Federally-Regulated | 07/09/2014 |  | 03/04/2019
Philips Lighting North America Corporation | Philips | MP600* | Dimmer | Device | True | True | True | True | True | True | True | True | True | [12 empty] | Non Federally-Regulated | 07/17/2014 |  | 03/04/2019
Philips Lighting North America Corporation | Philips | LRM2348 | Occupant Sensing Device | Device | True | True | True | True | True | False |  |  |  | False |  |  | False |  | False |  | False | False | False |  |  | Non Federally-Regulated | 02/27/2015 |  | 03/04/2019
Philips Lighting North America Corporation | Philips | LLC1654/** | Automatic Daylighting Control | Device | True | True | True | True | True | True | True | True | True | True | True | [10 empty] | Non Federally-Regulated | 07/17/2014 |  | 03/04/2019
Philips Lighting North America Corporation | Philips | LRL1220TL** | Automatic Daylighting Control | Device | True | True | True | True | True | True | True | True | True | True | True | [10 empty] | Non Federally-Regulated | 07/17/2014 |  | 03/04/2019
Philips Lighting North America Corporation | Philips | LRL2380I | Photosensor / Photocontrol Dev | Device | True | True | True | [18 empty] | Non Federally-Regulated | 07/09/2014 |  | 03/04/2019
Philips Lighting North America Corporation | Philips | MHP1000VA** | Dimmer | Device | True | True | True | True | True | False |  | True | True | [12 empty] | Non Federally-Regulated | 07/17/2014 |  | 03/04/2019
Philips Lighting North America Corporation | Philips | LRM1743/** | Occupant Sensing Device | Device | True | True | True | True | True | False |  |  |  | False |  |  | False |  | False |  | False | False | True | True | True | Non Federally-Regulated | 08/15/2014 |  | 03/04/2019
Philips Lighting North America Corporation | Philips | SR600MK10*** | Dimmer | Device | True | True | True | True | True | False |  | True | True | [12 empty] | Non Federally-Regulated | 07/17/2014 |  | 03/04/2019
Philips Lighting North America Corporation | Philips | LLC1654/** | Dimmer | Device | True | True | True | True | True | True | True | False | [13 empty] | Non Federally-Regulated | 07/17/2014 |  | 03/04/2019
Philips Lighting North America Corporation | Philips | OS600* | Dimmer | Device | True | True | True | True | True | True | True | True | True | [12 empty] | Non Federally-Regulated | 07/17/2014 |  | 03/04/2019
Philips Lighting North America Corporation | Philips | OS600HDF120* | Dimmer | Device | True | True | True | True | True | False |  | True | True | [12 empty] | Non Federally-Regulated | 07/17/2014 |  | 03/04/2019
Philips Lighting North America Corporation | Philips | LRS2235/00 | Occupant Sensing Device | Device | True | True | True | True | True | False |  |  |  | False |  |  | False |  | False |  | False | False | False |  |  | Non Federally-Regulated | 08/15/2014 |  | 03/04/2019
Philips Lighting North America Corporation | Philips | LRS22110/** | Occupant Sensing Device | Device | True | True | True | True | True | False |  |  |  | False |  |  | False |  | False |  | False | False | True | True | True | Non Federally-Regulated | 02/27/2015 |  | 03/04/2019
Philips Lighting North America Corporation | Philips | DC-DPD-I-1*-101 | Automatic Daylighting Control | Device | True | True | True | True | True | True | True | True | True | True | True | [10 empty] | Non Federally-Regulated | 07/17/2014 |  | 03/04/2019
Philips Lighting North America Corporation | Philips | LRM2370/** | Occupant Sensing Device | Device | True | True | True | True | True | False |  |  |  | False |  |  | False |  | False |  | False | False | False |  |  | Non Federally-Regulated | 02/27/2015 |  | 03/04/2019
Philips Lighting North America Corporation | Philips | LRM2362 | Occupant Sensing Device | Device | True | True | True | True | True | False |  |  |  | False |  |  | False |  | False |  | False | False | False |  |  | Non Federally-Regulated | 02/27/2015 |  | 03/04/2019
Philips Lighting North America Corporation | Philips | DC-DRE-I-****-*** | Automatic Time Switch Control | Device | True | True | True | True | True | True | [15 empty] | Non Federally-Regulated | 07/09/2014 |  | 03/04/2019
Philips Lighting North America Corporation | Philips | SR1000FPC120 | Dimmer | Device | True | True | True | True | True | True | True | True | True | [12 empty] | Non Federally-Regulated | 07/17/2014 |  | 03/04/2019
Philips Lighting North America Corporation | Philips | MHP500QE** | Dimmer | Device | True | True | True | True | True | True | True | True | True | [12 empty] | Non Federally-Regulated | 07/17/2014 |  | 03/04/2019
Philips Lighting North America Corporation | Philips | MP1500EB* | Dimmer | Device | True | True | True | True | True | False |  | True | True | [12 empty] | Non Federally-Regulated | 07/17/2014 |  | 03/04/2019
Philips Lighting North America Corporation | Philips | LRS2210/** | Occupant Sensing Device | Device | True | True | True | True | True | False |  |  |  | False |  |  | False |  | False |  | False | False | True | True | True | Non Federally-Regulated | 08/15/2014 |  | 03/04/2019
Philips Lighting North America Corporation | Philips | LLC1681/** | Photosensor / Photocontrol Dev | Device | True | True | True | [18 empty] | Non Federally-Regulated | 07/09/2014 |  | 03/04/2019
Philips Lighting North America Corporation | Philips | LRS2220/** | Occupant Sensing Device | Device | True | True | True | True | True | True | True | True | True | False |  |  | False |  | False |  | False | False | True | True | True | Non Federally-Regulated | 02/27/2015 |  | 03/04/2019
Philips Lighting North America Corporation | Philips | LRM2350 | Occupant Sensing Device | Device | True | True | True | True | True | False |  |  |  | False |  |  | False |  | False |  | False | False | False |  |  | Non Federally-Regulated | 02/27/2015 |  | 03/04/2019
Philips Lighting North America Corporation | Philips | DMRC820FR-***-NA | Photosensor / Photocontrol Dev | Device | True | True | True | [18 empty] | Non Federally-Regulated | 07/09/2014 |  | 03/04/2019
Philips Lighting North America Corporation | Philips | LRM2360 | Photosensor / Photocontrol Dev | Device | True | True | True | [18 empty] | Non Federally-Regulated | 02/27/2015 |  | 03/04/2019
Philips Lighting North America Corporation | Philips | DC-DPD-I-1*-101 | Dimmer | Device | True | True | True | True | True | True | True | False | [13 empty] | Non Federally-Regulated | 07/17/2014 |  | 03/04/2019
Philips Lighting North America Corporation | Philips | SR1000MK10120 | Dimmer | Device | True | True | True | True | True | False |  | True | True | [12 empty] | Non Federally-Regulated | 07/17/2014 |  | 03/04/2019
Philips Lighting North America Corporation | Philips | DUS804C-UP | Photosensor / Photocontrol Dev | Device | True | True | True | [18 empty] | Non Federally-Regulated | 07/09/2014 |  | 03/04/2019
Philips Lighting North America Corporation | Philips | DC-DRE-I-****-*** | Astronomical Time Switch Contr | Device | True | True | True | True | True | True | True | True | True | True | [11 empty] | Non Federally-Regulated | 07/09/2014 |  | 03/04/2019
Philips Lighting North America Corporation | Philips | MP1000VA* | Dimmer | Device | True | True | True | True | True | False |  | True | True | [12 empty] | Non Federally-Regulated | 07/17/2014 |  | 03/04/2019
Philips Lighting North America Corporation | Philips | OS300QE* | Dimmer | Device | True | True | True | True | True | True | True | True | True | [12 empty] | Non Federally-Regulated | 07/17/2014 |  | 03/04/2019
Philips Lighting North America Corporation | Philips | LRI1655/** | Photosensor / Photocontrol Dev | Device | True | True | True | [18 empty] | Non Federally-Regulated | 07/09/2014 |  | 03/04/2019
Philips Lighting North America Corporation | Philips | LLC7315 | Photosensor / Photocontrol Dev | Device | True | True | True | [18 empty] | Non Federally-Regulated | 07/09/2014 |  | 03/04/2019
Philips Lighting North America Corporation | Philips | MP1500FAM120* | Dimmer | Device | True | True | True | True | True | True | True | True | True | [12 empty] | Non Federally-Regulated | 07/17/2014 |  | 03/04/2019
Philips Lighting North America Corporation | Philips | LRM2342 | Occupant Sensing Device | Device | True | True | True | True | True | False |  |  |  | False |  |  | False |  | False |  | False | False | False |  |  | Non Federally-Regulated | 02/27/2015 |  | 03/04/2019
Philips Lighting North America Corporation | Philips | ZP600EB* | Dimmer | Device | True | True | True | True | True | False |  | True | True | [12 empty] | Non Federally-Regulated | 07/17/2014 |  | 03/04/2019
Philips Lighting North America Corporation | Philips | V1000LV* | Dimmer | Device | True | True | True | True | True | True | True | True | True | [12 empty] | Non Federally-Regulated | 07/17/2014 |  | 03/04/2019
Philips Lighting North America Corporation | Philips | SR600VA120 | Dimmer | Device | True | True | True | True | True | False |  | True | True | [12 empty] | Non Federally-Regulated | 07/17/2014 |  | 03/04/2019
Philips Lighting North America Corporation | Philips | SR1000VA120 | Dimmer | Device | True | True | True | True | True | False |  | True | True | [12 empty] | Non Federally-Regulated | 07/17/2014 |  | 03/04/2019
Philips Lighting North America Corporation | Philips | MP525QE* | Dimmer | Device | True | True | True | True | True | True | True | True | True | [12 empty] | Non Federally-Regulated | 07/17/2014 |  | 03/04/2019
Philips Lighting North America Corporation | Philips | ZP600HDF120* | Dimmer | Device | True | True | True | True | True | False |  | True | True | [12 empty] | Non Federally-Regulated | 07/17/2014 |  | 03/04/2019
Philips Lighting North America Corporation | Philips | DC-DRE-PCI-001 | Photosensor / Photocontrol Dev | Device | True | True | True | [18 empty] | Non Federally-Regulated | 07/09/2014 |  | 03/04/2019
Philips Lighting North America Corporation | Philips | LRM2360 | Occupant Sensing Device | Device | True | True | True | True | True | False |  |  |  | False |  |  | False |  | False |  | False | False | False |  |  | Non Federally-Regulated | 02/27/2015 |  | 03/04/2019
Philips Lighting North America Corporation | Philips | LLC1655/** | Automatic Daylighting Control | Device | True | True | True | True | True | True | True | True | True | True | True | [10 empty] | Non Federally-Regulated | 07/17/2014 |  | 03/04/2019
Elec-Tech International Co., Ltd. | Commercial Electric | 905010** | Occupant Sensing Device | Device | True | True | True | True | True | False |  |  |  | True | True | True | False |  | False |  | False | False | False |  |  | Non Federally-Regulated | 11/28/2016 |  | 04/25/2019
Elec-Tech International Co., Ltd. | ETI | 905010** | Occupant Sensing Device | Device | True | True | True | True | True | False |  |  |  | True | True | True | False |  | False |  | False | False | False |  |  | Non Federally-Regulated | 11/28/2016 |  | 04/25/2019
The Keystone Group | Menards | M-BD-0001-JJ BR | Photosensor / Photocontrol Dev | Device | True | True | True | [18 empty] | Non Federally-Regulated | 08/13/2019 |  | 08/15/2019
The Keystone Group | Menards | M-WD-0001-JJ WH | Photosensor / Photocontrol Dev | Device | True | True | True | [18 empty] | Non Federally-Regulated | 08/13/2019 |  | 08/15/2019
The Keystone Group | Menards | M-BM-0001-JJ | Photosensor / Photocontrol Dev | Device | True | True | True | [18 empty] | Non Federally-Regulated | 08/13/2019 |  | 08/15/2019
The Keystone Group | Menards | M-WM-0001-JJ | Photosensor / Photocontrol Dev | Device | True | True | True | [18 empty] | Non Federally-Regulated | 08/13/2019 |  | 08/15/2019
The Keystone Group | Menards | M-XBP-M0022-VO | Photosensor / Photocontrol Dev | Device | True | True | True | [18 empty] | Non Federally-Regulated | 08/13/2019 |  | 08/15/2019
The Keystone Group | Menards | M-XWP-M0022-VO | Photosensor / Photocontrol Dev | Device | True | True | True | [18 empty] | Non Federally-Regulated | 08/13/2019 |  | 08/15/2019
Acuity Brands Lighting | Sensor Switch | WSX VA-** | Occupant Sensing Device | Device | True | True | True | True | True | False |  |  |  | False |  |  | False |  | False |  | False | False | True | True | True | Non Federally-Regulated | 09/21/2016 |  | 12/16/2019
Acuity Brands Lighting | Sensor Switch | WSX PDT VA-** | Occupant Sensing Device | Device | True | True | True | True | True | False |  |  |  | False |  |  | False |  | False |  | False | False | True | True | True | Non Federally-Regulated | 09/21/2016 |  | 12/16/2019
Acuity Brands Lighting | Sensor Switch | WSX 2P 2VA-** | Occupant Sensing Device | Device | True | True | True | True | True | False |  |  |  | False |  |  | False |  | False |  | False | False | True | True | True | Non Federally-Regulated | 09/21/2016 |  | 12/16/2019
Acuity Brands Lighting | Sensor Switch | WSX PDT 2P 2VA-** | Occupant Sensing Device | Device | True | True | True | True | True | False |  |  |  | False |  |  | False |  | False |  | False | False | True | True | True | Non Federally-Regulated | 09/21/2016 |  | 12/16/2019
Acuity Brands Lighting | Sensor Switch | WSX D VA-** | Occupant Sensing Device | Device | True | True | True | True | True | False |  |  |  | False |  |  | True | True | False |  | False | False | True | True | True | Non Federally-Regulated | 09/21/2016 |  | 12/16/2019
Acuity Brands Lighting | Sensor Switch | WSX PDT D VA-** | Occupant Sensing Device | Device | True | True | True | True | True | False |  |  |  | False |  |  | True | True | False |  | False | False | True | True | True | Non Federally-Regulated | 09/21/2016 |  | 12/16/2019
Acuity Brands Lighting | Sensor Switch | WSX -** | Occupant Sensing Device | Device | True | True | True | True | True | False |  |  |  | False |  |  | False |  | False |  | False | False | True | True | True | Non Federally-Regulated | 09/21/2016 |  | 12/16/2019
Acuity Brands Lighting | Sensor Switch | WSX PDT -** | Occupant Sensing Device | Device | True | True | True | True | True | False |  |  |  | False |  |  | False |  | False |  | False | False | True | True | True | Non Federally-Regulated | 09/21/2016 |  | 12/16/2019
Acuity Brands Lighting | Sensor Switch | WSX 2P -** | Occupant Sensing Device | Device | True | True | True | True | True | False |  |  |  | False |  |  | False |  | False |  | False | False | True | True | True | Non Federally-Regulated | 09/21/2016 |  | 12/16/2019
Acuity Brands Lighting | Sensor Switch | WSX PDT 2P-** | Occupant Sensing Device | Device | True | True | True | True | True | False |  |  |  | False |  |  | False |  | False |  | False | False | True | True | True | Non Federally-Regulated | 09/21/2016 |  | 12/16/2019
Acuity Brands Lighting | Sensor Switch | WSX D -** | Occupant Sensing Device | Device | True | True | True | True | True | False |  |  |  | False |  |  | True | True | False |  | False | False | True | True | True | Non Federally-Regulated | 09/21/2016 |  | 12/16/2019
Acuity Brands Lighting | Sensor Switch | WSX PDT D -** | Occupant Sensing Device | Device | True | True | True | True | True | False |  |  |  | False |  |  | True | True | False |  | False | False | True | True | True | Non Federally-Regulated | 09/21/2016 |  | 12/16/2019
Acuity Brands Lighting | Sensor Switch | CMR PC | Photosensor / Photocontrol Dev | Device | True | True | True | True | False | [16 empty] | Non Federally-Regulated | 09/21/2016 |  | 12/16/2019
Acuity Brands Lighting | Sensor Switch | CMR PC ADC | Automatic Daylighting Control | Device | True | True | True | True | True | True | True | True | True | True | True | [10 empty] | Non Federally-Regulated | 09/21/2016 |  | 12/16/2019
Acuity Brands Lighting | Sensor Switch | LSXR PC | Photosensor / Photocontrol Dev | Device | True | True | True | True | False | [16 empty] | Non Federally-Regulated | 09/21/2016 |  | 12/16/2019
Acuity Brands Lighting | Sensor Switch | LSXR PC ADC | Automatic Daylighting Control | Device | True | True | True | True | True | True | True | True | True | True | True | [10 empty] | Non Federally-Regulated | 09/21/2016 |  | 12/16/2019
Acuity Brands Lighting | Sensor Switch | WVR 16-** | Occupant Sensing Device | Device | True | True | True | True | True | False |  |  |  | False |  |  | False |  | False |  | False | False | False |  |  | Non Federally-Regulated | 09/21/2016 |  | 12/16/2019
Acuity Brands Lighting | Sensor Switch | WVR PDT 16-** | Occupant Sensing Device | Device | True | True | True | True | True | False |  |  |  | False |  |  | False |  | False |  | False | False | False |  |  | Non Federally-Regulated | 09/21/2016 |  | 12/16/2019
Acuity Brands Lighting | Sensor Switch | WVR 16 2P-** | Occupant Sensing Device | Device | True | True | True | True | True | False |  |  |  | False |  |  | False |  | False |  | True | False | False | True |  | Non Federally-Regulated | 09/21/2016 |  | 12/16/2019
Acuity Brands Lighting | Sensor Switch | WVR PDT 16 2P-** | Occupant Sensing Device | Device | True | True | True | True | True | False |  |  |  | False |  |  | False |  | False |  | True | False | False | True |  | Non Federally-Regulated | 09/21/2016 |  | 12/16/2019
Acuity Brands Lighting | Sensor Switch | HWR13 SN-** | Occupant Sensing Device | Device | True | True | True | True | True | False |  |  |  | False |  |  | False |  | False |  | False | False | False |  |  | Non Federally-Regulated | 09/21/2016 |  | 12/16/2019
Acuity Brands Lighting | Sensor Switch | WSX D VA-** | Automatic Daylighting Control | Device | True | True | True | True | True | True | True | True | True | True | True | [10 empty] | Non Federally-Regulated | 09/21/2016 |  | 12/16/2019
Acuity Brands Lighting | Sensor Switch | WSX PDT D VA-** | Automatic Daylighting Control | Device | True | True | True | True | True | True | True | True | True | True | True | [10 empty] | Non Federally-Regulated | 09/21/2016 |  | 12/16/2019
Acuity Brands Lighting | Sensor Switch | WSX D VA-** | Dimmer | Device | True | True | True | True | True | True | True | False | [13 empty] | Non Federally-Regulated | 09/21/2016 |  | 12/16/2019
Acuity Brands Lighting | Sensor Switch | WSX PDT D VA-** | Dimmer | Device | True | True | True | True | True | True | True | False | [13 empty] | Non Federally-Regulated | 09/21/2016 |  | 12/16/2019
Acuity Brands Lighting | Sensor Switch | WSX VA-** | Photosensor / Photocontrol Dev | Device | True | True | True | True | False | [16 empty] | Non Federally-Regulated | 09/21/2016 |  | 12/16/2019
Acuity Brands Lighting | Sensor Switch | WSX PDT VA-** | Photosensor / Photocontrol Dev | Device | True | True | True | True | False | [16 empty] | Non Federally-Regulated | 09/21/2016 |  | 12/16/2019
Acuity Brands Lighting | Sensor Switch | WSX 2P 2VA-** | Photosensor / Photocontrol Dev | Device | True | True | True | True | False | [16 empty] | Non Federally-Regulated | 09/21/2016 |  | 12/16/2019
Acuity Brands Lighting | Sensor Switch | WSX PDT 2VA-** | Photosensor / Photocontrol Dev | Device | True | True | True | True | False | [16 empty] | Non Federally-Regulated | 09/21/2016 |  | 12/16/2019
Acuity Brands Lighting | Sensor Switch | WSX D VA-** | Photosensor / Photocontrol Dev | Device | True | True | True | True | False | [16 empty] | Non Federally-Regulated | 09/21/2016 |  | 12/16/2019
Acuity Brands Lighting | Sensor Switch | WSX PDT D VA-** | Photosensor / Photocontrol Dev | Device | True | True | True | True | False | [16 empty] | Non Federally-Regulated | 09/21/2016 |  | 12/16/2019
Acuity Brands Lighting | Sensor Switch | CMR 6 P | Photosensor / Photocontrol Dev | Device | True | True | True | True | False | [16 empty] | Non Federally-Regulated | 09/21/2016 |  | 12/16/2019
Acuity Brands Lighting | Sensor Switch | CMR 6 ADC | Photosensor / Photocontrol Dev | Device | True | True | True | True | False | [16 empty] | Non Federally-Regulated | 09/21/2016 |  | 12/16/2019
Acuity Brands Lighting | Sensor Switch | CMR 9 P | Photosensor / Photocontrol Dev | Device | True | True | True | True | False | [16 empty] | Non Federally-Regulated | 09/21/2016 |  | 12/16/2019
Acuity Brands Lighting | Sensor Switch | CMR 9 ADC | Photosensor / Photocontrol Dev | Device | True | True | True | True | False | [16 empty] | Non Federally-Regulated | 09/21/2016 |  | 12/16/2019
Acuity Brands Lighting | Sensor Switch | CMR 10 P | Photosensor / Photocontrol Dev | Device | True | True | True | True | False | [16 empty] | Non Federally-Regulated | 09/21/2016 |  | 12/16/2019
Acuity Brands Lighting | Sensor Switch | CMR 10 ADC | Photosensor / Photocontrol Dev | Device | True | True | True | True | False | [16 empty] | Non Federally-Regulated | 09/21/2016 |  | 12/16/2019
Acuity Brands Lighting | Sensor Switch | CMR PDT 9 P | Photosensor / Photocontrol Dev | Device | True | True | True | True | False | [16 empty] | Non Federally-Regulated | 09/21/2016 |  | 12/16/2019
Acuity Brands Lighting | Sensor Switch | CMR PDT 9 ADC | Photosensor / Photocontrol Dev | Device | True | True | True | True | False | [16 empty] | Non Federally-Regulated | 09/21/2016 |  | 12/16/2019
Acuity Brands Lighting | Sensor Switch | CMR PDT 10 P | Photosensor / Photocontrol Dev | Device | True | True | True | True | False | [16 empty] | Non Federally-Regulated | 09/21/2016 |  | 12/16/2019
Acuity Brands Lighting | Sensor Switch | CMR PDT 10 ADC | Photosensor / Photocontrol Dev | Device | True | True | True | True | False | [16 empty] | Non Federally-Regulated | 09/21/2016 |  | 12/16/2019
Acuity Brands Lighting | Sensor Switch | CMR 6 2P P | Photosensor / Photocontrol Dev | Device | True | True | True | True | False | [16 empty] | Non Federally-Regulated | 09/21/2016 |  | 12/16/2019
Acuity Brands Lighting | Sensor Switch | CMR 6 2P DZ | Photosensor / Photocontrol Dev | Device | True | True | True | True | False | [16 empty] | Non Federally-Regulated | 09/21/2016 |  | 12/16/2019
Acuity Brands Lighting | Sensor Switch | CMR 9 2P P | Photosensor / Photocontrol Dev | Device | True | True | True | True | False | [16 empty] | Non Federally-Regulated | 09/21/2016 |  | 12/16/2019
Acuity Brands Lighting | Sensor Switch | CMR 9 2P DZ | Photosensor / Photocontrol Dev | Device | True | True | True | True | False | [16 empty] | Non Federally-Regulated | 09/21/2016 |  | 12/16/2019
Acuity Brands Lighting | Sensor Switch | CMR 10 2P P | Photosensor / Photocontrol Dev | Device | True | True | True | True | False | [16 empty] | Non Federally-Regulated | 09/21/2016 |  | 12/16/2019
Acuity Brands Lighting | Sensor Switch | CMR 10 2P DZ | Photosensor / Photocontrol Dev | Device | True | True | True | True | False | [16 empty] | Non Federally-Regulated | 09/21/2016 |  | 12/16/2019
Acuity Brands Lighting | Sensor Switch | CMR PDT 9 2P P | Photosensor / Photocontrol Dev | Device | True | True | True | True | False | [16 empty] | Non Federally-Regulated | 09/21/2016 |  | 12/16/2019
Acuity Brands Lighting | Sensor Switch | CMR PDT 9 2P DZ | Photosensor / Photocontrol Dev | Device | True | True | True | True | False | [16 empty] | Non Federally-Regulated | 09/21/2016 |  | 12/16/2019
Acuity Brands Lighting | Sensor Switch | CMR PDT 10 2P P | Photosensor / Photocontrol Dev | Device | True | True | True | True | False | [16 empty] | Non Federally-Regulated | 09/21/2016 |  | 12/16/2019
Acuity Brands Lighting | Sensor Switch | CMR PDT 10 2P DZ | Photosensor / Photocontrol Dev | Device | True | True | True | True | False | [16 empty] | Non Federally-Regulated | 09/21/2016 |  | 12/16/2019
Acuity Brands Lighting | Sensor Switch | CMR ADC | Photosensor / Photocontrol Dev | Device | True | True | True | True | False | [16 empty] | Non Federally-Regulated | 09/21/2016 |  | 12/16/2019
Acuity Brands Lighting | Sensor Switch | CMR PC ADC | Photosensor / Photocontrol Dev | Device | True | True | True | True | False | [16 empty] | Non Federally-Regulated | 09/21/2016 |  | 12/16/2019
Acuity Brands Lighting | Sensor Switch | LSXR-***-P | Photosensor / Photocontrol Dev | Device | True | True | True | True | False | [16 empty] | Non Federally-Regulated | 09/21/2016 |  | 12/16/2019
Acuity Brands Lighting | Sensor Switch | LSXR-***-ADC | Photosensor / Photocontrol Dev | Device | True | True | True | True | False | [16 empty] | Non Federally-Regulated | 09/21/2016 |  | 12/16/2019
Acuity Brands Lighting | Sensor Switch | LSXR-***-ANL | Photosensor / Photocontrol Dev | Device | True | True | True | True | False | [16 empty] | Non Federally-Regulated | 09/21/2016 |  | 12/16/2019
Acuity Brands Lighting | Sensor Switch | LSXR-***-P-HVOLT | Photosensor / Photocontrol Dev | Device | True | True | True | True | False | [16 empty] | Non Federally-Regulated | 09/21/2016 |  | 12/16/2019
Acuity Brands Lighting | Sensor Switch | LSXR-***-ADC-HVOLT | Photosensor / Photocontrol Dev | Device | True | True | True | True | False | [16 empty] | Non Federally-Regulated | 09/21/2016 |  | 12/16/2019
Acuity Brands Lighting | Sensor Switch | LSXR-***-ANL-HVOLT | Photosensor / Photocontrol Dev | Device | True | True | True | True | False | [16 empty] | Non Federally-Regulated | 09/21/2016 |  | 12/16/2019
Acuity Brands Lighting | Sensor Switch | LSXR-***-2P-AOP | Photosensor / Photocontrol Dev | Device | True | True | True | True | False | [16 empty] | Non Federally-Regulated | 09/21/2016 |  | 12/16/2019
Acuity Brands Lighting | Sensor Switch | LSXR-***-2P-P | Photosensor / Photocontrol Dev | Device | True | True | True | True | False | [16 empty] | Non Federally-Regulated | 09/21/2016 |  | 12/16/2019
Acuity Brands Lighting | Sensor Switch | LSXR-***-2P-SZ | Photosensor / Photocontrol Dev | Device | True | True | True | True | False | [16 empty] | Non Federally-Regulated | 09/21/2016 |  | 12/16/2019
Acuity Brands Lighting | Sensor Switch | LSXR-***-2P-DZ | Photosensor / Photocontrol Dev | Device | True | True | True | True | False | [16 empty] | Non Federally-Regulated | 09/21/2016 |  | 12/16/2019
Acuity Brands Lighting | Sensor Switch | LSXR PC ADC | Photosensor / Photocontrol Dev | Device | True | True | True | True | False | [16 empty] | Non Federally-Regulated | 09/21/2016 |  | 12/16/2019
Acuity Brands Lighting | Sensor Switch | SBOR 10 OEX P-** | Photosensor / Photocontrol Dev | Device | True | True | True | True | True | [16 empty] | Non Federally-Regulated | 09/21/2016 |  | 12/16/2019
Acuity Brands Lighting | Sensor Switch | SBOR 10 ODP-** | Photosensor / Photocontrol Dev | Device | True | True | True | True | True | [16 empty] | Non Federally-Regulated | 09/21/2016 |  | 12/16/2019
Acuity Brands Lighting | Sensor Switch | SBOR 10 OEX P HVOLT-** | Photosensor / Photocontrol Dev | Device | True | True | True | True | True | [16 empty] | Non Federally-Regulated | 09/21/2016 |  | 12/16/2019
Acuity Brands Lighting | Sensor Switch | SBOR 10 ODP HVOLT-** | Photosensor / Photocontrol Dev | Device | True | True | True | True | True | [16 empty] | Non Federally-Regulated | 09/21/2016 |  | 12/16/2019
Acuity Brands Lighting | Sensor Switch | SBOR 6 OEX P-** | Photosensor / Photocontrol Dev | Device | True | True | True | True | True | [16 empty] | Non Federally-Regulated | 09/21/2016 |  | 12/16/2019
Acuity Brands Lighting | Sensor Switch | SBOR 6 ODP-** | Photosensor / Photocontrol Dev | Device | True | True | True | True | True | [16 empty] | Non Federally-Regulated | 09/21/2016 |  | 12/16/2019
Acuity Brands Lighting | Sensor Switch | SBOR 6 OEX P HVOLT-** | Photosensor / Photocontrol Dev | Device | True | True | True | True | True | [16 empty] | Non Federally-Regulated | 09/21/2016 |  | 12/16/2019
Acuity Brands Lighting | Sensor Switch | SBOR 6 ODP HVOLT-** | Photosensor / Photocontrol Dev | Device | True | True | True | True | True | [16 empty] | Non Federally-Regulated | 09/21/2016 |  | 12/16/2019
Acuity Brands Lighting | Sensor Switch | SBGR 6 P-** | Photosensor / Photocontrol Dev | Device | True | True | True | True | True | [16 empty] | Non Federally-Regulated | 09/21/2016 |  | 12/16/2019
Acuity Brands Lighting | Sensor Switch | SBGR 9 P-** | Photosensor / Photocontrol Dev | Device | True | True | True | True | True | [16 empty] | Non Federally-Regulated | 09/21/2016 |  | 12/16/2019
Acuity Brands Lighting | Sensor Switch | SBGR PDT 9 P-** | Photosensor / Photocontrol Dev | Device | True | True | True | True | True | [16 empty] | Non Federally-Regulated | 09/21/2016 |  | 12/16/2019
Acuity Brands Lighting | Sensor Switch | SBGR 10 P-** | Photosensor / Photocontrol Dev | Device | True | True | True | True | True | [16 empty] | Non Federally-Regulated | 09/21/2016 |  | 12/16/2019
Acuity Brands Lighting | Sensor Switch | SBGR PDT 10 P-** | Photosensor / Photocontrol Dev | Device | True | True | True | True | True | [16 empty] | Non Federally-Regulated | 09/21/2016 |  | 12/16/2019
Acuity Brands Lighting | Sensor Switch | SBGR 6 OEX P-** | Photosensor / Photocontrol Dev | Device | True | True | True | True | True | [16 empty] | Non Federally-Regulated | 09/21/2016 |  | 12/16/2019
Acuity Brands Lighting | Sensor Switch | SBGR 9 OEX P-** | Photosensor / Photocontrol Dev | Device | True | True | True | True | True | [16 empty] | Non Federally-Regulated | 09/21/2016 |  | 12/16/2019
Acuity Brands Lighting | Sensor Switch | SBGR PDT 9 OEX P-** | Photosensor / Photocontrol Dev | Device | True | True | True | True | True | [16 empty] | Non Federally-Regulated | 09/21/2016 |  | 12/16/2019
Acuity Brands Lighting | Sensor Switch | SBGR 10 OEX P-** | Photosensor / Photocontrol Dev | Device | True | True | True | True | True | [16 empty] | Non Federally-Regulated | 09/21/2016 |  | 12/16/2019
Acuity Brands Lighting | Sensor Switch | SBGR PDT 10 OEX P-** | Photosensor / Photocontrol Dev | Device | True | True | True | True | True | [16 empty] | Non Federally-Regulated | 09/21/2016 |  | 12/16/2019
Acuity Brands Lighting | Sensor Switch | SBGR 6 ADC-** | Photosensor / Photocontrol Dev | Device | True | True | True | True | True | [16 empty] | Non Federally-Regulated | 09/21/2016 |  | 12/16/2019
Acuity Brands Lighting | Sensor Switch | SBGR 9 ADC-** | Photosensor / Photocontrol Dev | Device | True | True | True | True | True | [16 empty] | Non Federally-Regulated | 09/21/2016 |  | 12/16/2019
Acuity Brands Lighting | Sensor Switch | SBGR PDT 9 ADC-** | Photosensor / Photocontrol Dev | Device | True | True | True | True | True | [16 empty] | Non Federally-Regulated | 09/21/2016 |  | 12/16/2019
Acuity Brands Lighting | Sensor Switch | SBGR 10 ADC-** | Photosensor / Photocontrol Dev | Device | True | True | True | True | True | [16 empty] | Non Federally-Regulated | 09/21/2016 |  | 12/16/2019
Acuity Brands Lighting | Sensor Switch | SBGR PDT 10 ADC-** | Photosensor / Photocontrol Dev | Device | True | True | True | True | True | [16 empty] | Non Federally-Regulated | 09/21/2016 |  | 12/16/2019
Acuity Brands Lighting | Sensor Switch | SBGR 6 OEX ADC-** | Photosensor / Photocontrol Dev | Device | True | True | True | True | True | [16 empty] | Non Federally-Regulated | 09/21/2016 |  | 12/16/2019
Acuity Brands Lighting | Sensor Switch | SBGR 9 OEX ADC-** | Photosensor / Photocontrol Dev | Device | True | True | True | True | True | [16 empty] | Non Federally-Regulated | 09/21/2016 |  | 12/16/2019
Acuity Brands Lighting | Sensor Switch | SBGR PDT 9 OEX ADC-** | Photosensor / Photocontrol Dev | Device | True | True | True | True | True | [16 empty] | Non Federally-Regulated | 09/21/2016 |  | 12/16/2019
Acuity Brands Lighting | Sensor Switch | SBGR 10 OEX ADC-** | Photosensor / Photocontrol Dev | Device | True | True | True | True | True | [16 empty] | Non Federally-Regulated | 09/21/2016 |  | 12/16/2019
Acuity Brands Lighting | Sensor Switch | SBGR PDT 10 OEX ADC-** | Photosensor / Photocontrol Dev | Device | True | True | True | True | True | [16 empty] | Non Federally-Regulated | 09/21/2016 |  | 12/16/2019
Acuity Brands Lighting | Sensor Switch | MSD7-***-** | Occupant Sensing Device | Device | True | True | True | True | True | False |  |  |  | False |  |  | False |  | False |  | False | False | False |  |  | Non Federally-Regulated | 08/17/2015 |  | 12/16/2019
Acuity Brands Lighting | Sensor Switch | MSOD7 ODP-**-** | Photosensor / Photocontrol Dev | Device | True | True | True | [18 empty] | Non Federally-Regulated | 08/17/2015 |  | 12/16/2019
Acuity Brands Lighting | Sensor Switch | MSOD7 ODP-**-** | Occupant Sensing Device | Device | True | True | True | True | True | False |  |  |  | False |  |  | False |  | True | True | False | False | False |  |  | Non Federally-Regulated | 08/17/2015 |  | 12/16/2019
Acuity Brands Lighting | Sensor Switch | MSD7-***-** | Automatic Daylighting Control | Device | True | True | True | False |  | True | True | True | True | True | True | [10 empty] | Non Federally-Regulated | 08/17/2015 |  | 12/16/2019
Ad Hoc Electronics | ILLUMRA | E9T-OSC | Occupant Sensing Device | Device | True | True | True | True | True | False |  |  |  | False |  |  | True | True | False |  | True | True | False | True |  | Non Federally-Regulated | 07/19/2016 |  | 12/16/2019
Ad Hoc Electronics | ILLUMRA | E9T-OSW | Occupant Sensing Device | Device | True | True | True | True | True | False |  |  |  | False |  |  | True | True | False |  | True | True | False | True |  | Non Federally-Regulated | 07/19/2016 |  | 12/16/2019
Ad Hoc Electronics | ILLUMRA | E9X-DUV-10VTP | Dimmer | Device | True | True | True | True | True | True | True | True | True | [12 empty] | Non Federally-Regulated | 07/26/2016 |  | 12/16/2019
Ad Hoc Electronics | ILLUMRA | E9X-DUV-10VTP-FX | Dimmer | Device | True | True | True | True | True | True | True | True | True | [12 empty] | Non Federally-Regulated | 07/26/2016 |  | 12/16/2019
Ad Hoc Electronics | ILLUMRA | E9X-D02FL | Dimmer | Device | True | True | True | True | True | True | True | True | True | [12 empty] | Non Federally-Regulated | 07/26/2016 |  | 12/16/2019
America Lighting Retrofit, LLC | PnP Autonomous LED Lighting | PNP-SALB24A* | Automatic Daylighting Control | Device | True | True | True | True | True | False |  | True | True | True | True | [10 empty] | Non Federally-Regulated | 04/28/2015 |  | 12/16/2019
America Lighting Retrofit, LLC | PnP Autonomous LED Lighting | PNP-SALT24A* | Occupant Sensing Device | Device | True | True | True | True | True | False |  |  |  | False |  |  | True | True | False |  | True | True | False | True |  | Non Federally-Regulated | 04/29/2015 |  | 12/16/2019
America Lighting Retrofit, LLC | PnP Autonomous LED Lighting | PNP-SALT24A* | Dimmer | Device | True | True | True | True | True | False |  | False | [13 empty] | Non Federally-Regulated | 04/28/2015 |  | 12/16/2019
America Lighting Retrofit, LLC | PnP Autonomous LED Lighting | PNP-SALT14A* | Dimmer | Device | True | True | True | True | True | False |  | False | [13 empty] | Non Federally-Regulated | 04/28/2015 |  | 12/16/2019
America Lighting Retrofit, LLC | PnP Autonomous LED Lighting | PNP-SALB14A* | Automatic Daylighting Control | Device | True | True | True | True | True | False |  | True | True | True | True | [10 empty] | Non Federally-Regulated | 04/28/2015 |  | 12/16/2019
America Lighting Retrofit, LLC | PnP Autonomous LED Lighting | PNP-MALT22A* | Dimmer | Device | True | True | True | True | True | False |  | False | [13 empty] | Non Federally-Regulated | 04/28/2015 |  | 12/16/2019
America Lighting Retrofit, LLC | PnP Autonomous LED Lighting | PNP-SALT14A* | Automatic Daylighting Control | Device | True | True | True | True | True | False |  | True | True | True | True | [10 empty] | Non Federally-Regulated | 04/28/2015 |  | 12/16/2019
America Lighting Retrofit, LLC | PnP Autonomous LED Lighting | PNP-MALB24A* | Dimmer | Device | True | True | True | True | True | False |  | False | [13 empty] | Non Federally-Regulated | 04/28/2015 |  | 12/16/2019
America Lighting Retrofit, LLC | PnP Autonomous LED Lighting | PNP-MALT24A* | Dimmer | Device | True | True | True | True | True | False |  | False | [13 empty] | Non Federally-Regulated | 04/28/2015 |  | 12/16/2019
America Lighting Retrofit, LLC | PnP Autonomous LED Lighting | PNP-MALB14A* | Occupant Sensing Device | Device | True | True | True | True | True | False |  |  |  | False |  |  | True | True | False |  | True | True | False | True |  | Non Federally-Regulated | 04/29/2015 |  | 12/16/2019
America Lighting Retrofit, LLC | PnP Autonomous LED Lighting | PNP-SALT22A* | Automatic Daylighting Control | Device | True | True | True | True | True | False |  | True | True | True | True | [10 empty] | Non Federally-Regulated | 04/28/2015 |  | 12/16/2019
America Lighting Retrofit, LLC | PnP Autonomous LED Lighting | PNP-MALB22A* | Dimmer | Device | True | True | True | True | True | False |  | False | [13 empty] | Non Federally-Regulated | 04/28/2015 |  | 12/16/2019
America Lighting Retrofit, LLC | PnP Autonomous LED Lighting | PNP-MALT22A* | Occupant Sensing Device | Device | True | True | True | True | True | False |  |  |  | False |  |  | True | True | False |  | True | True | False | True |  | Non Federally-Regulated | 04/29/2015 |  | 12/16/2019
America Lighting Retrofit, LLC | PnP Autonomous LED Lighting | PNP-MALT24A* | Automatic Daylighting Control | Device | True | True | True | True | True | False |  | True | True | True | True | [10 empty] | Non Federally-Regulated | 04/28/2015 |  | 12/16/2019
America Lighting Retrofit, LLC | PnP Autonomous LED Lighting | PNP-SALT24A* | Automatic Daylighting Control | Device | True | True | True | True | True | False |  | True | True | True | True | [10 empty] | Non Federally-Regulated | 04/28/2015 |  | 12/16/2019
America Lighting Retrofit, LLC | PnP Autonomous LED Lighting | PNP-SALT22A* | Dimmer | Device | True | True | True | True | True | False |  | False | [13 empty] | Non Federally-Regulated | 04/28/2015 |  | 12/16/2019
America Lighting Retrofit, LLC | PnP Autonomous LED Lighting | PNP-SALB22A* | Occupant Sensing Device | Device | True | True | True | True | True | False |  |  |  | False |  |  | True | True | False |  | True | True | False | True |  | Non Federally-Regulated | 04/29/2015 |  | 12/16/2019
America Lighting Retrofit, LLC | PnP Autonomous LED Lighting | PNP-SALB24A* | Dimmer | Device | True | True | True | True | True | False |  | False | [13 empty] | Non Federally-Regulated | 04/28/2015 |  | 12/16/2019
America Lighting Retrofit, LLC | PnP Autonomous LED Lighting | PNP-MALT24A* | Occupant Sensing Device | Device | True | True | True | True | True | False |  |  |  | False |  |  | True | True | False |  | True | True | False | True |  | Non Federally-Regulated | 04/29/2015 |  | 12/16/2019
America Lighting Retrofit, LLC | PnP Autonomous LED Lighting | PNP-MALB14A* | Dimmer | Device | True | True | True | True | True | False |  | False | [13 empty] | Non Federally-Regulated | 04/28/2015 |  | 12/16/2019
America Lighting Retrofit, LLC | PnP Autonomous LED Lighting | PNP-SALT22A* | Occupant Sensing Device | Device | True | True | True | True | True | False |  |  |  | False |  |  | True | True | False |  | True | True | False | True |  | Non Federally-Regulated | 04/29/2015 |  | 12/16/2019
America Lighting Retrofit, LLC | PnP Autonomous LED Lighting | PNP-MALT22A* | Automatic Daylighting Control | Device | True | True | True | True | True | False |  | True | True | True | True | [10 empty] | Non Federally-Regulated | 04/28/2015 |  | 12/16/2019
America Lighting Retrofit, LLC | PnP Autonomous LED Lighting | PNP-SALT14A* | Occupant Sensing Device | Device | True | True | True | True | True | False |  |  |  | False |  |  | True | True | False |  | True | True | False | True |  | Non Federally-Regulated | 04/29/2015 |  | 12/16/2019
America Lighting Retrofit, LLC | PnP Autonomous LED Lighting | PNP-SALB24A* | Occupant Sensing Device | Device | True | True | True | True | True | False |  |  |  | False |  |  | True | True | False |  | True | True | False | True |  | Non Federally-Regulated | 04/29/2015 |  | 12/16/2019
America Lighting Retrofit, LLC | PnP Autonomous LED Lighting | PNP-MALB22A* | Occupant Sensing Device | Device | True | True | True | True | True | False |  |  |  | False |  |  | True | True | False |  | True | True | False | True |  | Non Federally-Regulated | 04/29/2015 |  | 12/16/2019
America Lighting Retrofit, LLC | PnP Autonomous LED Lighting | PNP-MALB14A* | Automatic Daylighting Control | Device | True | True | True | True | True | False |  | True | True | True | True | [10 empty] | Non Federally-Regulated | 04/28/2015 |  | 12/16/2019
America Lighting Retrofit, LLC | PnP Autonomous LED Lighting | PNP-SALB22A* | Automatic Daylighting Control | Device | True | True | True | True | True | False |  | True | True | True | True | [10 empty] | Non Federally-Regulated | 04/28/2015 |  | 12/16/2019
America Lighting Retrofit, LLC | PnP Autonomous LED Lighting | PNP-MALB24A* | Occupant Sensing Device | Device | True | True | True | True | True | False |  |  |  | False |  |  | True | True | False |  | True | True | False | True |  | Non Federally-Regulated | 04/29/2015 |  | 12/16/2019
America Lighting Retrofit, LLC | PnP Autonomous LED Lighting | PNP-MALT14A* | Dimmer | Device | True | True | True | True | True | False |  | False | [13 empty] | Non Federally-Regulated | 04/28/2015 |  | 12/16/2019
America Lighting Retrofit, LLC | PnP Autonomous LED Lighting | PNP-MALB22A* | Automatic Daylighting Control | Device | True | True | True | True | True | False |  | True | True | True | True | [10 empty] | Non Federally-Regulated | 04/28/2015 |  | 12/16/2019
America Lighting Retrofit, LLC | PnP Autonomous LED Lighting | PNP-SALB22A* | Dimmer | Device | True | True | True | True | True | False |  | False | [13 empty] | Non Federally-Regulated | 04/28/2015 |  | 12/16/2019
America Lighting Retrofit, LLC | PnP Autonomous LED Lighting | PNP-MALT14A* | Occupant Sensing Device | Device | True | True | True | True | True | False |  |  |  | False |  |  | True | True | False |  | True | True | False | True |  | Non Federally-Regulated | 04/29/2015 |  | 12/16/2019
America Lighting Retrofit, LLC | PnP Autonomous LED Lighting | PNP-SALB14A* | Dimmer | Device | True | True | True | True | True | False |  | False | [13 empty] | Non Federally-Regulated | 04/28/2015 |  | 12/16/2019
America Lighting Retrofit, LLC | PnP Autonomous LED Lighting | PNP-MALB24A* | Automatic Daylighting Control | Device | True | True | True | True | True | False |  | True | True | True | True | [10 empty] | Non Federally-Regulated | 04/28/2015 |  | 12/16/2019
America Lighting Retrofit, LLC | PnP Autonomous LED Lighting | PNP-SALB14A* | Occupant Sensing Device | Device | True | True | True | True | True | False |  |  |  | False |  |  | True | True | False |  | True | True | False | True |  | Non Federally-Regulated | 04/29/2015 |  | 12/16/2019
America Lighting Retrofit, LLC | PnP Autonomous LED Lighting | PNP-MALT14A* | Automatic Daylighting Control | Device | True | True | True | True | True | False |  | True | True | True | True | [10 empty] | Non Federally-Regulated | 04/28/2015 |  | 12/16/2019
American Tack & Hardware Co. | Defiant | SLC2BCB3D | Photosensor / Photocontrol Dev | Device | True | True | True | [18 empty] | Non Federally-Regulated | 09/29/2016 |  | 12/16/2019
American Tack & Hardware Co. | Defiant | SLC4CWD | Photosensor / Photocontrol Dev | Device | True | True | True | [18 empty] | Non Federally-Regulated | 09/29/2016 |  | 12/16/2019
American Tack & Hardware Co. | Defiant | SLC4CBD | Photosensor / Photocontrol Dev | Device | True | True | True | [18 empty] | Non Federally-Regulated | 09/29/2016 |  | 12/16/2019
American Tack & Hardware Co. | Defiant | SLC5BCWD | Photosensor / Photocontrol Dev | Device | True | True | True | [18 empty] | Non Federally-Regulated | 09/29/2016 |  | 12/16/2019
American Tack & Hardware Co. | Defiant | SLC5BCBD | Photosensor / Photocontrol Dev | Device | True | True | True | [18 empty] | Non Federally-Regulated | 09/29/2016 |  | 12/16/2019
American Tack & Hardware Co. | Defiant | SLC9BCD | Photosensor / Photocontrol Dev | Device | True | True | True | [18 empty] | Non Federally-Regulated | 09/29/2016 |  | 12/16/2019
American Tack & Hardware Co. | Defiant | 758LPD | Photosensor / Photocontrol Dev | Device | True | True | True | [18 empty] | Non Federally-Regulated | 09/29/2016 |  | 12/16/2019
American Tack & Hardware Co. | Defiant | SLC2BCW3D | Photosensor / Photocontrol Dev | Device | True | True | True | [18 empty] | Non Federally-Regulated | 09/29/2016 |  | 12/16/2019
American Tack & Hardware Co. | Defiant | SLC2 | Photosensor / Photocontrol Dev | Device | True | True | True | [18 empty] | Non Federally-Regulated | 11/14/2016 |  | 12/16/2019
American Tack & Hardware Co. | Defiant | SLC-4 | Photosensor / Photocontrol Dev | Device | True | True | True | [18 empty] | Non Federally-Regulated | 11/14/2016 |  | 12/16/2019
American Tack & Hardware Co. | Defiant | SLC5BC | Photosensor / Photocontrol Dev | Device | True | True | True | [18 empty] | Non Federally-Regulated | 11/14/2016 |  | 12/16/2019
American Tack & Hardware Co. | Defiant | SLC9 | Photosensor / Photocontrol Dev | Device | True | True | True | [18 empty] | Non Federally-Regulated | 11/14/2016 |  | 12/16/2019
Delta Intelligent Building Technologies (USA), LLC | Amerlux | ACL-HTEK12 | Track Lighting Integral Curren | Device | True | True | True | True | True | True | True | True | True | [12 empty] | Non Federally-Regulated | 06/30/2014 |  | 12/16/2019
Delta Intelligent Building Technologies (USA), LLC | Amerlux | ACL-TEK11 | Track Lighting Integral Curren | Device | True | True | True | True | True | True | True | True | True | [12 empty] | Non Federally-Regulated | 06/30/2014 |  | 12/16/2019
Delta Intelligent Building Technologies (USA), LLC | Amerlux | ACL-GES12 | Track Lighting Integral Curren | Device | True | True | True | True | True | True | True | True | True | [12 empty] | Non Federally-Regulated | 06/30/2014 |  | 12/16/2019
Delta Intelligent Building Technologies (USA), LLC | Amerlux | ACL-HTEK11 | Track Lighting Integral Curren | Device | True | True | True | True | True | True | True | True | True | [12 empty] | Non Federally-Regulated | 06/30/2014 |  | 12/16/2019
Delta Intelligent Building Technologies (USA), LLC | Amerlux | ACL-TEK12 | Track Lighting Integral Curren | Device | True | True | True | True | True | True | True | True | True | [12 empty] | Non Federally-Regulated | 06/30/2014 |  | 12/16/2019
Delta Intelligent Building Technologies (USA), LLC | Amerlux | ACL-GES11 | Track Lighting Integral Curren | Device | True | True | True | True | True | True | True | True | True | [12 empty] | Non Federally-Regulated | 06/30/2014 |  | 12/16/2019
Delta Intelligent Building Technologies (USA), LLC | Amerlux | ACL-GES14 | Track Lighting Integral Curren | Device | True | True | True | True | True | True | True | True | True | [12 empty] | Non Federally-Regulated | 06/30/2014 |  | 12/16/2019
Eaton (formerly Cooper Industries) | Greengate | WBSD-SMT-* | Dimmer | Device | True | True | True | True | True | True | True | True | True | [12 empty] | Non Federally-Regulated | 03/29/2017 |  | 02/12/2020
Eaton (formerly Cooper Industries) | Greengate | WBSD-SMT-** | Dimmer | Device | True | True | True | True | True | True | True | True | True | [12 empty] | Non Federally-Regulated | 03/29/2017 |  | 02/12/2020
Eaton (formerly Cooper Industries) | Greengate | WBSD-DEC-* | Dimmer | Device | True | True | True | True | True | True | True | True | True | [12 empty] | Non Federally-Regulated | 03/29/2017 |  | 02/12/2020
Eaton (formerly Cooper Industries) | Greengate | WBSD-DEC-** | Dimmer | Device | True | True | True | True | True | True | True | True | True | [12 empty] | Non Federally-Regulated | 03/29/2017 |  | 02/12/2020
Eaton (formerly Cooper Industries) | Greengate | WBSD-010DEC-* | Dimmer | Device | True | True | True | True | True | True | True | True | True | [12 empty] | Non Federally-Regulated | 03/29/2017 |  | 02/12/2020
Eaton (formerly Cooper Industries) | Greengate | WBSD-010DEC-** | Dimmer | Device | True | True | True | True | True | True | True | True | True | [12 empty] | Non Federally-Regulated | 03/29/2017 |  | 02/12/2020
Eaton (formerly Cooper Industries) | Greengate | WBSD-SLD-* | Dimmer | Device | True | True | True | True | True | True | True | True | True | [12 empty] | Non Federally-Regulated | 03/29/2017 |  | 02/12/2020
Eaton (formerly Cooper Industries) | Greengate | WBSD-SLD-** | Dimmer | Device | True | True | True | True | True | True | True | True | True | [12 empty] | Non Federally-Regulated | 03/29/2017 |  | 02/12/2020
Eaton (formerly Cooper Industries) | Greengate | WBSD-010SLD-* | Dimmer | Device | True | True | True | True | True | True | True | True | True | [12 empty] | Non Federally-Regulated | 03/29/2017 |  | 02/12/2020
Eaton (formerly Cooper Industries) | Greengate | WBSD-010SLD-** | Dimmer | Device | True | True | True | True | True | True | True | True | True | [12 empty] | Non Federally-Regulated | 03/29/2017 |  | 02/12/2020
Eaton (formerly Cooper Industries) | Greengate | WBSD-TOG-* | Dimmer | Device | True | True | True | True | True | True | True | True | True | [12 empty] | Non Federally-Regulated | 03/29/2017 |  | 02/12/2020
Eaton (formerly Cooper Industries) | Greengate | WBSD-TOG-** | Dimmer | Device | True | True | True | True | True | True | True | True | True | [12 empty] | Non Federally-Regulated | 03/29/2017 |  | 02/12/2020
Eaton (formerly Cooper Industries) | Greengate | VSW-P-010 | Occupant Sensing Device | Device | True | True | True | True | True | False |  |  |  | False |  |  | False |  | False |  | False | False | False |  |  | Non Federally-Regulated | 04/04/2017 |  | 02/12/2020
Eaton (formerly Cooper Industries) | Greengate | VSW-P-010* | Occupant Sensing Device | Device | True | True | True | True | True | False |  |  |  | False |  |  | False |  | False |  | False | False | False |  |  | Non Federally-Regulated | 04/04/2017 |  | 02/12/2020
Eaton (formerly Cooper Industries) | Greengate | VSW-P-010** | Occupant Sensing Device | Device | True | True | True | True | True | False |  |  |  | False |  |  | False |  | False |  | False | False | False |  |  | Non Federally-Regulated | 04/04/2017 |  | 02/12/2020
Eaton (formerly Cooper Industries) | Greengate | VSW-P-0801-120-* | Occupant Sensing Device | Device | True | True | True | True | True | False |  |  |  | False |  |  | False |  | False |  | False | False | False |  |  | Non Federally-Regulated | 10/06/2017 |  | 02/12/2020
Eaton (formerly Cooper Industries) | Greengate | VNW-P-1001-MV-* | Occupant Sensing Device | Device | True | True | True | True | True | False |  |  |  | False |  |  | False |  | False |  | False | False | False |  |  | Non Federally-Regulated | 10/06/2017 |  | 02/12/2020
Eaton (formerly Cooper Industries) | Greengate | VNW-P-1001-DMV-* | Occupant Sensing Device | Device | True | True | True | True | True | False |  |  |  | False |  |  | False |  | False |  | False | False | False |  |  | Non Federally-Regulated | 10/06/2017 |  | 02/12/2020
Eaton (formerly Cooper Industries) | Greengate | VNW-D-1001-MV-* | Occupant Sensing Device | Device | True | True | True | True | True | True | True | True | True | False |  |  | False |  | False |  | False | False | False |  |  | Non Federally-Regulated | 10/06/2017 |  | 02/12/2020
Eaton (formerly Cooper Industries) | Greengate | VNW-D-1001-DMV-* | Occupant Sensing Device | Device | True | True | True | True | True | True | True | True | True | False |  |  | False |  | False |  | False | False | False |  |  | Non Federally-Regulated | 10/06/2017 |  | 02/12/2020
Eaton (formerly Cooper Industries) | Greengate | OSW-P-0801-120-* | Occupant Sensing Device | Device | True | True | True | True | True | False |  |  |  | False |  |  | False |  | False |  | False | False | False |  |  | Non Federally-Regulated | 10/10/2017 |  | 02/12/2020
Eaton (formerly Cooper Industries) | Greengate | OSW-P-010 | Occupant Sensing Device | Device | True | True | True | True | True | False |  |  |  | False |  |  | False |  | False |  | False | False | False |  |  | Non Federally-Regulated | 04/17/2018 |  | 02/12/2020
Eaton (formerly Cooper Industries) | Greengate | OSW-P-010** | Occupant Sensing Device | Device | True | True | True | True | True | False |  |  |  | False |  |  | False |  | False |  | False | False | False |  |  | Non Federally-Regulated | 04/17/2018 |  | 02/12/2020
Eaton (formerly Cooper Industries) | Greengate | OSW-P-010* | Occupant Sensing Device | Device | True | True | True | True | True | False |  |  |  | False |  |  | False |  | False |  | False | False | False |  |  | Non Federally-Regulated | 04/17/2018 |  | 02/12/2020
Eaton (formerly Cooper Industries) | WaveLinx | WOLC-7P-10A | Photosensor / Photocontrol Dev | Device | True | True | True | True | True | [16 empty] | Non Federally-Regulated | 08/09/2018 |  | 02/12/2020
Eaton (formerly Cooper Industries) | Greengate | OSW-D-010 | Automatic Daylighting Control | Device | True | True | True | True | True | False |  | True | True | True | True | [10 empty] | Non Federally-Regulated | 10/31/2018 |  | 02/12/2020
Eaton (formerly Cooper Industries) | Greengate | OSW-D-010 | Occupant Sensing Device | Device | True | True | True | True | True | True | True | True | True | False |  |  | True | True | False |  | True | True | True | True | True | Non Federally-Regulated | 10/31/2018 |  | 02/12/2020
Eaton (formerly Cooper Industries) | All Pro | MS180* | Occupant Sensing Device | Device | True | True | True | True | True | False |  |  |  | False |  |  | False |  | True | True | False | False | False |  |  | Non Federally-Regulated | 11/15/2018 |  | 02/12/2020
Eaton (formerly Cooper Industries) | WaveLinx | WCL-SWPD2** | Photosensor / Photocontrol Dev | Device | True | True | True | True | True | [16 empty] | Non Federally-Regulated | 05/10/2019 |  | 02/12/2020
Eaton (formerly Cooper Industries) | WaveLinx | WCL-SWPD3** | Photosensor / Photocontrol Dev | Device | True | True | True | True | True | [16 empty] | Non Federally-Regulated | 05/10/2019 |  | 02/12/2020
Eaton (formerly Cooper Industries) | WaveLinx | WCL-SWPD4** | Photosensor / Photocontrol Dev | Device | True | True | True | True | True | [16 empty] | Non Federally-Regulated | 05/10/2019 |  | 02/12/2020
Eaton (formerly Cooper Industries) | WaveLinx | WCL-SWPD5** | Photosensor / Photocontrol Dev | Device | True | True | True | True | True | [16 empty] | Non Federally-Regulated | 05/10/2019 |  | 02/12/2020
Eaton (formerly Cooper Industries) | WaveLinx | WCL-CWPD-1500 | Photosensor / Photocontrol Dev | Device | True | True | True | True | True | [16 empty] | Non Federally-Regulated | 05/10/2019 |  | 02/12/2020
Eaton (formerly Cooper Industries) | Greengate | VSW-D-010*** | Occupant Sensing Device | Device | True | True | True | True | True | True | True | True | True | False |  |  | True | True | False |  | True | True | True | True | True | Non Federally-Regulated | 08/27/2019 |  | 02/12/2020
Eaton (formerly Cooper Industries) | Greengate | VSW-D-010*** | Automatic Daylighting Control | Device | True | True | True | True | True | False |  | True | True | True | True | [10 empty] | Non Federally-Regulated | 08/27/2019 |  | 02/12/2020
Westgate MFg Inc | WESTGATE | WEC-MRLV-6 | Automatic Daylighting Control | Device | True | True | True | False |  | True | True | True | True | True | True | [10 empty] | Non Federally-Regulated | 03/20/2020 |  | 03/20/2020
Heathco, LLC | Defiant | DF-5717-**-* | Occupant Sensing Device | Device | True | True | True | True | True | False |  |  |  | False |  |  | True | True | True | True | False | False | True | True | True | Non Federally-Regulated | 05/01/2020 |  | 05/20/2020
Enerlites, Inc. | EATON | AT18HM-* | Astronomical Time Switch Contr | Device | True | True | True | True | True | True | True | False | [13 empty] | Non Federally-Regulated | 08/18/2020 |  | 09/18/2020
GE Lighting | General Electric | CSWDMBLBWF1/ST1P | Dimmer | Device | True | True | True | True | True | True | True | False | [13 empty] | Non Federally-Regulated | 10/25/2018 |  | 11/04/2020
GE Lighting | General Electric | CSWDMOCBWF1/ST1P | Occupant Sensing Device | Device | True | True | True | True | True | False |  |  |  | False |  |  | True | True | False |  | False | False | False |  |  | Non Federally-Regulated | 10/25/2018 |  | 11/04/2020
GE Lighting | General Electric | CSWDMOCBWF1/ST1P | Dimmer | Device | True | True | True | True | True | True | True | False | [13 empty] | Non Federally-Regulated | 10/25/2018 |  | 11/04/2020
GE Lighting | General Electric | CSWDMBLBWF1NN/ST1P | Dimmer | Device | True | True | True | True | True | True | True | False | [13 empty] | Non Federally-Regulated | 02/06/2020 |  | 11/04/2020
GE Lighting | General Electric | CSWDMOCBWF1NN/ST1P | Occupant Sensing Device | Device | True | True | True | True | True | False |  |  |  | False |  |  | True | True | False |  | False | False | False |  |  | Non Federally-Regulated | 02/06/2020 |  | 11/04/2020
GE Lighting | General Electric | CSWDMOCBWF1NN/ST1P | Dimmer | Device | True | True | True | True | True | True | True | False | [13 empty] | Non Federally-Regulated | 02/06/2020 |  | 11/04/2020
GE Lighting | GE Lighting Controls | CLCINT12-INTD12-000-002* | Dimmer | Device | True | True | True | True | True | False |  | False | [13 empty] | Non Federally-Regulated | 08/04/2014 |  | 11/04/2020
GE Lighting | GE Lighting Controls | RINTER****-RCC48 | Astronomical Time Switch Contr | Device | True | True | True | True | True | True | True | True | True | True | [11 empty] | Non Federally-Regulated | 08/04/2014 |  | 11/04/2020
GE Lighting | GE Lighting Controls | PCD-IN | Photosensor / Photocontrol Dev | Device | True | True | True | [18 empty] | Non Federally-Regulated | 08/04/2014 |  | 11/04/2020
GE Lighting | GE Lighting Controls | RPHOTO3OUT | Photosensor / Photocontrol Dev | Device | True | True | True | [18 empty] | Non Federally-Regulated | 08/04/2014 |  | 11/04/2020
GE Lighting | GE Lighting Controls | HB-12-DR-* | Occupant Sensing Device | Device | True | True | True | True | True | False |  |  |  | False |  |  | False |  | False |  | True | False | False | True |  | Non Federally-Regulated | 08/04/2014 |  | 11/04/2020
GE Lighting | GE Lighting Controls | CLCINT24-INTD24-000-0B*0 | Automatic Daylighting Control | Device | True | True | True | True | True | False |  | True | True | True | True | [10 empty] | Non Federally-Regulated | 08/04/2014 |  | 11/04/2020
GE Lighting | GE Lighting Controls | WIR-10-SR-G-D-* | Occupant Sensing Device | Device | True | True | True | True | True | False |  |  |  | False |  |  | False |  | False |  | False | False | False |  |  | Non Federally-Regulated | 07/15/2014 |  | 11/04/2020
GE Lighting | GE Lighting Controls | ELWN* | Dimmer | Device | True | True | True | True | True | False |  | False | [13 empty] | Non Federally-Regulated | 08/04/2014 |  | 11/04/2020
GE Lighting | GE Lighting Controls | PED-MV-LED | Photosensor / Photocontrol Dev | Device | True | True | True | [18 empty] | Non Federally-Regulated | 07/15/2014 |  | 11/04/2020
GE Lighting | GE Lighting Controls | CIR-15-360-D-T | Occupant Sensing Device | Device | True | True | True | True | True | False |  |  |  | False |  |  | False |  | False |  | False | False | False |  |  | Non Federally-Regulated | 07/15/2014 |  | 11/04/2020
GE Lighting | GE Lighting Controls | CLCINT48-INTR48-***-**2* | Automatic Daylighting Control | Device | True | True | True | True | True | False |  | True | True | True | True | [10 empty] | Non Federally-Regulated | 08/04/2014 |  | 11/04/2020
GE Lighting | GE Lighting Controls | CIR-15-360-D | Occupant Sensing Device | Device | True | True | True | True | True | False |  |  |  | False |  |  | False |  | False |  | False | False | False |  |  | Non Federally-Regulated | 07/15/2014 |  | 11/04/2020
GE Lighting | GE Lighting Controls | CUS-20-360-* | Occupant Sensing Device | Device | True | True | True | True | True | True | True | True | True | False |  |  | False |  | False |  | False | False | False |  |  | Non Federally-Regulated | 07/15/2014 |  | 11/04/2020
GE Lighting | GE Lighting Controls | CIR-05-360-D | Occupant Sensing Device | Device | True | True | True | True | True | False |  |  |  | False |  |  | False |  | False |  | False | False | False |  |  | Non Federally-Regulated | 07/15/2014 |  | 11/04/2020
GE Lighting | GE Lighting Controls | CLCINT24-INTD24-000-005* | Automatic Daylighting Control | Device | True | True | True | True | True | False |  | True | True | True | True | [10 empty] | Non Federally-Regulated | 08/04/2014 |  | 11/04/2020
GE Lighting | GE Lighting Controls | CLCINT12-INTD12-000-001* | Automatic Daylighting Control | Device | True | True | True | True | True | False |  | True | True | True | True | [10 empty] | Non Federally-Regulated | 08/04/2014 |  | 11/04/2020
GE Lighting | GE Lighting Controls | CLCINT24-INTD24-000-005* | Dimmer | Device | True | True | True | True | True | False |  | False | [13 empty] | Non Federally-Regulated | 08/04/2014 |  | 11/04/2020
GE Lighting | GE Lighting Controls | PCD-ATR | Photosensor / Photocontrol Dev | Device | True | True | True | [18 empty] | Non Federally-Regulated | 08/04/2014 |  | 11/04/2020
GE Lighting | GE Lighting Controls | CLCINT36-INTR36-***-**2* | Automatic Daylighting Control | Device | True | True | True | True | True | False |  | True | True | True | True | [10 empty] | Non Federally-Regulated | 08/04/2014 |  | 11/04/2020
GE Lighting | GE Lighting Controls | RPSEN-*** | Photosensor / Photocontrol Dev | Device | True | True | True | [18 empty] | Non Federally-Regulated | 08/04/2014 |  | 11/04/2020
GE Lighting | GE Lighting Controls | ELWN* | Astronomical Time Switch Contr | Device | True | True | True | True | True | True | True | True | True | True | [11 empty] | Non Federally-Regulated | 08/04/2014 |  | 11/04/2020
GE Lighting | GE Lighting Controls | CLCINT24-INTD24-000-003* | Dimmer | Device | True | True | True | True | True | False |  | False | [13 empty] | Non Federally-Regulated | 08/04/2014 |  | 11/04/2020
GE Lighting | GE Lighting Controls | CLCINT48-INTR48-***-*B*0 | Dimmer | Device | True | True | True | True | True | False |  | False | [13 empty] | Non Federally-Regulated | 08/04/2014 |  | 11/04/2020
GE Lighting | GE Lighting Controls | HB-12-SR-* | Occupant Sensing Device | Device | True | True | True | True | True | False |  |  |  | False |  |  | False |  | False |  | True | False | False | True |  | Non Federally-Regulated | 08/04/2014 |  | 11/04/2020
GE Lighting | GE Lighting Controls | CDT-20-360-R | Occupant Sensing Device | Device | True | True | True | True | True | True | True | True | True | False |  |  | False |  | False |  | False | False | False |  |  | Non Federally-Regulated | 07/15/2014 |  | 11/04/2020
GE Lighting | GE Lighting Controls | CLCINT12-INTD12-000-002* | Automatic Daylighting Control | Device | True | True | True | True | True | False |  | True | True | True | True | [10 empty] | Non Federally-Regulated | 08/04/2014 |  | 11/04/2020
GE Lighting | GE Lighting Controls | SDT-WIDE-* | Occupant Sensing Device | Device | True | True | True | True | True | True | True | True | True | False |  |  | False |  | False |  | False | False | False |  |  | Non Federally-Regulated | 07/15/2014 |  | 11/04/2020
GE Lighting | GE Lighting Controls | CUS-05-180 | Occupant Sensing Device | Device | True | True | True | True | True | True | True | True | True | False |  |  | False |  | False |  | False | False | False |  |  | Non Federally-Regulated | 07/15/2014 |  | 11/04/2020
GE Lighting | GE Lighting Controls | CLCINT48-INTR48-***-**2* | Dimmer | Device | True | True | True | True | True | False |  | False | [13 empty] | Non Federally-Regulated | 08/04/2014 |  | 11/04/2020
GE Lighting | GE Lighting Controls | SIR-LONG-* | Occupant Sensing Device | Device | True | True | True | True | True | False |  |  |  | False |  |  | False |  | False |  | False | False | False |  |  | Non Federally-Regulated | 07/15/2014 |  | 11/04/2020
GE Lighting | GE Lighting Controls | ELWG* | Photosensor / Photocontrol Dev | Device | True | True | True | [18 empty] | Non Federally-Regulated | 07/15/2014 |  | 11/04/2020
GE Lighting | GE Lighting Controls | PCD-OUT | Photosensor / Photocontrol Dev | Device | True | True | True | [18 empty] | Non Federally-Regulated | 08/04/2014 |  | 11/04/2020
GE Lighting | GE Lighting Controls | CLCINT36-INTR36-***-*0*S | Dimmer | Device | True | True | True | True | True | False |  | False | [13 empty] | Non Federally-Regulated | 08/04/2014 |  | 11/04/2020
GE Lighting | GE Lighting Controls | CLCINT48-INTR48-***-*0*S | Dimmer | Device | True | True | True | True | True | False |  | False | [13 empty] | Non Federally-Regulated | 08/04/2014 |  | 11/04/2020
GE Lighting | GE Lighting Controls | CLCINT24-INTR24-***-*B*0 | Dimmer | Device | True | True | True | True | True | False |  | False | [13 empty] | Non Federally-Regulated | 08/04/2014 |  | 11/04/2020
GE Lighting | GE Lighting Controls | CLCINT24-INTD24-000-003* | Automatic Daylighting Control | Device | True | True | True | True | True | False |  | True | True | True | True | [10 empty] | Non Federally-Regulated | 08/04/2014 |  | 11/04/2020
GE Lighting | GE Lighting Controls | CLCINT12-INTR12-***-*0*S | Dimmer | Device | True | True | True | True | True | False |  | False | [13 empty] | Non Federally-Regulated | 08/04/2014 |  | 11/04/2020
GE Lighting | GE Lighting Controls | PCD-SKY | Photosensor / Photocontrol Dev | Device | True | True | True | [18 empty] | Non Federally-Regulated | 08/04/2014 |  | 11/04/2020
GE Lighting | GE Lighting Controls | CLCINT24-INTD24-000-00*S | Automatic Daylighting Control | Device | True | True | True | True | True | False |  | True | True | True | True | [10 empty] | Non Federally-Regulated | 08/04/2014 |  | 11/04/2020
GE Lighting | GE Lighting Controls | CLCINT24-INTR24-***-*0*S | Dimmer | Device | True | True | True | True | True | False |  | False | [13 empty] | Non Federally-Regulated | 08/04/2014 |  | 11/04/2020
GE Lighting | GE Lighting Controls | PCD-IN-SA | Photosensor / Photocontrol Dev | Device | True | True | True | [18 empty] | Non Federally-Regulated | 07/15/2014 |  | 11/04/2020
GE Lighting | GE Lighting Controls | CLCINT24-INTD24-000-00*S | Dimmer | Device | True | True | True | True | True | False |  | False | [13 empty] | Non Federally-Regulated | 08/04/2014 |  | 11/04/2020
GE Lighting | GE Lighting Controls | CUS-10-180-R | Occupant Sensing Device | Device | True | True | True | True | True | True | True | True | True | False |  |  | False |  | False |  | False | False | False |  |  | Non Federally-Regulated | 07/15/2014 |  | 11/04/2020
GE Lighting | GE Lighting Controls | SIR-WIDE-* | Occupant Sensing Device | Device | True | True | True | True | True | False |  |  |  | False |  |  | False |  | False |  | False | False | False |  |  | Non Federally-Regulated | 07/15/2014 |  | 11/04/2020
GE Lighting | GE Lighting Controls | CLCINT24-INTR24-***-**2* | Dimmer | Device | True | True | True | True | True | False |  | False | [13 empty] | Non Federally-Regulated | 08/04/2014 |  | 11/04/2020
GE Lighting | GE Lighting Controls | CLCINT24-INTD24-000-0060 | Automatic Daylighting Control | Device | True | True | True | True | True | False |  | True | True | True | True | [10 empty] | Non Federally-Regulated | 08/04/2014 |  | 11/04/2020
GE Lighting | GE Lighting Controls | CLCINT36-INTR36-***-*B*0 | Dimmer | Device | True | True | True | True | True | False |  | False | [13 empty] | Non Federally-Regulated | 08/04/2014 |  | 11/04/2020
GE Lighting | GE Lighting Controls | RPSEN3OUT | Photosensor / Photocontrol Dev | Device | True | True | True | [18 empty] | Non Federally-Regulated | 08/04/2014 |  | 11/04/2020
GE Lighting | GE Lighting Controls | WIR-05-SR-G-* | Occupant Sensing Device | Device | True | True | True | True | True | False |  |  |  | False |  |  | False |  | False |  | False | False | False |  |  | Non Federally-Regulated | 07/15/2014 |  | 11/04/2020
GE Lighting | GE Lighting Controls | PED-HV-LED | Photosensor / Photocontrol Dev | Device | True | True | True | [18 empty] | Non Federally-Regulated | 07/15/2014 |  | 11/04/2020
GE Lighting | GE Lighting Controls | CLCINT24-INTD24-000-0B*0 | Dimmer | Device | True | True | True | True | True | False |  | False | [13 empty] | Non Federally-Regulated | 08/04/2014 |  | 11/04/2020
GE Lighting | GE Lighting Controls | CLCINT12-INTD12-000-0030 | Automatic Daylighting Control | Device | True | True | True | True | True | False |  | True | True | True | True | [10 empty] | Non Federally-Regulated | 08/04/2014 |  | 11/04/2020
GE Lighting | GE Lighting Controls | CLCINT**-INTR**-***-**1* | Dimmer | Device | True | True | True | True | True | False |  | False | [13 empty] | Non Federally-Regulated | 08/04/2014 |  | 11/04/2020
GE Lighting | GE Lighting Controls | CUS-10-180 | Occupant Sensing Device | Device | True | True | True | True | True | True | True | True | True | False |  |  | False |  | False |  | False | False | False |  |  | Non Federally-Regulated | 07/15/2014 |  | 11/04/2020
GE Lighting | GE Lighting Controls | CLCINT12-INTD12-000-00*S | Dimmer | Device | True | True | True | True | True | False |  | False | [13 empty] | Non Federally-Regulated | 08/04/2014 |  | 11/04/2020
GE Lighting | GE Lighting Controls | CLCINT24-INTR24-***-**2* | Automatic Daylighting Control | Device | True | True | True | True | True | False |  | True | True | True | True | [10 empty] | Non Federally-Regulated | 08/04/2014 |  | 11/04/2020
GE Lighting | GE Lighting Controls | RPCON**** | Photosensor / Photocontrol Dev | Device | True | True | True | [18 empty] | Non Federally-Regulated | 08/04/2014 |  | 11/04/2020
GE Lighting | GE Lighting Controls | CLCINT12-INTD12-000-0030 | Dimmer | Device | True | True | True | True | True | False |  | False | [13 empty] | Non Federally-Regulated | 08/04/2014 |  | 11/04/2020
GE Lighting | GE Lighting Controls | CIR-2H-360-D-T | Occupant Sensing Device | Device | True | True | True | True | True | False |  |  |  | False |  |  | False |  | False |  | False | False | False |  |  | Non Federally-Regulated | 07/15/2014 |  | 11/04/2020
GE Lighting | GE Lighting Controls | CUS-20-360-R | Occupant Sensing Device | Device | True | True | True | True | True | True | True | True | True | False |  |  | False |  | False |  | False | False | False |  |  | Non Federally-Regulated | 07/15/2014 |  | 11/04/2020
GE Lighting | GE Lighting Controls | CLCINT36-INTR36-***-**2* | Dimmer | Device | True | True | True | True | True | False |  | False | [13 empty] | Non Federally-Regulated | 08/04/2014 |  | 11/04/2020
GE Lighting | GE Lighting Controls | CLCINT**-INTR**-***-**1* | Automatic Daylighting Control | Device | True | True | True | True | True | False |  | True | True | True | True | [10 empty] | Non Federally-Regulated | 08/04/2014 |  | 11/04/2020
GE Lighting | GE Lighting Controls | CUS-05-180-R | Occupant Sensing Device | Device | True | True | True | True | True | True | True | True | True | False |  |  | False |  | False |  | False | False | False |  |  | Non Federally-Regulated | 07/15/2014 |  | 11/04/2020
GE Lighting | GE Lighting Controls | CLCINT24-INTD24-000-004* | Dimmer | Device | True | True | True | True | True | False |  | False | [13 empty] | Non Federally-Regulated | 08/04/2014 |  | 11/04/2020
GE Lighting | GE Lighting Controls | CLCINT24-INTD24-000-004* | Automatic Daylighting Control | Device | True | True | True | True | True | False |  | True | True | True | True | [10 empty] | Non Federally-Regulated | 08/04/2014 |  | 11/04/2020
GE Lighting | GE Lighting Controls | CLCINT12-INTD12-000-001* | Dimmer | Device | True | True | True | True | True | False |  | False | [13 empty] | Non Federally-Regulated | 08/04/2014 |  | 11/04/2020
GE Lighting | GE Lighting Controls | ELWN* | Automatic Time Switch Control | Device | True | True | True | True | True | True | [15 empty] | Non Federally-Regulated | 08/04/2014 |  | 11/04/2020
GE Lighting | GE Lighting Controls | CLCINT12-INTD12-000-00*S | Automatic Daylighting Control | Device | True | True | True | True | True | False |  | True | True | True | True | [10 empty] | Non Federally-Regulated | 08/04/2014 |  | 11/04/2020
GE Lighting | GE Lighting Controls | CLCINT24-INTD24-000-0060 | Dimmer | Device | True | True | True | True | True | False |  | False | [13 empty] | Non Federally-Regulated | 08/04/2014 |  | 11/04/2020
GE Lighting | GE Lighting Controls | RPS12OUT** | Automatic Daylighting Control | Device | True | True | True | False |  | True | True | True | True | True | True | [10 empty] | Non Federally-Regulated | 08/04/2014 |  | 11/04/2020
GE Lighting | GE Lighting Controls | CDT-05-180-R | Occupant Sensing Device | Device | True | True | True | True | True | True | True | True | True | False |  |  | False |  | False |  | False | False | False |  |  | Non Federally-Regulated | 07/15/2014 |  | 11/04/2020
Lutron Ketra, LLC | Ketra | X1B1****** | Astronomical Time Switch Contr | Device | True | True | True | True | True | True | True | True | True | True | [11 empty] | Non Federally-Regulated | 09/07/2017 |  | 12/29/2020
Lutron Ketra, LLC | Ketra | X1B0****** | Astronomical Time Switch Contr | Device | True | True | True | True | True | True | True | True | True | True | [11 empty] | Non Federally-Regulated | 09/07/2017 |  | 12/29/2020
Lutron Ketra, LLC | Ketra | X2B0*********** | Dimmer | Device | True | True | True | True | True | True | True | True | True | [12 empty] | Non Federally-Regulated | 09/07/2017 |  | 12/29/2020
Lutron Ketra, LLC | Ketra | N414**BK | Astronomical Time Switch Contr | Device | True | True | True | True | True | True | True | True | True | True | [11 empty] | Non Federally-Regulated | 09/07/2017 |  | 12/29/2020
Sensor Switch, Inc. | Sensor Switch | WSD VA************** | Occupant Sensing Device | Device | True | True | True | True | True | False |  |  |  | False |  |  | False |  | False |  | False | False | True | True | True | Non Federally-Regulated | 07/08/2014 |  | 04/12/2021
Legrand / Pass & Seymour | Pass & Seymour | DRSC53PLAV | Dimmer | Device | True | True | True | True | True | True | True | True | True | [12 empty] | Non Federally-Regulated | 02/13/2015 |  | 04/12/2021
Eaton Corp. | Eaton/Cooper Lighting | RI06PL** | Dimmer | Device | True | True | True | True | True | True | True | True | True | [12 empty] | Non Federally-Regulated | 03/06/2015 |  | 04/12/2021
Con-Tech Lighting | Regulator Series | LA-223-R**/***** | Track Lighting Integral Curren | Device | True | True | True | True | True | True | True | True | True | [12 empty] | Non Federally-Regulated | 07/14/2014 |  | 04/12/2021
Enlighted, Inc. | Enlighted | SU-2-HB | Occupant Sensing Device | Device | True | True | True | True | True | False |  |  |  | False |  |  | True | True | False |  | True | True | True | True | True | Non Federally-Regulated | 09/18/2014 |  | 04/12/2021
Lutron Electronics Co., Inc. | Sensors | MS-VP600M******* | Occupant Sensing Device | Device | True | True | True | True | True | False |  |  |  | False |  |  | True | True | False |  | False | False | True | True | True | Non Federally-Regulated | 01/21/2014 |  | 04/12/2021
Trane BAS | Tracer | UC400 | Automatic Daylighting Control | Device | True | True | True | False |  | False |  | True | True | True | True | [10 empty] | Non Federally-Regulated | 10/07/2015 |  | 04/12/2021
Trane BAS | Tracer | UC600 | Automatic Daylighting Control | Device | True | True | True | False |  | False |  | True | True | True | True | [10 empty] | Non Federally-Regulated | 10/07/2015 |  | 04/12/2021
Trane BAS | Tracer | BMSC******** UC400/MP-503/UC-600 | Automatic Daylighting Control | Device | True | True | True | False |  | False |  | True | True | True | True | [10 empty] | Non Federally-Regulated | 10/07/2015 |  | 04/12/2021
Trane BAS | Tracer | BMSC******** UC400/MP-503/UC-600 | Automatic Time Switch Control | Device | True | True | True | True | True | True | [15 empty] | Non Federally-Regulated | 10/07/2015 |  | 04/12/2021
WattStopper, Inc. | WattStopper, Inc. | FSP-201 | Occupant Sensing Device | Device | True | True | True | True | True | False |  |  |  | False |  |  | False |  | False |  | False | False | False |  |  | Non Federally-Regulated | 10/16/2015 |  | 04/12/2021
WattStopper, Inc. | WattStopper, Inc. | FSP-201-* | Occupant Sensing Device | Device | True | True | True | True | True | False |  |  |  | False |  |  | False |  | False |  | False | False | False |  |  | Non Federally-Regulated | 10/16/2015 |  | 04/12/2021
WattStopper, Inc. | WattStopper, Inc. | BZ-50 | Occupant Sensing Device | Device | True | True | True | True | True | False |  |  |  | False |  |  | False |  | False |  | False | False | False |  |  | Non Federally-Regulated | 10/16/2015 |  | 04/12/2021
WattStopper, Inc. | WattStopper, Inc. | BZ-50-** | Occupant Sensing Device | Device | True | True | True | True | True | False |  |  |  | False |  |  | False |  | False |  | False | False | False |  |  | Non Federally-Regulated | 10/16/2015 |  | 04/12/2021
WattStopper, Inc. | WattStopper, Inc. | BZ-150 | Occupant Sensing Device | Device | True | True | True | True | True | False |  |  |  | False |  |  | False |  | False |  | True | True | False | True |  | Non Federally-Regulated | 10/16/2015 |  | 04/12/2021
WattStopper, Inc. | WattStopper, Inc. | BZ-150-** | Occupant Sensing Device | Device | True | True | True | True | True | False |  |  |  | False |  |  | False |  | False |  | True | True | False | True |  | Non Federally-Regulated | 10/16/2015 |  | 04/12/2021
WattStopper, Inc. | WattStopper, Inc. | BZ-200 | Occupant Sensing Device | Device | True | True | True | True | True | False |  |  |  | False |  |  | False |  | False |  | True | True | False | True |  | Non Federally-Regulated | 10/16/2015 |  | 04/12/2021
WattStopper, Inc. | WattStopper, Inc. | BZ-200-** | Occupant Sensing Device | Device | True | True | True | True | True | False |  |  |  | False |  |  | False |  | False |  | True | True | False | True |  | Non Federally-Regulated | 10/16/2015 |  | 04/12/2021
WattStopper, Inc. | WattStopper, Inc. | BZ-250 | Occupant Sensing Device | Device | True | True | True | True | True | False |  |  |  | False |  |  | False |  | False |  | True | True | False | True |  | Non Federally-Regulated | 10/16/2015 |  | 04/12/2021
WattStopper, Inc. | WattStopper, Inc. | BZ-250-** | Occupant Sensing Device | Device | True | True | True | True | True | False |  |  |  | False |  |  | False |  | False |  | True | True | False | True |  | Non Federally-Regulated | 10/16/2015 |  | 04/12/2021
WattStopper, Inc. | WattStopper, Inc. | LMFC-011 | Occupant Sensing Device | Device | True | True | True | True | True | False |  |  |  | False |  |  | True | True | False |  | False | False | False |  |  | Non Federally-Regulated | 10/16/2015 |  | 04/12/2021
WattStopper, Inc. | WattStopper, Inc. | LMFC-011 | Dimmer | Device | True | True | True | True | True | False |  | False | [13 empty] | Non Federally-Regulated | 10/16/2015 |  | 04/12/2021
WattStopper, Inc. | WattStopper, Inc. | LMRC-101 | Occupant Sensing Device | Device | True | True | True | True | True | False |  |  |  | False |  |  | False |  | False |  | False | False | False |  |  | Non Federally-Regulated | 10/16/2015 |  | 04/12/2021
WattStopper, Inc. | WattStopper, Inc. | LMRC-102 | Occupant Sensing Device | Device | True | True | True | True | True | False |  |  |  | False |  |  | False |  | False |  | False | False | False |  |  | Non Federally-Regulated | 10/16/2015 |  | 04/12/2021
WattStopper, Inc. | WattStopper, Inc. | LMZC-301 | Occupant Sensing Device | Device | True | True | True | True | True | False |  |  |  | False |  |  | True | True | False |  | False | False | False |  |  | Non Federally-Regulated | 10/16/2015 |  | 04/12/2021
WattStopper, Inc. | WattStopper, Inc. | LMZC-301 | Dimmer | Device | True | True | True | True | True | False |  | False | [13 empty] | Non Federally-Regulated | 10/16/2015 |  | 04/12/2021
Eaton Corp. | Eaton/Cooper Lighting | RI061* | Dimmer | Device | True | True | True | True | True | True | True | False | [13 empty] | Non Federally-Regulated | 10/22/2015 |  | 04/12/2021
Eaton Corp. | Eaton/Cooper Lighting | RI061** | Dimmer | Device | True | True | True | True | True | True | True | False | [13 empty] | Non Federally-Regulated | 10/22/2015 |  | 04/12/2021
Eaton Corp. | Eaton/Cooper Lighting | RI101* | Dimmer | Device | True | True | True | True | True | True | True | False | [13 empty] | Non Federally-Regulated | 10/22/2015 |  | 04/12/2021
Eaton Corp. | Eaton/Cooper Lighting | RI101** | Dimmer | Device | True | True | True | True | True | True | True | False | [13 empty] | Non Federally-Regulated | 10/22/2015 |  | 04/12/2021
Eaton Corp. | Eaton/Cooper Lighting | RDC15* | Dimmer | Device | True | True | True | True | True | True | True | False | [13 empty] | Non Federally-Regulated | 10/22/2015 |  | 04/12/2021
Eaton Corp. | Eaton/Cooper Lighting | RDC15** | Dimmer | Device | True | True | True | True | True | True | True | False | [13 empty] | Non Federally-Regulated | 10/22/2015 |  | 04/12/2021
Eaton Corp. | Eaton/Cooper Lighting | RDC25* | Dimmer | Device | True | True | True | True | True | True | True | False | [13 empty] | Non Federally-Regulated | 10/22/2015 |  | 04/12/2021
Eaton Corp. | Eaton/Cooper Lighting | RDC25** | Dimmer | Device | True | True | True | True | True | True | True | False | [13 empty] | Non Federally-Regulated | 10/22/2015 |  | 04/12/2021
Eaton Corp. | Eaton/Cooper Lighting | SDC15* | Dimmer | Device | True | True | True | True | True | True | True | False | [13 empty] | Non Federally-Regulated | 10/22/2015 |  | 04/12/2021
Eaton Corp. | Eaton/Cooper Lighting | SDC15** | Dimmer | Device | True | True | True | True | True | True | True | False | [13 empty] | Non Federally-Regulated | 10/22/2015 |  | 04/12/2021
Eaton Corp. | Eaton/Cooper Lighting | SI061* | Dimmer | Device | True | True | True | True | True | True | True | False | [13 empty] | Non Federally-Regulated | 10/22/2015 |  | 04/12/2021
Eaton Corp. | Eaton/Cooper Lighting | SI061** | Dimmer | Device | True | True | True | True | True | True | True | False | [13 empty] | Non Federally-Regulated | 10/22/2015 |  | 04/12/2021
Eaton Corp. | Eaton/Cooper Lighting | TI061* | Dimmer | Device | True | True | True | True | True | True | True | False | [13 empty] | Non Federally-Regulated | 10/22/2015 |  | 04/12/2021
Eaton Corp. | Eaton/Cooper Lighting | TI061** | Dimmer | Device | True | True | True | True | True | True | True | False | [13 empty] | Non Federally-Regulated | 10/22/2015 |  | 04/12/2021
Eaton Corp. | Eaton/Cooper Lighting | TI061L* | Dimmer | Device | True | True | True | True | True | True | True | False | [13 empty] | Non Federally-Regulated | 10/22/2015 |  | 04/12/2021
Eaton Corp. | Eaton/Cooper Lighting | TI061L** | Dimmer | Device | True | True | True | True | True | True | True | False | [13 empty] | Non Federally-Regulated | 10/22/2015 |  | 04/12/2021
Eaton Corp. | Eaton/Cooper Lighting | TI3101* | Dimmer | Device | True | True | True | True | True | True | True | False | [13 empty] | Non Federally-Regulated | 10/22/2015 |  | 04/12/2021
Eaton Corp. | Eaton/Cooper Lighting | TI3101** | Dimmer | Device | True | True | True | True | True | True | True | False | [13 empty] | Non Federally-Regulated | 10/22/2015 |  | 04/12/2021
Eaton Corp. | Eaton/Cooper Lighting | TI3101L* | Dimmer | Device | True | True | True | True | True | True | True | False | [13 empty] | Non Federally-Regulated | 10/22/2015 |  | 04/12/2021
Eaton Corp. | Eaton/Cooper Lighting | TI3101L** | Dimmer | Device | True | True | True | True | True | True | True | False | [13 empty] | Non Federally-Regulated | 10/22/2015 |  | 04/12/2021
Voyant Solutions, Inc | Voyant Solutions, Inc | PFC-1000 | Automatic Daylighting Control | Device | True | True | True | False |  | True | True | True | True | True | True | [10 empty] | Non Federally-Regulated | 11/03/2015 |  | 04/12/2021
Voyant Solutions, Inc | Voyant Solutions, Inc | PFC-1000 | Astronomical Time Switch Contr | Device | True | True | True | True | True | True | True | True | True | True | [11 empty] | Non Federally-Regulated | 11/03/2015 |  | 04/12/2021
Voyant Solutions, Inc | Voyant Solutions, Inc | PFC-1000 | Automatic Time Switch Control | Device | True | True | True | True | True | True | [15 empty] | Non Federally-Regulated | 11/03/2015 |  | 04/12/2021
Voyant Solutions, Inc | Voyant Solutions, Inc | PFC-1000 | Photosensor / Photocontrol Dev | Device | True | True | True | [18 empty] | Non Federally-Regulated | 11/03/2015 |  | 04/12/2021
Steinel America, Inc. | Steinel | IR Quattro DIM-24 | Dimmer | Device | True | True | True | True | True | False |  | True | True | [12 empty] | Non Federally-Regulated | 11/17/2015 |  | 04/12/2021
Steinel America, Inc. | Steinel | IR Quattro HD DIM-24 | Dimmer | Device | True | True | True | True | True | False |  | True | True | [12 empty] | Non Federally-Regulated | 11/17/2015 |  | 04/12/2021
Steinel America, Inc. | Steinel | US Quattro DIM-24 | Dimmer | Device | True | True | True | True | True | False |  | True | True | [12 empty] | Non Federally-Regulated | 11/17/2015 |  | 04/12/2021
Steinel America, Inc. | Steinel | US Hallway DIM-24 | Dimmer | Device | True | True | True | True | True | False |  | True | True | [12 empty] | Non Federally-Regulated | 11/17/2015 |  | 04/12/2021
Steinel America, Inc. | Steinel | US Oneway DIM-24 | Dimmer | Device | True | True | True | True | True | False |  | True | True | [12 empty] | Non Federally-Regulated | 11/17/2015 |  | 04/12/2021
Steinel America, Inc. | Steinel | DT Quattro DIM-24 | Dimmer | Device | True | True | True | True | True | False |  | True | True | [12 empty] | Non Federally-Regulated | 11/17/2015 |  | 04/12/2021
Steinel America, Inc. | Steinel | IR CM DIM-24 | Dimmer | Device | True | True | True | True | True | False |  | True | True | [12 empty] | Non Federally-Regulated | 11/17/2015 |  | 04/12/2021
Steinel America, Inc. | Steinel | DT CM DIM-24 | Dimmer | Device | True | True | True | True | True | False |  | True | True | [12 empty] | Non Federally-Regulated | 11/17/2015 |  | 04/12/2021
IR-TEC International, Ltd. | IR-TEC International, Ltd. | BOS-515S** | Occupant Sensing Device | Device | True | True | True | True | True | False |  |  |  | False |  |  | False |  | False |  | False | False | False |  |  | Non Federally-Regulated | 11/19/2015 |  | 04/12/2021
IR-TEC International, Ltd. | IR-TEC International, Ltd. | BPD-502S** | Photosensor / Photocontrol Dev | Device | True | True | True | [18 empty] | Non Federally-Regulated | 11/19/2015 |  | 04/12/2021
IR-TEC International, Ltd. | IR-TEC International, Ltd. | BPD-502S** | Automatic Daylighting Control | Device | True | True | True | False |  | False |  | True | True | True | True | [10 empty] | Non Federally-Regulated | 11/19/2015 |  | 04/12/2021
IR-TEC International, Ltd. | IR-TEC International, Ltd. | BPD-512S** | Automatic Daylighting Control | Device | True | True | True | False |  | False |  | True | True | True | True | [10 empty] | Non Federally-Regulated | 11/19/2015 |  | 04/12/2021
IR-TEC International, Ltd. | IR-TEC International, Ltd | BOS-515N** | Occupant Sensing Device | Device | True | True | True | True | True | False |  |  |  | False |  |  | False |  | False |  | False | False | False |  |  | Non Federally-Regulated | 11/19/2015 |  | 04/12/2021
Intermatic, Inc. | Intermatic, Inc. | LC4521C | Photosensor / Photocontrol Dev | Device | True | True | True | True | True | [16 empty] | Non Federally-Regulated | 12/11/2015 |  | 04/12/2021
Intermatic, Inc. | Intermatic, Inc. | LC4523 | Photosensor / Photocontrol Dev | Device | True | True | True | True | True | [16 empty] | Non Federally-Regulated | 12/11/2015 |  | 04/12/2021
Xeleum Lighting | Xeleum Lighting | XASW02-M40KUN-AO | Occupant Sensing Device | Device | True | True | True | True | True | False |  |  |  | False |  |  | False |  | False |  | False | False | False |  |  | Non Federally-Regulated | 12/18/2015 |  | 04/12/2021
Xeleum Lighting | Xeleum Lighting | XASW02-M50KUN-AO | Occupant Sensing Device | Device | True | True | True | True | True | False |  |  |  | False |  |  | False |  | False |  | False | False | False |  |  | Non Federally-Regulated | 12/18/2015 |  | 04/12/2021
Control4 Corp. | Control4 | C4-APD120-** | Dimmer | Device | True | True | True | True | True | True | True | False | [13 empty] | Non Federally-Regulated | 12/28/2015 |  | 04/12/2021
Control4 Corp. | Control4 | C4-APD277-** | Dimmer | Device | True | True | True | True | True | True | True | False | [13 empty] | Non Federally-Regulated | 12/28/2015 |  | 04/12/2021
Control4 Corp. | Control4 | C4-FPD120-** | Dimmer | Device | True | True | True | True | True | True | True | False | [13 empty] | Non Federally-Regulated | 12/28/2015 |  | 04/12/2021
Control4 Corp. | Control4 | C4-KD120-** | Dimmer | Device | True | True | True | True | True | True | True | False | [13 empty] | Non Federally-Regulated | 12/28/2015 |  | 04/12/2021
Control4 Corp. | Control4 | C4-KD277-** | Dimmer | Device | True | True | True | True | True | True | True | False | [13 empty] | Non Federally-Regulated | 12/28/2015 |  | 04/12/2021
Cree LED Lighting Solutions | Cree LED Lighting | ZR14-**L-**K-CMA | Automatic Daylighting Control | Device | True | True | True | False |  | True | True | True | True | True | True | [10 empty] | Non Federally-Regulated | 12/30/2015 |  | 04/12/2021
Cree LED Lighting Solutions | Cree LED Lighting | ZR14-**L-**K-CMA | Photosensor / Photocontrol Dev | Device | True | True | True | True | False | [16 empty] | Non Federally-Regulated | 12/30/2015 |  | 04/12/2021
Cree LED Lighting Solutions | Cree LED Lighting | ZR22-**L-**K-CMA | Automatic Daylighting Control | Device | True | True | True | False |  | True | True | True | True | True | True | [10 empty] | Non Federally-Regulated | 12/30/2015 |  | 04/12/2021
Cree LED Lighting Solutions | Cree LED Lighting | ZR22-**L-**K-CMA | Photosensor / Photocontrol Dev | Device | True | True | True | True | False | [16 empty] | Non Federally-Regulated | 12/30/2015 |  | 04/12/2021
Cree LED Lighting Solutions | Cree LED Lighting | ZR24-**L-**K-CMA | Automatic Daylighting Control | Device | True | True | True | False |  | True | True | True | True | True | True | [10 empty] | Non Federally-Regulated | 12/30/2015 |  | 04/12/2021
Cree LED Lighting Solutions | Cree LED Lighting | ZR24-**L-**K-CMA | Photosensor / Photocontrol Dev | Device | True | True | True | True | False | [16 empty] | Non Federally-Regulated | 12/30/2015 |  | 04/12/2021
Cree LED Lighting Solutions | Cree LED Lighting | ZR14-**L-**K-CMA | Occupant Sensing Device | Device | True | True | True | True | True | False |  |  |  | False |  |  | False |  | False |  | True | True | False | True |  | Non Federally-Regulated | 12/30/2015 |  | 04/12/2021
Cree LED Lighting Solutions | Cree LED Lighting | ZR24-**L-**K-CMA | Occupant Sensing Device | Device | True | True | True | True | True | False |  |  |  | False |  |  | False |  | False |  | True | True | False | True |  | Non Federally-Regulated | 12/30/2015 |  | 04/12/2021
Cree LED Lighting Solutions | Cree LED Lighting | ZR22-**L-**K-CMA | Occupant Sensing Device | Device | True | True | True | True | True | False |  |  |  | False |  |  | False |  | False |  | True | True | False | True |  | Non Federally-Regulated | 12/30/2015 |  | 04/12/2021
Control4 Corp. | Control4 | C4-DIN-8DIM-E | Dimmer | Device | True | True | True | True | True | True | True | False | [13 empty] | Non Federally-Regulated | 01/11/2016 |  | 04/12/2021
Intellilum, Inc. | Intellilum | IWSCB-AI-01 | Automatic Daylighting Control | Device | True | True | True | True | True | True | True | True | True | True | True | [10 empty] | Non Federally-Regulated | 01/14/2016 |  | 04/12/2021
Intellilum, Inc. | Intellilum | IWSCB-AI-01 | Astronomical Time Switch Contr | Device | True | True | True | True | True | True | True | True | True | True | [11 empty] | Non Federally-Regulated | 01/14/2016 |  | 04/12/2021
Intellilum, Inc. | Intellilum | IWSCB-AI-01 | Automatic Time Switch Control | Device | True | True | True | True | True | True | [15 empty] | Non Federally-Regulated | 01/14/2016 |  | 04/12/2021
Intellilum, Inc. | Intellilum | IWSCB-AI-01 | Dimmer | Device | True | True | True | True | True | True | True | True | True | [12 empty] | Non Federally-Regulated | 01/14/2016 |  | 04/12/2021
Intellilum, Inc. | Intellilum | IWSCB-AI-01 | Photosensor / Photocontrol Dev | Device | True | True | True | [18 empty] | Non Federally-Regulated | 01/14/2016 |  | 04/12/2021
Intellilum, Inc. | Intellilum | IWSCB-AI-01 | Occupant Sensing Device | Device | True | True | True | True | True | False |  |  |  | False |  |  | True | True | False |  | True | True | False | True |  | Non Federally-Regulated | 01/14/2016 |  | 04/12/2021
Leviton Manufacturing Co., Inc. | Leviton | DDS15 | Automatic Time Switch Control | Device | True | True | True | False | [17 empty] | Non Federally-Regulated | 01/14/2016 |  | 04/12/2021
Leviton Manufacturing Co., Inc. | Leviton | IPH5S | Occupant Sensing Device | Device | True | True | True | True | True | False |  |  |  | False |  |  | False |  | False |  | False | False | False |  |  | Non Federally-Regulated | 01/21/2016 |  | 04/12/2021
Intermatic, Inc. | Intermatic, Inc. | EK4436SM | Photosensor / Photocontrol Dev | Device | True | True | True | True | True | [16 empty] | Non Federally-Regulated | 01/27/2016 |  | 04/12/2021
Intermatic, Inc. | Intermatic, Inc. | EK4036** | Photosensor / Photocontrol Dev | Device | True | True | True | True | True | [16 empty] | Non Federally-Regulated | 01/27/2016 |  | 04/12/2021
Intermatic, Inc. | Intermatic, Inc. | EK4136** | Photosensor / Photocontrol Dev | Device | True | True | True | True | True | [16 empty] | Non Federally-Regulated | 01/27/2016 |  | 04/12/2021
Intermatic, Inc. | Intermatic, Inc. | EK4236** | Photosensor / Photocontrol Dev | Device | True | True | True | True | True | [16 empty] | Non Federally-Regulated | 01/27/2016 |  | 04/12/2021
Intermatic, Inc. | Intermatic, Inc. | EK4736** | Photosensor / Photocontrol Dev | Device | True | True | True | True | True | [16 empty] | Non Federally-Regulated | 01/27/2016 |  | 04/12/2021
Xeleum Lighting | Xeleum Lighting | XALF04-M50KUN | Occupant Sensing Device | Device | True | True | True | True | True | False |  |  |  | False |  |  | False |  | False |  | False | False | False |  |  | Non Federally-Regulated | 01/29/2016 |  | 04/12/2021
Xeleum Lighting | Xeleum Lighting | XALF04-M40KUN | Occupant Sensing Device | Device | True | True | True | True | True | False |  |  |  | False |  |  | False |  | False |  | False | False | False |  |  | Non Federally-Regulated | 01/29/2016 |  | 04/12/2021
Jesco Lighting Group LLC | Jesco | H1CLM****-** | Track Lighting Integral Curren | Device | True | True | True | True | True | True | True | True | True | [12 empty] | Non Federally-Regulated | 02/08/2016 |  | 04/12/2021
Jesco Lighting Group LLC | Jesco | H1CLE****-** | Track Lighting Integral Curren | Device | True | True | True | True | True | True | True | True | True | [12 empty] | Non Federally-Regulated | 02/08/2016 |  | 04/12/2021
Jesco Lighting Group LLC | Jesco | H1CLI********-** | Track Lighting Integral Curren | Device | True | True | True | True | True | True | True | True | True | [12 empty] | Non Federally-Regulated | 02/08/2016 |  | 04/12/2021
Jesco Lighting Group LLC | Jesco | J1CLM****-** | Track Lighting Integral Curren | Device | True | True | True | True | True | True | True | True | True | [12 empty] | Non Federally-Regulated | 02/08/2016 |  | 04/12/2021
Jesco Lighting Group LLC | Jesco | J1CLE****-** | Track Lighting Integral Curren | Device | True | True | True | True | True | True | True | True | True | [12 empty] | Non Federally-Regulated | 02/08/2016 |  | 04/12/2021
Jesco Lighting Group LLC | Jesco | J1CLI********-** | Track Lighting Integral Curren | Device | True | True | True | True | True | True | True | True | True | [12 empty] | Non Federally-Regulated | 02/08/2016 |  | 04/12/2021
Jesco Lighting Group LLC | Jesco | J2CLE********-** | Track Lighting Integral Curren | Device | True | True | True | True | True | True | True | True | True | [12 empty] | Non Federally-Regulated | 02/08/2016 |  | 04/12/2021
Jesco Lighting Group LLC | Jesco | J2CLI********-** | Track Lighting Integral Curren | Device | True | True | True | True | True | True | True | True | True | [12 empty] | Non Federally-Regulated | 02/08/2016 |  | 04/12/2021
Intermatic, Inc. | Intermatic, Inc. | K1121 | Photosensor / Photocontrol Dev | Device | True | True | True | True | True | [16 empty] | Non Federally-Regulated | 02/09/2016 |  | 04/12/2021
Intermatic, Inc. | Intermatic, Inc. | K1122 | Photosensor / Photocontrol Dev | Device | True | True | True | True | True | [16 empty] | Non Federally-Regulated | 02/09/2016 |  | 04/12/2021
Intermatic, Inc. | Intermatic, Inc. | K4021C | Photosensor / Photocontrol Dev | Device | True | True | True | True | True | [16 empty] | Non Federally-Regulated | 02/09/2016 |  | 04/12/2021
Intermatic, Inc. | Intermatic, Inc. | K1222 | Photosensor / Photocontrol Dev | Device | True | True | True | True | True | [16 empty] | Non Federally-Regulated | 02/09/2016 |  | 04/12/2021
Intermatic, Inc. | Intermatic, Inc. | K1221 | Photosensor / Photocontrol Dev | Device | True | True | True | True | True | [16 empty] | Non Federally-Regulated | 02/09/2016 |  | 04/12/2021
Intermatic, Inc. | Intermatic, Inc. | K4023C | Photosensor / Photocontrol Dev | Device | True | True | True | True | True | [16 empty] | Non Federally-Regulated | 02/09/2016 |  | 04/12/2021
Intermatic, Inc. | Intermatic, Inc. | K4035 | Photosensor / Photocontrol Dev | Device | True | True | True | True | True | [16 empty] | Non Federally-Regulated | 02/09/2016 |  | 04/12/2021
Intermatic, Inc. | Intermatic, Inc. | K4121C | Photosensor / Photocontrol Dev | Device | True | True | True | True | True | [16 empty] | Non Federally-Regulated | 02/09/2016 |  | 04/12/2021
Intermatic, Inc. | Intermatic, Inc. | K4123C | Photosensor / Photocontrol Dev | Device | True | True | True | True | True | [16 empty] | Non Federally-Regulated | 02/09/2016 |  | 04/12/2021
Intermatic, Inc. | Intermatic, Inc. | K4127 | Photosensor / Photocontrol Dev | Device | True | True | True | True | True | [16 empty] | Non Federally-Regulated | 02/09/2016 |  | 04/12/2021
Intermatic, Inc. | Intermatic, Inc. | K4135 | Photosensor / Photocontrol Dev | Device | True | True | True | True | True | [16 empty] | Non Federally-Regulated | 02/09/2016 |  | 04/12/2021
Intermatic, Inc. | Intermatic, Inc. | K4141 | Photosensor / Photocontrol Dev | Device | True | True | True | True | True | [16 empty] | Non Federally-Regulated | 02/09/2016 |  | 04/12/2021
Intermatic, Inc. | Intermatic, Inc. | K4141C | Photosensor / Photocontrol Dev | Device | True | True | True | True | True | [16 empty] | Non Federally-Regulated | 02/09/2016 |  | 04/12/2021
Intermatic, Inc. | Intermatic, Inc. | K4221C | Photosensor / Photocontrol Dev | Device | True | True | True | True | True | [16 empty] | Non Federally-Regulated | 02/09/2016 |  | 04/12/2021
Intermatic, Inc. | Intermatic, Inc. | K4223C | Photosensor / Photocontrol Dev | Device | True | True | True | True | True | [16 empty] | Non Federally-Regulated | 02/09/2016 |  | 04/12/2021
Intermatic, Inc. | Intermatic, Inc. | K4235 | Photosensor / Photocontrol Dev | Device | True | True | True | True | True | [16 empty] | Non Federally-Regulated | 02/09/2016 |  | 04/12/2021
Intermatic, Inc. | Intermatic, Inc. | K4236C | Photosensor / Photocontrol Dev | Device | True | True | True | True | True | [16 empty] | Non Federally-Regulated | 02/09/2016 |  | 04/12/2021
Intermatic, Inc. | Intermatic, Inc. | K4251 | Photosensor / Photocontrol Dev | Device | True | True | True | True | True | [16 empty] | Non Federally-Regulated | 02/09/2016 |  | 04/12/2021
Intermatic, Inc. | Intermatic, Inc. | K4253 | Photosensor / Photocontrol Dev | Device | True | True | True | True | True | [16 empty] | Non Federally-Regulated | 02/09/2016 |  | 04/12/2021
Intermatic, Inc. | Intermatic, Inc. | K4321C | Photosensor / Photocontrol Dev | Device | True | True | True | True | True | [16 empty] | Non Federally-Regulated | 02/09/2016 |  | 04/12/2021
Intermatic, Inc. | Intermatic, Inc. | K4421M | Photosensor / Photocontrol Dev | Device | True | True | True | True | True | [16 empty] | Non Federally-Regulated | 02/09/2016 |  | 04/12/2021
Intermatic, Inc. | Intermatic, Inc. | LS1 | Photosensor / Photocontrol Dev | Device | True | True | True | False | True | [16 empty] | Non Federally-Regulated | 02/10/2016 |  | 04/12/2021
Intermatic, Inc. | Intermatic, Inc. | LS2 | Photosensor / Photocontrol Dev | Device | True | True | True | False | True | [16 empty] | Non Federally-Regulated | 02/10/2016 |  | 04/12/2021
Intermatic, Inc. | Intermatic, Inc. | K4423M | Photosensor / Photocontrol Dev | Device | True | True | True | True | True | [16 empty] | Non Federally-Regulated | 02/10/2016 |  | 04/12/2021
Intermatic, Inc. | Intermatic, Inc. | K4521 | Photosensor / Photocontrol Dev | Device | True | True | True | True | True | [16 empty] | Non Federally-Regulated | 02/10/2016 |  | 04/12/2021
Intermatic, Inc. | Intermatic, Inc. | K4522 | Photosensor / Photocontrol Dev | Device | True | True | True | True | True | [16 empty] | Non Federally-Regulated | 02/10/2016 |  | 04/12/2021
Intermatic, Inc. | Intermatic, Inc. | K4524 | Photosensor / Photocontrol Dev | Device | True | True | True | True | True | [16 empty] | Non Federally-Regulated | 02/10/2016 |  | 04/12/2021
Intermatic, Inc. | Intermatic, Inc. | K4533 | Photosensor / Photocontrol Dev | Device | True | True | True | True | True | [16 empty] | Non Federally-Regulated | 02/10/2016 |  | 04/12/2021
Intermatic, Inc. | Intermatic, Inc. | K4536SS | Photosensor / Photocontrol Dev | Device | True | True | True | True | True | [16 empty] | Non Federally-Regulated | 02/10/2016 |  | 04/12/2021
Intermatic, Inc. | Intermatic, Inc. | K4536SST | Photosensor / Photocontrol Dev | Device | True | True | True | True | True | [16 empty] | Non Federally-Regulated | 02/10/2016 |  | 04/12/2021
Intermatic, Inc. | Intermatic, Inc. | LC2000 | Photosensor / Photocontrol Dev | Device | True | True | True | True | True | [16 empty] | Non Federally-Regulated | 02/10/2016 |  | 04/12/2021
Intermatic, Inc. | Intermatic, Inc. | LC4521LA | Photosensor / Photocontrol Dev | Device | True | True | True | True | True | [16 empty] | Non Federally-Regulated | 02/10/2016 |  | 04/12/2021
Intermatic, Inc. | Intermatic, Inc. | LC4523LA | Photosensor / Photocontrol Dev | Device | True | True | True | True | True | [16 empty] | Non Federally-Regulated | 02/10/2016 |  | 04/12/2021
Intermatic, Inc. | Intermatic, Inc. | LC4527 | Photosensor / Photocontrol Dev | Device | True | True | True | True | True | [16 empty] | Non Federally-Regulated | 02/10/2016 |  | 04/12/2021
Intermatic, Inc. | Intermatic, Inc. | LC4528 | Photosensor / Photocontrol Dev | Device | True | True | True | True | True | [16 empty] | Non Federally-Regulated | 02/10/2016 |  | 04/12/2021
Intermatic, Inc. | Intermatic, Inc. | LC4535 | Photosensor / Photocontrol Dev | Device | True | True | True | True | True | [16 empty] | Non Federally-Regulated | 02/10/2016 |  | 04/12/2021
Intermatic, Inc. | Intermatic, Inc. | LC4535LA | Photosensor / Photocontrol Dev | Device | True | True | True | True | True | [16 empty] | Non Federally-Regulated | 02/10/2016 |  | 04/12/2021
Intermatic, Inc. | Intermatic, Inc. | LC4536C | Photosensor / Photocontrol Dev | Device | True | True | True | True | True | [16 empty] | Non Federally-Regulated | 02/10/2016 |  | 04/12/2021
Intermatic, Inc. | Intermatic, Inc. | LC4536LAC | Photosensor / Photocontrol Dev | Device | True | True | True | True | True | [16 empty] | Non Federally-Regulated | 02/10/2016 |  | 04/12/2021
Intermatic, Inc. | Intermatic, Inc. | K4027 | Photosensor / Photocontrol Dev | Device | True | True | True | True | True | [16 empty] | Non Federally-Regulated | 02/10/2016 |  | 04/12/2021
Intermatic, Inc. | Intermatic, Inc. | K4227 | Photosensor / Photocontrol Dev | Device | True | True | True | True | True | [16 empty] | Non Federally-Regulated | 02/10/2016 |  | 04/12/2021
Touchplate Technologies, Inc. | Touchplate Technologies, Inc. | TMK-2D-XX | Automatic Time Switch Control | Device | True | True | True | True | True | True | [15 empty] | Non Federally-Regulated | 03/10/2016 |  | 04/12/2021
Touchplate Technologies, Inc. | Touchplate Technologies, Inc. | TMK-MD-XX | Automatic Time Switch Control | Device | True | True | True | True | True | True | [15 empty] | Non Federally-Regulated | 03/10/2016 |  | 04/12/2021
Touchplate Technologies, Inc. | Touchplate Technologies, Inc. | TMK-WI-XX | Automatic Time Switch Control | Device | True | True | True | True | True | True | [15 empty] | Non Federally-Regulated | 03/10/2016 |  | 04/12/2021
Powerline Control Systems, Inc. | PCS | T24T4 | Astronomical Time Switch Contr | Device | True | True | True | True | True | True | True | True | True | True | [11 empty] | Non Federally-Regulated | 03/22/2016 |  | 04/12/2021
Powerline Control Systems, Inc. | PCS | T24T2 | Astronomical Time Switch Contr | Device | True | True | True | True | True | True | True | True | True | True | [11 empty] | Non Federally-Regulated | 03/22/2016 |  | 04/12/2021
Enerlites, Inc. | Enerlites, Inc. | DWHOS | Occupant Sensing Device | Device | True | True | True | True | True | False |  |  |  | False |  |  | False |  | False |  | False | False | False |  |  | Non Federally-Regulated | 03/25/2016 |  | 04/12/2021
PLC Multipoint, Inc. | PLC Multipoint | CES/A-*-* | Photosensor / Photocontrol Dev | Device | True | True | True | False | False | [16 empty] | Non Federally-Regulated | 03/25/2016 |  | 04/12/2021
PLC Multipoint, Inc. | PLC Multipoint | CES/I-*-* | Photosensor / Photocontrol Dev | Device | True | True | True | False | False | [16 empty] | Non Federally-Regulated | 03/25/2016 |  | 04/12/2021
PLC Multipoint, Inc. | PLC Multipoint | CES/O-*-* | Photosensor / Photocontrol Dev | Device | True | True | True | False | True | [16 empty] | Non Federally-Regulated | 03/25/2016 |  | 04/12/2021
PLC Multipoint, Inc. | PLC Multipoint | CES/S-*-* | Photosensor / Photocontrol Dev | Device | True | True | True | False | False | [16 empty] | Non Federally-Regulated | 03/25/2016 |  | 04/12/2021
PLC Multipoint, Inc. | PLC Multipoint | CES/AF-*-* | Photosensor / Photocontrol Dev | Device | True | True | True | False | False | [16 empty] | Non Federally-Regulated | 03/25/2016 |  | 04/12/2021
PLC Multipoint, Inc. | PLC Multipoint | CES/OD-*-* | Photosensor / Photocontrol Dev | Device | True | True | True | False | True | [16 empty] | Non Federally-Regulated | 03/25/2016 |  | 04/12/2021
PLC Multipoint, Inc. | PLC Multipoint | CES/SF-*-* | Photosensor / Photocontrol Dev | Device | True | True | True | False | False | [16 empty] | Non Federally-Regulated | 03/25/2016 |  | 04/12/2021
PLC Multipoint, Inc. | PLC Multipoint | CES/IL-*-* | Photosensor / Photocontrol Dev | Device | True | True | True | False | False | [16 empty] | Non Federally-Regulated | 03/25/2016 |  | 04/12/2021
Legrand | Pass & Seymour | RH1103PTC | Dimmer | Device | True | True | True | True | True | True | True | True | True | [12 empty] | Non Federally-Regulated | 04/01/2016 |  | 04/12/2021
Legrand | Pass & Seymour | RH1103PTCCCV6 | Dimmer | Device | True | True | True | True | True | True | True | True | True | [12 empty] | Non Federally-Regulated | 04/01/2016 |  | 04/12/2021
Legrand | Pass & Seymour | RH1103PW | Dimmer | Device | True | True | True | True | True | True | True | True | True | [12 empty] | Non Federally-Regulated | 04/01/2016 |  | 04/12/2021
Legrand | Pass & Seymour | RH1103PWCCV6 | Dimmer | Device | True | True | True | True | True | True | True | True | True | [12 empty] | Non Federally-Regulated | 04/01/2016 |  | 04/12/2021
Legrand | Pass & Seymour | RH703PABCCV4 | Dimmer | Device | True | True | True | True | True | True | True | True | True | [12 empty] | Non Federally-Regulated | 04/01/2016 |  | 04/12/2021
Legrand | Pass & Seymour | RH703PDBCCV4 | Dimmer | Device | True | True | True | True | True | True | True | True | True | [12 empty] | Non Federally-Regulated | 04/01/2016 |  | 04/12/2021
Legrand | Pass & Seymour | RH703PNICCV4 | Dimmer | Device | True | True | True | True | True | True | True | True | True | [12 empty] | Non Federally-Regulated | 04/01/2016 |  | 04/12/2021
Legrand | Pass & Seymour | RH703PTC | Dimmer | Device | True | True | True | True | True | True | True | True | True | [12 empty] | Non Federally-Regulated | 04/01/2016 |  | 04/12/2021
Legrand | Pass & Seymour | RH703PTCCCV6 | Dimmer | Device | True | True | True | True | True | True | True | True | True | [12 empty] | Non Federally-Regulated | 04/01/2016 |  | 04/12/2021
Legrand | Pass & Seymour | RH703PTUTC | Dimmer | Device | True | True | True | True | True | True | True | True | True | [12 empty] | Non Federally-Regulated | 04/01/2016 |  | 04/12/2021
Legrand | Pass & Seymour | RH703PTUTCCCV6 | Dimmer | Device | True | True | True | True | True | True | True | True | True | [12 empty] | Non Federally-Regulated | 04/01/2016 |  | 04/12/2021
Legrand | Pass & Seymour | RH703PTUW | Dimmer | Device | True | True | True | True | True | True | True | True | True | [12 empty] | Non Federally-Regulated | 04/01/2016 |  | 04/12/2021
Legrand | Pass & Seymour | RH703PW | Dimmer | Device | True | True | True | True | True | True | True | True | True | [12 empty] | Non Federally-Regulated | 04/01/2016 |  | 04/12/2021
Legrand | Pass & Seymour | RHCL453PTC | Dimmer | Device | True | True | True | True | True | True | True | True | True | [12 empty] | Non Federally-Regulated | 04/01/2016 |  | 04/12/2021
Legrand | Pass & Seymour | RHCL453PTCCCV6 | Dimmer | Device | True | True | True | True | True | True | True | True | True | [12 empty] | Non Federally-Regulated | 04/01/2016 |  | 04/12/2021
Legrand | Pass & Seymour | RHCL453PW | Dimmer | Device | True | True | True | True | True | True | True | True | True | [12 empty] | Non Federally-Regulated | 04/01/2016 |  | 04/12/2021
Legrand | Pass & Seymour | RHFB83PTC | Dimmer | Device | True | True | True | True | True | True | True | True | True | [12 empty] | Non Federally-Regulated | 04/01/2016 |  | 04/12/2021
Legrand | Pass & Seymour | RHFB83PW | Dimmer | Device | True | True | True | True | True | True | True | True | True | [12 empty] | Non Federally-Regulated | 04/01/2016 |  | 04/12/2021
Legrand | Pass & Seymour | RHLV1103PTC | Dimmer | Device | True | True | True | True | True | True | True | True | True | [12 empty] | Non Federally-Regulated | 04/01/2016 |  | 04/12/2021
Legrand | Pass & Seymour | RHLV1103PW | Dimmer | Device | True | True | True | True | True | True | True | True | True | [12 empty] | Non Federally-Regulated | 04/01/2016 |  | 04/12/2021
Legrand | Pass & Seymour | RHLV703PTC | Dimmer | Device | True | True | True | True | True | True | True | True | True | [12 empty] | Non Federally-Regulated | 04/01/2016 |  | 04/12/2021
Legrand | Pass & Seymour | RHLV703PW | Dimmer | Device | True | True | True | True | True | True | True | True | True | [12 empty] | Non Federally-Regulated | 04/01/2016 |  | 04/12/2021
Legrand | Pass & Seymour | RH4FBL3PTC | Dimmer | Device | True | True | True | True | True | True | True | True | True | [12 empty] | Non Federally-Regulated | 04/01/2016 |  | 04/12/2021
Legrand | Pass & Seymour | RH4FBL3PTCCCV6 | Dimmer | Device | True | True | True | True | True | True | True | True | True | [12 empty] | Non Federally-Regulated | 04/01/2016 |  | 04/12/2021
Legrand | Pass & Seymour | RH4FBL3PW | Dimmer | Device | True | True | True | True | True | True | True | True | True | [12 empty] | Non Federally-Regulated | 04/01/2016 |  | 04/12/2021
Legrand | Pass & Seymour | RH703PMMTUTC | Dimmer | Device | True | True | True | True | True | True | True | True | True | [12 empty] | Non Federally-Regulated | 04/01/2016 |  | 04/12/2021
Legrand | Pass & Seymour | RH703PMMTUTCCCV4 | Dimmer | Device | True | True | True | True | True | True | True | True | True | [12 empty] | Non Federally-Regulated | 04/01/2016 |  | 04/12/2021
Legrand | Pass & Seymour | RH703PMMTUW | Dimmer | Device | True | True | True | True | True | True | True | True | True | [12 empty] | Non Federally-Regulated | 04/01/2016 |  | 04/12/2021
Legrand | Pass & Seymour | HCL453PMMTCCCV4 | Dimmer | Device | True | True | True | True | True | True | True | True | True | [12 empty] | Non Federally-Regulated | 04/01/2016 |  | 04/12/2021
Legrand | Pass & Seymour | DRCL453P | Dimmer | Device | True | True | True | True | True | True | True | True | True | [12 empty] | Non Federally-Regulated | 04/01/2016 |  | 04/12/2021
Legrand | Pass & Seymour | DRCL453PBK | Dimmer | Device | True | True | True | True | True | True | True | True | True | [12 empty] | Non Federally-Regulated | 04/01/2016 |  | 04/12/2021
Legrand | Pass & Seymour | DRCL453PI | Dimmer | Device | True | True | True | True | True | True | True | True | True | [12 empty] | Non Federally-Regulated | 04/01/2016 |  | 04/12/2021
Legrand | Pass & Seymour | DRCL453PICCV4 | Dimmer | Device | True | True | True | True | True | True | True | True | True | [12 empty] | Non Federally-Regulated | 04/01/2016 |  | 04/12/2021
Legrand | Pass & Seymour | DRCL453PLA | Dimmer | Device | True | True | True | True | True | True | True | True | True | [12 empty] | Non Federally-Regulated | 04/01/2016 |  | 04/12/2021
Legrand | Pass & Seymour | DRCL453PLACCV4 | Dimmer | Device | True | True | True | True | True | True | True | True | True | [12 empty] | Non Federally-Regulated | 04/01/2016 |  | 04/12/2021
Legrand | Pass & Seymour | DRCL453PW | Dimmer | Device | True | True | True | True | True | True | True | True | True | [12 empty] | Non Federally-Regulated | 04/01/2016 |  | 04/12/2021
Legrand | Pass & Seymour | DRCL453PWCCV4 | Dimmer | Device | True | True | True | True | True | True | True | True | True | [12 empty] | Non Federally-Regulated | 04/01/2016 |  | 04/12/2021
Legrand | Pass & Seymour | TDCL453P | Dimmer | Device | True | True | True | True | True | True | True | True | True | [12 empty] | Non Federally-Regulated | 04/01/2016 |  | 04/12/2021
Legrand | Pass & Seymour | TDCL453PBK | Dimmer | Device | True | True | True | True | True | True | True | True | True | [12 empty] | Non Federally-Regulated | 04/01/2016 |  | 04/12/2021
Legrand | Pass & Seymour | TDCL453PI | Dimmer | Device | True | True | True | True | True | True | True | True | True | [12 empty] | Non Federally-Regulated | 04/01/2016 |  | 04/12/2021
Legrand | Pass & Seymour | TDCL453PICCV6 | Dimmer | Device | True | True | True | True | True | True | True | True | True | [12 empty] | Non Federally-Regulated | 04/01/2016 |  | 04/12/2021
Legrand | Pass & Seymour | TDCL453PLA | Dimmer | Device | True | True | True | True | True | True | True | True | True | [12 empty] | Non Federally-Regulated | 04/01/2016 |  | 04/12/2021
Legrand | Pass & Seymour | TDCL453PLACCV6 | Dimmer | Device | True | True | True | True | True | True | True | True | True | [12 empty] | Non Federally-Regulated | 04/01/2016 |  | 04/12/2021
Legrand | Pass & Seymour | TDCL453PW | Dimmer | Device | True | True | True | True | True | True | True | True | True | [12 empty] | Non Federally-Regulated | 04/01/2016 |  | 04/12/2021
Legrand | Pass & Seymour | TDCL453PWCCV6 | Dimmer | Device | True | True | True | True | True | True | True | True | True | [12 empty] | Non Federally-Regulated | 04/01/2016 |  | 04/12/2021
Legrand | Pass & Seymour | RH703PTUTCCCV4 | Dimmer | Device | True | True | True | True | True | True | True | True | True | [12 empty] | Non Federally-Regulated | 04/01/2016 |  | 04/12/2021
Legrand | Pass & Seymour | RH703PW2PKCC4 | Dimmer | Device | True | True | True | True | True | True | True | True | True | [12 empty] | Non Federally-Regulated | 04/01/2016 |  | 04/12/2021
Legrand | Pass & Seymour | RHCL453PABCCV4 | Dimmer | Device | True | True | True | True | True | True | True | True | True | [12 empty] | Non Federally-Regulated | 04/01/2016 |  | 04/12/2021
Legrand | Pass & Seymour | RHCL453PDBCCV4 | Dimmer | Device | True | True | True | True | True | True | True | True | True | [12 empty] | Non Federally-Regulated | 04/01/2016 |  | 04/12/2021
Legrand | Pass & Seymour | RHCL453PNICCV4 | Dimmer | Device | True | True | True | True | True | True | True | True | True | [12 empty] | Non Federally-Regulated | 04/01/2016 |  | 04/12/2021
Legrand | Pass & Seymour | HCL453PMKITWCCV4 | Dimmer | Device | True | True | True | True | True | True | True | True | True | [12 empty] | Non Federally-Regulated | 04/01/2016 |  | 04/12/2021
Eaton Residential & Wiring Devices Div. | Eaton/Cooper Lighting | VS10D7* | Occupant Sensing Device | Device | True | True | True | True | True | False |  |  |  | False |  |  | False |  | False |  | False | False | False |  |  | Non Federally-Regulated | 04/27/2016 |  | 04/12/2021
Eaton Residential & Wiring Devices Div. | Eaton/Cooper Lighting | VS10D7** | Occupant Sensing Device | Device | True | True | True | True | True | False |  |  |  | False |  |  | False |  | False |  | False | False | False |  |  | Non Federally-Regulated | 04/27/2016 |  | 04/12/2021
Eaton Residential & Wiring Devices Div. | Eaton / Eaton Electrical | OS10D7* | Occupant Sensing Device | Device | True | True | True | True | True | False |  |  |  | False |  |  | False |  | False |  | False | False | True | True | True | Non Federally-Regulated | 04/29/2016 |  | 04/12/2021
Eaton Residential & Wiring Devices Div. | Eaton / Eaton Electrical | OS10D7** | Occupant Sensing Device | Device | True | True | True | True | True | False |  |  |  | False |  |  | False |  | False |  | False | False | True | True | True | Non Federally-Regulated | 04/29/2016 |  | 04/12/2021
Lutron Electronics Co., Inc. | Radio RA2 | RRT-GH*B-*** | Dimmer | Device | True | True | True | True | True | True | True | True | True | [12 empty] | Non Federally-Regulated | 05/02/2016 |  | 04/12/2021
Lutron Electronics Co., Inc. | HomeWorks QS | HQRT-GH*B-*** | Dimmer | Device | True | True | True | True | True | True | True | True | True | [12 empty] | Non Federally-Regulated | 05/02/2016 |  | 04/12/2021
Panasonic - DC | Panasonic | KX-HNZ103*-O | Automatic Daylighting Control | Device | True | True | True | False |  | True | True | True | True | True | True | [10 empty] | Non Federally-Regulated | 06/28/2016 |  | 04/12/2021
Panasonic - DC | Panasonic | KX-HNZ103*-O | Occupant Sensing Device | Device | True | True | True | True | True | False |  |  |  | False |  |  | False |  | False |  | False | False | False |  |  | Non Federally-Regulated | 06/28/2016 |  | 04/12/2021
Panasonic - DC | Panasonic | KX-HNZ103*-V | Automatic Daylighting Control | Device | True | True | True | False |  | True | True | True | True | True | True | [10 empty] | Non Federally-Regulated | 06/28/2016 |  | 04/12/2021
Panasonic - DC | Panasonic | KX-HNZ103*-V | Occupant Sensing Device | Device | True | True | True | True | True | False |  |  |  | False |  |  | False |  | False |  | False | False | True | True | True | Non Federally-Regulated | 06/28/2016 |  | 04/12/2021
Panasonic - DC | Panasonic | KX-HNZ104*-O | Automatic Daylighting Control | Device | True | True | True | True | True | True | True | True | True | True | True | [10 empty] | Non Federally-Regulated | 06/28/2016 |  | 04/12/2021
Panasonic - DC | Panasonic | KX-HNZ104*-O | Occupant Sensing Device | Device | True | True | True | True | True | False |  |  |  | False |  |  | True | True | False |  | False | False | False |  |  | Non Federally-Regulated | 06/28/2016 |  | 04/12/2021
Panasonic - DC | Panasonic | KX-HNZ104*-V | Automatic Daylighting Control | Device | True | True | True | True | True | True | True | True | True | True | True | [10 empty] | Non Federally-Regulated | 06/28/2016 |  | 04/12/2021
Panasonic - DC | Panasonic | KX-HNZ104*-V | Dimmer | Device | True | True | True | True | True | True | True | False | [13 empty] | Non Federally-Regulated | 06/28/2016 |  | 04/12/2021
Panasonic - DC | Panasonic | KX-HNZ104*-V | Occupant Sensing Device | Device | True | True | True | True | True | False |  |  |  | False |  |  | True | True | False |  | False | False | True | True | True | Non Federally-Regulated | 06/28/2016 |  | 04/12/2021
Panasonic - DC | Panasonic | KX-HNZ104*-O | Dimmer | Device | True | True | True | True | True | True | True | False | [13 empty] | Non Federally-Regulated | 06/30/2016 |  | 04/12/2021
Signify North America Corporation | Philips Lighting Electronics North America | SNS100 | Photosensor / Photocontrol Dev | Device | True | True | True | [18 empty] | Non Federally-Regulated | 07/01/2016 |  | 04/12/2021
Signify North America Corporation | Philips Lighting Electronics North America | SNS100 CMP | Photosensor / Photocontrol Dev | Device | True | True | True | [18 empty] | Non Federally-Regulated | 07/01/2016 |  | 04/12/2021
Signify North America Corporation | Philips Lighting Electronics North America | SNS100 | Occupant Sensing Device | Device | True | True | True | True | True | False |  |  |  | False |  |  | False |  | False |  | False | False | False |  |  | Non Federally-Regulated | 07/01/2016 |  | 04/12/2021
Signify North America Corporation | Philips Lighting Electronics North America | SNS100 CMP | Occupant Sensing Device | Device | True | True | True | True | True | False |  |  |  | False |  |  | False |  | False |  | False | False | False |  |  | Non Federally-Regulated | 07/01/2016 |  | 04/12/2021
Intermatic, Inc. | Intermatic, Inc. | DT101* | Automatic Time Switch Control | Device | True | True | True | False | [17 empty] | Non Federally-Regulated | 07/12/2016 |  | 04/12/2021
MW McWong International | PacWave | PSC-ID-M-FM-500 | Occupant Sensing Device | Device | True | True | True | True | True | False |  |  |  | True | True | True | False |  | False |  | False | False | False |  |  | Non Federally-Regulated | 07/18/2016 |  | 04/12/2021
MW McWong International | PacWave | PSC-HB-I-FM-100* | Occupant Sensing Device | Device | True | True | True | True | True | False |  |  |  | False |  |  | False |  | False |  | False | False | False |  |  | Non Federally-Regulated | 07/18/2016 |  | 04/12/2021
MW McWong International | PacWave | PSC-BL-U-FM-DC0 | Occupant Sensing Device | Device | True | True | True | True | True | True | True | True | True | False |  |  | False |  | False |  | False | False | False |  |  | Non Federally-Regulated | 07/18/2016 |  | 04/12/2021
MW McWong International | PacWave | PSC-BL-M-FM-DC0 | Occupant Sensing Device | Device | True | True | True | True | True | False |  |  |  | True | True | True | False |  | False |  | False | False | False |  |  | Non Federally-Regulated | 07/18/2016 |  | 04/12/2021
MW McWong International | PacWave | PSC-BL-I-FM-DC0 | Occupant Sensing Device | Device | True | True | True | True | True | False |  |  |  | False |  |  | False |  | False |  | False | False | False |  |  | Non Federally-Regulated | 07/18/2016 |  | 04/12/2021
MW McWong International | PacWave | PSC-HB-I-FM-110* | Occupant Sensing Device | Device | True | True | True | True | True | False |  |  |  | False |  |  | False |  | False |  | False | False | False |  |  | Non Federally-Regulated | 07/21/2016 |  | 04/12/2021
MW McWong International | PacWave | PSC-HB-I-FM-200* | Occupant Sensing Device | Device | True | True | True | True | True | False |  |  |  | False |  |  | False |  | False |  | False | False | False |  |  | Non Federally-Regulated | 07/21/2016 |  | 04/12/2021
MW McWong International | PacWave | PSC-HB-I-FM-210* | Occupant Sensing Device | Device | True | True | True | True | True | False |  |  |  | False |  |  | False |  | False |  | False | False | False |  |  | Non Federally-Regulated | 07/21/2016 |  | 04/12/2021
MW McWong International | PacWave | PSC-ID-I-WS-121N | Occupant Sensing Device | Device | True | True | True | True | True | False |  |  |  | False |  |  | False |  | False |  | False | False | True | True | True | Non Federally-Regulated | 07/21/2016 |  | 04/12/2021
MW McWong International | PacWave | PSC-ID-I-WS-1*** | Occupant Sensing Device | Device | True | True | True | True | True | False |  |  |  | False |  |  | False |  | False |  | False | False | True | True | True | Non Federally-Regulated | 07/21/2016 |  | 04/12/2021
MW McWong International | PacWave | PSC-ID-I-WS-130 | Occupant Sensing Device | Device | True | True | True | True | True | False |  |  |  | False |  |  | False |  | False |  | False | False | True | True | True | Non Federally-Regulated | 07/21/2016 |  | 04/12/2021
MW McWong International | PacWave | PSC-ID-I-WS-111N | Occupant Sensing Device | Device | True | True | True | True | True | False |  |  |  | False |  |  | False |  | False |  | False | False | True | True | True | Non Federally-Regulated | 07/21/2016 |  | 04/12/2021
MW McWong International | PacWave | PSC-ID-I-WS-130D | Occupant Sensing Device | Device | True | True | True | True | True | False |  |  |  | False |  |  | False |  | False |  | True | True | False | True |  | Non Federally-Regulated | 07/21/2016 |  | 04/12/2021
MW McWong International | PacWave | PSC-ID-I-CM-101 | Occupant Sensing Device | Device | True | True | True | True | True | False |  |  |  | False |  |  | False |  | False |  | False | False | True | True | True | Non Federally-Regulated | 07/21/2016 |  | 04/12/2021
MW McWong International | PacWave | PSC-ID-D-CM-101 | Occupant Sensing Device | Device | True | True | True | True | True | True | True | True | True | False |  |  | False |  | False |  | False | False | False |  |  | Non Federally-Regulated | 07/21/2016 |  | 04/12/2021
MW McWong International | PacWave | PSC-ID-I-CM-301 | Occupant Sensing Device | Device | True | True | True | True | True | False |  |  |  | False |  |  | False |  | False |  | False | False | False |  |  | Non Federally-Regulated | 07/21/2016 |  | 04/12/2021
MW McWong International | PacWave | PSC-ID-I-WS-120 | Occupant Sensing Device | Device | True | True | True | True | True | False |  |  |  | False |  |  | False |  | False |  | False | False | True | True | True | Non Federally-Regulated | 07/21/2016 |  | 04/12/2021
MW McWong International | PacWave | PSC-ID-D-WS-120 | Occupant Sensing Device | Device | True | True | True | True | True | True | True | True | True | False |  |  | False |  | False |  | False | False | False |  |  | Non Federally-Regulated | 07/21/2016 |  | 04/12/2021
MW McWong International | PacWave | PSC-ID-D-CM-301 | Occupant Sensing Device | Device | True | True | True | True | True | True | True | True | True | False |  |  | False |  | False |  | False | False | False |  |  | Non Federally-Regulated | 07/21/2016 |  | 04/12/2021
Hunt Control Systems, Inc. | Simplicity | PS-LED-010-IV-120V | Dimmer | Device | True | True | True | True | True | False |  | True | True | [12 empty] | Non Federally-Regulated | 07/21/2016 |  | 04/12/2021
Hunt Control Systems, Inc. | Simplicity | PS-LED-010-WH-120V | Dimmer | Device | True | True | True | True | True | False |  | True | True | [12 empty] | Non Federally-Regulated | 07/21/2016 |  | 04/12/2021
Hunt Control Systems, Inc. | Simplicity | PS-LED-010-3W-IV-120V | Dimmer | Device | True | True | True | True | True | False |  | True | True | [12 empty] | Non Federally-Regulated | 07/21/2016 |  | 04/12/2021
Hunt Control Systems, Inc. | Simplicity | PS-LED-010-3W-WH-120V | Dimmer | Device | True | True | True | True | True | False |  | True | True | [12 empty] | Non Federally-Regulated | 07/21/2016 |  | 04/12/2021
Hunt Control Systems, Inc. | Simplicity | FD-LED-010-120V | Dimmer | Device | True | True | True | True | True | False |  | True | True | [12 empty] | Non Federally-Regulated | 07/21/2016 |  | 04/12/2021
Hunt Control Systems, Inc. | Simplicity | FD-LED-010-277V | Dimmer | Device | True | True | True | True | True | False |  | True | True | [12 empty] | Non Federally-Regulated | 07/21/2016 |  | 04/12/2021
Hunt Control Systems, Inc. | Simplicity | PS-LED-010-IV-277V | Dimmer | Device | True | True | True | True | True | False |  | True | True | [12 empty] | Non Federally-Regulated | 07/21/2016 |  | 04/12/2021
Hunt Control Systems, Inc. | Simplicity | PS-LED-010-WH-277V | Dimmer | Device | True | True | True | True | True | False |  | True | True | [12 empty] | Non Federally-Regulated | 07/21/2016 |  | 04/12/2021
Hunt Control Systems, Inc. | Simplicity | PS-LED-010-3W-IV-277V | Dimmer | Device | True | True | True | True | True | False |  | True | True | [12 empty] | Non Federally-Regulated | 07/21/2016 |  | 04/12/2021
Hunt Control Systems, Inc. | Simplicity | PS-LED-010-3W-WH-277V | Dimmer | Device | True | True | True | True | True | False |  | True | True | [12 empty] | Non Federally-Regulated | 07/21/2016 |  | 04/12/2021
Hunt Control Systems, Inc. | Simplicity | PS-LED-IFC-010-IV | Dimmer | Device | True | True | True | True | True | False |  | True | True | [12 empty] | Non Federally-Regulated | 07/21/2016 |  | 04/12/2021
Hunt Control Systems, Inc. | Simplicity | PS-LED-IFC-010-WH | Dimmer | Device | True | True | True | True | True | False |  | True | True | [12 empty] | Non Federally-Regulated | 07/21/2016 |  | 04/12/2021
Hunt Control Systems, Inc. | Simplicity | PS-LED-IFC-010-3W-IV | Dimmer | Device | True | True | True | True | True | False |  | True | True | [12 empty] | Non Federally-Regulated | 07/21/2016 |  | 04/12/2021
Hunt Control Systems, Inc. | Simplicity | PS-LED-IFC-010-3W-WH | Dimmer | Device | True | True | True | True | True | False |  | True | True | [12 empty] | Non Federally-Regulated | 07/21/2016 |  | 04/12/2021
Hunt Control Systems, Inc. | Simplicity | PS-LED-PC-IV-120V-LT18 | Dimmer | Device | True | True | True | True | True | False |  | True | True | [12 empty] | Non Federally-Regulated | 07/21/2016 |  | 04/12/2021
Hunt Control Systems, Inc. | Simplicity | PS-LED-PC-WH-120V-LT18 | Dimmer | Device | True | True | True | True | True | False |  | True | True | [12 empty] | Non Federally-Regulated | 07/21/2016 |  | 04/12/2021
Hunt Control Systems, Inc. | Simplicity | PS-LED-PC-3W-IV-120V-LT18 | Dimmer | Device | True | True | True | True | True | False |  | True | True | [12 empty] | Non Federally-Regulated | 07/21/2016 |  | 04/12/2021
Hunt Control Systems, Inc. | Simplicity | PS-LED-PC-3W-WH-120V-LT18 | Dimmer | Device | True | True | True | True | True | False |  | True | True | [12 empty] | Non Federally-Regulated | 07/21/2016 |  | 04/12/2021
Hunt Control Systems, Inc. | Simplicity | PS-LED-PC-IV-277V-LT18 | Dimmer | Device | True | True | True | True | True | False |  | True | True | [12 empty] | Non Federally-Regulated | 07/21/2016 |  | 04/12/2021
Hunt Control Systems, Inc. | Simplicity | PS-LED-PC-WH-277V-LT18 | Dimmer | Device | True | True | True | True | True | False |  | True | True | [12 empty] | Non Federally-Regulated | 07/21/2016 |  | 04/12/2021
Hunt Control Systems, Inc. | Simplicity | PS-LED-PC-3W-IV-277V-LT18 | Dimmer | Device | True | True | True | True | True | False |  | True | True | [12 empty] | Non Federally-Regulated | 07/21/2016 |  | 04/12/2021
Hunt Control Systems, Inc. | Simplicity | PS-LED-PC-3W-WH-277V-LT18 | Dimmer | Device | True | True | True | True | True | False |  | True | True | [12 empty] | Non Federally-Regulated | 07/21/2016 |  | 04/12/2021
Hunt Control Systems, Inc. | Simplicity | PS-LED-PC-IV-120V-LT26/36 | Dimmer | Device | True | True | True | True | True | False |  | True | True | [12 empty] | Non Federally-Regulated | 07/21/2016 |  | 04/12/2021
Hunt Control Systems, Inc. | Simplicity | PS-LED-PC-WH-120V-LT26/36 | Dimmer | Device | True | True | True | True | True | False |  | True | True | [12 empty] | Non Federally-Regulated | 07/21/2016 |  | 04/12/2021
Hunt Control Systems, Inc. | Simplicity | PS-LED-PC-3W-IV-120V-LT26/36 | Dimmer | Device | True | True | True | True | True | False |  | True | True | [12 empty] | Non Federally-Regulated | 07/21/2016 |  | 04/12/2021
Hunt Control Systems, Inc. | Simplicity | PS-LED-PC-3W-WH-120V-LT26/36 | Dimmer | Device | True | True | True | True | True | False |  | True | True | [12 empty] | Non Federally-Regulated | 07/21/2016 |  | 04/12/2021
Hunt Control Systems, Inc. | Simplicity | PS-LED-PC-IV-277V-LT26/36 | Dimmer | Device | True | True | True | True | True | False |  | True | True | [12 empty] | Non Federally-Regulated | 07/21/2016 |  | 04/12/2021
Hunt Control Systems, Inc. | Simplicity | PS-LED-PC-WH-277V-LT26/36 | Dimmer | Device | True | True | True | True | True | False |  | True | True | [12 empty] | Non Federally-Regulated | 07/21/2016 |  | 04/12/2021
Hunt Control Systems, Inc. | Simplicity | PS-LED-PC-3W-IV-277V-LT26/36 | Dimmer | Device | True | True | True | True | True | False |  | True | True | [12 empty] | Non Federally-Regulated | 07/21/2016 |  | 04/12/2021
Hunt Control Systems, Inc. | Simplicity | PS-LED-PC-3W-WH-277V-LT26/36 | Dimmer | Device | True | True | True | True | True | False |  | True | True | [12 empty] | Non Federally-Regulated | 07/21/2016 |  | 04/12/2021
Hunt Control Systems, Inc. | Simplicity | FD-LED-PC-30 MASTER | Dimmer | Device | True | True | True | True | True | False |  | True | True | [12 empty] | Non Federally-Regulated | 07/21/2016 |  | 04/12/2021
Hunt Control Systems, Inc. | Simplicity | FD-LED-PC-30-S SLAVE | Dimmer | Device | True | True | True | True | True | False |  | True | True | [12 empty] | Non Federally-Regulated | 07/21/2016 |  | 04/12/2021
Hunt Control Systems, Inc. | Simplicity | FD-LED-PC-20 MASTER | Dimmer | Device | True | True | True | True | True | False |  | True | True | [12 empty] | Non Federally-Regulated | 07/21/2016 |  | 04/12/2021
Hunt Control Systems, Inc. | Simplicity | FD-LED-PC-20-S SLAVE | Dimmer | Device | True | True | True | True | True | False |  | True | True | [12 empty] | Non Federally-Regulated | 07/21/2016 |  | 04/12/2021
Hunt Control Systems, Inc. | Simplicity | FD-LED-PC-27 MASTER | Dimmer | Device | True | True | True | True | True | False |  | True | True | [12 empty] | Non Federally-Regulated | 07/21/2016 |  | 04/12/2021
Hunt Control Systems, Inc. | Simplicity | FD-LED-PC-27-S SLAVE | Dimmer | Device | True | True | True | True | True | False |  | True | True | [12 empty] | Non Federally-Regulated | 07/21/2016 |  | 04/12/2021
Hunt Control Systems, Inc. | Simplicity | PS-LED-IFC-PC-IV | Dimmer | Device | True | True | True | True | True | False |  | True | True | [12 empty] | Non Federally-Regulated | 07/21/2016 |  | 04/12/2021
Hunt Control Systems, Inc. | Simplicity | PS-LED-IFC-PC-WH | Dimmer | Device | True | True | True | True | True | False |  | True | True | [12 empty] | Non Federally-Regulated | 07/21/2016 |  | 04/12/2021
Hunt Control Systems, Inc. | Simplicity | PS-LED-IFC-PC-3W-IV | Dimmer | Device | True | True | True | True | True | False |  | True | True | [12 empty] | Non Federally-Regulated | 07/21/2016 |  | 04/12/2021
Hunt Control Systems, Inc. | Simplicity | PS-LED-IFC-PC-3W-WH | Dimmer | Device | True | True | True | True | True | False |  | True | True | [12 empty] | Non Federally-Regulated | 07/21/2016 |  | 04/12/2021
Hunt Control Systems, Inc. | Simplicity | PLV-LED-5-IV | Dimmer | Device | True | True | True | True | True | False |  | True | True | [12 empty] | Non Federally-Regulated | 07/21/2016 |  | 04/12/2021
Hunt Control Systems, Inc. | Simplicity | PLV-LED-5-WH | Dimmer | Device | True | True | True | True | True | False |  | True | True | [12 empty] | Non Federally-Regulated | 07/21/2016 |  | 04/12/2021
Hunt Control Systems, Inc. | Simplicity | PLV-LED-5-3W-IV | Dimmer | Device | True | True | True | True | True | False |  | True | True | [12 empty] | Non Federally-Regulated | 07/21/2016 |  | 04/12/2021
Hunt Control Systems, Inc. | Simplicity | PLV-LED-5-3W-WH | Dimmer | Device | True | True | True | True | True | False |  | True | True | [12 empty] | Non Federally-Regulated | 07/21/2016 |  | 04/12/2021
Hunt Control Systems, Inc. | Simplicity | PLV-LED-527-IV | Dimmer | Device | True | True | True | True | True | False |  | True | True | [12 empty] | Non Federally-Regulated | 07/21/2016 |  | 04/12/2021
Hunt Control Systems, Inc. | Simplicity | PLV-LED-527-WH | Dimmer | Device | True | True | True | True | True | False |  | True | True | [12 empty] | Non Federally-Regulated | 07/21/2016 |  | 04/12/2021
Hunt Control Systems, Inc. | Simplicity | PLV-LED-527-3W-IV | Dimmer | Device | True | True | True | True | True | False |  | True | True | [12 empty] | Non Federally-Regulated | 07/21/2016 |  | 04/12/2021
Hunt Control Systems, Inc. | Simplicity | PLV-LED-527-3W-WH | Dimmer | Device | True | True | True | True | True | False |  | True | True | [12 empty] | Non Federally-Regulated | 07/21/2016 |  | 04/12/2021
Hunt Control Systems, Inc. | Simplicity | RS-6 | Dimmer | Device | True | True | True | True | True | True | True | True | True | [12 empty] | Non Federally-Regulated | 07/21/2016 |  | 04/12/2021
Hunt Control Systems, Inc. | Simplicity | RS-6-3W | Dimmer | Device | True | True | True | True | True | True | True | True | True | [12 empty] | Non Federally-Regulated | 07/21/2016 |  | 04/12/2021
Hunt Control Systems, Inc. | Simplicity | PC-6 | Dimmer | Device | True | True | True | True | True | True | True | True | True | [12 empty] | Non Federally-Regulated | 07/21/2016 |  | 04/12/2021
Hunt Control Systems, Inc. | Simplicity | PC-6-3W | Dimmer | Device | True | True | True | True | True | True | True | True | True | [12 empty] | Non Federally-Regulated | 07/21/2016 |  | 04/12/2021
Hunt Control Systems, Inc. | Simplicity | SC-6-WH | Dimmer | Device | True | True | True | True | True | True | True | True | True | [12 empty] | Non Federally-Regulated | 07/21/2016 |  | 04/12/2021
Hunt Control Systems, Inc. | Simplicity | SC-10-WH | Dimmer | Device | True | True | True | True | True | True | True | True | True | [12 empty] | Non Federally-Regulated | 07/21/2016 |  | 04/12/2021
Hunt Control Systems, Inc. | Simplicity | SC-15-WH | Dimmer | Device | True | True | True | True | True | True | True | True | True | [12 empty] | Non Federally-Regulated | 07/21/2016 |  | 04/12/2021
Hunt Control Systems, Inc. | Simplicity | SC-20-WH | Dimmer | Device | True | True | True | True | True | True | True | True | True | [12 empty] | Non Federally-Regulated | 07/21/2016 |  | 04/12/2021
Hunt Control Systems, Inc. | Simplicity | SCF-10-WH | Dimmer | Device | True | True | True | True | True | False |  | True | True | [12 empty] | Non Federally-Regulated | 07/21/2016 |  | 04/12/2021
Hunt Control Systems, Inc. | Simplicity | SCF-15-WH | Dimmer | Device | True | True | True | True | True | False |  | True | True | [12 empty] | Non Federally-Regulated | 07/21/2016 |  | 04/12/2021
Hunt Control Systems, Inc. | Simplicity | SCF-527-WH | Dimmer | Device | True | True | True | True | True | False |  | True | True | [12 empty] | Non Federally-Regulated | 07/21/2016 |  | 04/12/2021
Hunt Control Systems, Inc. | Simplicity | SCF-1027-WH | Dimmer | Device | True | True | True | True | True | False |  | True | True | [12 empty] | Non Federally-Regulated | 07/21/2016 |  | 04/12/2021
Hunt Control Systems, Inc. | Simplicity | SCF-1527-WH | Dimmer | Device | True | True | True | True | True | False |  | True | True | [12 empty] | Non Federally-Regulated | 07/21/2016 |  | 04/12/2021
Hunt Control Systems, Inc. | Simplicity | SCLV-6-WH | Dimmer | Device | True | True | True | True | True | False |  | True | True | [12 empty] | Non Federally-Regulated | 07/21/2016 |  | 04/12/2021
Hunt Control Systems, Inc. | Simplicity | SCLV-15-WH | Dimmer | Device | True | True | True | True | True | False |  | True | True | [12 empty] | Non Federally-Regulated | 07/21/2016 |  | 04/12/2021
Hunt Control Systems, Inc. | Simplicity | SCLV-10-WH | Dimmer | Device | True | True | True | True | True | False |  | True | True | [12 empty] | Non Federally-Regulated | 07/21/2016 |  | 04/12/2021
Hunt Control Systems, Inc. | Simplicity | SCLV-20-WH | Dimmer | Device | True | True | True | True | True | False |  | True | True | [12 empty] | Non Federally-Regulated | 07/21/2016 |  | 04/12/2021
Hunt Control Systems, Inc. | Simplicity | AS-6-WH | Dimmer | Device | True | True | True | True | True | True | True | True | True | [12 empty] | Non Federally-Regulated | 07/21/2016 |  | 04/12/2021
Hunt Control Systems, Inc. | Simplicity | A-600 | Dimmer | Device | True | True | True | True | True | True | True | True | True | [12 empty] | Non Federally-Regulated | 07/21/2016 |  | 04/12/2021
Hunt Control Systems, Inc. | Simplicity | A-600-3W | Dimmer | Device | True | True | True | True | True | True | True | True | True | [12 empty] | Non Federally-Regulated | 07/21/2016 |  | 04/12/2021
Hunt Control Systems, Inc. | Simplicity | A-1000 | Dimmer | Device | True | True | True | True | True | True | True | True | True | [12 empty] | Non Federally-Regulated | 07/21/2016 |  | 04/12/2021
Hunt Control Systems, Inc. | Simplicity | APS-1000-3W | Dimmer | Device | True | True | True | True | True | True | True | True | True | [12 empty] | Non Federally-Regulated | 07/21/2016 |  | 04/12/2021
Hunt Control Systems, Inc. | Simplicity | A-1500 | Dimmer | Device | True | True | True | True | True | True | True | True | True | [12 empty] | Non Federally-Regulated | 07/21/2016 |  | 04/12/2021
Hunt Control Systems, Inc. | Simplicity | APS-1500-3W | Dimmer | Device | True | True | True | True | True | True | True | True | True | [12 empty] | Non Federally-Regulated | 07/21/2016 |  | 04/12/2021
Hunt Control Systems, Inc. | Simplicity | A-2000 | Dimmer | Device | True | True | True | True | True | True | True | True | True | [12 empty] | Non Federally-Regulated | 07/21/2016 |  | 04/12/2021
Hunt Control Systems, Inc. | Simplicity | AS-6-3W-WH | Dimmer | Device | True | True | True | True | True | True | True | True | True | [12 empty] | Non Federally-Regulated | 07/21/2016 |  | 04/12/2021
Hunt Control Systems, Inc. | Simplicity | AS-10-WH | Dimmer | Device | True | True | True | True | True | True | True | True | True | [12 empty] | Non Federally-Regulated | 07/21/2016 |  | 04/12/2021
Hunt Control Systems, Inc. | Simplicity | AS-10-3W-WH | Dimmer | Device | True | True | True | True | True | True | True | True | True | [12 empty] | Non Federally-Regulated | 07/21/2016 |  | 04/12/2021
Hunt Control Systems, Inc. | Simplicity | AS-15-WH | Dimmer | Device | True | True | True | True | True | True | True | True | True | [12 empty] | Non Federally-Regulated | 07/21/2016 |  | 04/12/2021
Hunt Control Systems, Inc. | Simplicity | AS-15-3W-WH | Dimmer | Device | True | True | True | True | True | True | True | True | True | [12 empty] | Non Federally-Regulated | 07/21/2016 |  | 04/12/2021
Hunt Control Systems, Inc. | Simplicity | AS-20-WH | Dimmer | Device | True | True | True | True | True | True | True | True | True | [12 empty] | Non Federally-Regulated | 07/21/2016 |  | 04/12/2021
Hunt Control Systems, Inc. | Simplicity | ASF-5-WH | Dimmer | Device | True | True | True | True | True | False |  | True | True | [12 empty] | Non Federally-Regulated | 07/21/2016 |  | 04/12/2021
Hunt Control Systems, Inc. | Simplicity | ASF-5-3W-WH | Dimmer | Device | True | True | True | True | True | False |  | True | True | [12 empty] | Non Federally-Regulated | 07/21/2016 |  | 04/12/2021
Hunt Control Systems, Inc. | Simplicity | ASF-10-WH | Dimmer | Device | True | True | True | True | True | False |  | True | True | [12 empty] | Non Federally-Regulated | 07/21/2016 |  | 04/12/2021
Hunt Control Systems, Inc. | Simplicity | ASF-15-WH | Dimmer | Device | True | True | True | True | True | False |  | True | True | [12 empty] | Non Federally-Regulated | 07/21/2016 |  | 04/12/2021
Hunt Control Systems, Inc. | Simplicity | ASF-527-WH | Dimmer | Device | True | True | True | True | True | False |  | True | True | [12 empty] | Non Federally-Regulated | 07/21/2016 |  | 04/12/2021
Hunt Control Systems, Inc. | Simplicity | ASF-527-3W-WH | Dimmer | Device | True | True | True | True | True | False |  | True | True | [12 empty] | Non Federally-Regulated | 07/21/2016 |  | 04/12/2021
Hunt Control Systems, Inc. | Simplicity | ASF-1027-WH | Dimmer | Device | True | True | True | True | True | False |  | True | True | [12 empty] | Non Federally-Regulated | 07/21/2016 |  | 04/12/2021
Hunt Control Systems, Inc. | Simplicity | A-647 | Dimmer | Device | True | True | True | True | True | True | True | True | True | [12 empty] | Non Federally-Regulated | 07/21/2016 |  | 04/12/2021
Hunt Control Systems, Inc. | Simplicity | A-1047 | Dimmer | Device | True | True | True | True | True | True | True | True | True | [12 empty] | Non Federally-Regulated | 07/21/2016 |  | 04/12/2021
Hunt Control Systems, Inc. | Simplicity | A-2047 | Dimmer | Device | True | True | True | True | True | True | True | True | True | [12 empty] | Non Federally-Regulated | 07/21/2016 |  | 04/12/2021
Hunt Control Systems, Inc. | Simplicity | ASF-1027-3W-WH | Dimmer | Device | True | True | True | True | True | False |  | True | True | [12 empty] | Non Federally-Regulated | 07/21/2016 |  | 04/12/2021
Hunt Control Systems, Inc. | Simplicity | ASF-1527-WH | Dimmer | Device | True | True | True | True | True | False |  | True | True | [12 empty] | Non Federally-Regulated | 07/21/2016 |  | 04/12/2021
Hunt Control Systems, Inc. | Simplicity | ASLV-6-WH | Dimmer | Device | True | True | True | True | True | False |  | True | True | [12 empty] | Non Federally-Regulated | 07/21/2016 |  | 04/12/2021
Hunt Control Systems, Inc. | Simplicity | ASLV-10-WH | Dimmer | Device | True | True | True | True | True | False |  | True | True | [12 empty] | Non Federally-Regulated | 07/21/2016 |  | 04/12/2021
Hunt Control Systems, Inc. | Simplicity | ASLV-15-WH | Dimmer | Device | True | True | True | True | True | False |  | True | True | [12 empty] | Non Federally-Regulated | 07/21/2016 |  | 04/12/2021
Hunt Control Systems, Inc. | Simplicity | ALV-6 | Dimmer | Device | True | True | True | True | True | False |  | True | True | [12 empty] | Non Federally-Regulated | 07/21/2016 |  | 04/12/2021
Hunt Control Systems, Inc. | Simplicity | ALV-10 | Dimmer | Device | True | True | True | True | True | False |  | True | True | [12 empty] | Non Federally-Regulated | 07/21/2016 |  | 04/12/2021
Hunt Control Systems, Inc. | Simplicity | ALV-15 | Dimmer | Device | True | True | True | True | True | False |  | True | True | [12 empty] | Non Federally-Regulated | 07/21/2016 |  | 04/12/2021
Hunt Control Systems, Inc. | Simplicity | ALV-20 | Dimmer | Device | True | True | True | True | True | False |  | True | True | [12 empty] | Non Federally-Regulated | 07/21/2016 |  | 04/12/2021
Hunt Control Systems, Inc. | Simplicity | PS-600-IV | Dimmer | Device | True | True | True | True | True | True | True | True | True | [12 empty] | Non Federally-Regulated | 07/21/2016 |  | 04/12/2021
Hunt Control Systems, Inc. | Simplicity | PS-600-3W-IV | Dimmer | Device | True | True | True | True | True | True | True | True | True | [12 empty] | Non Federally-Regulated | 07/21/2016 |  | 04/12/2021
Hunt Control Systems, Inc. | Simplicity | PS-600-3W-WH | Dimmer | Device | True | True | True | True | True | True | True | True | True | [12 empty] | Non Federally-Regulated | 07/21/2016 |  | 04/12/2021
Hunt Control Systems, Inc. | Simplicity | PS-600-WH | Dimmer | Device | True | True | True | True | True | True | True | True | True | [12 empty] | Non Federally-Regulated | 07/21/2016 |  | 04/12/2021
Hunt Control Systems, Inc. | Simplicity | PS-627-IV | Dimmer | Device | True | True | True | True | True | True | True | True | True | [12 empty] | Non Federally-Regulated | 07/21/2016 |  | 04/12/2021
Hunt Control Systems, Inc. | Simplicity | PS-627-WH | Dimmer | Device | True | True | True | True | True | True | True | True | True | [12 empty] | Non Federally-Regulated | 07/21/2016 |  | 04/12/2021
Hunt Control Systems, Inc. | Simplicity | PS-627-3W-IV | Dimmer | Device | True | True | True | True | True | True | True | True | True | [12 empty] | Non Federally-Regulated | 07/21/2016 |  | 04/12/2021
Hunt Control Systems, Inc. | Simplicity | PS-627-3W-WH | Dimmer | Device | True | True | True | True | True | True | True | True | True | [12 empty] | Non Federally-Regulated | 07/21/2016 |  | 04/12/2021
Hunt Control Systems, Inc. | Simplicity | AS-6-IV | Dimmer | Device | True | True | True | True | True | True | True | True | True | [12 empty] | Non Federally-Regulated | 07/21/2016 |  | 04/12/2021
Hunt Control Systems, Inc. | Simplicity | AS-6-3W-IV | Dimmer | Device | True | True | True | True | True | True | True | True | True | [12 empty] | Non Federally-Regulated | 07/21/2016 |  | 04/12/2021
Hunt Control Systems, Inc. | Simplicity | AS-10-IV | Dimmer | Device | True | True | True | True | True | True | True | True | True | [12 empty] | Non Federally-Regulated | 07/21/2016 |  | 04/12/2021
Hunt Control Systems, Inc. | Simplicity | AS-10-3W-IV | Dimmer | Device | True | True | True | True | True | True | True | True | True | [12 empty] | Non Federally-Regulated | 07/21/2016 |  | 04/12/2021
Hunt Control Systems, Inc. | Simplicity | AS-15-IV | Dimmer | Device | True | True | True | True | True | True | True | True | True | [12 empty] | Non Federally-Regulated | 07/21/2016 |  | 04/12/2021
Hunt Control Systems, Inc. | Simplicity | AS-15-3W-IV | Dimmer | Device | True | True | True | True | True | True | True | True | True | [12 empty] | Non Federally-Regulated | 07/21/2016 |  | 04/12/2021
Hunt Control Systems, Inc. | Simplicity | AS-20-IV | Dimmer | Device | True | True | True | True | True | True | True | True | True | [12 empty] | Non Federally-Regulated | 07/21/2016 |  | 04/12/2021
Hunt Control Systems, Inc. | Simplicity | NE-5 | Dimmer | Device | True | True | True | True | True | False |  | True | True | [12 empty] | Non Federally-Regulated | 07/21/2016 |  | 04/12/2021
Hunt Control Systems, Inc. | Simplicity | NE-5P | Dimmer | Device | True | True | True | True | True | False |  | True | True | [12 empty] | Non Federally-Regulated | 07/21/2016 |  | 04/12/2021
Hunt Control Systems, Inc. | Simplicity | NE-10 | Dimmer | Device | True | True | True | True | True | False |  | True | True | [12 empty] | Non Federally-Regulated | 07/21/2016 |  | 04/12/2021
Hunt Control Systems, Inc. | Simplicity | NE-15 | Dimmer | Device | True | True | True | True | True | False |  | True | True | [12 empty] | Non Federally-Regulated | 07/21/2016 |  | 04/12/2021
Hunt Control Systems, Inc. | Simplicity | ALV-647 | Dimmer | Device | True | True | True | True | True | False |  | True | True | [12 empty] | Non Federally-Regulated | 07/21/2016 |  | 04/12/2021
Hunt Control Systems, Inc. | Simplicity | ALV-1047 | Dimmer | Device | True | True | True | True | True | False |  | True | True | [12 empty] | Non Federally-Regulated | 07/21/2016 |  | 04/12/2021
Hunt Control Systems, Inc. | Simplicity | SC-647-WH | Dimmer | Device | True | True | True | True | True | True | True | True | True | [12 empty] | Non Federally-Regulated | 07/21/2016 |  | 04/12/2021
Hunt Control Systems, Inc. | Simplicity | SC-1047-WH | Dimmer | Device | True | True | True | True | True | True | True | True | True | [12 empty] | Non Federally-Regulated | 07/21/2016 |  | 04/12/2021
Hunt Control Systems, Inc. | Simplicity | SC-2047-WH | Dimmer | Device | True | True | True | True | True | True | True | True | True | [12 empty] | Non Federally-Regulated | 07/21/2016 |  | 04/12/2021
Hunt Control Systems, Inc. | Simplicity | ALV-2047 | Dimmer | Device | True | True | True | True | True | False |  | True | True | [12 empty] | Non Federally-Regulated | 07/21/2016 |  | 04/12/2021
Hunt Control Systems, Inc. | Simplicity | SCF-5-WH | Dimmer | Device | True | True | True | True | True | False |  | True | True | [12 empty] | Non Federally-Regulated | 07/21/2016 |  | 04/12/2021
Hunt Control Systems, Inc. | Simplicity | ASLV-6-IV | Dimmer | Device | True | True | True | True | True | False |  | True | True | [12 empty] | Non Federally-Regulated | 07/21/2016 |  | 04/12/2021
Hunt Control Systems, Inc. | Simplicity | ASLV-10-IV | Dimmer | Device | True | True | True | True | True | False |  | True | True | [12 empty] | Non Federally-Regulated | 07/21/2016 |  | 04/12/2021
Hunt Control Systems, Inc. | Simplicity | ASLV-15-IV | Dimmer | Device | True | True | True | True | True | False |  | True | True | [12 empty] | Non Federally-Regulated | 07/21/2016 |  | 04/12/2021
Hunt Control Systems, Inc. | Simplicity | SC-6-IV | Dimmer | Device | True | True | True | True | True | True | True | True | True | [12 empty] | Non Federally-Regulated | 07/21/2016 |  | 04/12/2021
Hunt Control Systems, Inc. | Simplicity | SC-10-IV | Dimmer | Device | True | True | True | True | True | True | True | True | True | [12 empty] | Non Federally-Regulated | 07/21/2016 |  | 04/12/2021
Hunt Control Systems, Inc. | Simplicity | SC-15-IV | Dimmer | Device | True | True | True | True | True | True | True | True | True | [12 empty] | Non Federally-Regulated | 07/21/2016 |  | 04/12/2021
Hunt Control Systems, Inc. | Simplicity | SC-20-IV | Dimmer | Device | True | True | True | True | True | True | True | True | True | [12 empty] | Non Federally-Regulated | 07/21/2016 |  | 04/12/2021
Hunt Control Systems, Inc. | Simplicity | ASLV-20-IV | Dimmer | Device | True | True | True | True | True | False |  | True | True | [12 empty] | Non Federally-Regulated | 07/21/2016 |  | 04/12/2021
Hunt Control Systems, Inc. | Simplicity | ASLV-20-WH | Dimmer | Device | True | True | True | True | True | False |  | True | True | [12 empty] | Non Federally-Regulated | 07/21/2016 |  | 04/12/2021
Hunt Control Systems, Inc. | Simplicity | SC-647-IV | Dimmer | Device | True | True | True | True | True | True | True | True | True | [12 empty] | Non Federally-Regulated | 07/21/2016 |  | 04/12/2021
Hunt Control Systems, Inc. | Simplicity | SC-1047-IV | Dimmer | Device | True | True | True | True | True | True | True | True | True | [12 empty] | Non Federally-Regulated | 07/21/2016 |  | 04/12/2021
Hunt Control Systems, Inc. | Simplicity | SC-2047-IV | Dimmer | Device | True | True | True | True | True | True | True | True | True | [12 empty] | Non Federally-Regulated | 07/21/2016 |  | 04/12/2021
Hunt Control Systems, Inc. | Simplicity | SCLV-6-IV | Dimmer | Device | True | True | True | True | True | False |  | True | True | [12 empty] | Non Federally-Regulated | 07/21/2016 |  | 04/12/2021
Hunt Control Systems, Inc. | Simplicity | SCLV-10-IV | Dimmer | Device | True | True | True | True | True | False |  | True | True | [12 empty] | Non Federally-Regulated | 07/21/2016 |  | 04/12/2021
Hunt Control Systems, Inc. | Simplicity | SCLV-15-IV | Dimmer | Device | True | True | True | True | True | False |  | True | True | [12 empty] | Non Federally-Regulated | 07/21/2016 |  | 04/12/2021
Hunt Control Systems, Inc. | Simplicity | SCLV-20-IV | Dimmer | Device | True | True | True | True | True | False |  | True | True | [12 empty] | Non Federally-Regulated | 07/21/2016 |  | 04/12/2021
Hunt Control Systems, Inc. | Simplicity | ASLV-647-IV | Dimmer | Device | True | True | True | True | True | False |  | True | True | [12 empty] | Non Federally-Regulated | 07/21/2016 |  | 04/12/2021
Hunt Control Systems, Inc. | Simplicity | ASLV-1047-IV | Dimmer | Device | True | True | True | True | True | False |  | True | True | [12 empty] | Non Federally-Regulated | 07/21/2016 |  | 04/12/2021
Hunt Control Systems, Inc. | Simplicity | ASLV-2047-IV | Dimmer | Device | True | True | True | True | True | False |  | True | True | [12 empty] | Non Federally-Regulated | 07/21/2016 |  | 04/12/2021
Hunt Control Systems, Inc. | Simplicity | AS-647-WH | Dimmer | Device | True | True | True | True | True | True | True | True | True | [12 empty] | Non Federally-Regulated | 07/21/2016 |  | 04/12/2021
Hunt Control Systems, Inc. | Simplicity | AS-647-IV | Dimmer | Device | True | True | True | True | True | True | True | True | True | [12 empty] | Non Federally-Regulated | 07/21/2016 |  | 04/12/2021
Hunt Control Systems, Inc. | Simplicity | SCLV-647-IV | Dimmer | Device | True | True | True | True | True | False |  | True | True | [12 empty] | Non Federally-Regulated | 07/21/2016 |  | 04/12/2021
Hunt Control Systems, Inc. | Simplicity | SCLV-1047-IV | Dimmer | Device | True | True | True | True | True | False |  | True | True | [12 empty] | Non Federally-Regulated | 07/21/2016 |  | 04/12/2021
Hunt Control Systems, Inc. | Simplicity | SCLV-2047-IV | Dimmer | Device | True | True | True | True | True | False |  | True | True | [12 empty] | Non Federally-Regulated | 07/21/2016 |  | 04/12/2021
Hunt Control Systems, Inc. | Simplicity | ASLV-647-WH | Dimmer | Device | True | True | True | True | True | False |  | True | True | [12 empty] | Non Federally-Regulated | 07/21/2016 |  | 04/12/2021
Hunt Control Systems, Inc. | Simplicity | ASLV-1047-WH | Dimmer | Device | True | True | True | True | True | False |  | True | True | [12 empty] | Non Federally-Regulated | 07/21/2016 |  | 04/12/2021
Hunt Control Systems, Inc. | Simplicity | ASLV-2047-WH | Dimmer | Device | True | True | True | True | True | False |  | True | True | [12 empty] | Non Federally-Regulated | 07/21/2016 |  | 04/12/2021
Hunt Control Systems, Inc. | Simplicity | SCLV-647-WH | Dimmer | Device | True | True | True | True | True | False |  | True | True | [12 empty] | Non Federally-Regulated | 07/21/2016 |  | 04/12/2021
Hunt Control Systems, Inc. | Simplicity | SCLV-1047-WH | Dimmer | Device | True | True | True | True | True | False |  | True | True | [12 empty] | Non Federally-Regulated | 07/21/2016 |  | 04/12/2021
Hunt Control Systems, Inc. | Simplicity | SCLV-2047-WH | Dimmer | Device | True | True | True | True | True | False |  | True | True | [12 empty] | Non Federally-Regulated | 07/21/2016 |  | 04/12/2021
Hunt Control Systems, Inc. | Simplicity | AS-2047-IV | Dimmer | Device | True | True | True | True | True | True | True | True | True | [12 empty] | Non Federally-Regulated | 07/21/2016 |  | 04/12/2021
Hunt Control Systems, Inc. | Simplicity | AS-2047-WH | Dimmer | Device | True | True | True | True | True | True | True | True | True | [12 empty] | Non Federally-Regulated | 07/21/2016 |  | 04/12/2021
Hunt Control Systems, Inc. | Simplicity | AS-1047-IV | Dimmer | Device | True | True | True | True | True | True | True | True | True | [12 empty] | Non Federally-Regulated | 07/21/2016 |  | 04/12/2021
Hunt Control Systems, Inc. | Simplicity | AS-1047-WH | Dimmer | Device | True | True | True | True | True | True | True | True | True | [12 empty] | Non Federally-Regulated | 07/21/2016 |  | 04/12/2021
Hunt Control Systems, Inc. | Simplicity | AF-5 | Dimmer | Device | True | True | True | True | True | False |  | True | True | [12 empty] | Non Federally-Regulated | 07/21/2016 |  | 04/12/2021
Hunt Control Systems, Inc. | Simplicity | AF-5-3W | Dimmer | Device | True | True | True | True | True | False |  | True | True | [12 empty] | Non Federally-Regulated | 07/21/2016 |  | 04/12/2021
Hunt Control Systems, Inc. | Simplicity | AF-10 | Dimmer | Device | True | True | True | True | True | False |  | True | True | [12 empty] | Non Federally-Regulated | 07/21/2016 |  | 04/12/2021
Hunt Control Systems, Inc. | Simplicity | AF-15 | Dimmer | Device | True | True | True | True | True | False |  | True | True | [12 empty] | Non Federally-Regulated | 07/21/2016 |  | 04/12/2021
Hunt Control Systems, Inc. | Simplicity | AF-527 | Dimmer | Device | True | True | True | True | True | False |  | True | True | [12 empty] | Non Federally-Regulated | 07/21/2016 |  | 04/12/2021
Hunt Control Systems, Inc. | Simplicity | AF-527-3W | Dimmer | Device | True | True | True | True | True | False |  | True | True | [12 empty] | Non Federally-Regulated | 07/21/2016 |  | 04/12/2021
Hunt Control Systems, Inc. | Simplicity | AF-1027 | Dimmer | Device | True | True | True | True | True | False |  | True | True | [12 empty] | Non Federally-Regulated | 07/21/2016 |  | 04/12/2021
Hunt Control Systems, Inc. | Simplicity | AF-1027-3W | Dimmer | Device | True | True | True | True | True | False |  | True | True | [12 empty] | Non Federally-Regulated | 07/21/2016 |  | 04/12/2021
Hunt Control Systems, Inc. | Simplicity | AF-1527 | Dimmer | Device | True | True | True | True | True | False |  | True | True | [12 empty] | Non Federally-Regulated | 07/21/2016 |  | 04/12/2021
Hunt Control Systems, Inc. | Simplicity | ASF-5-IV | Dimmer | Device | True | True | True | True | True | False |  | True | True | [12 empty] | Non Federally-Regulated | 07/21/2016 |  | 04/12/2021
Hunt Control Systems, Inc. | Simplicity | ASF-5-3W-IV | Dimmer | Device | True | True | True | True | True | False |  | True | True | [12 empty] | Non Federally-Regulated | 07/21/2016 |  | 04/12/2021
Hunt Control Systems, Inc. | Simplicity | ASF-10-IV | Dimmer | Device | True | True | True | True | True | False |  | True | True | [12 empty] | Non Federally-Regulated | 07/21/2016 |  | 04/12/2021
Hunt Control Systems, Inc. | Simplicity | ASF-15-IV | Dimmer | Device | True | True | True | True | True | False |  | True | True | [12 empty] | Non Federally-Regulated | 07/21/2016 |  | 04/12/2021
Hunt Control Systems, Inc. | Simplicity | ASF-527-IV | Dimmer | Device | True | True | True | True | True | False |  | True | True | [12 empty] | Non Federally-Regulated | 07/21/2016 |  | 04/12/2021
Hunt Control Systems, Inc. | Simplicity | ASF-527-3W-IV | Dimmer | Device | True | True | True | True | True | False |  | True | True | [12 empty] | Non Federally-Regulated | 07/21/2016 |  | 04/12/2021
Hunt Control Systems, Inc. | Simplicity | ASF-1027-IV | Dimmer | Device | True | True | True | True | True | False |  | True | True | [12 empty] | Non Federally-Regulated | 07/21/2016 |  | 04/12/2021
Hunt Control Systems, Inc. | Simplicity | ASF-1027-3W-IV | Dimmer | Device | True | True | True | True | True | False |  | True | True | [12 empty] | Non Federally-Regulated | 07/21/2016 |  | 04/12/2021
Hunt Control Systems, Inc. | Simplicity | ASF-1527-IV | Dimmer | Device | True | True | True | True | True | False |  | True | True | [12 empty] | Non Federally-Regulated | 07/21/2016 |  | 04/12/2021
Hunt Control Systems, Inc. | Simplicity | SCF-5-IV | Dimmer | Device | True | True | True | True | True | False |  | True | True | [12 empty] | Non Federally-Regulated | 07/21/2016 |  | 04/12/2021
Hunt Control Systems, Inc. | Simplicity | SCF-10-IV | Dimmer | Device | True | True | True | True | True | False |  | True | True | [12 empty] | Non Federally-Regulated | 07/21/2016 |  | 04/12/2021
Hunt Control Systems, Inc. | Simplicity | SCF-15-IV | Dimmer | Device | True | True | True | True | True | False |  | True | True | [12 empty] | Non Federally-Regulated | 07/21/2016 |  | 04/12/2021
Hunt Control Systems, Inc. | Simplicity | SCF-527-IV | Dimmer | Device | True | True | True | True | True | False |  | True | True | [12 empty] | Non Federally-Regulated | 07/21/2016 |  | 04/12/2021
Hunt Control Systems, Inc. | Simplicity | SCF-1027-IV | Dimmer | Device | True | True | True | True | True | False |  | True | True | [12 empty] | Non Federally-Regulated | 07/21/2016 |  | 04/12/2021
Hunt Control Systems, Inc. | Simplicity | SCF-1527-IV | Dimmer | Device | True | True | True | True | True | False |  | True | True | [12 empty] | Non Federally-Regulated | 07/21/2016 |  | 04/12/2021
Hunt Control Systems, Inc. | Simplicity | IFC-1 | Dimmer | Device | True | True | True | True | True | False |  | True | True | [12 empty] | Non Federally-Regulated | 07/21/2016 |  | 04/12/2021
Hunt Control Systems, Inc. | Simplicity | AWS-1 | Dimmer | Device | True | True | True | True | True | False |  | True | True | [12 empty] | Non Federally-Regulated | 07/21/2016 |  | 04/12/2021
Hunt Control Systems, Inc. | Simplicity | AWS-3W | Dimmer | Device | True | True | True | True | True | False |  | True | True | [12 empty] | Non Federally-Regulated | 07/21/2016 |  | 04/12/2021
Hunt Control Systems, Inc. | Simplicity | AWS-4W | Dimmer | Device | True | True | True | True | True | False |  | True | True | [12 empty] | Non Federally-Regulated | 07/21/2016 |  | 04/12/2021
Hunt Control Systems, Inc. | Simplicity | AIFC-1 | Dimmer | Device | True | True | True | True | True | False |  | True | True | [12 empty] | Non Federally-Regulated | 07/21/2016 |  | 04/12/2021
Hunt Control Systems, Inc. | Simplicity | AIFC-2 | Dimmer | Device | True | True | True | True | True | False |  | True | True | [12 empty] | Non Federally-Regulated | 07/21/2016 |  | 04/12/2021
Hunt Control Systems, Inc. | Simplicity | AMS-1 | Dimmer | Device | True | True | True | True | True | False |  | True | True | [12 empty] | Non Federally-Regulated | 07/21/2016 |  | 04/12/2021
Hunt Control Systems, Inc. | Simplicity | ARS-1 | Dimmer | Device | True | True | True | True | True | False |  | True | True | [12 empty] | Non Federally-Regulated | 07/21/2016 |  | 04/12/2021
Hunt Control Systems, Inc. | Simplicity | ADC-2R | Dimmer | Device | True | True | True | True | True | False |  | True | True | [12 empty] | Non Federally-Regulated | 07/21/2016 |  | 04/12/2021
Hunt Control Systems, Inc. | Simplicity | AWS-27 | Dimmer | Device | True | True | True | True | True | False |  | True | True | [12 empty] | Non Federally-Regulated | 07/21/2016 |  | 04/12/2021
Hunt Control Systems, Inc. | Simplicity | AWS-27-3W | Dimmer | Device | True | True | True | True | True | False |  | True | True | [12 empty] | Non Federally-Regulated | 07/21/2016 |  | 04/12/2021
Hunt Control Systems, Inc. | Simplicity | ASRS-1 | Dimmer | Device | True | True | True | True | True | False |  | True | True | [12 empty] | Non Federally-Regulated | 07/21/2016 |  | 04/12/2021
Hunt Control Systems, Inc. | Simplicity | ASWS-1 | Dimmer | Device | True | True | True | True | True | False |  | True | True | [12 empty] | Non Federally-Regulated | 07/21/2016 |  | 04/12/2021
Hunt Control Systems, Inc. | Simplicity | ASWS-3W | Dimmer | Device | True | True | True | True | True | False |  | True | True | [12 empty] | Non Federally-Regulated | 07/21/2016 |  | 04/12/2021
Hunt Control Systems, Inc. | Simplicity | ASIFC-1-IV | Dimmer | Device | True | True | True | True | True | False |  | True | True | [12 empty] | Non Federally-Regulated | 07/21/2016 |  | 04/12/2021
Hunt Control Systems, Inc. | Simplicity | ASIFC-2-IV | Dimmer | Device | True | True | True | True | True | False |  | True | True | [12 empty] | Non Federally-Regulated | 07/21/2016 |  | 04/12/2021
Hunt Control Systems, Inc. | Simplicity | ASWS-4W | Dimmer | Device | True | True | True | True | True | False |  | True | True | [12 empty] | Non Federally-Regulated | 07/21/2016 |  | 04/12/2021
Hunt Control Systems, Inc. | Simplicity | SCIFC-1 | Dimmer | Device | True | True | True | True | True | False |  | True | True | [12 empty] | Non Federally-Regulated | 07/21/2016 |  | 04/12/2021
Hunt Control Systems, Inc. | Simplicity | SCWS-1 | Dimmer | Device | True | True | True | True | True | False |  | True | True | [12 empty] | Non Federally-Regulated | 07/21/2016 |  | 04/12/2021
Hunt Control Systems, Inc. | Simplicity | ASWS-27 | Dimmer | Device | True | True | True | True | True | False |  | True | True | [12 empty] | Non Federally-Regulated | 07/21/2016 |  | 04/12/2021
Hunt Control Systems, Inc. | Simplicity | ASWS-27-3W | Dimmer | Device | True | True | True | True | True | False |  | True | True | [12 empty] | Non Federally-Regulated | 07/21/2016 |  | 04/12/2021
Hunt Control Systems, Inc. | Simplicity | MCIF-B | Dimmer | Device | True | True | True | True | True | False |  | True | True | [12 empty] | Non Federally-Regulated | 07/21/2016 |  | 04/12/2021
Hunt Control Systems, Inc. | Simplicity | MCID-30 | Dimmer | Device | True | True | True | True | True | True | True | True | True | [12 empty] | Non Federally-Regulated | 07/21/2016 |  | 04/12/2021
Hunt Control Systems, Inc. | Simplicity | ID-30-LD MASTER | Dimmer | Device | True | True | True | True | True | True | True | True | True | [12 empty] | Non Federally-Regulated | 07/21/2016 |  | 04/12/2021
Hunt Control Systems, Inc. | Simplicity | ID-30-S-LD SLAVE | Dimmer | Device | True | True | True | True | True | True | True | True | True | [12 empty] | Non Federally-Regulated | 07/21/2016 |  | 04/12/2021
Hunt Control Systems, Inc. | Simplicity | ID-30-F MASTER | Dimmer | Device | True | True | True | True | True | True | True | True | True | [12 empty] | Non Federally-Regulated | 07/21/2016 |  | 04/12/2021
Hunt Control Systems, Inc. | Simplicity | ID-30-SF SLAVE | Dimmer | Device | True | True | True | True | True | True | True | True | True | [12 empty] | Non Federally-Regulated | 07/21/2016 |  | 04/12/2021
Hunt Control Systems, Inc. | Simplicity | ID-20-F MASTER | Dimmer | Device | True | True | True | True | True | True | True | True | True | [12 empty] | Non Federally-Regulated | 07/21/2016 |  | 04/12/2021
Hunt Control Systems, Inc. | Simplicity | ID-20-SF SLAVE | Dimmer | Device | True | True | True | True | True | True | True | True | True | [12 empty] | Non Federally-Regulated | 07/21/2016 |  | 04/12/2021
Hunt Control Systems, Inc. | Simplicity | ID-30-DC MASTER | Dimmer | Device | True | True | True | True | True | True | True | True | True | [12 empty] | Non Federally-Regulated | 07/21/2016 |  | 04/12/2021
Hunt Control Systems, Inc. | Simplicity | ID-30-DC-S SLAVE | Dimmer | Device | True | True | True | True | True | True | True | True | True | [12 empty] | Non Federally-Regulated | 07/21/2016 |  | 04/12/2021
Hunt Control Systems, Inc. | Simplicity | ID-20-DC MASTER | Dimmer | Device | True | True | True | True | True | True | True | True | True | [12 empty] | Non Federally-Regulated | 07/21/2016 |  | 04/12/2021
Hunt Control Systems, Inc. | Simplicity | ID-20-DC-S SLAVE | Dimmer | Device | True | True | True | True | True | True | True | True | True | [12 empty] | Non Federally-Regulated | 07/21/2016 |  | 04/12/2021
Hunt Control Systems, Inc. | Simplicity | MCFD-30 | Dimmer | Device | True | True | True | True | True | False |  | True | True | [12 empty] | Non Federally-Regulated | 07/21/2016 |  | 04/12/2021
Hunt Control Systems, Inc. | Simplicity | FD-30 MASTER | Dimmer | Device | True | True | True | True | True | False |  | True | True | [12 empty] | Non Federally-Regulated | 07/21/2016 |  | 04/12/2021
Hunt Control Systems, Inc. | Simplicity | FD-30-S SLAVE | Dimmer | Device | True | True | True | True | True | False |  | True | True | [12 empty] | Non Federally-Regulated | 07/21/2016 |  | 04/12/2021
Hunt Control Systems, Inc. | Simplicity | FD-20 MASTER | Dimmer | Device | True | True | True | True | True | False |  | True | True | [12 empty] | Non Federally-Regulated | 07/21/2016 |  | 04/12/2021
Hunt Control Systems, Inc. | Simplicity | FD-20-S SLAVE | Dimmer | Device | True | True | True | True | True | False |  | True | True | [12 empty] | Non Federally-Regulated | 07/21/2016 |  | 04/12/2021
Hunt Control Systems, Inc. | Simplicity | FD-27 MASTER | Dimmer | Device | True | True | True | True | True | False |  | True | True | [12 empty] | Non Federally-Regulated | 07/21/2016 |  | 04/12/2021
Hunt Control Systems, Inc. | Simplicity | FD-27-S SLAVE | Dimmer | Device | True | True | True | True | True | False |  | True | True | [12 empty] | Non Federally-Regulated | 07/21/2016 |  | 04/12/2021
Hunt Control Systems, Inc. | Simplicity | MCIF-27 | Dimmer | Device | True | True | True | True | True | False |  | True | True | [12 empty] | Non Federally-Regulated | 07/21/2016 |  | 04/12/2021
Hunt Control Systems, Inc. | Simplicity | CS27-1 | Dimmer | Device | True | True | True | True | True | False |  | True | True | [12 empty] | Non Federally-Regulated | 07/21/2016 |  | 04/12/2021
Hunt Control Systems, Inc. | Simplicity | CS27-2 | Dimmer | Device | True | True | True | True | True | False |  | True | True | [12 empty] | Non Federally-Regulated | 07/21/2016 |  | 04/12/2021
Hunt Control Systems, Inc. | Simplicity | DCM-3 MASTER | Dimmer | Device | True | True | True | True | True | False |  | True | True | [12 empty] | Non Federally-Regulated | 07/21/2016 |  | 04/12/2021
Hunt Control Systems, Inc. | Simplicity | DCS-3 SLAVE | Dimmer | Device | True | True | True | True | True | False |  | True | True | [12 empty] | Non Federally-Regulated | 07/21/2016 |  | 04/12/2021
Hunt Control Systems, Inc. | Simplicity | DCM-3F MASTER | Dimmer | Device | True | True | True | True | True | False |  | True | True | [12 empty] | Non Federally-Regulated | 07/21/2016 |  | 04/12/2021
Hunt Control Systems, Inc. | Simplicity | DCS-3F SLAVE | Dimmer | Device | True | True | True | True | True | False |  | True | True | [12 empty] | Non Federally-Regulated | 07/21/2016 |  | 04/12/2021
Hunt Control Systems, Inc. | Simplicity | PS-600-IV MARK X 120V | Dimmer | Device | True | True | True | True | True | False |  | True | True | [12 empty] | Non Federally-Regulated | 07/21/2016 |  | 04/12/2021
Hunt Control Systems, Inc. | Simplicity | PS-600-WH MARK X 120V | Dimmer | Device | True | True | True | True | True | False |  | True | True | [12 empty] | Non Federally-Regulated | 07/21/2016 |  | 04/12/2021
Hunt Control Systems, Inc. | Simplicity | PS-600-3W-IV MARK X 120V | Dimmer | Device | True | True | True | True | True | False |  | True | True | [12 empty] | Non Federally-Regulated | 07/21/2016 |  | 04/12/2021
Hunt Control Systems, Inc. | Simplicity | PS-600-3W-WH MARK X 120V | Dimmer | Device | True | True | True | True | True | False |  | True | True | [12 empty] | Non Federally-Regulated | 07/21/2016 |  | 04/12/2021
Hunt Control Systems, Inc. | Simplicity | PS-627-IV MARK X 277V | Dimmer | Device | True | True | True | True | True | False |  | True | True | [12 empty] | Non Federally-Regulated | 07/21/2016 |  | 04/12/2021
Hunt Control Systems, Inc. | Simplicity | PS-627-WH MARK X 277V | Dimmer | Device | True | True | True | True | True | False |  | True | True | [12 empty] | Non Federally-Regulated | 07/21/2016 |  | 04/12/2021
Hunt Control Systems, Inc. | Simplicity | PS-627-3W-IV MARK X 277V | Dimmer | Device | True | True | True | True | True | False |  | True | True | [12 empty] | Non Federally-Regulated | 07/21/2016 |  | 04/12/2021
Hunt Control Systems, Inc. | Simplicity | PS-627-3W-WH MARK X 277V | Dimmer | Device | True | True | True | True | True | False |  | True | True | [12 empty] | Non Federally-Regulated | 07/21/2016 |  | 04/12/2021
Hunt Control Systems, Inc. | Simplicity | PS-IFC-1-IV | Dimmer | Device | True | True | True | True | True | False |  | True | True | [12 empty] | Non Federally-Regulated | 07/21/2016 |  | 04/12/2021
Hunt Control Systems, Inc. | Simplicity | PS-IFC-1-WH | Dimmer | Device | True | True | True | True | True | False |  | True | True | [12 empty] | Non Federally-Regulated | 07/21/2016 |  | 04/12/2021
Hunt Control Systems, Inc. | Simplicity | PS-IFC-1-3W-IV | Dimmer | Device | True | True | True | True | True | False |  | True | True | [12 empty] | Non Federally-Regulated | 07/21/2016 |  | 04/12/2021
Hunt Control Systems, Inc. | Simplicity | PS-IFC-1-3W-WH | Dimmer | Device | True | True | True | True | True | False |  | True | True | [12 empty] | Non Federally-Regulated | 07/21/2016 |  | 04/12/2021
Hunt Control Systems, Inc. | Simplicity | PS-IFC-IV MARK X | Dimmer | Device | True | True | True | True | True | False |  | True | True | [12 empty] | Non Federally-Regulated | 07/21/2016 |  | 04/12/2021
Hunt Control Systems, Inc. | Simplicity | PS-IFC-WH MARK X | Dimmer | Device | True | True | True | True | True | False |  | True | True | [12 empty] | Non Federally-Regulated | 07/21/2016 |  | 04/12/2021
Hunt Control Systems, Inc. | Simplicity | PS-IFC-3W-IV MARK X | Dimmer | Device | True | True | True | True | True | False |  | True | True | [12 empty] | Non Federally-Regulated | 07/21/2016 |  | 04/12/2021
Hunt Control Systems, Inc. | Simplicity | PS-IFC-3W-WH MARK X | Dimmer | Device | True | True | True | True | True | False |  | True | True | [12 empty] | Non Federally-Regulated | 07/21/2016 |  | 04/12/2021
Hunt Control Systems, Inc. | Simplicity | FD-30 MARK X 120V MASTER | Dimmer | Device | True | True | True | True | True | False |  | True | True | [12 empty] | Non Federally-Regulated | 07/21/2016 |  | 04/12/2021
Hunt Control Systems, Inc. | Simplicity | FD-30-S MARK X 120V SLAVE | Dimmer | Device | True | True | True | True | True | False |  | True | True | [12 empty] | Non Federally-Regulated | 07/21/2016 |  | 04/12/2021
Hunt Control Systems, Inc. | Simplicity | FD-20 MARK X 120V MASTER | Dimmer | Device | True | True | True | True | True | False |  | True | True | [12 empty] | Non Federally-Regulated | 07/21/2016 |  | 04/12/2021
Hunt Control Systems, Inc. | Simplicity | FD-20-S MARK X 120V SLAVE | Dimmer | Device | True | True | True | True | True | False |  | True | True | [12 empty] | Non Federally-Regulated | 07/21/2016 |  | 04/12/2021
Hunt Control Systems, Inc. | Simplicity | PS-IFC-010-IV-120/277V | Dimmer | Device | True | True | True | True | True | False |  | True | True | [12 empty] | Non Federally-Regulated | 07/21/2016 |  | 04/12/2021
Hunt Control Systems, Inc. | Simplicity | PS-IFC-010-WH-120/277V | Dimmer | Device | True | True | True | True | True | False |  | True | True | [12 empty] | Non Federally-Regulated | 07/21/2016 |  | 04/12/2021
Hunt Control Systems, Inc. | Simplicity | PS-IFC-010-3W-IV-120/277V | Dimmer | Device | True | True | True | True | True | False |  | True | True | [12 empty] | Non Federally-Regulated | 07/21/2016 |  | 04/12/2021
Hunt Control Systems, Inc. | Simplicity | PS-IFC-010-3W-WH-120/277V | Dimmer | Device | True | True | True | True | True | False |  | True | True | [12 empty] | Non Federally-Regulated | 07/21/2016 |  | 04/12/2021
Hunt Control Systems, Inc. | Simplicity | FD-27 MARK X 277V MASTER | Dimmer | Device | True | True | True | True | True | False |  | True | True | [12 empty] | Non Federally-Regulated | 07/21/2016 |  | 04/12/2021
Hunt Control Systems, Inc. | Simplicity | FD-27-S MARK X 277V SLAVE | Dimmer | Device | True | True | True | True | True | False |  | True | True | [12 empty] | Non Federally-Regulated | 07/21/2016 |  | 04/12/2021
Hunt Control Systems, Inc. | Simplicity | FD-30-DC MARK 10 MASTER | Dimmer | Device | True | True | True | True | True | False |  | True | True | [12 empty] | Non Federally-Regulated | 07/21/2016 |  | 04/12/2021
Hunt Control Systems, Inc. | Simplicity | FD-30-DC-S MARK 10 SLAVE | Dimmer | Device | True | True | True | True | True | False |  | True | True | [12 empty] | Non Federally-Regulated | 07/21/2016 |  | 04/12/2021
Hunt Control Systems, Inc. | Simplicity | FD-20-DC MARK 10 MASTER | Dimmer | Device | True | True | True | True | True | False |  | True | True | [12 empty] | Non Federally-Regulated | 07/21/2016 |  | 04/12/2021
Hunt Control Systems, Inc. | Simplicity | FD-20-DC-S MARK 10 SLAVE | Dimmer | Device | True | True | True | True | True | False |  | True | True | [12 empty] | Non Federally-Regulated | 07/21/2016 |  | 04/12/2021
Hunt Control Systems, Inc. | Simplicity | FD-27-DC MARK 10 MASTER | Dimmer | Device | True | True | True | True | True | False |  | True | True | [12 empty] | Non Federally-Regulated | 07/21/2016 |  | 04/12/2021
Hunt Control Systems, Inc. | Simplicity | FD-27-DC-S MARK 10 SLAVE | Dimmer | Device | True | True | True | True | True | False |  | True | True | [12 empty] | Non Federally-Regulated | 07/21/2016 |  | 04/12/2021
Hunt Control Systems, Inc. | Simplicity | PLV-5-IV | Dimmer | Device | True | True | True | True | True | False |  | True | True | [12 empty] | Non Federally-Regulated | 07/21/2016 |  | 04/12/2021
Hunt Control Systems, Inc. | Simplicity | PLV-5-WH | Dimmer | Device | True | True | True | True | True | False |  | True | True | [12 empty] | Non Federally-Regulated | 07/21/2016 |  | 04/12/2021
Hunt Control Systems, Inc. | Simplicity | PLV-527-IV | Dimmer | Device | True | True | True | True | True | False |  | True | True | [12 empty] | Non Federally-Regulated | 07/21/2016 |  | 04/12/2021
Hunt Control Systems, Inc. | Simplicity | PLV-527-WH | Dimmer | Device | True | True | True | True | True | False |  | True | True | [12 empty] | Non Federally-Regulated | 07/21/2016 |  | 04/12/2021
Hunt Control Systems, Inc. | Simplicity | PLV-5-3W-IV | Dimmer | Device | True | True | True | True | True | False |  | True | True | [12 empty] | Non Federally-Regulated | 07/21/2016 |  | 04/12/2021
Hunt Control Systems, Inc. | Simplicity | PLV-5-3W-WH | Dimmer | Device | True | True | True | True | True | False |  | True | True | [12 empty] | Non Federally-Regulated | 07/21/2016 |  | 04/12/2021
Hunt Control Systems, Inc. | Simplicity | PLV-527-3W-IV | Dimmer | Device | True | True | True | True | True | False |  | True | True | [12 empty] | Non Federally-Regulated | 07/21/2016 |  | 04/12/2021
Hunt Control Systems, Inc. | Simplicity | PLV-527-3W-WH | Dimmer | Device | True | True | True | True | True | False |  | True | True | [12 empty] | Non Federally-Regulated | 07/21/2016 |  | 04/12/2021
Hunt Control Systems, Inc. | Simplicity | PS-010-IV-120V | Dimmer | Device | True | True | True | True | True | False |  | True | True | [12 empty] | Non Federally-Regulated | 07/21/2016 |  | 04/12/2021
Hunt Control Systems, Inc. | Simplicity | PS-010-WH-120V | Dimmer | Device | True | True | True | True | True | False |  | True | True | [12 empty] | Non Federally-Regulated | 07/21/2016 |  | 04/12/2021
Hunt Control Systems, Inc. | Simplicity | PS-010-3W-IV-120V | Dimmer | Device | True | True | True | True | True | False |  | True | True | [12 empty] | Non Federally-Regulated | 07/21/2016 |  | 04/12/2021
Hunt Control Systems, Inc. | Simplicity | PS-010-3W-WH-120V | Dimmer | Device | True | True | True | True | True | False |  | True | True | [12 empty] | Non Federally-Regulated | 07/21/2016 |  | 04/12/2021
Hunt Control Systems, Inc. | Simplicity | FD-010-120V | Dimmer | Device | True | True | True | True | True | False |  | True | True | [12 empty] | Non Federally-Regulated | 07/21/2016 |  | 04/12/2021
Hunt Control Systems, Inc. | Simplicity | FD-010-277V | Dimmer | Device | True | True | True | True | True | False |  | True | True | [12 empty] | Non Federally-Regulated | 07/21/2016 |  | 04/12/2021
Hunt Control Systems, Inc. | Simplicity | PS-010-IV-277V | Dimmer | Device | True | True | True | True | True | False |  | True | True | [12 empty] | Non Federally-Regulated | 07/21/2016 |  | 04/12/2021
Hunt Control Systems, Inc. | Simplicity | PS-010-WH-277V | Dimmer | Device | True | True | True | True | True | False |  | True | True | [12 empty] | Non Federally-Regulated | 07/21/2016 |  | 04/12/2021
Hunt Control Systems, Inc. | Simplicity | PS-010-3W-IV-277V | Dimmer | Device | True | True | True | True | True | False |  | True | True | [12 empty] | Non Federally-Regulated | 07/21/2016 |  | 04/12/2021
Hunt Control Systems, Inc. | Simplicity | PS-010-3W-WH-277V | Dimmer | Device | True | True | True | True | True | False |  | True | True | [12 empty] | Non Federally-Regulated | 07/21/2016 |  | 04/12/2021
Hunt Control Systems, Inc. | Simplicity | SC-10-IV-MARK X-120V | Dimmer | Device | True | True | True | True | True | False |  | True | True | [12 empty] | Non Federally-Regulated | 07/21/2016 |  | 04/12/2021
Hunt Control Systems, Inc. | Simplicity | SC-10-WH-MARK X-120V | Dimmer | Device | True | True | True | True | True | False |  | True | True | [12 empty] | Non Federally-Regulated | 07/21/2016 |  | 04/12/2021
Hunt Control Systems, Inc. | Simplicity | SC-15-IV-MARK X-120V | Dimmer | Device | True | True | True | True | True | False |  | True | True | [12 empty] | Non Federally-Regulated | 07/21/2016 |  | 04/12/2021
Hunt Control Systems, Inc. | Simplicity | SC-15-WH-MARK X-120V | Dimmer | Device | True | True | True | True | True | False |  | True | True | [12 empty] | Non Federally-Regulated | 07/21/2016 |  | 04/12/2021
Hunt Control Systems, Inc. | Simplicity | SC-10-IV-MARK X-277V | Dimmer | Device | True | True | True | True | True | False |  | True | True | [12 empty] | Non Federally-Regulated | 07/21/2016 |  | 04/12/2021
Hunt Control Systems, Inc. | Simplicity | SC-10-WH-MARK X-277V | Dimmer | Device | True | True | True | True | True | False |  | True | True | [12 empty] | Non Federally-Regulated | 07/21/2016 |  | 04/12/2021
Hunt Control Systems, Inc. | Simplicity | SC-15-IV-MARK X-277V | Dimmer | Device | True | True | True | True | True | False |  | True | True | [12 empty] | Non Federally-Regulated | 07/21/2016 |  | 04/12/2021
Hunt Control Systems, Inc. | Simplicity | SC-15-WH-MARK X-277V | Dimmer | Device | True | True | True | True | True | False |  | True | True | [12 empty] | Non Federally-Regulated | 07/21/2016 |  | 04/12/2021
Hunt Control Systems, Inc. | Simplicity | AS-10-IV-MARK X-120V | Dimmer | Device | True | True | True | True | True | False |  | True | True | [12 empty] | Non Federally-Regulated | 07/21/2016 |  | 04/12/2021
Hunt Control Systems, Inc. | Simplicity | AS-10-WH-MARK X-120V | Dimmer | Device | True | True | True | True | True | False |  | True | True | [12 empty] | Non Federally-Regulated | 07/21/2016 |  | 04/12/2021
Hunt Control Systems, Inc. | Simplicity | AS-10-IV-MARK X-277V | Dimmer | Device | True | True | True | True | True | False |  | True | True | [12 empty] | Non Federally-Regulated | 07/21/2016 |  | 04/12/2021
Hunt Control Systems, Inc. | Simplicity | AS-10-WH-MARK X-277V | Dimmer | Device | True | True | True | True | True | False |  | True | True | [12 empty] | Non Federally-Regulated | 07/21/2016 |  | 04/12/2021
Hunt Control Systems, Inc. | Simplicity | AS-10-3W-IV-MARK X-277V | Dimmer | Device | True | True | True | True | True | False |  | True | True | [12 empty] | Non Federally-Regulated | 07/21/2016 |  | 04/12/2021
Hunt Control Systems, Inc. | Simplicity | AS-10-3W-WH-MARK X-277V | Dimmer | Device | True | True | True | True | True | False |  | True | True | [12 empty] | Non Federally-Regulated | 07/21/2016 |  | 04/12/2021
Hunt Control Systems, Inc. | Simplicity | AS-10-3W-IV-MARK X-120V | Dimmer | Device | True | True | True | True | True | False |  | True | True | [12 empty] | Non Federally-Regulated | 07/21/2016 |  | 04/12/2021
Hunt Control Systems, Inc. | Simplicity | AS-10-3W-WH-MARK X-120V | Dimmer | Device | True | True | True | True | True | False |  | True | True | [12 empty] | Non Federally-Regulated | 07/21/2016 |  | 04/12/2021
Hunt Control Systems, Inc. | Simplicity | AS-15-IV-MARK X-120V | Dimmer | Device | True | True | True | True | True | False |  | True | True | [12 empty] | Non Federally-Regulated | 07/21/2016 |  | 04/12/2021
Hunt Control Systems, Inc. | Simplicity | AS-15-WH-MARK X-120V | Dimmer | Device | True | True | True | True | True | False |  | True | True | [12 empty] | Non Federally-Regulated | 07/21/2016 |  | 04/12/2021
Hunt Control Systems, Inc. | Simplicity | AS-15-3W-IV-MARK X-120V | Dimmer | Device | True | True | True | True | True | False |  | True | True | [12 empty] | Non Federally-Regulated | 07/21/2016 |  | 04/12/2021
Hunt Control Systems, Inc. | Simplicity | AS-15-3W-WH-MARK X-120V | Dimmer | Device | True | True | True | True | True | False |  | True | True | [12 empty] | Non Federally-Regulated | 07/21/2016 |  | 04/12/2021
Hunt Control Systems, Inc. | Simplicity | AS-15-IV-MARK X-277V | Dimmer | Device | True | True | True | True | True | False |  | True | True | [12 empty] | Non Federally-Regulated | 07/21/2016 |  | 04/12/2021
Hunt Control Systems, Inc. | Simplicity | AS-15-WH-MARK X-277V | Dimmer | Device | True | True | True | True | True | False |  | True | True | [12 empty] | Non Federally-Regulated | 07/21/2016 |  | 04/12/2021
Hunt Control Systems, Inc. | Simplicity | AS-15-3W-IV-MARK X-277V | Dimmer | Device | True | True | True | True | True | False |  | True | True | [12 empty] | Non Federally-Regulated | 07/21/2016 |  | 04/12/2021
Hunt Control Systems, Inc. | Simplicity | AS-15-3W-WH-MARK X-277V | Dimmer | Device | True | True | True | True | True | False |  | True | True | [12 empty] | Non Federally-Regulated | 07/21/2016 |  | 04/12/2021
Hunt Control Systems, Inc. | Simplicity | DAP-8-IV | Dimmer | Device | True | True | True | True | True | True | True | True | True | [12 empty] | Non Federally-Regulated | 07/21/2016 |  | 04/12/2021
Hunt Control Systems, Inc. | Simplicity | DAP-8-WH | Dimmer | Device | True | True | True | True | True | True | True | True | True | [12 empty] | Non Federally-Regulated | 07/21/2016 |  | 04/12/2021
Hunt Control Systems, Inc. | Simplicity | DAP-8-3W-IV | Dimmer | Device | True | True | True | True | True | True | True | True | True | [12 empty] | Non Federally-Regulated | 07/21/2016 |  | 04/12/2021
Hunt Control Systems, Inc. | Simplicity | DAP-8-3W-WH | Dimmer | Device | True | True | True | True | True | True | True | True | True | [12 empty] | Non Federally-Regulated | 07/21/2016 |  | 04/12/2021
Hunt Control Systems, Inc. | Simplicity | DAP-10-IV | Dimmer | Device | True | True | True | True | True | True | True | True | True | [12 empty] | Non Federally-Regulated | 07/21/2016 |  | 04/12/2021
Hunt Control Systems, Inc. | Simplicity | DAP-10-WH | Dimmer | Device | True | True | True | True | True | True | True | True | True | [12 empty] | Non Federally-Regulated | 07/21/2016 |  | 04/12/2021
Hunt Control Systems, Inc. | Simplicity | DAP-10-3W-IV | Dimmer | Device | True | True | True | True | True | True | True | True | True | [12 empty] | Non Federally-Regulated | 07/21/2016 |  | 04/12/2021
Hunt Control Systems, Inc. | Simplicity | DAP-10-3W-WH | Dimmer | Device | True | True | True | True | True | True | True | True | True | [12 empty] | Non Federally-Regulated | 07/21/2016 |  | 04/12/2021
Hunt Control Systems, Inc. | Simplicity | DAP-15-IV | Dimmer | Device | True | True | True | True | True | True | True | True | True | [12 empty] | Non Federally-Regulated | 07/21/2016 |  | 04/12/2021
Hunt Control Systems, Inc. | Simplicity | DAP-15-WH | Dimmer | Device | True | True | True | True | True | True | True | True | True | [12 empty] | Non Federally-Regulated | 07/21/2016 |  | 04/12/2021
Hunt Control Systems, Inc. | Simplicity | DAP-15-3W-IV | Dimmer | Device | True | True | True | True | True | True | True | True | True | [12 empty] | Non Federally-Regulated | 07/21/2016 |  | 04/12/2021
Hunt Control Systems, Inc. | Simplicity | DAP-15-3W-WH | Dimmer | Device | True | True | True | True | True | True | True | True | True | [12 empty] | Non Federally-Regulated | 07/21/2016 |  | 04/12/2021
Hunt Control Systems, Inc. | Simplicity | DAP-20-IV | Dimmer | Device | True | True | True | True | True | True | True | True | True | [12 empty] | Non Federally-Regulated | 07/21/2016 |  | 04/12/2021
Hunt Control Systems, Inc. | Simplicity | DAP-20-WH | Dimmer | Device | True | True | True | True | True | True | True | True | True | [12 empty] | Non Federally-Regulated | 07/21/2016 |  | 04/12/2021
Hunt Control Systems, Inc. | Simplicity | DAP-20-3W-IV | Dimmer | Device | True | True | True | True | True | True | True | True | True | [12 empty] | Non Federally-Regulated | 07/21/2016 |  | 04/12/2021
Hunt Control Systems, Inc. | Simplicity | DAP-20-3W-WH | Dimmer | Device | True | True | True | True | True | True | True | True | True | [12 empty] | Non Federally-Regulated | 07/21/2016 |  | 04/12/2021
Hunt Control Systems, Inc. | Simplicity | ARD-8-IV | Dimmer | Device | True | True | True | True | True | True | True | True | True | [12 empty] | Non Federally-Regulated | 07/21/2016 |  | 04/12/2021
Hunt Control Systems, Inc. | Simplicity | ARD-8-WH | Dimmer | Device | True | True | True | True | True | True | True | True | True | [12 empty] | Non Federally-Regulated | 07/21/2016 |  | 04/12/2021
Hunt Control Systems, Inc. | Simplicity | ARD-8-3W-IV | Dimmer | Device | True | True | True | True | True | True | True | True | True | [12 empty] | Non Federally-Regulated | 07/21/2016 |  | 04/12/2021
Hunt Control Systems, Inc. | Simplicity | ARD-8-3W-WH | Dimmer | Device | True | True | True | True | True | True | True | True | True | [12 empty] | Non Federally-Regulated | 07/21/2016 |  | 04/12/2021
Hunt Control Systems, Inc. | Simplicity | ARD-10-IV | Dimmer | Device | True | True | True | True | True | True | True | True | True | [12 empty] | Non Federally-Regulated | 07/21/2016 |  | 04/12/2021
Hunt Control Systems, Inc. | Simplicity | ARD-10-WH | Dimmer | Device | True | True | True | True | True | True | True | True | True | [12 empty] | Non Federally-Regulated | 07/21/2016 |  | 04/12/2021
Hunt Control Systems, Inc. | Simplicity | ARD-10-3W-IV | Dimmer | Device | True | True | True | True | True | True | True | True | True | [12 empty] | Non Federally-Regulated | 07/21/2016 |  | 04/12/2021
Hunt Control Systems, Inc. | Simplicity | ARD-10-3W-WH | Dimmer | Device | True | True | True | True | True | True | True | True | True | [12 empty] | Non Federally-Regulated | 07/21/2016 |  | 04/12/2021
Hunt Control Systems, Inc. | Simplicity | ARD-15-IV | Dimmer | Device | True | True | True | True | True | True | True | True | True | [12 empty] | Non Federally-Regulated | 07/21/2016 |  | 04/12/2021
Hunt Control Systems, Inc. | Simplicity | ARD-15-WH | Dimmer | Device | True | True | True | True | True | True | True | True | True | [12 empty] | Non Federally-Regulated | 07/21/2016 |  | 04/12/2021
Hunt Control Systems, Inc. | Simplicity | ARD-20-IV | Dimmer | Device | True | True | True | True | True | True | True | True | True | [12 empty] | Non Federally-Regulated | 07/21/2016 |  | 04/12/2021
Hunt Control Systems, Inc. | Simplicity | ARD-20-WH | Dimmer | Device | True | True | True | True | True | True | True | True | True | [12 empty] | Non Federally-Regulated | 07/21/2016 |  | 04/12/2021
Hunt Control Systems, Inc. | Simplicity | DLV-10-IV | Dimmer | Device | True | True | True | True | True | False |  | True | True | [12 empty] | Non Federally-Regulated | 07/21/2016 |  | 04/12/2021
Hunt Control Systems, Inc. | Simplicity | DLV-10-WH | Dimmer | Device | True | True | True | True | True | False |  | True | True | [12 empty] | Non Federally-Regulated | 07/21/2016 |  | 04/12/2021
Hunt Control Systems, Inc. | Simplicity | DLV-10-3W-IV | Dimmer | Device | True | True | True | True | True | False |  | True | True | [12 empty] | Non Federally-Regulated | 07/21/2016 |  | 04/12/2021
Hunt Control Systems, Inc. | Simplicity | DLV-10-3W-WH | Dimmer | Device | True | True | True | True | True | False |  | True | True | [12 empty] | Non Federally-Regulated | 07/21/2016 |  | 04/12/2021
Hunt Control Systems, Inc. | Simplicity | DLV-15-IV | Dimmer | Device | True | True | True | True | True | False |  | True | True | [12 empty] | Non Federally-Regulated | 07/21/2016 |  | 04/12/2021
Hunt Control Systems, Inc. | Simplicity | DLV-15-WH | Dimmer | Device | True | True | True | True | True | False |  | True | True | [12 empty] | Non Federally-Regulated | 07/21/2016 |  | 04/12/2021
Hunt Control Systems, Inc. | Simplicity | DLV-15-3W-IV | Dimmer | Device | True | True | True | True | True | False |  | True | True | [12 empty] | Non Federally-Regulated | 07/21/2016 |  | 04/12/2021
Hunt Control Systems, Inc. | Simplicity | DLV-15-3W-WH | Dimmer | Device | True | True | True | True | True | False |  | True | True | [12 empty] | Non Federally-Regulated | 07/21/2016 |  | 04/12/2021
Hunt Control Systems, Inc. | Simplicity | DAF-12-IV | Dimmer | Device | True | True | True | True | True | False |  | True | True | [12 empty] | Non Federally-Regulated | 07/21/2016 |  | 04/12/2021
Hunt Control Systems, Inc. | Simplicity | DAF-12-WH | Dimmer | Device | True | True | True | True | True | False |  | True | True | [12 empty] | Non Federally-Regulated | 07/21/2016 |  | 04/12/2021
Hunt Control Systems, Inc. | Simplicity | DAF-12-7-IV | Dimmer | Device | True | True | True | True | True | False |  | True | True | [12 empty] | Non Federally-Regulated | 07/21/2016 |  | 04/12/2021
Hunt Control Systems, Inc. | Simplicity | DAF-12-7-WH | Dimmer | Device | True | True | True | True | True | False |  | True | True | [12 empty] | Non Federally-Regulated | 07/21/2016 |  | 04/12/2021
Hunt Control Systems, Inc. | Simplicity | DAF-20-IV | Dimmer | Device | True | True | True | True | True | False |  | True | True | [12 empty] | Non Federally-Regulated | 07/21/2016 |  | 04/12/2021
Hunt Control Systems, Inc. | Simplicity | DAF-20-WH | Dimmer | Device | True | True | True | True | True | False |  | True | True | [12 empty] | Non Federally-Regulated | 07/21/2016 |  | 04/12/2021
Hunt Control Systems, Inc. | Simplicity | DAF-20-7-IV | Dimmer | Device | True | True | True | True | True | False |  | True | True | [12 empty] | Non Federally-Regulated | 07/21/2016 |  | 04/12/2021
Hunt Control Systems, Inc. | Simplicity | DAF-20-7-WH | Dimmer | Device | True | True | True | True | True | False |  | True | True | [12 empty] | Non Federally-Regulated | 07/21/2016 |  | 04/12/2021
Hunt Control Systems, Inc. | Simplicity | DAF-30-IV | Dimmer | Device | True | True | True | True | True | False |  | True | True | [12 empty] | Non Federally-Regulated | 07/21/2016 |  | 04/12/2021
Hunt Control Systems, Inc. | Simplicity | DAF-30-WH | Dimmer | Device | True | True | True | True | True | False |  | True | True | [12 empty] | Non Federally-Regulated | 07/21/2016 |  | 04/12/2021
Hunt Control Systems, Inc. | Simplicity | DAF-30-7-IV | Dimmer | Device | True | True | True | True | True | False |  | True | True | [12 empty] | Non Federally-Regulated | 07/21/2016 |  | 04/12/2021
Hunt Control Systems, Inc. | Simplicity | DAF-30-7-WH | Dimmer | Device | True | True | True | True | True | False |  | True | True | [12 empty] | Non Federally-Regulated | 07/21/2016 |  | 04/12/2021
Hunt Control Systems, Inc. | Simplicity | DAF-40-IV | Dimmer | Device | True | True | True | True | True | False |  | True | True | [12 empty] | Non Federally-Regulated | 07/21/2016 |  | 04/12/2021
Hunt Control Systems, Inc. | Simplicity | DAF-40-WH | Dimmer | Device | True | True | True | True | True | False |  | True | True | [12 empty] | Non Federally-Regulated | 07/21/2016 |  | 04/12/2021
Hunt Control Systems, Inc. | Simplicity | DAF-40-7-IV | Dimmer | Device | True | True | True | True | True | False |  | True | True | [12 empty] | Non Federally-Regulated | 07/21/2016 |  | 04/12/2021
Hunt Control Systems, Inc. | Simplicity | DAF-40-7-WH | Dimmer | Device | True | True | True | True | True | False |  | True | True | [12 empty] | Non Federally-Regulated | 07/21/2016 |  | 04/12/2021
Hunt Control Systems, Inc. | Simplicity | AFR-12-IV | Dimmer | Device | True | True | True | True | True | False |  | True | True | [12 empty] | Non Federally-Regulated | 07/21/2016 |  | 04/12/2021
Hunt Control Systems, Inc. | Simplicity | AFR-12-WH | Dimmer | Device | True | True | True | True | True | False |  | True | True | [12 empty] | Non Federally-Regulated | 07/21/2016 |  | 04/12/2021
Hunt Control Systems, Inc. | Simplicity | AFR-12-7-IV | Dimmer | Device | True | True | True | True | True | False |  | True | True | [12 empty] | Non Federally-Regulated | 07/21/2016 |  | 04/12/2021
Hunt Control Systems, Inc. | Simplicity | AFR-12-7-WH | Dimmer | Device | True | True | True | True | True | False |  | True | True | [12 empty] | Non Federally-Regulated | 07/21/2016 |  | 04/12/2021
Hunt Control Systems, Inc. | Simplicity | AFR-20-IV | Dimmer | Device | True | True | True | True | True | False |  | True | True | [12 empty] | Non Federally-Regulated | 07/21/2016 |  | 04/12/2021
Hunt Control Systems, Inc. | Simplicity | AFR-20-WH | Dimmer | Device | True | True | True | True | True | False |  | True | True | [12 empty] | Non Federally-Regulated | 07/21/2016 |  | 04/12/2021
Hunt Control Systems, Inc. | Simplicity | AFR-20-7-IV | Dimmer | Device | True | True | True | True | True | False |  | True | True | [12 empty] | Non Federally-Regulated | 07/21/2016 |  | 04/12/2021
Hunt Control Systems, Inc. | Simplicity | AFR-20-7-WH | Dimmer | Device | True | True | True | True | True | False |  | True | True | [12 empty] | Non Federally-Regulated | 07/21/2016 |  | 04/12/2021
Hunt Control Systems, Inc. | Simplicity | AFR-30-IV | Dimmer | Device | True | True | True | True | True | False |  | True | True | [12 empty] | Non Federally-Regulated | 07/21/2016 |  | 04/12/2021
Hunt Control Systems, Inc. | Simplicity | AFR-30-WH | Dimmer | Device | True | True | True | True | True | False |  | True | True | [12 empty] | Non Federally-Regulated | 07/21/2016 |  | 04/12/2021
Hunt Control Systems, Inc. | Simplicity | AFR-30-7-IV | Dimmer | Device | True | True | True | True | True | False |  | True | True | [12 empty] | Non Federally-Regulated | 07/21/2016 |  | 04/12/2021
Hunt Control Systems, Inc. | Simplicity | AFR-30-7-WH | Dimmer | Device | True | True | True | True | True | False |  | True | True | [12 empty] | Non Federally-Regulated | 07/21/2016 |  | 04/12/2021
Hunt Control Systems, Inc. | Simplicity | AFR-40-IV | Dimmer | Device | True | True | True | True | True | False |  | True | True | [12 empty] | Non Federally-Regulated | 07/21/2016 |  | 04/12/2021
Hunt Control Systems, Inc. | Simplicity | AFR-40-WH | Dimmer | Device | True | True | True | True | True | False |  | True | True | [12 empty] | Non Federally-Regulated | 07/21/2016 |  | 04/12/2021
Hunt Control Systems, Inc. | Simplicity | AFR-40-7-IV | Dimmer | Device | True | True | True | True | True | False |  | True | True | [12 empty] | Non Federally-Regulated | 07/21/2016 |  | 04/12/2021
Hunt Control Systems, Inc. | Simplicity | AFR-40-7-WH | Dimmer | Device | True | True | True | True | True | False |  | True | True | [12 empty] | Non Federally-Regulated | 07/21/2016 |  | 04/12/2021
Hunt Control Systems, Inc. | Simplicity | SSD-12/20-120V-*** | Dimmer | Device | True | True | True | True | True | False |  | True | True | [12 empty] | Non Federally-Regulated | 07/21/2016 |  | 04/12/2021
Hunt Control Systems, Inc. | Simplicity | SSD-6/20-120V-*** | Dimmer | Device | True | True | True | True | True | False |  | True | True | [12 empty] | Non Federally-Regulated | 07/21/2016 |  | 04/12/2021
Hunt Control Systems, Inc. | Simplicity | SSD-12/20-277V-*** | Dimmer | Device | True | True | True | True | True | False |  | True | True | [12 empty] | Non Federally-Regulated | 07/21/2016 |  | 04/12/2021
Hunt Control Systems, Inc. | Simplicity | SSD-6/20-277V-*** | Dimmer | Device | True | True | True | True | True | False |  | True | True | [12 empty] | Non Federally-Regulated | 07/21/2016 |  | 04/12/2021
Hunt Control Systems, Inc. | Simplicity | SCP-** | Dimmer | Device | True | True | True | True | True | False |  | True | True | [12 empty] | Non Federally-Regulated | 07/21/2016 |  | 04/12/2021
Hunt Control Systems, Inc. | Simplicity | PhotoSlide Photo Sensor | Photosensor / Photocontrol Dev | Device | True | True | True | True | False | [16 empty] | Non Federally-Regulated | 07/21/2016 |  | 04/12/2021
Emerson Climate Technologies Retail Solutions | E2 | CX-300/400 | Astronomical Time Switch Contr | Device | True | True | True | True | True | True | True | True | True | True | [11 empty] | Non Federally-Regulated | 07/26/2016 |  | 04/12/2021
Emerson Climate Technologies Retail Solutions | E2 | CX-300/400 | Automatic Time Switch Control | Device | True | True | True | True | True | True | [15 empty] | Non Federally-Regulated | 07/26/2016 |  | 04/12/2021
Emerson Climate Technologies Retail Solutions | E2 | BX-300/400 | Automatic Time Switch Control | Device | True | True | True | True | True | True | [15 empty] | Non Federally-Regulated | 07/26/2016 |  | 04/12/2021
Emerson Climate Technologies Retail Solutions | E2 | BX-300/400 | Astronomical Time Switch Contr | Device | True | True | True | True | True | True | True | True | True | True | [11 empty] | Non Federally-Regulated | 07/26/2016 |  | 04/12/2021
Emerson Climate Technologies Retail Solutions | E2 | RX-100/300/400 | Astronomical Time Switch Contr | Device | True | True | True | True | True | True | True | True | True | True | [11 empty] | Non Federally-Regulated | 07/26/2016 |  | 04/12/2021
Emerson Climate Technologies Retail Solutions | E2 | RX-100/300/400 | Automatic Time Switch Control | Device | True | True | True | True | True | True | [15 empty] | Non Federally-Regulated | 07/26/2016 |  | 04/12/2021
Emerson Climate Technologies Retail Solutions | SS | Site Supervisor | Astronomical Time Switch Contr | Device | True | True | True | True | True | True | True | True | True | True | [11 empty] | Non Federally-Regulated | 07/26/2016 |  | 04/12/2021
Emerson Climate Technologies Retail Solutions | SS | Site Supervisor | Automatic Time Switch Control | Device | True | True | True | True | True | True | [15 empty] | Non Federally-Regulated | 07/26/2016 |  | 04/12/2021
Legrand | Pass & Seymour | RRW600U* | Occupant Sensing Device | Device | True | True | True | True | True | False |  |  |  | False |  |  | False |  | False |  | False | False | False |  |  | Non Federally-Regulated | 08/19/2016 |  | 04/12/2021
Legrand | Pass & Seymour | RRW600V* | Occupant Sensing Device | Device | True | True | True | True | True | False |  |  |  | False |  |  | False |  | False |  | False | False | False |  |  | Non Federally-Regulated | 08/19/2016 |  | 04/12/2021
Legrand | Pass & Seymour | WSP250* | Occupant Sensing Device | Device | True | True | True | True | True | False |  |  |  | False |  |  | False |  | False |  | False | False | False |  |  | Non Federally-Regulated | 08/19/2016 |  | 04/12/2021
Legrand | Pass & Seymour | T600L* | Dimmer | Device | True | True | True | True | True | True | True | True | True | [12 empty] | Non Federally-Regulated | 08/19/2016 |  | 04/12/2021
Legrand | Pass & Seymour | T1000L* | Dimmer | Device | True | True | True | True | True | True | True | True | True | [12 empty] | Non Federally-Regulated | 08/19/2016 |  | 04/12/2021
Cree LED Lighting Solutions | Cree LED Lighting | S-CT-LMT/FEED-ADJ-1C-T24-** | Track Lighting Integral Curren | Device | True | True | True | True | True | True | True | True | True | [12 empty] | Non Federally-Regulated | 08/26/2016 |  | 04/12/2021
Cree LED Lighting Solutions | Cree LED Lighting | S-CT-LMT/FEED-END-1C-** | Track Lighting Integral Curren | Device | True | True | True | True | True | True | True | True | True | [12 empty] | Non Federally-Regulated | 08/26/2016 |  | 04/12/2021
Cree LED Lighting Solutions | Cree LED Lighting | S-CT-LMT/FEED-END-M-1C-T24-** | Track Lighting Integral Curren | Device | True | True | True | True | True | True | True | True | True | [12 empty] | Non Federally-Regulated | 08/26/2016 |  | 04/12/2021
Cree LED Lighting Solutions | Cree LED Lighting | S-CT-LMT/FEED-ADJ-2C-T24-** | Track Lighting Integral Curren | Device | True | True | True | True | True | True | True | True | True | [12 empty] | Non Federally-Regulated | 08/26/2016 |  | 04/12/2021
Cree LED Lighting Solutions | Cree LED Lighting | S-CT-LMT/FEED-END-2C-** | Track Lighting Integral Curren | Device | True | True | True | True | True | True | True | True | True | [12 empty] | Non Federally-Regulated | 08/26/2016 |  | 04/12/2021
Cree LED Lighting Solutions | Cree LED Lighting | S-CT-LMT/FEED-END-1C-T24-** | Track Lighting Integral Curren | Device | True | True | True | True | True | True | True | True | True | [12 empty] | Non Federally-Regulated | 08/26/2016 |  | 04/12/2021
Cree LED Lighting Solutions | Cree LED Lighting | S-CT-LMT/FEED-END-2C-T24-** | Track Lighting Integral Curren | Device | True | True | True | True | True | True | True | True | True | [12 empty] | Non Federally-Regulated | 08/26/2016 |  | 04/12/2021
Cree LED Lighting Solutions | Cree LED Lighting | S-CT-LMT/FEED-ADJ-1C-** | Track Lighting Integral Curren | Device | True | True | True | True | True | True | True | True | True | [12 empty] | Non Federally-Regulated | 08/26/2016 |  | 04/12/2021
Cree LED Lighting Solutions | Cree LED Lighting | S-CT-LMT/FEED-END-M-1C-** | Track Lighting Integral Curren | Device | True | True | True | True | True | True | True | True | True | [12 empty] | Non Federally-Regulated | 08/26/2016 |  | 04/12/2021
Cree LED Lighting Solutions | Cree LED Lighting | S-CT-LMT/FEED-ADJ-2C-** | Track Lighting Integral Curren | Device | True | True | True | True | True | True | True | True | True | [12 empty] | Non Federally-Regulated | 08/26/2016 |  | 04/12/2021
Cree LED Lighting Solutions | Cree LED Lighting | CWD-POE-WH | Dimmer | Device | True | True | True | True | True | False |  | True | True | [12 empty] | Non Federally-Regulated | 08/30/2016 |  | 04/12/2021
Cree LED Lighting Solutions | Cree LED Lighting | LN4-**L-**K-POE | Automatic Daylighting Control | Device | True | True | True | False |  | True | True | True | True | True | True | [10 empty] | Non Federally-Regulated | 08/30/2016 |  | 04/12/2021
Cree LED Lighting Solutions | Cree LED Lighting | LN4-**L-**K-POE | Photosensor / Photocontrol Dev | Device | True | True | True | True | False | [16 empty] | Non Federally-Regulated | 08/30/2016 |  | 04/12/2021
Cree LED Lighting Solutions | Cree LED Lighting | LN4-**L-**K-POE | Occupant Sensing Device | Device | True | True | True | True | True | False |  |  |  | False |  |  | False |  | False |  | True | True | False | True |  | Non Federally-Regulated | 08/30/2016 |  | 04/12/2021
Cree LED Lighting Solutions | Cree LED Lighting | CR14-**L-**K-POE | Automatic Daylighting Control | Device | True | True | True | False |  | True | True | True | True | True | True | [10 empty] | Non Federally-Regulated | 09/02/2016 |  | 04/12/2021
Cree LED Lighting Solutions | Cree LED Lighting | CR14-**L-**K-POE | Photosensor / Photocontrol Dev | Device | True | True | True | True | False | [16 empty] | Non Federally-Regulated | 09/02/2016 |  | 04/12/2021
Cree LED Lighting Solutions | Cree LED Lighting | CR14-**L-**K-POE | Occupant Sensing Device | Device | True | True | True | True | True | False |  |  |  | False |  |  | False |  | False |  | True | True | False | True |  | Non Federally-Regulated | 09/02/2016 |  | 04/12/2021
Cree LED Lighting Solutions | Cree LED Lighting | CR22-**L-**K-POE | Automatic Daylighting Control | Device | True | True | True | False |  | True | True | True | True | True | True | [10 empty] | Non Federally-Regulated | 09/02/2016 |  | 04/12/2021
Cree LED Lighting Solutions | Cree LED Lighting | CR22-**L-**K-POE | Photosensor / Photocontrol Dev | Device | True | True | True | True | False | [16 empty] | Non Federally-Regulated | 09/02/2016 |  | 04/12/2021
Cree LED Lighting Solutions | Cree LED Lighting | CR22-**L-**K-POE | Occupant Sensing Device | Device | True | True | True | True | True | False |  |  |  | False |  |  | False |  | False |  | True | True | False | True |  | Non Federally-Regulated | 09/02/2016 |  | 04/12/2021
Cree LED Lighting Solutions | Cree LED Lighting | CR24-**L-**K-POE | Automatic Daylighting Control | Device | True | True | True | False |  | True | True | True | True | True | True | [10 empty] | Non Federally-Regulated | 09/02/2016 |  | 04/12/2021
Cree LED Lighting Solutions | Cree LED Lighting | CR24-**L-**K-POE | Photosensor / Photocontrol Dev | Device | True | True | True | True | False | [16 empty] | Non Federally-Regulated | 09/02/2016 |  | 04/12/2021
Cree LED Lighting Solutions | Cree LED Lighting | CR24-**L-**K-POE | Occupant Sensing Device | Device | True | True | True | True | True | False |  |  |  | False |  |  | False |  | False |  | True | True | False | True |  | Non Federally-Regulated | 09/02/2016 |  | 04/12/2021
Cree LED Lighting Solutions | Cree LED Lighting | CR-LE-**L-**K-POE | Automatic Daylighting Control | Device | True | True | True | False |  | True | True | True | True | True | True | [10 empty] | Non Federally-Regulated | 09/02/2016 |  | 04/12/2021
Cree LED Lighting Solutions | Cree LED Lighting | CR-LE-**L-**K-POE | Photosensor / Photocontrol Dev | Device | True | True | True | True | False | [16 empty] | Non Federally-Regulated | 09/02/2016 |  | 04/12/2021
Cree LED Lighting Solutions | Cree LED Lighting | CR-LE-**L-**K-POE | Occupant Sensing Device | Device | True | True | True | True | True | False |  |  |  | False |  |  | False |  | False |  | True | True | False | True |  | Non Federally-Regulated | 09/02/2016 |  | 04/12/2021
Cree LED Lighting Solutions | Cree LED Lighting | KR4-**L-**K-***V-POE | Automatic Daylighting Control | Device | True | True | True | False |  | True | True | True | True | True | True | [10 empty] | Non Federally-Regulated | 09/02/2016 |  | 04/12/2021
Cree LED Lighting Solutions | Cree LED Lighting | KR4-**L-**K-***V-POE | Photosensor / Photocontrol Dev | Device | True | True | True | True | False | [16 empty] | Non Federally-Regulated | 09/02/2016 |  | 04/12/2021
Cree LED Lighting Solutions | Cree LED Lighting | KR6-**L-**K-***V-POE | Automatic Daylighting Control | Device | True | True | True | False |  | True | True | True | True | True | True | [10 empty] | Non Federally-Regulated | 09/02/2016 |  | 04/12/2021
Cree LED Lighting Solutions | Cree LED Lighting | KR4S-**L-**K-***V-POE | Automatic Daylighting Control | Device | True | True | True | False |  | True | True | True | True | True | True | [10 empty] | Non Federally-Regulated | 09/02/2016 |  | 04/12/2021
Cree LED Lighting Solutions | Cree LED Lighting | KR4S-**L-**K-***V-POE | Occupant Sensing Device | Device | True | True | True | True | True | False |  |  |  | False |  |  | False |  | False |  | True | True | False | True |  | Non Federally-Regulated | 09/02/2016 |  | 04/12/2021
Cree LED Lighting Solutions | Cree LED Lighting | KR4S-**L-**K-***V-POE | Photosensor / Photocontrol Dev | Device | True | True | True | True | False | [16 empty] | Non Federally-Regulated | 09/02/2016 |  | 04/12/2021
Cree LED Lighting Solutions | Cree LED Lighting | KR6S-**L-**K-***V-POE | Automatic Daylighting Control | Device | True | True | True | False |  | True | True | True | True | True | True | [10 empty] | Non Federally-Regulated | 09/02/2016 |  | 04/12/2021
Cree LED Lighting Solutions | Cree LED Lighting | KR6S-**L-**K-***V-POE | Photosensor / Photocontrol Dev | Device | True | True | True | True | False | [16 empty] | Non Federally-Regulated | 09/02/2016 |  | 04/12/2021
Cree LED Lighting Solutions | Cree LED Lighting | KR6S-**L-**K-***V-POE | Occupant Sensing Device | Device | True | True | True | True | True | False |  |  |  | False |  |  | False |  | False |  | True | True | False | True |  | Non Federally-Regulated | 09/02/2016 |  | 04/12/2021
Cree LED Lighting Solutions | Cree LED Lighting | KR4-**L-**K-***V-10R | Automatic Daylighting Control | Device | True | True | True | False |  | True | True | True | True | True | True | [10 empty] | Non Federally-Regulated | 09/02/2016 |  | 04/12/2021
Cree LED Lighting Solutions | Cree LED Lighting | KR4-**L-**K-***V-10R | Photosensor / Photocontrol Dev | Device | True | True | True | True | False | [16 empty] | Non Federally-Regulated | 09/02/2016 |  | 04/12/2021
Cree LED Lighting Solutions | Cree LED Lighting | KR4-**L-**K-***V-10R | Occupant Sensing Device | Device | True | True | True | True | True | False |  |  |  | False |  |  | False |  | False |  | True | True | False | True |  | Non Federally-Regulated | 09/02/2016 |  | 04/12/2021
Cree LED Lighting Solutions | Cree LED Lighting | KR6-**L-**K-***V-10R | Automatic Daylighting Control | Device | True | True | True | False |  | True | True | True | True | True | True | [10 empty] | Non Federally-Regulated | 09/02/2016 |  | 04/12/2021
Cree LED Lighting Solutions | Cree LED Lighting | KR6-**L-**K-***V-10R | Photosensor / Photocontrol Dev | Device | True | True | True | True | False | [16 empty] | Non Federally-Regulated | 09/02/2016 |  | 04/12/2021
Cree LED Lighting Solutions | Cree LED Lighting | KR4S-**L-**K-***V-10R | Automatic Daylighting Control | Device | True | True | True | False |  | True | True | True | True | True | True | [10 empty] | Non Federally-Regulated | 09/02/2016 |  | 04/12/2021
Cree LED Lighting Solutions | Cree LED Lighting | KR4S-**L-**K-***V-10R | Photosensor / Photocontrol Dev | Device | True | True | True | True | False | [16 empty] | Non Federally-Regulated | 09/02/2016 |  | 04/12/2021
Cree LED Lighting Solutions | Cree LED Lighting | KR4S-**L-**K-***V-10R | Occupant Sensing Device | Device | True | True | True | True | True | False |  |  |  | False |  |  | False |  | False |  | True | True | False | True |  | Non Federally-Regulated | 09/02/2016 |  | 04/12/2021
Cree LED Lighting Solutions | Cree LED Lighting | KR6S-**L-**K-***V-10R | Automatic Daylighting Control | Device | True | True | True | False |  | True | True | True | True | True | True | [10 empty] | Non Federally-Regulated | 09/02/2016 |  | 04/12/2021
Cree LED Lighting Solutions | Cree LED Lighting | KR6S-**L-**K-***V-10R | Photosensor / Photocontrol Dev | Device | True | True | True | True | False | [16 empty] | Non Federally-Regulated | 09/02/2016 |  | 04/12/2021
Cree LED Lighting Solutions | Cree LED Lighting | KR6S-**L-**K-***V-10R | Occupant Sensing Device | Device | True | True | True | True | True | False |  |  |  | False |  |  | False |  | False |  | True | True | False | True |  | Non Federally-Regulated | 09/02/2016 |  | 04/12/2021
Cree LED Lighting Solutions | Cree LED Lighting | LN4-**L-**K-CMA | Automatic Daylighting Control | Device | True | True | True | False |  | True | True | True | True | True | True | [10 empty] | Non Federally-Regulated | 09/02/2016 |  | 04/12/2021
Cree LED Lighting Solutions | Cree LED Lighting | LN4-**L-**K-CMA | Photosensor / Photocontrol Dev | Device | True | True | True | True | False | [16 empty] | Non Federally-Regulated | 09/02/2016 |  | 04/12/2021
Cree LED Lighting Solutions | Cree LED Lighting | LN4-**L-**K-CMA | Occupant Sensing Device | Device | True | True | True | True | True | False |  |  |  | False |  |  | False |  | False |  | True | True | False | True |  | Non Federally-Regulated | 09/02/2016 |  | 04/12/2021
Cree LED Lighting Solutions | Cree LED Lighting | KR6-**L-**K-***V-POE | Occupant Sensing Device | Device | True | True | True | True | True | False |  |  |  | False |  |  | False |  | False |  | True | True | False | True |  | Non Federally-Regulated | 09/02/2016 |  | 04/12/2021
Cree LED Lighting Solutions | Cree LED Lighting | KR6-**L-**K-***V-POE | Photosensor / Photocontrol Dev | Device | True | True | True | True | False | [16 empty] | Non Federally-Regulated | 09/02/2016 |  | 04/12/2021
Cree LED Lighting Solutions | Cree LED Lighting | KR4-**L-**K-***V-POE | Occupant Sensing Device | Device | True | True | True | True | True | False |  |  |  | False |  |  | False |  | False |  | True | True | False | True |  | Non Federally-Regulated | 09/02/2016 |  | 04/12/2021
Cree LED Lighting Solutions | Cree LED Lighting | KR6-**L-**K-***V-10R | Occupant Sensing Device | Device | True | True | True | True | True | False |  |  |  | False |  |  | False |  | False |  | True | True | False | True |  | Non Federally-Regulated | 09/02/2016 |  | 04/12/2021
ELCO Lighting | ELCO Lighting | EC840B2A2A | Track Lighting Integral Curren | Device | True | True | True | True | True | True | True | True | True | [12 empty] | Non Federally-Regulated | 09/06/2016 |  | 04/12/2021
ELCO Lighting | ELCO Lighting | EC840W1A1A | Track Lighting Integral Curren | Device | True | True | True | True | True | True | True | True | True | [12 empty] | Non Federally-Regulated | 09/06/2016 |  | 04/12/2021
ELCO Lighting | ELCO Lighting | EC840W1A2A | Track Lighting Integral Curren | Device | True | True | True | True | True | True | True | True | True | [12 empty] | Non Federally-Regulated | 09/06/2016 |  | 04/12/2021
ELCO Lighting | ELCO Lighting | EC840W1A7A | Track Lighting Integral Curren | Device | True | True | True | True | True | True | True | True | True | [12 empty] | Non Federally-Regulated | 09/06/2016 |  | 04/12/2021
ELCO Lighting | ELCO Lighting | EC840W1A10A | Track Lighting Integral Curren | Device | True | True | True | True | True | True | True | True | True | [12 empty] | Non Federally-Regulated | 09/06/2016 |  | 04/12/2021
ELCO Lighting | ELCO Lighting | EC840W1A12A | Track Lighting Integral Curren | Device | True | True | True | True | True | True | True | True | True | [12 empty] | Non Federally-Regulated | 09/06/2016 |  | 04/12/2021
ELCO Lighting | ELCO Lighting | EC840W2A1A | Track Lighting Integral Curren | Device | True | True | True | True | True | True | True | True | True | [12 empty] | Non Federally-Regulated | 09/06/2016 |  | 04/12/2021
ELCO Lighting | ELCO Lighting | EC840W2A5A | Track Lighting Integral Curren | Device | True | True | True | True | True | True | True | True | True | [12 empty] | Non Federally-Regulated | 09/06/2016 |  | 04/12/2021
ELCO Lighting | ELCO Lighting | EC840W2A2A | Track Lighting Integral Curren | Device | True | True | True | True | True | True | True | True | True | [12 empty] | Non Federally-Regulated | 09/06/2016 |  | 04/12/2021
ELCO Lighting | ELCO Lighting | EC840W2A7A | Track Lighting Integral Curren | Device | True | True | True | True | True | True | True | True | True | [12 empty] | Non Federally-Regulated | 09/06/2016 |  | 04/12/2021
ELCO Lighting | ELCO Lighting | EC840W2A10A | Track Lighting Integral Curren | Device | True | True | True | True | True | True | True | True | True | [12 empty] | Non Federally-Regulated | 09/06/2016 |  | 04/12/2021
ELCO Lighting | ELCO Lighting | EC840W2A12A | Track Lighting Integral Curren | Device | True | True | True | True | True | True | True | True | True | [12 empty] | Non Federally-Regulated | 09/06/2016 |  | 04/12/2021
ELCO Lighting | ELCO Lighting | EC840W5A1A | Track Lighting Integral Curren | Device | True | True | True | True | True | True | True | True | True | [12 empty] | Non Federally-Regulated | 09/06/2016 |  | 04/12/2021
ELCO Lighting | ELCO Lighting | EC840W5A2A | Track Lighting Integral Curren | Device | True | True | True | True | True | True | True | True | True | [12 empty] | Non Federally-Regulated | 09/06/2016 |  | 04/12/2021
ELCO Lighting | ELCO Lighting | EC840W5A5A | Track Lighting Integral Curren | Device | True | True | True | True | True | True | True | True | True | [12 empty] | Non Federally-Regulated | 09/06/2016 |  | 04/12/2021
ELCO Lighting | ELCO Lighting | EC840W5A7A | Track Lighting Integral Curren | Device | True | True | True | True | True | True | True | True | True | [12 empty] | Non Federally-Regulated | 09/06/2016 |  | 04/12/2021
ELCO Lighting | ELCO Lighting | EC840W5A10A | Track Lighting Integral Curren | Device | True | True | True | True | True | True | True | True | True | [12 empty] | Non Federally-Regulated | 09/06/2016 |  | 04/12/2021
ELCO Lighting | ELCO Lighting | EC840W5A12A | Track Lighting Integral Curren | Device | True | True | True | True | True | True | True | True | True | [12 empty] | Non Federally-Regulated | 09/06/2016 |  | 04/12/2021
ELCO Lighting | ELCO Lighting | EC840W7A1A | Track Lighting Integral Curren | Device | True | True | True | True | True | True | True | True | True | [12 empty] | Non Federally-Regulated | 09/06/2016 |  | 04/12/2021
ELCO Lighting | ELCO Lighting | EC840W7A2A | Track Lighting Integral Curren | Device | True | True | True | True | True | True | True | True | True | [12 empty] | Non Federally-Regulated | 09/06/2016 |  | 04/12/2021
ELCO Lighting | ELCO Lighting | EC840W7A5A | Track Lighting Integral Curren | Device | True | True | True | True | True | True | True | True | True | [12 empty] | Non Federally-Regulated | 09/06/2016 |  | 04/12/2021
ELCO Lighting | ELCO Lighting | EC840W7A7A | Track Lighting Integral Curren | Device | True | True | True | True | True | True | True | True | True | [12 empty] | Non Federally-Regulated | 09/06/2016 |  | 04/12/2021
ELCO Lighting | ELCO Lighting | EC840W7A10A | Track Lighting Integral Curren | Device | True | True | True | True | True | True | True | True | True | [12 empty] | Non Federally-Regulated | 09/06/2016 |  | 04/12/2021
ELCO Lighting | ELCO Lighting | EC840W7A12A | Track Lighting Integral Curren | Device | True | True | True | True | True | True | True | True | True | [12 empty] | Non Federally-Regulated | 09/06/2016 |  | 04/12/2021
ELCO Lighting | ELCO Lighting | EC840W10A1A | Track Lighting Integral Curren | Device | True | True | True | True | True | True | True | True | True | [12 empty] | Non Federally-Regulated | 09/06/2016 |  | 04/12/2021
ELCO Lighting | ELCO Lighting | EC840W10A2A | Track Lighting Integral Curren | Device | True | True | True | True | True | True | True | True | True | [12 empty] | Non Federally-Regulated | 09/06/2016 |  | 04/12/2021
ELCO Lighting | ELCO Lighting | EC840W10A5A | Track Lighting Integral Curren | Device | True | True | True | True | True | True | True | True | True | [12 empty] | Non Federally-Regulated | 09/06/2016 |  | 04/12/2021
ELCO Lighting | ELCO Lighting | EC840W10A7A | Track Lighting Integral Curren | Device | True | True | True | True | True | True | True | True | True | [12 empty] | Non Federally-Regulated | 09/06/2016 |  | 04/12/2021
ELCO Lighting | ELCO Lighting | EC840W10A10A | Track Lighting Integral Curren | Device | True | True | True | True | True | True | True | True | True | [12 empty] | Non Federally-Regulated | 09/06/2016 |  | 04/12/2021
ELCO Lighting | ELCO Lighting | EC840W10A12A | Track Lighting Integral Curren | Device | True | True | True | True | True | True | True | True | True | [12 empty] | Non Federally-Regulated | 09/06/2016 |  | 04/12/2021
ELCO Lighting | ELCO Lighting | EC840W12A1A | Track Lighting Integral Curren | Device | True | True | True | True | True | True | True | True | True | [12 empty] | Non Federally-Regulated | 09/06/2016 |  | 04/12/2021
ELCO Lighting | ELCO Lighting | EC840W12A2A | Track Lighting Integral Curren | Device | True | True | True | True | True | True | True | True | True | [12 empty] | Non Federally-Regulated | 09/06/2016 |  | 04/12/2021
ELCO Lighting | ELCO Lighting | EC840W12A5A | Track Lighting Integral Curren | Device | True | True | True | True | True | True | True | True | True | [12 empty] | Non Federally-Regulated | 09/06/2016 |  | 04/12/2021
ELCO Lighting | ELCO Lighting | EC840W12A7A | Track Lighting Integral Curren | Device | True | True | True | True | True | True | True | True | True | [12 empty] | Non Federally-Regulated | 09/06/2016 |  | 04/12/2021
ELCO Lighting | ELCO Lighting | EC840W12A10A | Track Lighting Integral Curren | Device | True | True | True | True | True | True | True | True | True | [12 empty] | Non Federally-Regulated | 09/06/2016 |  | 04/12/2021
ELCO Lighting | ELCO Lighting | EC840W12A12A | Track Lighting Integral Curren | Device | True | True | True | True | True | True | True | True | True | [12 empty] | Non Federally-Regulated | 09/06/2016 |  | 04/12/2021
ELCO Lighting | ELCO Lighting | EC840B1A1A | Track Lighting Integral Curren | Device | True | True | True | True | True | True | True | True | True | [12 empty] | Non Federally-Regulated | 09/06/2016 |  | 04/12/2021
ELCO Lighting | ELCO Lighting | EC840B1A2A | Track Lighting Integral Curren | Device | True | True | True | True | True | True | True | True | True | [12 empty] | Non Federally-Regulated | 09/06/2016 |  | 04/12/2021
ELCO Lighting | ELCO Lighting | EC840B1A7A | Track Lighting Integral Curren | Device | True | True | True | True | True | True | True | True | True | [12 empty] | Non Federally-Regulated | 09/06/2016 |  | 04/12/2021
ELCO Lighting | ELCO Lighting | EC840B1A10A | Track Lighting Integral Curren | Device | True | True | True | True | True | True | True | True | True | [12 empty] | Non Federally-Regulated | 09/06/2016 |  | 04/12/2021
ELCO Lighting | ELCO Lighting | EC840B1A12A | Track Lighting Integral Curren | Device | True | True | True | True | True | True | True | True | True | [12 empty] | Non Federally-Regulated | 09/06/2016 |  | 04/12/2021
ELCO Lighting | ELCO Lighting | EC840B2A1A | Track Lighting Integral Curren | Device | True | True | True | True | True | True | True | True | True | [12 empty] | Non Federally-Regulated | 09/06/2016 |  | 04/12/2021
ELCO Lighting | ELCO Lighting | EC840B2A5A | Track Lighting Integral Curren | Device | True | True | True | True | True | True | True | True | True | [12 empty] | Non Federally-Regulated | 09/06/2016 |  | 04/12/2021
ELCO Lighting | ELCO Lighting | EC840B2A7A | Track Lighting Integral Curren | Device | True | True | True | True | True | True | True | True | True | [12 empty] | Non Federally-Regulated | 09/06/2016 |  | 04/12/2021
ELCO Lighting | ELCO Lighting | EC840B2A10A | Track Lighting Integral Curren | Device | True | True | True | True | True | True | True | True | True | [12 empty] | Non Federally-Regulated | 09/06/2016 |  | 04/12/2021
ELCO Lighting | ELCO Lighting | EC840B2A12A | Track Lighting Integral Curren | Device | True | True | True | True | True | True | True | True | True | [12 empty] | Non Federally-Regulated | 09/06/2016 |  | 04/12/2021
ELCO Lighting | ELCO Lighting | EC840B5A1A | Track Lighting Integral Curren | Device | True | True | True | True | True | True | True | True | True | [12 empty] | Non Federally-Regulated | 09/06/2016 |  | 04/12/2021
ELCO Lighting | ELCO Lighting | EC840B5A2A | Track Lighting Integral Curren | Device | True | True | True | True | True | True | True | True | True | [12 empty] | Non Federally-Regulated | 09/06/2016 |  | 04/12/2021
ELCO Lighting | ELCO Lighting | EC840B5A5A | Track Lighting Integral Curren | Device | True | True | True | True | True | True | True | True | True | [12 empty] | Non Federally-Regulated | 09/06/2016 |  | 04/12/2021
ELCO Lighting | ELCO Lighting | EC840B5A7A | Track Lighting Integral Curren | Device | True | True | True | True | True | True | True | True | True | [12 empty] | Non Federally-Regulated | 09/06/2016 |  | 04/12/2021
ELCO Lighting | ELCO Lighting | EC840B5A10A | Track Lighting Integral Curren | Device | True | True | True | True | True | True | True | True | True | [12 empty] | Non Federally-Regulated | 09/06/2016 |  | 04/12/2021
ELCO Lighting | ELCO Lighting | EC840B5A12A | Track Lighting Integral Curren | Device | True | True | True | True | True | True | True | True | True | [12 empty] | Non Federally-Regulated | 09/06/2016 |  | 04/12/2021
ELCO Lighting | ELCO Lighting | EC840B7A1A | Track Lighting Integral Curren | Device | True | True | True | True | True | True | True | True | True | [12 empty] | Non Federally-Regulated | 09/06/2016 |  | 04/12/2021
ELCO Lighting | ELCO Lighting | EC840B7A2A | Track Lighting Integral Curren | Device | True | True | True | True | True | True | True | True | True | [12 empty] | Non Federally-Regulated | 09/06/2016 |  | 04/12/2021
ELCO Lighting | ELCO Lighting | EC840B7A5A | Track Lighting Integral Curren | Device | True | True | True | True | True | True | True | True | True | [12 empty] | Non Federally-Regulated | 09/06/2016 |  | 04/12/2021
ELCO Lighting | ELCO Lighting | EC840B7A7A | Track Lighting Integral Curren | Device | True | True | True | True | True | True | True | True | True | [12 empty] | Non Federally-Regulated | 09/06/2016 |  | 04/12/2021
ELCO Lighting | ELCO Lighting | EC840B7A10A | Track Lighting Integral Curren | Device | True | True | True | True | True | True | True | True | True | [12 empty] | Non Federally-Regulated | 09/06/2016 |  | 04/12/2021
ELCO Lighting | ELCO Lighting | EC840B7A12A | Track Lighting Integral Curren | Device | True | True | True | True | True | True | True | True | True | [12 empty] | Non Federally-Regulated | 09/06/2016 |  | 04/12/2021
ELCO Lighting | ELCO Lighting | EC840B10A1A | Track Lighting Integral Curren | Device | True | True | True | True | True | True | True | True | True | [12 empty] | Non Federally-Regulated | 09/06/2016 |  | 04/12/2021
ELCO Lighting | ELCO Lighting | EC840B10A2A | Track Lighting Integral Curren | Device | True | True | True | True | True | True | True | True | True | [12 empty] | Non Federally-Regulated | 09/06/2016 |  | 04/12/2021
ELCO Lighting | ELCO Lighting | EC840B10A5A | Track Lighting Integral Curren | Device | True | True | True | True | True | True | True | True | True | [12 empty] | Non Federally-Regulated | 09/06/2016 |  | 04/12/2021
ELCO Lighting | ELCO Lighting | EC840B10A7A | Track Lighting Integral Curren | Device | True | True | True | True | True | True | True | True | True | [12 empty] | Non Federally-Regulated | 09/06/2016 |  | 04/12/2021
ELCO Lighting | ELCO Lighting | EC840B10A10A | Track Lighting Integral Curren | Device | True | True | True | True | True | True | True | True | True | [12 empty] | Non Federally-Regulated | 09/06/2016 |  | 04/12/2021
ELCO Lighting | ELCO Lighting | EC840B10A12A | Track Lighting Integral Curren | Device | True | True | True | True | True | True | True | True | True | [12 empty] | Non Federally-Regulated | 09/06/2016 |  | 04/12/2021
ELCO Lighting | ELCO Lighting | EC840B12A1A | Track Lighting Integral Curren | Device | True | True | True | True | True | True | True | True | True | [12 empty] | Non Federally-Regulated | 09/06/2016 |  | 04/12/2021
ELCO Lighting | ELCO Lighting | EC840B12A2A | Track Lighting Integral Curren | Device | True | True | True | True | True | True | True | True | True | [12 empty] | Non Federally-Regulated | 09/06/2016 |  | 04/12/2021
ELCO Lighting | ELCO Lighting | EC840B12A5A | Track Lighting Integral Curren | Device | True | True | True | True | True | True | True | True | True | [12 empty] | Non Federally-Regulated | 09/06/2016 |  | 04/12/2021
ELCO Lighting | ELCO Lighting | EC840B12A7A | Track Lighting Integral Curren | Device | True | True | True | True | True | True | True | True | True | [12 empty] | Non Federally-Regulated | 09/06/2016 |  | 04/12/2021
ELCO Lighting | ELCO Lighting | EC840B12A10A | Track Lighting Integral Curren | Device | True | True | True | True | True | True | True | True | True | [12 empty] | Non Federally-Regulated | 09/06/2016 |  | 04/12/2021
ELCO Lighting | ELCO Lighting | EC840B12A12A | Track Lighting Integral Curren | Device | True | True | True | True | True | True | True | True | True | [12 empty] | Non Federally-Regulated | 09/06/2016 |  | 04/12/2021
ELCO Lighting | ELCO Lighting | EC840W1A5A | Track Lighting Integral Curren | Device | True | True | True | True | True | True | True | True | True | [12 empty] | Non Federally-Regulated | 09/06/2016 |  | 04/12/2021
ELCO Lighting | ELCO Lighting | EC840B1A5A | Track Lighting Integral Curren | Device | True | True | True | True | True | True | True | True | True | [12 empty] | Non Federally-Regulated | 09/06/2016 |  | 04/12/2021
Leviton Manufacturing Co., Inc. | Leviton | TSM10 | Dimmer | Device | True | True | True | True | True | True | True | True | True | [12 empty] | Non Federally-Regulated | 09/16/2016 |  | 04/12/2021
Leviton Manufacturing Co., Inc. | Leviton | TSL06 | Dimmer | Device | True | True | True | True | True | True | True | True | True | [12 empty] | Non Federally-Regulated | 09/16/2016 |  | 04/12/2021
Leviton Manufacturing Co., Inc. | Leviton | DDE06 | Dimmer | Device | True | True | True | True | True | True | True | True | True | [12 empty] | Non Federally-Regulated | 09/16/2016 |  | 04/12/2021
Leviton Manufacturing Co., Inc. | Leviton | DD710 | Dimmer | Device | True | True | True | True | True | True | True | True | True | [12 empty] | Non Federally-Regulated | 09/16/2016 |  | 04/12/2021
Enerlites, Inc. | Top Greener, Inc. | TD0S5 | Occupant Sensing Device | Device | True | True | True | True | True | False |  |  |  | False |  |  | False |  | False |  | False | False | True | True | True | Non Federally-Regulated | 09/19/2016 |  | 04/12/2021
Enerlites, Inc. | Top Greener, Inc. | TD0S5-J | Occupant Sensing Device | Device | True | True | True | True | True | False |  |  |  | False |  |  | False |  | False |  | False | False | True | True | True | Non Federally-Regulated | 09/19/2016 |  | 04/12/2021
Enerlites, Inc. | Top Greener, Inc. | TSOS5 | Occupant Sensing Device | Device | True | True | True | True | True | False |  |  |  | False |  |  | False |  | False |  | False | False | True | True | True | Non Federally-Regulated | 09/23/2016 |  | 04/12/2021
Enerlites, Inc. | Top Greener, Inc. | TDOS5* | Occupant Sensing Device | Device | True | True | True | True | True | False |  |  |  | False |  |  | False |  | False |  | False | False | True | True | True | Non Federally-Regulated | 09/23/2016 |  | 04/12/2021
Enerlites, Inc. | Top Greener, Inc. | TDOS5-J* | Occupant Sensing Device | Device | True | True | True | True | True | False |  |  |  | False |  |  | False |  | False |  | False | False | True | True | True | Non Federally-Regulated | 09/23/2016 |  | 04/12/2021
Enerlites, Inc. | Enerlites, Inc. | 51300-* | Dimmer | Device | True | True | True | True | True | True | True | True | True | [12 empty] | Non Federally-Regulated | 09/23/2016 |  | 04/12/2021
Enerlites, Inc. | Enerlites, Inc. | 51300L-* | Dimmer | Device | True | True | True | True | True | True | True | True | True | [12 empty] | Non Federally-Regulated | 09/23/2016 |  | 04/12/2021
Cree LED Lighting Solutions | Cree LED Lighting | ZR14M-**L-**K-CMA-FD | Automatic Daylighting Control | Device | True | True | True | False |  | True | True | True | True | True | True | [10 empty] | Non Federally-Regulated | 10/10/2016 |  | 04/12/2021
Cree LED Lighting Solutions | Cree LED Lighting | ZR14M-**L-**K-CMA-FD | Photosensor / Photocontrol Dev | Device | True | True | True | True | False | [16 empty] | Non Federally-Regulated | 10/10/2016 |  | 04/12/2021
Cree LED Lighting Solutions | Cree LED Lighting | ZR14M-**L-**K-CMA-FD | Occupant Sensing Device | Device | True | True | True | True | True | False |  |  |  | False |  |  | False |  | False |  | True | True | False | True |  | Non Federally-Regulated | 10/10/2016 |  | 04/12/2021
Cree LED Lighting Solutions | Cree LED Lighting | ZR22M-**L-**K-CMA-FD | Automatic Daylighting Control | Device | True | True | True | False |  | True | True | True | True | True | True | [10 empty] | Non Federally-Regulated | 10/10/2016 |  | 04/12/2021
Cree LED Lighting Solutions | Cree LED Lighting | ZR22M-**L-**K-CMA-FD | Photosensor / Photocontrol Dev | Device | True | True | True | True | False | [16 empty] | Non Federally-Regulated | 10/10/2016 |  | 04/12/2021
Cree LED Lighting Solutions | Cree LED Lighting | ZR22M-**L-**K-CMA-FD | Occupant Sensing Device | Device | True | True | True | True | True | False |  |  |  | False |  |  | False |  | False |  | True | True | False | True |  | Non Federally-Regulated | 10/10/2016 |  | 04/12/2021
Cree LED Lighting Solutions | Cree LED Lighting | ZR24M-**L-**K-CMA-FD | Automatic Daylighting Control | Device | True | True | True | False |  | True | True | True | True | True | True | [10 empty] | Non Federally-Regulated | 10/10/2016 |  | 04/12/2021
Cree LED Lighting Solutions | Cree LED Lighting | ZR24M-**L-**K-CMA-FD | Photosensor / Photocontrol Dev | Device | True | True | True | True | False | [16 empty] | Non Federally-Regulated | 10/10/2016 |  | 04/12/2021
Cree LED Lighting Solutions | Cree LED Lighting | ZR24M-**L-**K-CMA-FD | Occupant Sensing Device | Device | True | True | True | True | True | False |  |  |  | False |  |  | False |  | False |  | True | True | False | True |  | Non Federally-Regulated | 10/10/2016 |  | 04/12/2021
Intermatic, Inc. | Intermatic, Inc. | DT620* | Automatic Time Switch Control | Device | True | True | True | False | [17 empty] | Non Federally-Regulated | 10/11/2016 |  | 04/12/2021
Intermatic, Inc. | Intermatic, Inc. | EK4536****** | Photosensor / Photocontrol Dev | Device | True | True | True | True | True | [16 empty] | Non Federally-Regulated | 10/11/2016 |  | 04/12/2021
Intermatic, Inc. | Intermatic, Inc. | LED4536****** | Photosensor / Photocontrol Dev | Device | True | True | True | True | True | [16 empty] | Non Federally-Regulated | 10/11/2016 |  | 04/12/2021
Intermatic, Inc. | Intermatic, Inc. | EK4537****** | Photosensor / Photocontrol Dev | Device | True | True | True | True | True | [16 empty] | Non Federally-Regulated | 10/11/2016 |  | 04/12/2021
Intermatic, Inc. | Intermatic, Inc. | ELC4536****** | Photosensor / Photocontrol Dev | Device | True | True | True | True | True | [16 empty] | Non Federally-Regulated | 10/11/2016 |  | 04/12/2021
Intermatic, Inc. | Intermatic, Inc. | LED4537****** | Photosensor / Photocontrol Dev | Device | True | True | True | True | True | [16 empty] | Non Federally-Regulated | 10/11/2016 |  | 04/12/2021
MW McWong International | PacWave | PSC-HB-I-FM-100W | Occupant Sensing Device | Device | True | True | True | True | True | False |  |  |  | False |  |  | False |  | True | True | False | False | False |  |  | Non Federally-Regulated | 10/26/2016 |  | 04/12/2021
Intermatic, Inc. | Intermatic, Inc. | DT200** | Automatic Time Switch Control | Device | True | True | True | False | [17 empty] | Non Federally-Regulated | 11/08/2016 |  | 04/12/2021
Enerlites, Inc. | Intermatic, Inc. | IOS-DPBV-WH | Occupant Sensing Device | Device | True | True | True | True | True | False |  |  |  | False |  |  | False |  | False |  | False | False | True | True | True | Non Federally-Regulated | 11/16/2016 |  | 04/12/2021
Convergence Wireless, Inc. | Convergence Wireless | D01FP-AC | Dimmer | Device | True | True | True | True | True | True | True | True | True | [12 empty] | Non Federally-Regulated | 11/23/2016 |  | 04/12/2021
Convergence Wireless, Inc. | Convergence Wireless | D01FP-AC-F | Dimmer | Device | True | True | True | True | True | True | True | True | True | [12 empty] | Non Federally-Regulated | 11/23/2016 |  | 04/12/2021
Convergence Wireless, Inc. | Convergence Wireless | D02FP-AC | Dimmer | Device | True | True | True | True | True | True | True | True | True | [12 empty] | Non Federally-Regulated | 11/23/2016 |  | 04/12/2021
Convergence Wireless, Inc. | Convergence Wireless | D05FP-AC-PC1 | Dimmer | Device | True | True | True | True | True | True | True | True | True | [12 empty] | Non Federally-Regulated | 11/23/2016 |  | 04/12/2021
Convergence Wireless, Inc. | Convergence Wireless | D05FP-AC-PC2 | Dimmer | Device | True | True | True | True | True | True | True | True | True | [12 empty] | Non Federally-Regulated | 11/23/2016 |  | 04/12/2021
Convergence Wireless, Inc. | Convergence Wireless | LMC01 | Dimmer | Device | True | True | True | True | True | True | True | True | True | [12 empty] | Non Federally-Regulated | 11/23/2016 |  | 04/12/2021
Convergence Wireless, Inc. | Convergence Wireless | LMCS01 | Dimmer | Device | True | True | True | True | True | True | True | True | True | [12 empty] | Non Federally-Regulated | 11/23/2016 |  | 04/12/2021
Convergence Wireless, Inc. | Convergence Wireless | S1AWH | Dimmer | Device | True | True | True | True | True | True | True | True | True | [12 empty] | Non Federally-Regulated | 11/23/2016 |  | 04/12/2021
Convergence Wireless, Inc. | Convergence Wireless | M04-RB24 | Dimmer | Device | True | True | True | True | True | True | True | True | True | [12 empty] | Non Federally-Regulated | 11/23/2016 |  | 04/12/2021
Convergence Wireless, Inc. | Convergence Wireless | SLIC-LLS | Dimmer | Device | True | True | True | True | True | True | True | True | True | [12 empty] | Non Federally-Regulated | 11/23/2016 |  | 04/12/2021
WattStopper, Inc. | WattStopper, Inc. | EW-200-120 | Occupant Sensing Device | Device | True | True | True | True | True | False |  |  |  | False |  |  | False |  | True | True | False | False | False |  |  | Non Federally-Regulated | 11/28/2016 |  | 04/12/2021
WattStopper, Inc. | WattStopper, Inc. | EW-200-277 | Occupant Sensing Device | Device | True | True | True | True | True | False |  |  |  | False |  |  | False |  | True | True | False | False | False |  |  | Non Federally-Regulated | 11/28/2016 |  | 04/12/2021
ETi Solid State Lighting, Inc | Commercial Electric | 905010** | Occupant Sensing Device | Device | True | True | True | True | True | False |  |  |  | True | True | True | False |  | False |  | False | False | False |  |  | Non Federally-Regulated | 11/28/2016 |  | 04/12/2021
ETi Solid State Lighting, Inc | ETI | 905010** | Occupant Sensing Device | Device | True | True | True | True | True | False |  |  |  | True | True | True | False |  | False |  | False | False | False |  |  | Non Federally-Regulated | 11/28/2016 |  | 04/12/2021
Shanghai Long-Join Intelligent Technology Inc. | PRECISION MULTIPLE CONTROLS | P2275 | Photosensor / Photocontrol Dev | Device | True | True | True | [18 empty] | Non Federally-Regulated | 11/29/2016 |  | 04/12/2021
Shanghai Long-Join Intelligent Technology Inc. | PRECISION MULTIPLE CONTROLS | P2275BP | Photosensor / Photocontrol Dev | Device | True | True | True | [18 empty] | Non Federally-Regulated | 11/29/2016 |  | 04/12/2021
Shanghai Long-Join Intelligent Technology Inc. | PRECISION MULTIPLE CONTROLS | P2275MOV | Photosensor / Photocontrol Dev | Device | True | True | True | [18 empty] | Non Federally-Regulated | 11/29/2016 |  | 04/12/2021
Shanghai Long-Join Intelligent Technology Inc. | PRECISION MULTIPLE CONTROLS | P68275 | Photosensor / Photocontrol Dev | Device | True | True | True | [18 empty] | Non Federally-Regulated | 11/29/2016 |  | 04/12/2021
Shanghai Long-Join Intelligent Technology Inc. | PRECISION MULTIPLE CONTROLS | P68275BP | Photosensor / Photocontrol Dev | Device | True | True | True | [18 empty] | Non Federally-Regulated | 11/29/2016 |  | 04/12/2021
Shanghai Long-Join Intelligent Technology Inc. | PRECISION MULTIPLE CONTROLS | P68275MOV | Photosensor / Photocontrol Dev | Device | True | True | True | [18 empty] | Non Federally-Regulated | 11/29/2016 |  | 04/12/2021
Shanghai Long-Join Intelligent Technology Inc. | PRECISION MULTIPLE CONTROLS | A105 | Photosensor / Photocontrol Dev | Device | True | True | True | [18 empty] | Non Federally-Regulated | 11/29/2016 |  | 04/12/2021
Shanghai Long-Join Intelligent Technology Inc. | PRECISION MULTIPLE CONTROLS | A105BP | Photosensor / Photocontrol Dev | Device | True | True | True | [18 empty] | Non Federally-Regulated | 11/29/2016 |  | 04/12/2021
Shanghai Long-Join Intelligent Technology Inc. | PRECISION MULTIPLE CONTROLS | A105W | Photosensor / Photocontrol Dev | Device | True | True | True | [18 empty] | Non Federally-Regulated | 11/29/2016 |  | 04/12/2021
Shanghai Long-Join Intelligent Technology Inc. | PRECISION MULTIPLE CONTROLS | A105WBP | Photosensor / Photocontrol Dev | Device | True | True | True | [18 empty] | Non Federally-Regulated | 11/29/2016 |  | 04/12/2021
Shanghai Long-Join Intelligent Technology Inc. | PRECISION MULTIPLE CONTROLS | A1068 | Photosensor / Photocontrol Dev | Device | True | True | True | [18 empty] | Non Federally-Regulated | 11/29/2016 |  | 04/12/2021
Shanghai Long-Join Intelligent Technology Inc. | PRECISION MULTIPLE CONTROLS | ET168 | Photosensor / Photocontrol Dev | Device | True | True | True | [18 empty] | Non Federally-Regulated | 11/29/2016 |  | 04/12/2021
Shanghai Long-Join Intelligent Technology Inc. | PRECISION MULTIPLE CONTROLS | ET15 | Photosensor / Photocontrol Dev | Device | True | True | True | [18 empty] | Non Federally-Regulated | 11/29/2016 |  | 04/12/2021
Shanghai Long-Join Intelligent Technology Inc. | PRECISION MULTIPLE CONTROLS | ET15BP | Photosensor / Photocontrol Dev | Device | True | True | True | [18 empty] | Non Federally-Regulated | 11/29/2016 |  | 04/12/2021
Shanghai Long-Join Intelligent Technology Inc. | PRECISION MULTIPLE CONTROLS | T15AL | Photosensor / Photocontrol Dev | Device | True | True | True | [18 empty] | Non Federally-Regulated | 11/29/2016 |  | 04/12/2021
Shanghai Long-Join Intelligent Technology Inc. | PRECISION MULTIPLE CONTROLS | T15 | Photosensor / Photocontrol Dev | Device | True | True | True | [18 empty] | Non Federally-Regulated | 11/29/2016 |  | 04/12/2021
Shanghai Long-Join Intelligent Technology Inc. | PRECISION MULTIPLE CONTROLS | T15BP | Photosensor / Photocontrol Dev | Device | True | True | True | [18 empty] | Non Federally-Regulated | 11/29/2016 |  | 04/12/2021
Shanghai Long-Join Intelligent Technology Inc. | PRECISION MULTIPLE CONTROLS | ST15 | Photosensor / Photocontrol Dev | Device | True | True | True | [18 empty] | Non Federally-Regulated | 11/29/2016 |  | 04/12/2021
Shanghai Long-Join Intelligent Technology Inc. | PRECISION MULTIPLE CONTROLS | ST15BP | Photosensor / Photocontrol Dev | Device | True | True | True | [18 empty] | Non Federally-Regulated | 11/29/2016 |  | 04/12/2021
Shanghai Long-Join Intelligent Technology Inc. | PRECISION MULTIPLE CONTROLS | ST168 | Photosensor / Photocontrol Dev | Device | True | True | True | [18 empty] | Non Federally-Regulated | 11/29/2016 |  | 04/12/2021
Shanghai Long-Join Intelligent Technology Inc. | PRECISION MULTIPLE CONTROLS | T168 | Photosensor / Photocontrol Dev | Device | True | True | True | [18 empty] | Non Federally-Regulated | 11/29/2016 |  | 04/12/2021
MW McWong International | PacWave | PSC-HB-I-FM-200W | Occupant Sensing Device | Device | True | True | True | True | True | False |  |  |  | False |  |  | False |  | True | True | False | False | False |  |  | Non Federally-Regulated | 11/29/2016 |  | 04/12/2021
MW McWong International | PacWave | PSC-HB-I-FM-210W | Occupant Sensing Device | Device | True | True | True | True | True | False |  |  |  | False |  |  | False |  | True | True | False | False | False |  |  | Non Federally-Regulated | 11/29/2016 |  | 04/12/2021
MW McWong International | PacWave | PSC-ID-I-WS-100 | Occupant Sensing Device | Device | True | True | True | True | True | False |  |  |  | False |  |  | False |  | False |  | False | False | False |  |  | Non Federally-Regulated | 11/29/2016 |  | 04/12/2021
MW McWong International | PacWave | PSC-ID-I-WS-101 | Occupant Sensing Device | Device | True | True | True | True | True | False |  |  |  | False |  |  | False |  | False |  | False | False | False |  |  | Non Federally-Regulated | 11/29/2016 |  | 04/12/2021
MW McWong International | PacWave | PSC-ID-I-WS-110 | Occupant Sensing Device | Device | True | True | True | True | True | False |  |  |  | False |  |  | False |  | False |  | False | False | True | True | True | Non Federally-Regulated | 11/29/2016 |  | 04/12/2021
MW McWong International | PacWave | PSC-HB-I-FM-110W | Occupant Sensing Device | Device | True | True | True | True | True | False |  |  |  | False |  |  | False |  | True | True | False | False | False |  |  | Non Federally-Regulated | 11/29/2016 |  | 04/12/2021
Legrand | Pass & Seymour | RHL743PTC | Dimmer | Device | True | True | True | True | True | True | True | True | True | [12 empty] | Non Federally-Regulated | 01/04/2017 |  | 04/12/2021
Legrand | Pass & Seymour | RHL743PW | Dimmer | Device | True | True | True | True | True | True | True | True | True | [12 empty] | Non Federally-Regulated | 01/04/2017 |  | 04/12/2021
Lighting Services Inc | LSI | TCL1** | Track Lighting Integral Curren | Device | True | True | True | True | True | True | True | True | True | [12 empty] | Non Federally-Regulated | 01/25/2017 |  | 04/12/2021
Lighting Services Inc | LSI | TCL0** | Track Lighting Integral Curren | Device | True | True | True | True | True | True | True | True | True | [12 empty] | Non Federally-Regulated | 01/25/2017 |  | 04/12/2021
Signify North America Corporation | Philips Lighting Electronics North America | SNS102 | Photosensor / Photocontrol Dev | Device | True | True | True | False | False | [16 empty] | Non Federally-Regulated | 02/10/2017 |  | 04/12/2021
Signify North America Corporation | Philips Lighting Electronics North America | SNS102 CMP | Photosensor / Photocontrol Dev | Device | True | True | True | False | False | [16 empty] | Non Federally-Regulated | 02/10/2017 |  | 04/12/2021
Signify North America Corporation | Philips Lighting Electronics North America | SNS200 | Photosensor / Photocontrol Dev | Device | True | True | True | False | False | [16 empty] | Non Federally-Regulated | 02/10/2017 |  | 04/12/2021
Signify North America Corporation | Philips Lighting Electronics North America | SNS102 | Occupant Sensing Device | Device | True | True | True | True | True | False |  |  |  | False |  |  | False |  | False |  | False | False | False |  |  | Non Federally-Regulated | 02/13/2017 |  | 04/12/2021
Signify North America Corporation | Philips Lighting Electronics North America | SNS200 | Occupant Sensing Device | Device | True | True | True | True | True | False |  |  |  | False |  |  | False |  | False |  | False | False | False |  |  | Non Federally-Regulated | 02/13/2017 |  | 04/12/2021
Signify North America Corporation | Philips Lighting Electronics North America | SNS102 CMP | Occupant Sensing Device | Device | True | True | True | True | True | False |  |  |  | False |  |  | False |  | False |  | False | False | False |  |  | Non Federally-Regulated | 02/13/2017 |  | 04/12/2021
Signify North America Corporation | Philips Lighting Electronics North America | SNS200 CMP | Occupant Sensing Device | Device | True | True | True | True | True | False |  |  |  | False |  |  | False |  | False |  | False | False | False |  |  | Non Federally-Regulated | 02/13/2017 |  | 04/12/2021
EnOcean Inc | EasyFit | EOSCU-W-EO | Occupant Sensing Device | Device | True | True | True | True | True | False |  |  |  | False |  |  | True | True | False |  | False | False | True | True | True | Non Federally-Regulated | 02/13/2017 |  | 04/12/2021
EnOcean Inc | EasyFit | LEDRU-W-EO | Dimmer | Device | True | True | True | True | True | True | True | False | [13 empty] | Non Federally-Regulated | 02/13/2017 |  | 04/12/2021
EnOcean Inc | EasyFit | LEDDU-W-EO | Dimmer | Device | True | True | True | True | True | True | True | False | [13 empty] | Non Federally-Regulated | 02/13/2017 |  | 04/12/2021
EnOcean Inc | EasyFit | EOSWU-W-EO | Occupant Sensing Device | Device | True | True | True | True | True | False |  |  |  | False |  |  | True | True | False |  | False | False | True | True | True | Non Federally-Regulated | 02/13/2017 |  | 04/12/2021
Acuity Brands Lighting | Juno | T90CLF 12IN ** | Track Lighting Integral Curren | Device | True | True | True | True | True | True | True | True | True | [12 empty] | Non Federally-Regulated | 02/22/2017 |  | 04/12/2021
Acuity Brands Lighting | Juno | T90CLF 18IN ** | Track Lighting Integral Curren | Device | True | True | True | True | True | True | True | True | True | [12 empty] | Non Federally-Regulated | 02/22/2017 |  | 04/12/2021
Acuity Brands Lighting | Juno | T90CLF 24IN ** | Track Lighting Integral Curren | Device | True | True | True | True | True | True | True | True | True | [12 empty] | Non Federally-Regulated | 02/22/2017 |  | 04/12/2021
Acuity Brands Lighting | Juno | T90CLF 36IN ** | Track Lighting Integral Curren | Device | True | True | True | True | True | True | True | True | True | [12 empty] | Non Federally-Regulated | 02/22/2017 |  | 04/12/2021
Acuity Brands Lighting | Juno | T90CLF 48IN ** | Track Lighting Integral Curren | Device | True | True | True | True | True | True | True | True | True | [12 empty] | Non Federally-Regulated | 02/22/2017 |  | 04/12/2021
Acuity Brands Lighting | Juno | T91CLF 12IN ** | Track Lighting Integral Curren | Device | True | True | True | True | True | True | True | True | True | [12 empty] | Non Federally-Regulated | 02/22/2017 |  | 04/12/2021
Acuity Brands Lighting | Juno | T91CLF 18IN ** | Track Lighting Integral Curren | Device | True | True | True | True | True | True | True | True | True | [12 empty] | Non Federally-Regulated | 02/22/2017 |  | 04/12/2021
Acuity Brands Lighting | Juno | T91CLF 24IN ** | Track Lighting Integral Curren | Device | True | True | True | True | True | True | True | True | True | [12 empty] | Non Federally-Regulated | 02/22/2017 |  | 04/12/2021
Acuity Brands Lighting | Juno | T91CLF 36IN ** | Track Lighting Integral Curren | Device | True | True | True | True | True | True | True | True | True | [12 empty] | Non Federally-Regulated | 02/22/2017 |  | 04/12/2021
Acuity Brands Lighting | Juno | T91CLF 48IN ** | Track Lighting Integral Curren | Device | True | True | True | True | True | True | True | True | True | [12 empty] | Non Federally-Regulated | 02/22/2017 |  | 04/12/2021
Jasco Products | GE | 52136 | Dimmer | Device | True | True | True | True | True | True | True | True | True | [12 empty] | Non Federally-Regulated | 03/15/2017 |  | 04/12/2021
Jasco Products | GE | 18025 | Dimmer | Device | True | True | True | True | True | True | True | True | True | [12 empty] | Non Federally-Regulated | 03/15/2017 |  | 04/12/2021
Jasco Products | GE | 18053 | Dimmer | Device | True | True | True | True | True | True | True | True | True | [12 empty] | Non Federally-Regulated | 03/15/2017 |  | 04/12/2021
Jasco Products | GE | 18020 | Dimmer | Device | True | True | True | True | True | True | True | True | True | [12 empty] | Non Federally-Regulated | 03/15/2017 |  | 04/12/2021
Jasco Products | GE | 18023 | Dimmer | Device | True | True | True | True | True | True | True | True | True | [12 empty] | Non Federally-Regulated | 03/15/2017 |  | 04/12/2021
Jasco Products | GE | 10464 | Dimmer | Device | True | True | True | True | True | True | True | True | True | [12 empty] | Non Federally-Regulated | 03/15/2017 |  | 04/12/2021
Jasco Products | GE | 18027 | Dimmer | Device | True | True | True | True | True | True | True | True | True | [12 empty] | Non Federally-Regulated | 03/15/2017 |  | 04/12/2021
Jasco Products | GE | JP8306-71L8 | Dimmer | Device | True | True | True | True | True | True | True | False | [13 empty] | Non Federally-Regulated | 03/15/2017 |  | 04/12/2021
Jasco Products | GE | ZW3104 | Dimmer | Device | True | True | True | True | True | True | True | False | [13 empty] | Non Federally-Regulated | 03/15/2017 |  | 04/12/2021
Jasco Products | GE | ZW3005 | Dimmer | Device | True | True | True | True | True | True | True | True | True | [12 empty] | Non Federally-Regulated | 03/15/2017 |  | 04/12/2021
Jasco Products | GE | ZW3006 | Dimmer | Device | True | True | True | True | True | True | True | True | True | [12 empty] | Non Federally-Regulated | 03/15/2017 |  | 04/12/2021
Jasco Products | GE | ZW3008 | Dimmer | Device | True | True | True | True | True | True | True | True | True | [12 empty] | Non Federally-Regulated | 03/15/2017 |  | 04/12/2021
Jasco Products | GE | ZW3001 | Dimmer | Device | True | True | True | True | True | True | True | True | True | [12 empty] | Non Federally-Regulated | 03/15/2017 |  | 04/12/2021
Jasco Products | GE | ZW3002 | Dimmer | Device | True | True | True | True | True | True | True | True | True | [12 empty] | Non Federally-Regulated | 03/15/2017 |  | 04/12/2021
Jasco Products | GE | ZW3003 | Dimmer | Device | True | True | True | True | True | True | True | True | True | [12 empty] | Non Federally-Regulated | 03/15/2017 |  | 04/12/2021
Jasco Products | GE | ZW3004 | Dimmer | Device | True | True | True | True | True | True | True | True | True | [12 empty] | Non Federally-Regulated | 03/15/2017 |  | 04/12/2021
Jasco Products | GE | ZW3007 | Dimmer | Device | True | True | True | True | True | True | True | True | True | [12 empty] | Non Federally-Regulated | 03/15/2017 |  | 04/12/2021
Jasco Products | GE | ZW3101 | Dimmer | Device | True | True | True | True | True | True | True | False | [13 empty] | Non Federally-Regulated | 03/15/2017 |  | 04/12/2021
Jasco Products | GE | ZW3102 | Dimmer | Device | True | True | True | True | True | True | True | False | [13 empty] | Non Federally-Regulated | 03/15/2017 |  | 04/12/2021
Jasco Products | GE | ZW3103 | Dimmer | Device | True | True | True | True | True | True | True | False | [13 empty] | Non Federally-Regulated | 03/15/2017 |  | 04/12/2021
Jasco Products | GE | ZW3105 | Dimmer | Device | True | True | True | True | True | True | True | False | [13 empty] | Non Federally-Regulated | 03/15/2017 |  | 04/12/2021
Jasco Products | GE | ZW3106 | Dimmer | Device | True | True | True | True | True | True | True | False | [13 empty] | Non Federally-Regulated | 03/15/2017 |  | 04/12/2021
Jasco Products | GE | ZW3107 | Dimmer | Device | True | True | True | True | True | True | True | False | [13 empty] | Non Federally-Regulated | 03/15/2017 |  | 04/12/2021
Jasco Products | GE | ZB3101 | Dimmer | Device | True | True | True | True | True | True | True | False | [13 empty] | Non Federally-Regulated | 03/15/2017 |  | 04/12/2021
Jasco Products | GE | 18021 | Dimmer | Device | True | True | True | True | True | False |  | True | True | [12 empty] | Non Federally-Regulated | 03/15/2017 |  | 04/12/2021
Jasco Products | Jasco | ZW3005 | Dimmer | Device | True | True | True | True | True | True | True | True | True | [12 empty] | Non Federally-Regulated | 03/15/2017 |  | 04/12/2021
Jasco Products | Jasco | ZW3006 | Dimmer | Device | True | True | True | True | True | True | True | True | True | [12 empty] | Non Federally-Regulated | 03/15/2017 |  | 04/12/2021
Jasco Products | Jasco | ZW3008 | Dimmer | Device | True | True | True | True | True | True | True | True | True | [12 empty] | Non Federally-Regulated | 03/15/2017 |  | 04/12/2021
Jasco Products | Jasco | ZW3001 | Dimmer | Device | True | True | True | True | True | True | True | True | True | [12 empty] | Non Federally-Regulated | 03/15/2017 |  | 04/12/2021
Jasco Products | Jasco | ZW3002 | Dimmer | Device | True | True | True | True | True | True | True | True | True | [12 empty] | Non Federally-Regulated | 03/15/2017 |  | 04/12/2021
Jasco Products | Jasco | ZW3003 | Dimmer | Device | True | True | True | True | True | True | True | True | True | [12 empty] | Non Federally-Regulated | 03/15/2017 |  | 04/12/2021
Jasco Products | Jasco | ZW3004 | Dimmer | Device | True | True | True | True | True | True | True | True | True | [12 empty] | Non Federally-Regulated | 03/15/2017 |  | 04/12/2021
Jasco Products | Jasco | ZW3007 | Dimmer | Device | True | True | True | True | True | True | True | True | True | [12 empty] | Non Federally-Regulated | 03/15/2017 |  | 04/12/2021
Jasco Products | Jasco | ZW3101 | Dimmer | Device | True | True | True | True | True | True | True | False | [13 empty] | Non Federally-Regulated | 03/15/2017 |  | 04/12/2021
Jasco Products | Jasco | ZW3102 | Dimmer | Device | True | True | True | True | True | True | True | False | [13 empty] | Non Federally-Regulated | 03/15/2017 |  | 04/12/2021
Jasco Products | Jasco | ZW3103 | Dimmer | Device | True | True | True | True | True | True | True | False | [13 empty] | Non Federally-Regulated | 03/15/2017 |  | 04/12/2021
Jasco Products | Jasco | ZW3105 | Dimmer | Device | True | True | True | True | True | True | True | False | [13 empty] | Non Federally-Regulated | 03/15/2017 |  | 04/12/2021
Jasco Products | Jasco | ZW3106 | Dimmer | Device | True | True | True | True | True | True | True | False | [13 empty] | Non Federally-Regulated | 03/15/2017 |  | 04/12/2021
Jasco Products | Jasco | ZW3107 | Dimmer | Device | True | True | True | True | True | True | True | False | [13 empty] | Non Federally-Regulated | 03/15/2017 |  | 04/12/2021
Jasco Products | Jasco | ZB3101 | Dimmer | Device | True | True | True | True | True | True | True | False | [13 empty] | Non Federally-Regulated | 03/15/2017 |  | 04/12/2021
Jasco Products | Jasco | ZB3001 | Dimmer | Device | True | True | True | True | True | True | True | True | True | [12 empty] | Non Federally-Regulated | 03/15/2017 |  | 04/12/2021
Jasco Products | Jasco | JP8306-71L8 | Dimmer | Device | True | True | True | True | True | True | True | False | [13 empty] | Non Federally-Regulated | 03/15/2017 |  | 04/12/2021
Jasco Products | Jasco | ZW4006 | Occupant Sensing Device | Device | True | True | True | True | True | False |  |  |  | False |  |  | False |  | False |  | False | False | True | True | True | Non Federally-Regulated | 03/15/2017 |  | 04/12/2021
Jasco Products | Jasco | ZW3008 | Occupant Sensing Device | Device | True | True | True | True | True | False |  |  |  | False |  |  | True | True | False |  | False | False | True | True | True | Non Federally-Regulated | 03/15/2017 |  | 04/12/2021
Jasco Products | GE | ZW4006 | Occupant Sensing Device | Device | True | True | True | True | True | False |  |  |  | False |  |  | False |  | False |  | False | False | True | True | True | Non Federally-Regulated | 03/15/2017 |  | 04/12/2021
Jasco Products | GE | ZW3008 | Occupant Sensing Device | Device | True | True | True | True | True | False |  |  |  | False |  |  | True | True | False |  | False | False | True | True | True | Non Federally-Regulated | 03/15/2017 |  | 04/12/2021
Jasco Products | GE | ZB3001 | Dimmer | Device | True | True | True | True | True | True | True | True | True | [12 empty] | Non Federally-Regulated | 03/15/2017 |  | 04/12/2021
Jasco Products | Jasco | ZW3104 | Dimmer | Device | True | True | True | True | True | True | True | False | [13 empty] | Non Federally-Regulated | 03/20/2017 |  | 04/12/2021
Cooper Lighting Solutions LLC (formerly Eaton) | Greengate | WBSD-SMT-* | Dimmer | Device | True | True | True | True | True | True | True | True | True | [12 empty] | Non Federally-Regulated | 03/29/2017 |  | 04/12/2021
Cooper Lighting Solutions LLC (formerly Eaton) | Greengate | WBSD-SMT-** | Dimmer | Device | True | True | True | True | True | True | True | True | True | [12 empty] | Non Federally-Regulated | 03/29/2017 |  | 04/12/2021
Cooper Lighting Solutions LLC (formerly Eaton) | Greengate | WBSD-DEC-* | Dimmer | Device | True | True | True | True | True | True | True | True | True | [12 empty] | Non Federally-Regulated | 03/29/2017 |  | 04/12/2021
Cooper Lighting Solutions LLC (formerly Eaton) | Greengate | WBSD-DEC-** | Dimmer | Device | True | True | True | True | True | True | True | True | True | [12 empty] | Non Federally-Regulated | 03/29/2017 |  | 04/12/2021
Cooper Lighting Solutions LLC (formerly Eaton) | Greengate | WBSD-010DEC-* | Dimmer | Device | True | True | True | True | True | True | True | True | True | [12 empty] | Non Federally-Regulated | 03/29/2017 |  | 04/12/2021
Cooper Lighting Solutions LLC (formerly Eaton) | Greengate | WBSD-010DEC-** | Dimmer | Device | True | True | True | True | True | True | True | True | True | [12 empty] | Non Federally-Regulated | 03/29/2017 |  | 04/12/2021
Cooper Lighting Solutions LLC (formerly Eaton) | Greengate | WBSD-SLD-* | Dimmer | Device | True | True | True | True | True | True | True | True | True | [12 empty] | Non Federally-Regulated | 03/29/2017 |  | 04/12/2021
Cooper Lighting Solutions LLC (formerly Eaton) | Greengate | WBSD-SLD-** | Dimmer | Device | True | True | True | True | True | True | True | True | True | [12 empty] | Non Federally-Regulated | 03/29/2017 |  | 04/12/2021
Cooper Lighting Solutions LLC (formerly Eaton) | Greengate | WBSD-010SLD-* | Dimmer | Device | True | True | True | True | True | True | True | True | True | [12 empty] | Non Federally-Regulated | 03/29/2017 |  | 04/12/2021
Cooper Lighting Solutions LLC (formerly Eaton) | Greengate | WBSD-010SLD-** | Dimmer | Device | True | True | True | True | True | True | True | True | True | [12 empty] | Non Federally-Regulated | 03/29/2017 |  | 04/12/2021
Cooper Lighting Solutions LLC (formerly Eaton) | Greengate | WBSD-TOG-* | Dimmer | Device | True | True | True | True | True | True | True | True | True | [12 empty] | Non Federally-Regulated | 03/29/2017 |  | 04/12/2021
Cooper Lighting Solutions LLC (formerly Eaton) | Greengate | WBSD-TOG-** | Dimmer | Device | True | True | True | True | True | True | True | True | True | [12 empty] | Non Federally-Regulated | 03/29/2017 |  | 04/12/2021
Cooper Lighting Solutions LLC (formerly Eaton) | Greengate | VSW-P-010 | Occupant Sensing Device | Device | True | True | True | True | True | False |  |  |  | False |  |  | False |  | False |  | False | False | False |  |  | Non Federally-Regulated | 04/04/2017 |  | 04/12/2021
Cooper Lighting Solutions LLC (formerly Eaton) | Greengate | VSW-P-010* | Occupant Sensing Device | Device | True | True | True | True | True | False |  |  |  | False |  |  | False |  | False |  | False | False | False |  |  | Non Federally-Regulated | 04/04/2017 |  | 04/12/2021
Cooper Lighting Solutions LLC (formerly Eaton) | Greengate | VSW-P-010** | Occupant Sensing Device | Device | True | True | True | True | True | False |  |  |  | False |  |  | False |  | False |  | False | False | False |  |  | Non Federally-Regulated | 04/04/2017 |  | 04/12/2021
Intermatic, Inc. | Intermatic, Inc. | ST70** | Astronomical Time Switch Contr | Device | True | True | True | True | True | True | True | False | [13 empty] | Non Federally-Regulated | 04/24/2017 |  | 04/12/2021
Intermatic, Inc. | Intermatic, Inc. | STW7** | Astronomical Time Switch Contr | Device | True | True | True | True | True | True | True | False | [13 empty] | Non Federally-Regulated | 04/24/2017 |  | 04/12/2021
Enerlites, Inc. | Top Greener, Inc. | TDHOS5-W-* | Occupant Sensing Device | Device | True | True | True | True | True | False |  |  |  | False |  |  | False |  | False |  | False | False | False |  |  | Non Federally-Regulated | 04/24/2017 |  | 04/12/2021
Lutron Electronics Co., Inc. | Maestro | MACL-LFQH-****** | Dimmer | Device | True | True | True | True | True | True | True | True | True | [12 empty] | Non Federally-Regulated | 05/01/2017 |  | 04/12/2021
Lutron Electronics Co., Inc. | Maestro | MACL-LFQ-******** | Dimmer | Device | True | True | True | True | True | True | True | True | True | [12 empty] | Non Federally-Regulated | 05/01/2017 |  | 04/12/2021
Lutron Electronics Co., Inc. | Caseta | PD-5NE***** | Dimmer | Device | True | True | True | True | True | True | True | True | True | [12 empty] | Non Federally-Regulated | 05/01/2017 |  | 04/12/2021
Lutron Electronics Co., Inc. | Caseta | PD-6WCL********* | Dimmer | Device | True | True | True | True | True | True | True | True | True | [12 empty] | Non Federally-Regulated | 05/01/2017 |  | 04/12/2021
Lutron Electronics Co., Inc. | Caseta | PD-3PDCL******** | Dimmer | Device | True | True | True | True | True | True | True | True | True | [12 empty] | Non Federally-Regulated | 05/01/2017 |  | 04/12/2021
Lutron Electronics Co., Inc. | Caseta | PD-10NXD********* | Dimmer | Device | True | True | True | True | True | True | True | True | True | [12 empty] | Non Federally-Regulated | 05/01/2017 |  | 04/12/2021
Lutron Electronics Co., Inc. | Caseta | PD-3PCL******** | Dimmer | Device | True | True | True | True | True | True | True | True | True | [12 empty] | Non Federally-Regulated | 05/01/2017 |  | 04/12/2021
Lutron Electronics Co., Inc. | Diva | DVFSQ-LF******** | Dimmer | Device | True | True | True | True | True | True | True | True | True | [12 empty] | Non Federally-Regulated | 05/01/2017 |  | 04/12/2021
Lutron Electronics Co., Inc. | Pro Dimmer | SRP-253P-******** | Dimmer | Device | True | True | True | True | True | True | True | True | True | [12 empty] | Non Federally-Regulated | 05/01/2017 |  | 04/12/2021
Lutron Electronics Co., Inc. | Pro Dimmer | NTRP-250-******** | Dimmer | Device | True | True | True | True | True | True | True | True | True | [12 empty] | Non Federally-Regulated | 05/01/2017 |  | 04/12/2021
Lutron Electronics Co., Inc. | Pro Dimmer | DVRP-253P-****** | Dimmer | Device | True | True | True | True | True | True | True | True | True | [12 empty] | Non Federally-Regulated | 05/01/2017 |  | 04/12/2021
Lutron Electronics Co., Inc. | Pro Dimmer | CTRP-253P-******* | Dimmer | Device | True | True | True | True | True | True | True | True | True | [12 empty] | Non Federally-Regulated | 05/01/2017 |  | 04/12/2021
Lutron Electronics Co., Inc. | Pro Dimmer | DVSCRP-253P-**** | Dimmer | Device | True | True | True | True | True | True | True | True | True | [12 empty] | Non Federally-Regulated | 05/01/2017 |  | 04/12/2021
Lutron Electronics Co., Inc. | Grafik T | GTJ-150******* | Dimmer | Device | True | True | True | True | True | True | True | True | True | [12 empty] | Non Federally-Regulated | 05/01/2017 |  | 04/12/2021
Lutron Electronics Co., Inc. | Grafik T | GTJS-150******* | Dimmer | Device | True | True | True | True | True | True | True | True | True | [12 empty] | Non Federally-Regulated | 05/01/2017 |  | 04/12/2021
Lutron Electronics Co., Inc. | Grafik T | GT-250******* | Dimmer | Device | True | True | True | True | True | True | True | True | True | [12 empty] | Non Federally-Regulated | 05/01/2017 |  | 04/12/2021
Lutron Electronics Co., Inc. | Grafik T | GTJ-250******* | Dimmer | Device | True | True | True | True | True | True | True | True | True | [12 empty] | Non Federally-Regulated | 05/01/2017 |  | 04/12/2021
Lutron Electronics Co., Inc. | Grafik T | GTJS-250******* | Dimmer | Device | True | True | True | True | True | True | True | True | True | [12 empty] | Non Federally-Regulated | 05/01/2017 |  | 04/12/2021
Lutron Electronics Co., Inc. | Grafik T | GT-5NEM******* | Dimmer | Device | True | True | True | True | True | True | True | True | True | [12 empty] | Non Federally-Regulated | 05/01/2017 |  | 04/12/2021
Lutron Electronics Co., Inc. | Grafik T | GTJ-5ANSM***** | Dimmer | Device | True | True | True | True | True | True | True | True | True | [12 empty] | Non Federally-Regulated | 05/01/2017 |  | 04/12/2021
Lutron Electronics Co., Inc. | Grafik T | GTJS-5ANSM**** | Dimmer | Device | True | True | True | True | True | True | True | True | True | [12 empty] | Non Federally-Regulated | 05/01/2017 |  | 04/12/2021
Lutron Electronics Co., Inc. | Grafik T | GT-150******* | Dimmer | Device | True | True | True | True | True | True | True | True | True | [12 empty] | Non Federally-Regulated | 05/01/2017 |  | 04/12/2021
Lutron Electronics Co., Inc. | Grafik T | GTJ-5NEM****** | Dimmer | Device | True | True | True | True | True | True | True | True | True | [12 empty] | Non Federally-Regulated | 05/01/2017 |  | 04/12/2021
Lutron Electronics Co., Inc. | Skylark | S-103P********** | Dimmer | Device | True | True | True | True | True | True | True | True | True | [12 empty] | Non Federally-Regulated | 05/01/2017 |  | 04/12/2021
Lutron Electronics Co., Inc. | Skylark | S-10P*********** | Dimmer | Device | True | True | True | True | True | True | True | True | True | [12 empty] | Non Federally-Regulated | 05/01/2017 |  | 04/12/2021
Lutron Electronics Co., Inc. | Skylark | S-600*********** | Dimmer | Device | True | True | True | True | True | True | True | True | True | [12 empty] | Non Federally-Regulated | 05/01/2017 |  | 04/12/2021
Lutron Electronics Co., Inc. | Skylark | S-600P********** | Dimmer | Device | True | True | True | True | True | True | True | True | True | [12 empty] | Non Federally-Regulated | 05/01/2017 |  | 04/12/2021
Lutron Electronics Co., Inc. | Skylark | S-603P********** | Dimmer | Device | True | True | True | True | True | True | True | True | True | [12 empty] | Non Federally-Regulated | 05/01/2017 |  | 04/12/2021
Lutron Electronics Co., Inc. | Skylark | S2-L************ | Dimmer | Device | True | True | True | True | True | True | True | True | True | [12 empty] | Non Federally-Regulated | 05/01/2017 |  | 04/12/2021
Lutron Electronics Co., Inc. | Skylark | S2-LF*********** | Dimmer | Device | True | True | True | True | True | True | True | True | True | [12 empty] | Non Federally-Regulated | 05/01/2017 |  | 04/12/2021
Lutron Electronics Co., Inc. | Skylark | S2-LFSQ********* | Dimmer | Device | True | True | True | True | True | True | True | True | True | [12 empty] | Non Federally-Regulated | 05/01/2017 |  | 04/12/2021
Lutron Electronics Co., Inc. | Skylark | SCL-1*********** | Dimmer | Device | True | True | True | True | True | True | True | True | True | [12 empty] | Non Federally-Regulated | 05/01/2017 |  | 04/12/2021
Lutron Electronics Co., Inc. | Skylark | SELV-300P******* | Dimmer | Device | True | True | True | True | True | True | True | True | True | [12 empty] | Non Federally-Regulated | 05/01/2017 |  | 04/12/2021
Lutron Electronics Co., Inc. | Skylark | SELV-303P******* | Dimmer | Device | True | True | True | True | True | True | True | True | True | [12 empty] | Non Federally-Regulated | 05/01/2017 |  | 04/12/2021
Lutron Electronics Co., Inc. | Skylark | SELVB-300P****** | Dimmer | Device | True | True | True | True | True | True | True | True | True | [12 empty] | Non Federally-Regulated | 05/01/2017 |  | 04/12/2021
Lutron Electronics Co., Inc. | Skylark | SF-103P********* | Dimmer | Device | True | True | True | True | True | True | True | True | True | [12 empty] | Non Federally-Regulated | 05/01/2017 |  | 04/12/2021
Lutron Electronics Co., Inc. | Skylark | SF-10P********** | Dimmer | Device | True | True | True | True | True | True | True | True | True | [12 empty] | Non Federally-Regulated | 05/01/2017 |  | 04/12/2021
Lutron Electronics Co., Inc. | Skylark | SF-12P********** | Dimmer | Device | True | True | True | True | True | True | True | True | True | [12 empty] | Non Federally-Regulated | 05/01/2017 |  | 04/12/2021
Lutron Electronics Co., Inc. | Skylark | SFTU-5A3P******* | Dimmer | Device | True | True | True | True | True | True | True | True | True | [12 empty] | Non Federally-Regulated | 05/01/2017 |  | 04/12/2021
Lutron Electronics Co., Inc. | Skylark | SLV-600P******** | Dimmer | Device | True | True | True | True | True | True | True | True | True | [12 empty] | Non Federally-Regulated | 05/01/2017 |  | 04/12/2021
Lutron Electronics Co., Inc. | Skylark | SLV-603P******** | Dimmer | Device | True | True | True | True | True | True | True | True | True | [12 empty] | Non Federally-Regulated | 05/01/2017 |  | 04/12/2021
Lutron Electronics Co., Inc. | Skylark | SPDC-203P******* | Dimmer | Device | True | True | True | True | True | True | True | True | True | [12 empty] | Non Federally-Regulated | 05/01/2017 |  | 04/12/2021
Lutron Electronics Co., Inc. | Skylark | CTCL-*********** | Dimmer | Device | True | True | True | True | True | True | True | True | True | [12 empty] | Non Federally-Regulated | 05/01/2017 |  | 04/12/2021
Lutron Electronics Co., Inc. | Skylark | S-1000********** | Dimmer | Device | True | True | True | True | True | True | True | True | True | [12 empty] | Non Federally-Regulated | 05/01/2017 |  | 04/12/2021
Lutron Electronics Co., Inc. | Diva | DV-103P********* | Dimmer | Device | True | True | True | True | True | True | True | True | True | [12 empty] | Non Federally-Regulated | 05/01/2017 |  | 04/12/2021
Lutron Electronics Co., Inc. | Diva | DV-10P********** | Dimmer | Device | True | True | True | True | True | True | True | True | True | [12 empty] | Non Federally-Regulated | 05/01/2017 |  | 04/12/2021
Lutron Electronics Co., Inc. | Diva | DV-600P********* | Dimmer | Device | True | True | True | True | True | True | True | True | True | [12 empty] | Non Federally-Regulated | 05/01/2017 |  | 04/12/2021
Lutron Electronics Co., Inc. | Diva | DV-603P********* | Dimmer | Device | True | True | True | True | True | True | True | True | True | [12 empty] | Non Federally-Regulated | 05/01/2017 |  | 04/12/2021
Lutron Electronics Co., Inc. | Diva | DVCL-*********** | Dimmer | Device | True | True | True | True | True | True | True | True | True | [12 empty] | Non Federally-Regulated | 05/01/2017 |  | 04/12/2021
Lutron Electronics Co., Inc. | Diva | DVELV-300P****** | Dimmer | Device | True | True | True | True | True | True | True | True | True | [12 empty] | Non Federally-Regulated | 05/01/2017 |  | 04/12/2021
Lutron Electronics Co., Inc. | Diva | DVELV-303P****** | Dimmer | Device | True | True | True | True | True | True | True | True | True | [12 empty] | Non Federally-Regulated | 05/01/2017 |  | 04/12/2021
Lutron Electronics Co., Inc. | Diva | DVF-103P******** | Dimmer | Device | True | True | True | True | True | True | True | True | True | [12 empty] | Non Federally-Regulated | 05/01/2017 |  | 04/12/2021
Lutron Electronics Co., Inc. | Diva | DVFTU-5A3P****** | Dimmer | Device | True | True | True | True | True | True | True | True | True | [12 empty] | Non Federally-Regulated | 05/01/2017 |  | 04/12/2021
Lutron Electronics Co., Inc. | Diva | DVLV-103P******* | Dimmer | Device | True | True | True | True | True | True | True | True | True | [12 empty] | Non Federally-Regulated | 05/01/2017 |  | 04/12/2021
Lutron Electronics Co., Inc. | Diva | DVLV-10P******** | Dimmer | Device | True | True | True | True | True | True | True | True | True | [12 empty] | Non Federally-Regulated | 05/01/2017 |  | 04/12/2021
Lutron Electronics Co., Inc. | Diva | DVLV-600P******* | Dimmer | Device | True | True | True | True | True | True | True | True | True | [12 empty] | Non Federally-Regulated | 05/01/2017 |  | 04/12/2021
Lutron Electronics Co., Inc. | Diva | DVLV-603P******* | Dimmer | Device | True | True | True | True | True | True | True | True | True | [12 empty] | Non Federally-Regulated | 05/01/2017 |  | 04/12/2021
Lutron Electronics Co., Inc. | Diva | DVPDC-203P****** | Dimmer | Device | True | True | True | True | True | True | True | True | True | [12 empty] | Non Federally-Regulated | 05/01/2017 |  | 04/12/2021
Lutron Electronics Co., Inc. | Diva | DVSC-103P******* | Dimmer | Device | True | True | True | True | True | True | True | True | True | [12 empty] | Non Federally-Regulated | 05/01/2017 |  | 04/12/2021
Lutron Electronics Co., Inc. | Diva | DVSC-10P******** | Dimmer | Device | True | True | True | True | True | True | True | True | True | [12 empty] | Non Federally-Regulated | 05/01/2017 |  | 04/12/2021
Lutron Electronics Co., Inc. | Diva | DVSC-600P******* | Dimmer | Device | True | True | True | True | True | True | True | True | True | [12 empty] | Non Federally-Regulated | 05/01/2017 |  | 04/12/2021
Lutron Electronics Co., Inc. | Diva | DVSC-603P******* | Dimmer | Device | True | True | True | True | True | True | True | True | True | [12 empty] | Non Federally-Regulated | 05/01/2017 |  | 04/12/2021
Lutron Electronics Co., Inc. | Diva | DVSCCL-********* | Dimmer | Device | True | True | True | True | True | True | True | True | True | [12 empty] | Non Federally-Regulated | 05/01/2017 |  | 04/12/2021
Lutron Electronics Co., Inc. | Diva | DVSCELV-300P**** | Dimmer | Device | True | True | True | True | True | True | True | True | True | [12 empty] | Non Federally-Regulated | 05/01/2017 |  | 04/12/2021
Lutron Electronics Co., Inc. | Diva | DVSCELV-303P**** | Dimmer | Device | True | True | True | True | True | True | True | True | True | [12 empty] | Non Federally-Regulated | 05/01/2017 |  | 04/12/2021
Lutron Electronics Co., Inc. | Diva | DVSCF-103P****** | Dimmer | Device | True | True | True | True | True | True | True | True | True | [12 empty] | Non Federally-Regulated | 05/01/2017 |  | 04/12/2021
Lutron Electronics Co., Inc. | Diva | DVSCFTU-5A3P**** | Dimmer | Device | True | True | True | True | True | True | True | True | True | [12 empty] | Non Federally-Regulated | 05/01/2017 |  | 04/12/2021
Lutron Electronics Co., Inc. | Diva | DVSCLV-103P***** | Dimmer | Device | True | True | True | True | True | True | True | True | True | [12 empty] | Non Federally-Regulated | 05/01/2017 |  | 04/12/2021
Lutron Electronics Co., Inc. | Diva | DVSCLV-10P****** | Dimmer | Device | True | True | True | True | True | True | True | True | True | [12 empty] | Non Federally-Regulated | 05/01/2017 |  | 04/12/2021
Lutron Electronics Co., Inc. | Diva | DVSCLV-600P***** | Dimmer | Device | True | True | True | True | True | True | True | True | True | [12 empty] | Non Federally-Regulated | 05/01/2017 |  | 04/12/2021
Lutron Electronics Co., Inc. | Diva | DVSCLV-603P***** | Dimmer | Device | True | True | True | True | True | True | True | True | True | [12 empty] | Non Federally-Regulated | 05/01/2017 |  | 04/12/2021
Lutron Electronics Co., Inc. | Diva | DVSCSTV********* | Dimmer | Device | True | True | True | True | True | True | True | True | True | [12 empty] | Non Federally-Regulated | 05/01/2017 |  | 04/12/2021
Lutron Electronics Co., Inc. | Diva | DVSCTV********** | Dimmer | Device | True | True | True | True | True | True | True | True | True | [12 empty] | Non Federally-Regulated | 05/01/2017 |  | 04/12/2021
Lutron Electronics Co., Inc. | Diva | DVSTV*********** | Dimmer | Device | True | True | True | True | True | True | True | True | True | [12 empty] | Non Federally-Regulated | 05/01/2017 |  | 04/12/2021
Lutron Electronics Co., Inc. | Diva | DVTV************ | Dimmer | Device | True | True | True | True | True | True | True | True | True | [12 empty] | Non Federally-Regulated | 05/01/2017 |  | 04/12/2021
Lutron Electronics Co., Inc. | Diva | DVW-600P******** | Dimmer | Device | True | True | True | True | True | True | True | True | True | [12 empty] | Non Federally-Regulated | 05/01/2017 |  | 04/12/2021
Lutron Electronics Co., Inc. | Diva | DVW-603P******** | Dimmer | Device | True | True | True | True | True | True | True | True | True | [12 empty] | Non Federally-Regulated | 05/01/2017 |  | 04/12/2021
Lutron Electronics Co., Inc. | Diva | DVWCL-********** | Dimmer | Device | True | True | True | True | True | True | True | True | True | [12 empty] | Non Federally-Regulated | 05/01/2017 |  | 04/12/2021
Lutron Electronics Co., Inc. | Diva | DVWPDC-203P***** | Dimmer | Device | True | True | True | True | True | True | True | True | True | [12 empty] | Non Federally-Regulated | 05/01/2017 |  | 04/12/2021
Lutron Electronics Co., Inc. | Diva | DV-1002P******** | Dimmer | Device | True | True | True | True | True | True | True | True | True | [12 empty] | Non Federally-Regulated | 05/01/2017 |  | 04/12/2021
Lutron Electronics Co., Inc. | Maestro | MA-600********** | Dimmer | Device | True | True | True | True | True | True | True | True | True | [12 empty] | Non Federally-Regulated | 05/01/2017 |  | 04/12/2021
Lutron Electronics Co., Inc. | Maestro | MA-L3L3********* | Dimmer | Device | True | True | True | True | True | True | True | True | True | [12 empty] | Non Federally-Regulated | 05/01/2017 |  | 04/12/2021
Lutron Electronics Co., Inc. | Maestro | MA-L3S25******** | Dimmer | Device | True | True | True | True | True | True | True | True | True | [12 empty] | Non Federally-Regulated | 05/01/2017 |  | 04/12/2021
Lutron Electronics Co., Inc. | Maestro | MA-L3T251******* | Dimmer | Device | True | True | True | True | True | True | True | True | True | [12 empty] | Non Federally-Regulated | 05/01/2017 |  | 04/12/2021
Lutron Electronics Co., Inc. | Maestro | MACL-*********** | Dimmer | Device | True | True | True | True | True | True | True | True | True | [12 empty] | Non Federally-Regulated | 05/01/2017 |  | 04/12/2021
Lutron Electronics Co., Inc. | Maestro | MAELV-600******* | Dimmer | Device | True | True | True | True | True | True | True | True | True | [12 empty] | Non Federally-Regulated | 05/01/2017 |  | 04/12/2021
Lutron Electronics Co., Inc. | Maestro | MAF-6AM********* | Dimmer | Device | True | True | True | True | True | True | True | True | True | [12 empty] | Non Federally-Regulated | 05/01/2017 |  | 04/12/2021
Lutron Electronics Co., Inc. | Maestro | MALV-1000******* | Dimmer | Device | True | True | True | True | True | True | True | True | True | [12 empty] | Non Federally-Regulated | 05/01/2017 |  | 04/12/2021
Lutron Electronics Co., Inc. | Maestro | MALV-600******** | Dimmer | Device | True | True | True | True | True | True | True | True | True | [12 empty] | Non Federally-Regulated | 05/01/2017 |  | 04/12/2021
Lutron Electronics Co., Inc. | Maestro | MASCLV-1000***** | Dimmer | Device | True | True | True | True | True | True | True | True | True | [12 empty] | Non Federally-Regulated | 05/01/2017 |  | 04/12/2021
Lutron Electronics Co., Inc. | Maestro | MAW-600********* | Dimmer | Device | True | True | True | True | True | True | True | True | True | [12 empty] | Non Federally-Regulated | 05/01/2017 |  | 04/12/2021
Lutron Electronics Co., Inc. | Maestro | MAW-603********* | Dimmer | Device | True | True | True | True | True | True | True | True | True | [12 empty] | Non Federally-Regulated | 05/01/2017 |  | 04/12/2021
Lutron Electronics Co., Inc. | Maestro | MIR-1000******** | Dimmer | Device | True | True | True | True | True | True | True | True | True | [12 empty] | Non Federally-Regulated | 05/01/2017 |  | 04/12/2021
Lutron Electronics Co., Inc. | Maestro | MIR-1000M******* | Dimmer | Device | True | True | True | True | True | True | True | True | True | [12 empty] | Non Federally-Regulated | 05/01/2017 |  | 04/12/2021
Lutron Electronics Co., Inc. | Maestro | MIR-600********* | Dimmer | Device | True | True | True | True | True | True | True | True | True | [12 empty] | Non Federally-Regulated | 05/01/2017 |  | 04/12/2021
Lutron Electronics Co., Inc. | Maestro | MIR-600M******** | Dimmer | Device | True | True | True | True | True | True | True | True | True | [12 empty] | Non Federally-Regulated | 05/01/2017 |  | 04/12/2021
Lutron Electronics Co., Inc. | Maestro | MIR-603T******** | Dimmer | Device | True | True | True | True | True | True | True | True | True | [12 empty] | Non Federally-Regulated | 05/01/2017 |  | 04/12/2021
Lutron Electronics Co., Inc. | Maestro | MIRELV-600****** | Dimmer | Device | True | True | True | True | True | True | True | True | True | [12 empty] | Non Federally-Regulated | 05/01/2017 |  | 04/12/2021
Lutron Electronics Co., Inc. | Maestro | MIRELV-600M***** | Dimmer | Device | True | True | True | True | True | True | True | True | True | [12 empty] | Non Federally-Regulated | 05/01/2017 |  | 04/12/2021
Lutron Electronics Co., Inc. | Maestro | MIRLV-1000****** | Dimmer | Device | True | True | True | True | True | True | True | True | True | [12 empty] | Non Federally-Regulated | 05/01/2017 |  | 04/12/2021
Lutron Electronics Co., Inc. | Maestro | MIRLV-1000M***** | Dimmer | Device | True | True | True | True | True | True | True | True | True | [12 empty] | Non Federally-Regulated | 05/01/2017 |  | 04/12/2021
Lutron Electronics Co., Inc. | Maestro | MIRLV-600******* | Dimmer | Device | True | True | True | True | True | True | True | True | True | [12 empty] | Non Federally-Regulated | 05/01/2017 |  | 04/12/2021
Lutron Electronics Co., Inc. | Maestro | MIRLV-600M****** | Dimmer | Device | True | True | True | True | True | True | True | True | True | [12 empty] | Non Federally-Regulated | 05/01/2017 |  | 04/12/2021
Lutron Electronics Co., Inc. | Maestro | MK-600PI******** | Dimmer | Device | True | True | True | True | True | True | True | True | True | [12 empty] | Non Federally-Regulated | 05/01/2017 |  | 04/12/2021
Lutron Electronics Co., Inc. | Maestro | MK-603PI******** | Dimmer | Device | True | True | True | True | True | True | True | True | True | [12 empty] | Non Federally-Regulated | 05/01/2017 |  | 04/12/2021
Lutron Electronics Co., Inc. | Maestro | MRF2-10D******** | Dimmer | Device | True | True | True | True | True | True | True | True | True | [12 empty] | Non Federally-Regulated | 05/01/2017 |  | 04/12/2021
Lutron Electronics Co., Inc. | Maestro | MRF2-1S8A-*** | Dimmer | Device | True | True | True | True | True | True | True | True | True | [12 empty] | Non Federally-Regulated | 05/01/2017 |  | 04/12/2021
Lutron Electronics Co., Inc. | Maestro | MRF2-2S8A-*** | Dimmer | Device | True | True | True | True | True | True | True | True | True | [12 empty] | Non Federally-Regulated | 05/01/2017 |  | 04/12/2021
Lutron Electronics Co., Inc. | Maestro | MRF2-3LD******** | Dimmer | Device | True | True | True | True | True | True | True | True | True | [12 empty] | Non Federally-Regulated | 05/01/2017 |  | 04/12/2021
Lutron Electronics Co., Inc. | Maestro | MRF2-3PD******** | Dimmer | Device | True | True | True | True | True | True | True | True | True | [12 empty] | Non Federally-Regulated | 05/01/2017 |  | 04/12/2021
Lutron Electronics Co., Inc. | Maestro | MRF2-600M******* | Dimmer | Device | True | True | True | True | True | True | True | True | True | [12 empty] | Non Federally-Regulated | 05/01/2017 |  | 04/12/2021
Lutron Electronics Co., Inc. | Maestro | MRF2-6ELV******* | Dimmer | Device | True | True | True | True | True | True | True | True | True | [12 empty] | Non Federally-Regulated | 05/01/2017 |  | 04/12/2021
Lutron Electronics Co., Inc. | Maestro | MRF2-6MLV******* | Dimmer | Device | True | True | True | True | True | True | True | True | True | [12 empty] | Non Federally-Regulated | 05/01/2017 |  | 04/12/2021
Lutron Electronics Co., Inc. | Maestro | MRF2-6NA******** | Dimmer | Device | True | True | True | True | True | True | True | True | True | [12 empty] | Non Federally-Regulated | 05/01/2017 |  | 04/12/2021
Lutron Electronics Co., Inc. | Maestro | MRF2-6ND******* | Dimmer | Device | True | True | True | True | True | True | True | True | True | [12 empty] | Non Federally-Regulated | 05/01/2017 |  | 04/12/2021
Lutron Electronics Co., Inc. | Maestro | MRFA-3LD-URC**** | Dimmer | Device | True | True | True | True | True | True | True | True | True | [12 empty] | Non Federally-Regulated | 05/01/2017 |  | 04/12/2021
Lutron Electronics Co., Inc. | Maestro | MRFA-600M-URC*** | Dimmer | Device | True | True | True | True | True | True | True | True | True | [12 empty] | Non Federally-Regulated | 05/01/2017 |  | 04/12/2021
Lutron Electronics Co., Inc. | Maestro | MS-Z101********* | Dimmer | Device | True | True | True | True | True | True | True | True | True | [12 empty] | Non Federally-Regulated | 05/01/2017 |  | 04/12/2021
Lutron Electronics Co., Inc. | Maestro | MSC-1000******** | Dimmer | Device | True | True | True | True | True | True | True | True | True | [12 empty] | Non Federally-Regulated | 05/01/2017 |  | 04/12/2021
Lutron Electronics Co., Inc. | Maestro | MSC-600********* | Dimmer | Device | True | True | True | True | True | True | True | True | True | [12 empty] | Non Federally-Regulated | 05/01/2017 |  | 04/12/2021
Lutron Electronics Co., Inc. | Maestro | MSCELV-600M***** | Dimmer | Device | True | True | True | True | True | True | True | True | True | [12 empty] | Non Federally-Regulated | 05/01/2017 |  | 04/12/2021
Lutron Electronics Co., Inc. | Maestro | MSCF-6AM******** | Dimmer | Device | True | True | True | True | True | True | True | True | True | [12 empty] | Non Federally-Regulated | 05/01/2017 |  | 04/12/2021
Lutron Electronics Co., Inc. | Maestro | MSCLV-1000M***** | Dimmer | Device | True | True | True | True | True | True | True | True | True | [12 empty] | Non Federally-Regulated | 05/01/2017 |  | 04/12/2021
Lutron Electronics Co., Inc. | Maestro | MSCLV-600M****** | Dimmer | Device | True | True | True | True | True | True | True | True | True | [12 empty] | Non Federally-Regulated | 05/01/2017 |  | 04/12/2021
Lutron Electronics Co., Inc. | Maestro | UMACL-********** | Dimmer | Device | True | True | True | True | True | True | True | True | True | [12 empty] | Non Federally-Regulated | 05/01/2017 |  | 04/12/2021
Lutron Electronics Co., Inc. | Maestro | UMRF2-10D******* | Dimmer | Device | True | True | True | True | True | True | True | True | True | [12 empty] | Non Federally-Regulated | 05/01/2017 |  | 04/12/2021
Lutron Electronics Co., Inc. | Maestro | UMRF2-6ND******* | Dimmer | Device | True | True | True | True | True | True | True | True | True | [12 empty] | Non Federally-Regulated | 05/01/2017 |  | 04/12/2021
Lutron Electronics Co., Inc. | Maestro | UMRF2-F6AN****** | Dimmer | Device | True | True | True | True | True | True | True | True | True | [12 empty] | Non Federally-Regulated | 05/01/2017 |  | 04/12/2021
Lutron Electronics Co., Inc. | Maestro | UMS-Z101******* | Dimmer | Device | True | True | True | True | True | True | True | True | True | [12 empty] | Non Federally-Regulated | 05/01/2017 |  | 04/12/2021
Lutron Electronics Co., Inc. | Maestro | MA-1000********* | Dimmer | Device | True | True | True | True | True | True | True | True | True | [12 empty] | Non Federally-Regulated | 05/01/2017 |  | 04/12/2021
Lutron Electronics Co., Inc. | Ariadni | AY-10P********** | Dimmer | Device | True | True | True | True | True | True | True | True | True | [12 empty] | Non Federally-Regulated | 05/01/2017 |  | 04/12/2021
Lutron Electronics Co., Inc. | Ariadni | AY-600P********* | Dimmer | Device | True | True | True | True | True | True | True | True | True | [12 empty] | Non Federally-Regulated | 05/01/2017 |  | 04/12/2021
Lutron Electronics Co., Inc. | Ariadni | AY-603P********* | Dimmer | Device | True | True | True | True | True | True | True | True | True | [12 empty] | Non Federally-Regulated | 05/01/2017 |  | 04/12/2021
Lutron Electronics Co., Inc. | Ariadni | AYCL-*********** | Dimmer | Device | True | True | True | True | True | True | True | True | True | [12 empty] | Non Federally-Regulated | 05/01/2017 |  | 04/12/2021
Lutron Electronics Co., Inc. | Ariadni | AYF-103P******** | Dimmer | Device | True | True | True | True | True | True | True | True | True | [12 empty] | Non Federally-Regulated | 05/01/2017 |  | 04/12/2021
Lutron Electronics Co., Inc. | Ariadni | AYLV-600P******* | Dimmer | Device | True | True | True | True | True | True | True | True | True | [12 empty] | Non Federally-Regulated | 05/01/2017 |  | 04/12/2021
Lutron Electronics Co., Inc. | Ariadni | AYLV-603P******* | Dimmer | Device | True | True | True | True | True | True | True | True | True | [12 empty] | Non Federally-Regulated | 05/01/2017 |  | 04/12/2021
Lutron Electronics Co., Inc. | Ariadni | TG-103P********* | Dimmer | Device | True | True | True | True | True | True | True | True | True | [12 empty] | Non Federally-Regulated | 05/01/2017 |  | 04/12/2021
Lutron Electronics Co., Inc. | Ariadni | TG-10P********** | Dimmer | Device | True | True | True | True | True | True | True | True | True | [12 empty] | Non Federally-Regulated | 05/01/2017 |  | 04/12/2021
Lutron Electronics Co., Inc. | Ariadni | TG-600P********* | Dimmer | Device | True | True | True | True | True | True | True | True | True | [12 empty] | Non Federally-Regulated | 05/01/2017 |  | 04/12/2021
Lutron Electronics Co., Inc. | Ariadni | TG-603P********* | Dimmer | Device | True | True | True | True | True | True | True | True | True | [12 empty] | Non Federally-Regulated | 05/01/2017 |  | 04/12/2021
Lutron Electronics Co., Inc. | Ariadni | TGLV-600PR****** | Dimmer | Device | True | True | True | True | True | True | True | True | True | [12 empty] | Non Federally-Regulated | 05/01/2017 |  | 04/12/2021
Lutron Electronics Co., Inc. | Ariadni | AY-103P********* | Dimmer | Device | True | True | True | True | True | True | True | True | True | [12 empty] | Non Federally-Regulated | 05/01/2017 |  | 04/12/2021
Lutron Electronics Co., Inc. | Ariadni | TGCL-*********** | Dimmer | Device | True | True | True | True | True | True | True | True | True | [12 empty] | Non Federally-Regulated | 05/01/2017 |  | 04/12/2021
Lutron Electronics Co., Inc. | Aurora | AR-6D*********** | Dimmer | Device | True | True | True | True | True | True | True | True | True | [12 empty] | Non Federally-Regulated | 05/01/2017 |  | 04/12/2021
Lutron Electronics Co., Inc. | Aviena | AN-103P********* | Dimmer | Device | True | True | True | True | True | True | True | True | True | [12 empty] | Non Federally-Regulated | 05/01/2017 |  | 04/12/2021
Lutron Electronics Co., Inc. | Aviena | AN-10P********** | Dimmer | Device | True | True | True | True | True | True | True | True | True | [12 empty] | Non Federally-Regulated | 05/01/2017 |  | 04/12/2021
Lutron Electronics Co., Inc. | Aviena | AN-600P********* | Dimmer | Device | True | True | True | True | True | True | True | True | True | [12 empty] | Non Federally-Regulated | 05/01/2017 |  | 04/12/2021
Lutron Electronics Co., Inc. | Aviena | AN-603P********* | Dimmer | Device | True | True | True | True | True | True | True | True | True | [12 empty] | Non Federally-Regulated | 05/01/2017 |  | 04/12/2021
Lutron Electronics Co., Inc. | Aviena | ANLV-600P******* | Dimmer | Device | True | True | True | True | True | True | True | True | True | [12 empty] | Non Federally-Regulated | 05/01/2017 |  | 04/12/2021
Lutron Electronics Co., Inc. | Aviena | ANLV-603P******* | Dimmer | Device | True | True | True | True | True | True | True | True | True | [12 empty] | Non Federally-Regulated | 05/01/2017 |  | 04/12/2021
Lutron Electronics Co., Inc. | Ceana | CN-103P********* | Dimmer | Device | True | True | True | True | True | True | True | True | True | [12 empty] | Non Federally-Regulated | 05/01/2017 |  | 04/12/2021
Lutron Electronics Co., Inc. | Ceana | CN-10P********** | Dimmer | Device | True | True | True | True | True | True | True | True | True | [12 empty] | Non Federally-Regulated | 05/01/2017 |  | 04/12/2021
Lutron Electronics Co., Inc. | Ceana | CN-600P********* | Dimmer | Device | True | True | True | True | True | True | True | True | True | [12 empty] | Non Federally-Regulated | 05/01/2017 |  | 04/12/2021
Lutron Electronics Co., Inc. | Ceana | CN-603P********* | Dimmer | Device | True | True | True | True | True | True | True | True | True | [12 empty] | Non Federally-Regulated | 05/01/2017 |  | 04/12/2021
Lutron Electronics Co., Inc. | Ceana | CNLV-600P******* | Dimmer | Device | True | True | True | True | True | True | True | True | True | [12 empty] | Non Federally-Regulated | 05/01/2017 |  | 04/12/2021
Lutron Electronics Co., Inc. | Ceana | CNLV-603P******* | Dimmer | Device | True | True | True | True | True | True | True | True | True | [12 empty] | Non Federally-Regulated | 05/01/2017 |  | 04/12/2021
Lutron Electronics Co., Inc. | Centurion | C-1000********** | Dimmer | Device | True | True | True | True | True | True | True | True | True | [12 empty] | Non Federally-Regulated | 05/01/2017 |  | 04/12/2021
Lutron Electronics Co., Inc. | Centurion | C-103P********** | Dimmer | Device | True | True | True | True | True | True | True | True | True | [12 empty] | Non Federally-Regulated | 05/01/2017 |  | 04/12/2021
Lutron Electronics Co., Inc. | Centurion | C-10P*********** | Dimmer | Device | True | True | True | True | True | True | True | True | True | [12 empty] | Non Federally-Regulated | 05/01/2017 |  | 04/12/2021
Lutron Electronics Co., Inc. | Centurion | C-1500********** | Dimmer | Device | True | True | True | True | True | True | True | True | True | [12 empty] | Non Federally-Regulated | 05/01/2017 |  | 04/12/2021
Lutron Electronics Co., Inc. | Centurion | C-2000********** | Dimmer | Device | True | True | True | True | True | True | True | True | True | [12 empty] | Non Federally-Regulated | 05/01/2017 |  | 04/12/2021
Lutron Electronics Co., Inc. | Centurion | C-600*********** | Dimmer | Device | True | True | True | True | True | True | True | True | True | [12 empty] | Non Federally-Regulated | 05/01/2017 |  | 04/12/2021
Lutron Electronics Co., Inc. | Centurion | C-600P********** | Dimmer | Device | True | True | True | True | True | True | True | True | True | [12 empty] | Non Federally-Regulated | 05/01/2017 |  | 04/12/2021
Lutron Electronics Co., Inc. | Centurion | C-603P********** | Dimmer | Device | True | True | True | True | True | True | True | True | True | [12 empty] | Non Federally-Regulated | 05/01/2017 |  | 04/12/2021
Lutron Electronics Co., Inc. | Clear Connect | CCD-10D*** | Dimmer | Device | True | True | True | True | True | True | True | True | True | [12 empty] | Non Federally-Regulated | 05/01/2017 |  | 04/12/2021
Lutron Electronics Co., Inc. | Clear Connect | CCD-10ND*** | Dimmer | Device | True | True | True | True | True | True | True | True | True | [12 empty] | Non Federally-Regulated | 05/01/2017 |  | 04/12/2021
Lutron Electronics Co., Inc. | Clear Connect | CCD-3LD*** | Dimmer | Device | True | True | True | True | True | True | True | True | True | [12 empty] | Non Federally-Regulated | 05/01/2017 |  | 04/12/2021
Lutron Electronics Co., Inc. | Clear Connect | CCD-3PD***** | Dimmer | Device | True | True | True | True | True | True | True | True | True | [12 empty] | Non Federally-Regulated | 05/01/2017 |  | 04/12/2021
Lutron Electronics Co., Inc. | Clear Connect | CCD-6D**** | Dimmer | Device | True | True | True | True | True | True | True | True | True | [12 empty] | Non Federally-Regulated | 05/01/2017 |  | 04/12/2021
Lutron Electronics Co., Inc. | Clear Connect | CCD-F6AN****** | Dimmer | Device | True | True | True | True | True | True | True | True | True | [12 empty] | Non Federally-Regulated | 05/01/2017 |  | 04/12/2021
Lutron Electronics Co., Inc. | Clear Connect | CCD-H*********** | Dimmer | Device | True | True | True | True | True | True | True | True | True | [12 empty] | Non Federally-Regulated | 05/01/2017 |  | 04/12/2021
Lutron Electronics Co., Inc. | Credenza | LC-300********** | Dimmer | Device | True | True | True | True | True | True | True | True | True | [12 empty] | Non Federally-Regulated | 05/01/2017 |  | 04/12/2021
Lutron Electronics Co., Inc. | Credenza | LC-600H********* | Dimmer | Device | True | True | True | True | True | True | True | True | True | [12 empty] | Non Federally-Regulated | 05/01/2017 |  | 04/12/2021
Lutron Electronics Co., Inc. | Credenza | TT-300********** | Dimmer | Device | True | True | True | True | True | True | True | True | True | [12 empty] | Non Federally-Regulated | 05/01/2017 |  | 04/12/2021
Lutron Electronics Co., Inc. | Credenza | TTCL-*********** | Dimmer | Device | True | True | True | True | True | True | True | True | True | [12 empty] | Non Federally-Regulated | 05/01/2017 |  | 04/12/2021
Lutron Electronics Co., Inc. | Glyder | GL-10*********** | Dimmer | Device | True | True | True | True | True | True | True | True | True | [12 empty] | Non Federally-Regulated | 05/01/2017 |  | 04/12/2021
Lutron Electronics Co., Inc. | Glyder | GL-103********** | Dimmer | Device | True | True | True | True | True | True | True | True | True | [12 empty] | Non Federally-Regulated | 05/01/2017 |  | 04/12/2021
Lutron Electronics Co., Inc. | Glyder | GL-10P********** | Dimmer | Device | True | True | True | True | True | True | True | True | True | [12 empty] | Non Federally-Regulated | 05/01/2017 |  | 04/12/2021
Lutron Electronics Co., Inc. | Glyder | GL-600********** | Dimmer | Device | True | True | True | True | True | True | True | True | True | [12 empty] | Non Federally-Regulated | 05/01/2017 |  | 04/12/2021
Lutron Electronics Co., Inc. | Glyder | GL-603P********* | Dimmer | Device | True | True | True | True | True | True | True | True | True | [12 empty] | Non Federally-Regulated | 05/01/2017 |  | 04/12/2021
Lutron Electronics Co., Inc. | Glyder | GLV-600********* | Dimmer | Device | True | True | True | True | True | True | True | True | True | [12 empty] | Non Federally-Regulated | 05/01/2017 |  | 04/12/2021
Lutron Electronics Co., Inc. | Lumea | LG-600********** | Dimmer | Device | True | True | True | True | True | True | True | True | True | [12 empty] | Non Federally-Regulated | 05/01/2017 |  | 04/12/2021
Lutron Electronics Co., Inc. | Lumea | LG-600P********* | Dimmer | Device | True | True | True | True | True | True | True | True | True | [12 empty] | Non Federally-Regulated | 05/01/2017 |  | 04/12/2021
Lutron Electronics Co., Inc. | Lumea | LG-603P********* | Dimmer | Device | True | True | True | True | True | True | True | True | True | [12 empty] | Non Federally-Regulated | 05/01/2017 |  | 04/12/2021
Lutron Electronics Co., Inc. | Lumea | LGCL-*********** | Dimmer | Device | True | True | True | True | True | True | True | True | True | [12 empty] | Non Federally-Regulated | 05/01/2017 |  | 04/12/2021
Lutron Electronics Co., Inc. | Lumea | LGELVB-300P***** | Dimmer | Device | True | True | True | True | True | True | True | True | True | [12 empty] | Non Federally-Regulated | 05/01/2017 |  | 04/12/2021
Lutron Electronics Co., Inc. | Lyneo | LX-103********** | Dimmer | Device | True | True | True | True | True | True | True | True | True | [12 empty] | Non Federally-Regulated | 05/01/2017 |  | 04/12/2021
Lutron Electronics Co., Inc. | Lyneo | LX-10P********** | Dimmer | Device | True | True | True | True | True | True | True | True | True | [12 empty] | Non Federally-Regulated | 05/01/2017 |  | 04/12/2021
Lutron Electronics Co., Inc. | Lyneo | LX-600********** | Dimmer | Device | True | True | True | True | True | True | True | True | True | [12 empty] | Non Federally-Regulated | 05/01/2017 |  | 04/12/2021
Lutron Electronics Co., Inc. | Lyneo | LX-603********** | Dimmer | Device | True | True | True | True | True | True | True | True | True | [12 empty] | Non Federally-Regulated | 05/01/2017 |  | 04/12/2021
Lutron Electronics Co., Inc. | Lyneo | LXELV-600******* | Dimmer | Device | True | True | True | True | True | True | True | True | True | [12 empty] | Non Federally-Regulated | 05/01/2017 |  | 04/12/2021
Lutron Electronics Co., Inc. | Lyneo | LXELV-603******* | Dimmer | Device | True | True | True | True | True | True | True | True | True | [12 empty] | Non Federally-Regulated | 05/01/2017 |  | 04/12/2021
Lutron Electronics Co., Inc. | Lyneo | LXF-103********* | Dimmer | Device | True | True | True | True | True | True | True | True | True | [12 empty] | Non Federally-Regulated | 05/01/2017 |  | 04/12/2021
Lutron Electronics Co., Inc. | Lyneo | LXLV-10********* | Dimmer | Device | True | True | True | True | True | True | True | True | True | [12 empty] | Non Federally-Regulated | 05/01/2017 |  | 04/12/2021
Lutron Electronics Co., Inc. | Lyneo | LXLV-103******** | Dimmer | Device | True | True | True | True | True | True | True | True | True | [12 empty] | Non Federally-Regulated | 05/01/2017 |  | 04/12/2021
Lutron Electronics Co., Inc. | Lyneo | LXLV-600******** | Dimmer | Device | True | True | True | True | True | True | True | True | True | [12 empty] | Non Federally-Regulated | 05/01/2017 |  | 04/12/2021
Lutron Electronics Co., Inc. | Lyneo | LXLV-603******** | Dimmer | Device | True | True | True | True | True | True | True | True | True | [12 empty] | Non Federally-Regulated | 05/01/2017 |  | 04/12/2021
Lutron Electronics Co., Inc. | Nova | N-1000********** | Dimmer | Device | True | True | True | True | True | True | True | True | True | [12 empty] | Non Federally-Regulated | 05/01/2017 |  | 04/12/2021
Lutron Electronics Co., Inc. | Nova | N-1000-F******** | Dimmer | Device | True | True | True | True | True | True | True | True | True | [12 empty] | Non Federally-Regulated | 05/01/2017 |  | 04/12/2021
Lutron Electronics Co., Inc. | Nova | N-1003P********* | Dimmer | Device | True | True | True | True | True | True | True | True | True | [12 empty] | Non Federally-Regulated | 05/01/2017 |  | 04/12/2021
Lutron Electronics Co., Inc. | Nova | N-1500********** | Dimmer | Device | True | True | True | True | True | True | True | True | True | [12 empty] | Non Federally-Regulated | 05/01/2017 |  | 04/12/2021
Lutron Electronics Co., Inc. | Nova | N-1503P********* | Dimmer | Device | True | True | True | True | True | True | True | True | True | [12 empty] | Non Federally-Regulated | 05/01/2017 |  | 04/12/2021
Lutron Electronics Co., Inc. | Nova | N-2000********** | Dimmer | Device | True | True | True | True | True | True | True | True | True | [12 empty] | Non Federally-Regulated | 05/01/2017 |  | 04/12/2021
Lutron Electronics Co., Inc. | Nova | N-2003P********* | Dimmer | Device | True | True | True | True | True | True | True | True | True | [12 empty] | Non Federally-Regulated | 05/01/2017 |  | 04/12/2021
Lutron Electronics Co., Inc. | Nova | N-600*********** | Dimmer | Device | True | True | True | True | True | True | True | True | True | [12 empty] | Non Federally-Regulated | 05/01/2017 |  | 04/12/2021
Lutron Electronics Co., Inc. | Nova | N-603*********** | Dimmer | Device | True | True | True | True | True | True | True | True | True | [12 empty] | Non Federally-Regulated | 05/01/2017 |  | 04/12/2021
Lutron Electronics Co., Inc. | Nova | NELV-450******** | Dimmer | Device | True | True | True | True | True | True | True | True | True | [12 empty] | Non Federally-Regulated | 05/01/2017 |  | 04/12/2021
Lutron Electronics Co., Inc. | Nova | NELV-450-F****** | Dimmer | Device | True | True | True | True | True | True | True | True | True | [12 empty] | Non Federally-Regulated | 05/01/2017 |  | 04/12/2021
Lutron Electronics Co., Inc. | Nova | NF-10*********** | Dimmer | Device | True | True | True | True | True | True | True | True | True | [12 empty] | Non Federally-Regulated | 05/01/2017 |  | 04/12/2021
Lutron Electronics Co., Inc. | Nova | NF-10-277******* | Dimmer | Device | True | True | True | True | True | True | True | True | True | [12 empty] | Non Federally-Regulated | 05/01/2017 |  | 04/12/2021
Lutron Electronics Co., Inc. | Nova | NF-103P********* | Dimmer | Device | True | True | True | True | True | True | True | True | True | [12 empty] | Non Federally-Regulated | 05/01/2017 |  | 04/12/2021
Lutron Electronics Co., Inc. | Nova | NF-103P-277***** | Dimmer | Device | True | True | True | True | True | True | True | True | True | [12 empty] | Non Federally-Regulated | 05/01/2017 |  | 04/12/2021
Lutron Electronics Co., Inc. | Nova | NF-20*********** | Dimmer | Device | True | True | True | True | True | True | True | True | True | [12 empty] | Non Federally-Regulated | 05/01/2017 |  | 04/12/2021
Lutron Electronics Co., Inc. | Nova | NF-20-277******* | Dimmer | Device | True | True | True | True | True | True | True | True | True | [12 empty] | Non Federally-Regulated | 05/01/2017 |  | 04/12/2021
Lutron Electronics Co., Inc. | Nova | NF-30*********** | Dimmer | Device | True | True | True | True | True | True | True | True | True | [12 empty] | Non Federally-Regulated | 05/01/2017 |  | 04/12/2021
Lutron Electronics Co., Inc. | Nova | NFTU-5A********* | Dimmer | Device | True | True | True | True | True | True | True | True | True | [12 empty] | Non Federally-Regulated | 05/01/2017 |  | 04/12/2021
Lutron Electronics Co., Inc. | Nova | NLV-1000******** | Dimmer | Device | True | True | True | True | True | True | True | True | True | [12 empty] | Non Federally-Regulated | 05/01/2017 |  | 04/12/2021
Lutron Electronics Co., Inc. | Nova | NLV-1003P******* | Dimmer | Device | True | True | True | True | True | True | True | True | True | [12 empty] | Non Federally-Regulated | 05/01/2017 |  | 04/12/2021
Lutron Electronics Co., Inc. | Nova | NLV-1500******** | Dimmer | Device | True | True | True | True | True | True | True | True | True | [12 empty] | Non Federally-Regulated | 05/01/2017 |  | 04/12/2021
Lutron Electronics Co., Inc. | Nova | NLV-1503P******* | Dimmer | Device | True | True | True | True | True | True | True | True | True | [12 empty] | Non Federally-Regulated | 05/01/2017 |  | 04/12/2021
Lutron Electronics Co., Inc. | Nova | NLV-2003P******* | Dimmer | Device | True | True | True | True | True | True | True | True | True | [12 empty] | Non Federally-Regulated | 05/01/2017 |  | 04/12/2021
Lutron Electronics Co., Inc. | Nova | NLV-600********* | Dimmer | Device | True | True | True | True | True | True | True | True | True | [12 empty] | Non Federally-Regulated | 05/01/2017 |  | 04/12/2021
Lutron Electronics Co., Inc. | Nova | NLV-603P******** | Dimmer | Device | True | True | True | True | True | True | True | True | True | [12 empty] | Non Federally-Regulated | 05/01/2017 |  | 04/12/2021
Lutron Electronics Co., Inc. | Nova | NT-1000********* | Dimmer | Device | True | True | True | True | True | True | True | True | True | [12 empty] | Non Federally-Regulated | 05/01/2017 |  | 04/12/2021
Lutron Electronics Co., Inc. | Nova | NT-1003P******** | Dimmer | Device | True | True | True | True | True | True | True | True | True | [12 empty] | Non Federally-Regulated | 05/01/2017 |  | 04/12/2021
Lutron Electronics Co., Inc. | Nova | NT-1500********* | Dimmer | Device | True | True | True | True | True | True | True | True | True | [12 empty] | Non Federally-Regulated | 05/01/2017 |  | 04/12/2021
Lutron Electronics Co., Inc. | Nova | NT-1503P******** | Dimmer | Device | True | True | True | True | True | True | True | True | True | [12 empty] | Non Federally-Regulated | 05/01/2017 |  | 04/12/2021
Lutron Electronics Co., Inc. | Nova | NT-2000********* | Dimmer | Device | True | True | True | True | True | True | True | True | True | [12 empty] | Non Federally-Regulated | 05/01/2017 |  | 04/12/2021
Lutron Electronics Co., Inc. | Nova | NT-600********** | Dimmer | Device | True | True | True | True | True | True | True | True | True | [12 empty] | Non Federally-Regulated | 05/01/2017 |  | 04/12/2021
Lutron Electronics Co., Inc. | Nova | NT-603P********* | Dimmer | Device | True | True | True | True | True | True | True | True | True | [12 empty] | Non Federally-Regulated | 05/01/2017 |  | 04/12/2021
Lutron Electronics Co., Inc. | Nova | NTB-1000******** | Dimmer | Device | True | True | True | True | True | True | True | True | True | [12 empty] | Non Federally-Regulated | 05/01/2017 |  | 04/12/2021
Lutron Electronics Co., Inc. | Nova | NTB-600********* | Dimmer | Device | True | True | True | True | True | True | True | True | True | [12 empty] | Non Federally-Regulated | 05/01/2017 |  | 04/12/2021
Lutron Electronics Co., Inc. | Nova | NTELV-300******* | Dimmer | Device | True | True | True | True | True | True | True | True | True | [12 empty] | Non Federally-Regulated | 05/01/2017 |  | 04/12/2021
Lutron Electronics Co., Inc. | Nova | NTELV-600******* | Dimmer | Device | True | True | True | True | True | True | True | True | True | [12 empty] | Non Federally-Regulated | 05/01/2017 |  | 04/12/2021
Lutron Electronics Co., Inc. | Nova | NTF-10********** | Dimmer | Device | True | True | True | True | True | True | True | True | True | [12 empty] | Non Federally-Regulated | 05/01/2017 |  | 04/12/2021
Lutron Electronics Co., Inc. | Nova | NTF-103P******** | Dimmer | Device | True | True | True | True | True | True | True | True | True | [12 empty] | Non Federally-Regulated | 05/01/2017 |  | 04/12/2021
Lutron Electronics Co., Inc. | Nova | NTFTV*********** | Dimmer | Device | True | True | True | True | True | True | True | True | True | [12 empty] | Non Federally-Regulated | 05/01/2017 |  | 04/12/2021
Lutron Electronics Co., Inc. | Nova | NTLV-1000******* | Dimmer | Device | True | True | True | True | True | True | True | True | True | [12 empty] | Non Federally-Regulated | 05/01/2017 |  | 04/12/2021
Lutron Electronics Co., Inc. | Nova | NTLV-1003P****** | Dimmer | Device | True | True | True | True | True | True | True | True | True | [12 empty] | Non Federally-Regulated | 05/01/2017 |  | 04/12/2021
Lutron Electronics Co., Inc. | Nova | NTLV-1500******* | Dimmer | Device | True | True | True | True | True | True | True | True | True | [12 empty] | Non Federally-Regulated | 05/01/2017 |  | 04/12/2021
Lutron Electronics Co., Inc. | Nova | NTLV-1503P****** | Dimmer | Device | True | True | True | True | True | True | True | True | True | [12 empty] | Non Federally-Regulated | 05/01/2017 |  | 04/12/2021
Lutron Electronics Co., Inc. | Nova | NTLV-600******** | Dimmer | Device | True | True | True | True | True | True | True | True | True | [12 empty] | Non Federally-Regulated | 05/01/2017 |  | 04/12/2021
Lutron Electronics Co., Inc. | Nova | NTLV-603P******* | Dimmer | Device | True | True | True | True | True | True | True | True | True | [12 empty] | Non Federally-Regulated | 05/01/2017 |  | 04/12/2021
Lutron Electronics Co., Inc. | Nova | NTSTV*********** | Dimmer | Device | True | True | True | True | True | True | True | True | True | [12 empty] | Non Federally-Regulated | 05/01/2017 |  | 04/12/2021
Lutron Electronics Co., Inc. | Rotary | D-600P********** | Dimmer | Device | True | True | True | True | True | True | True | True | True | [12 empty] | Non Federally-Regulated | 05/01/2017 |  | 04/12/2021
Lutron Electronics Co., Inc. | Rotary | D-600R********** | Dimmer | Device | True | True | True | True | True | True | True | True | True | [12 empty] | Non Federally-Regulated | 05/01/2017 |  | 04/12/2021
Lutron Electronics Co., Inc. | Rotary | D-603P********** | Dimmer | Device | True | True | True | True | True | True | True | True | True | [12 empty] | Non Federally-Regulated | 05/01/2017 |  | 04/12/2021
Lutron Electronics Co., Inc. | Rotary | DNG-600P******** | Dimmer | Device | True | True | True | True | True | True | True | True | True | [12 empty] | Non Federally-Regulated | 05/01/2017 |  | 04/12/2021
Lutron Electronics Co., Inc. | Rotary | DNG-603P******** | Dimmer | Device | True | True | True | True | True | True | True | True | True | [12 empty] | Non Federally-Regulated | 05/01/2017 |  | 04/12/2021
Lutron Electronics Co., Inc. | Spacer System | SPS-1000******** | Dimmer | Device | True | True | True | True | True | True | True | True | True | [12 empty] | Non Federally-Regulated | 05/01/2017 |  | 04/12/2021
Lutron Electronics Co., Inc. | Spacer System | SPS-1000M******* | Dimmer | Device | True | True | True | True | True | True | True | True | True | [12 empty] | Non Federally-Regulated | 05/01/2017 |  | 04/12/2021
Lutron Electronics Co., Inc. | Spacer System | SPS-600********* | Dimmer | Device | True | True | True | True | True | True | True | True | True | [12 empty] | Non Federally-Regulated | 05/01/2017 |  | 04/12/2021
Lutron Electronics Co., Inc. | Spacer System | SPS-600M******** | Dimmer | Device | True | True | True | True | True | True | True | True | True | [12 empty] | Non Federally-Regulated | 05/01/2017 |  | 04/12/2021
Lutron Electronics Co., Inc. | Spacer System | SPSELV-600****** | Dimmer | Device | True | True | True | True | True | True | True | True | True | [12 empty] | Non Federally-Regulated | 05/01/2017 |  | 04/12/2021
Lutron Electronics Co., Inc. | Spacer System | SPSELV-600M***** | Dimmer | Device | True | True | True | True | True | True | True | True | True | [12 empty] | Non Federally-Regulated | 05/01/2017 |  | 04/12/2021
Lutron Electronics Co., Inc. | Spacer System | SPSFTU-5A******* | Dimmer | Device | True | True | True | True | True | True | True | True | True | [12 empty] | Non Federally-Regulated | 05/01/2017 |  | 04/12/2021
Lutron Electronics Co., Inc. | Spacer System | SPSLV-1000****** | Dimmer | Device | True | True | True | True | True | True | True | True | True | [12 empty] | Non Federally-Regulated | 05/01/2017 |  | 04/12/2021
Lutron Electronics Co., Inc. | Spacer System | SPSLV-1000M***** | Dimmer | Device | True | True | True | True | True | True | True | True | True | [12 empty] | Non Federally-Regulated | 05/01/2017 |  | 04/12/2021
Lutron Electronics Co., Inc. | Spacer System | SPSLV-600******* | Dimmer | Device | True | True | True | True | True | True | True | True | True | [12 empty] | Non Federally-Regulated | 05/01/2017 |  | 04/12/2021
Lutron Electronics Co., Inc. | Spacer System | SPSLV-600M****** | Dimmer | Device | True | True | True | True | True | True | True | True | True | [12 empty] | Non Federally-Regulated | 05/01/2017 |  | 04/12/2021
Lutron Electronics Co., Inc. | Spacer System | SPSW-600******** | Dimmer | Device | True | True | True | True | True | True | True | True | True | [12 empty] | Non Federally-Regulated | 05/01/2017 |  | 04/12/2021
Lutron Electronics Co., Inc. | Spacer System | SPSW-603******** | Dimmer | Device | True | True | True | True | True | True | True | True | True | [12 empty] | Non Federally-Regulated | 05/01/2017 |  | 04/12/2021
Lutron Electronics Co., Inc. | Vierti | V-1000********** | Dimmer | Device | True | True | True | True | True | True | True | True | True | [12 empty] | Non Federally-Regulated | 05/01/2017 |  | 04/12/2021
Lutron Electronics Co., Inc. | Vierti | V-600*********** | Dimmer | Device | True | True | True | True | True | True | True | True | True | [12 empty] | Non Federally-Regulated | 05/01/2017 |  | 04/12/2021
Lutron Electronics Co., Inc. | Vierti | VF-10*********** | Dimmer | Device | True | True | True | True | True | True | True | True | True | [12 empty] | Non Federally-Regulated | 05/01/2017 |  | 04/12/2021
Lutron Electronics Co., Inc. | Vierti | VT-1000M******** | Dimmer | Device | True | True | True | True | True | True | True | True | True | [12 empty] | Non Federally-Regulated | 05/01/2017 |  | 04/12/2021
Lutron Electronics Co., Inc. | Vierti | VT-600********** | Dimmer | Device | True | True | True | True | True | True | True | True | True | [12 empty] | Non Federally-Regulated | 05/01/2017 |  | 04/12/2021
Lutron Electronics Co., Inc. | Vierti | VT-600M********* | Dimmer | Device | True | True | True | True | True | True | True | True | True | [12 empty] | Non Federally-Regulated | 05/01/2017 |  | 04/12/2021
Lutron Electronics Co., Inc. | Vierti | VTELV-600M****** | Dimmer | Device | True | True | True | True | True | True | True | True | True | [12 empty] | Non Federally-Regulated | 05/01/2017 |  | 04/12/2021
Lutron Electronics Co., Inc. | Vierti | VTF-6AM********* | Dimmer | Device | True | True | True | True | True | True | True | True | True | [12 empty] | Non Federally-Regulated | 05/01/2017 |  | 04/12/2021
Lutron Electronics Co., Inc. | Clear Connect | CC-G15L******** | Dimmer | Device | True | True | True | True | True | True | True | True | True | [12 empty] | Non Federally-Regulated | 05/01/2017 |  | 04/12/2021
Lutron Electronics Co., Inc. | Clear Connect | CC-G25L******** | Dimmer | Device | True | True | True | True | True | True | True | True | True | [12 empty] | Non Federally-Regulated | 05/01/2017 |  | 04/12/2021
Lutron Electronics Co., Inc. | Clear Connect | CCD-6NA**** | Dimmer | Device | True | True | True | True | True | True | True | True | True | [12 empty] | Non Federally-Regulated | 05/01/2017 |  | 04/12/2021
Lutron Electronics Co., Inc. | Spacer System | SPS-300LD******* | Dimmer | Device | True | True | True | True | True | True | True | True | True | [12 empty] | Non Federally-Regulated | 05/01/2017 |  | 04/12/2021
Lutron Electronics Co., Inc. | Vive | HJS-1-SM****** | Dimmer | Device | True | True | True | True | True | True | True | True | True | [12 empty] | Non Federally-Regulated | 05/02/2017 |  | 04/12/2021
Lutron Electronics Co., Inc. | Vive | HJS-2-FM***** | Dimmer | Device | True | True | True | True | True | True | True | True | True | [12 empty] | Non Federally-Regulated | 05/02/2017 |  | 04/12/2021
Lutron Electronics Co., Inc. | Vive | HJS-2-SM***** | Dimmer | Device | True | True | True | True | True | True | True | True | True | [12 empty] | Non Federally-Regulated | 05/02/2017 |  | 04/12/2021
Lutron Electronics Co., Inc. | Vive | RMJS-16R-DV-B** | Dimmer | Device | True | True | True | True | True | True | True | True | True | [12 empty] | Non Federally-Regulated | 05/02/2017 |  | 04/12/2021
Lutron Electronics Co., Inc. | Vive | RMJS-16RCC01-DV-B* | Dimmer | Device | True | True | True | True | True | True | True | True | True | [12 empty] | Non Federally-Regulated | 05/02/2017 |  | 04/12/2021
Lutron Electronics Co., Inc. | Vive | RMJS-5R-DV-B**** | Dimmer | Device | True | True | True | True | True | True | True | True | True | [12 empty] | Non Federally-Regulated | 05/02/2017 |  | 04/12/2021
Lutron Electronics Co., Inc. | Vive | RMJS-5RCC01-DV-B* | Dimmer | Device | True | True | True | True | True | True | True | True | True | [12 empty] | Non Federally-Regulated | 05/02/2017 |  | 04/12/2021
Lutron Electronics Co., Inc. | Vive | RMJS-CC01-24-B*** | Dimmer | Device | True | True | True | True | True | True | True | True | True | [12 empty] | Non Federally-Regulated | 05/02/2017 |  | 04/12/2021
Lutron Electronics Co., Inc. | Vive | RMJS-8T-DV-B**** | Dimmer | Device | True | True | True | True | True | True | True | True | True | [12 empty] | Non Federally-Regulated | 05/02/2017 |  | 04/12/2021
Lutron Electronics Co., Inc. | Vive | RMJS-20RCC01-DV-B* | Dimmer | Device | True | True | True | True | True | True | True | True | True | [12 empty] | Non Federally-Regulated | 05/02/2017 |  | 04/12/2021
Lutron Electronics Co., Inc. | Vive | RMJS-20R-DV-B**** | Dimmer | Device | True | True | True | True | True | True | True | True | True | [12 empty] | Non Federally-Regulated | 05/02/2017 |  | 04/12/2021
Lutron Electronics Co., Inc. | Vive | CAR2S-15-STR-15A** | Dimmer | Device | True | True | True | True | True | True | True | True | True | [12 empty] | Non Federally-Regulated | 05/02/2017 |  | 04/12/2021
Lutron Electronics Co., Inc. | Vive | CAR2S-15-DTR-15A** | Dimmer | Device | True | True | True | True | True | True | True | True | True | [12 empty] | Non Federally-Regulated | 05/02/2017 |  | 04/12/2021
Lutron Electronics Co., Inc. | Vive | CAR2S-20-STR-20A** | Dimmer | Device | True | True | True | True | True | True | True | True | True | [12 empty] | Non Federally-Regulated | 05/02/2017 |  | 04/12/2021
Lutron Electronics Co., Inc. | Vive | CAR2S-20-DTR-20A** | Dimmer | Device | True | True | True | True | True | True | True | True | True | [12 empty] | Non Federally-Regulated | 05/02/2017 |  | 04/12/2021
Lutron Electronics Co., Inc. | Vive | MRF2S-8S-DV**** | Dimmer | Device | True | True | True | True | True | True | True | True | True | [12 empty] | Non Federally-Regulated | 05/02/2017 |  | 04/12/2021
Lutron Electronics Co., Inc. | Vive | MRFS2-6ANS***** | Dimmer | Device | True | True | True | True | True | True | True | True | True | [12 empty] | Non Federally-Regulated | 05/02/2017 |  | 04/12/2021
Lutron Electronics Co., Inc. | Vive | MRF2-8NS-120**** | Dimmer | Device | True | True | True | True | True | True | True | True | True | [12 empty] | Non Federally-Regulated | 05/02/2017 |  | 04/12/2021
Lutron Electronics Co., Inc. | Vive | MRF2S-6CL**** | Dimmer | Device | True | True | True | True | True | True | True | True | True | [12 empty] | Non Federally-Regulated | 05/02/2017 |  | 04/12/2021
Lutron Electronics Co., Inc. | Vive | MRF2S-6ELV**** | Dimmer | Device | True | True | True | True | True | True | True | True | True | [12 empty] | Non Federally-Regulated | 05/02/2017 |  | 04/12/2021
Lutron Electronics Co., Inc. | Vive | MA-R**** | Dimmer | Device | True | True | True | True | True | True | True | True | True | [12 empty] | Non Federally-Regulated | 05/02/2017 |  | 04/12/2021
Lutron Electronics Co., Inc. | Vive | HJS-1-FM****** | Dimmer | Device | True | True | True | True | True | True | True | True | True | [12 empty] | Non Federally-Regulated | 05/02/2017 |  | 04/12/2021
IR-TEC International, Ltd. | IR-TEC International, Ltd | BED-500S** | Automatic Daylighting Control | Device | True | True | True | True | True | True | True | True | True | True | True | [10 empty] | Non Federally-Regulated | 05/04/2017 |  | 04/12/2021
IR-TEC International, Ltd. | IR-TEC International, Ltd | BED-510S** | Automatic Daylighting Control | Device | True | True | True | True | True | True | True | True | True | True | True | [10 empty] | Non Federally-Regulated | 05/04/2017 |  | 04/12/2021
IR-TEC International, Ltd. | IR-TEC International, Ltd | BRD-500S** | Occupant Sensing Device | Device | True | True | True | True | True | False |  |  |  | False |  |  | True | True | False |  | False | False | False |  |  | Non Federally-Regulated | 05/05/2017 |  | 04/12/2021
IR-TEC International, Ltd. | IR-TEC International, Ltd | BRD-510S** | Occupant Sensing Device | Device | True | True | True | True | True | False |  |  |  | False |  |  | True | True | False |  | False | False | False |  |  | Non Federally-Regulated | 05/05/2017 |  | 04/12/2021
IR-TEC International, Ltd. | IR-TEC International, Ltd | LOD-509S** | Occupant Sensing Device | Device | True | True | True | True | True | False |  |  |  | False |  |  | True | True | False |  | False | False | False |  |  | Non Federally-Regulated | 05/05/2017 |  | 04/12/2021
IR-TEC International, Ltd. | IR-TEC International, Ltd | LOS-508*** | Occupant Sensing Device | Device | True | True | True | True | True | False |  |  |  | False |  |  | False |  | False |  | False | False | False |  |  | Non Federally-Regulated | 05/05/2017 |  | 04/12/2021
IR-TEC International, Ltd. | IR-TEC International, Ltd | CRS-516*** | Occupant Sensing Device | Device | True | True | True | True | True | False |  |  |  | False |  |  | True | True | False |  | False | False | False |  |  | Non Federally-Regulated | 05/05/2017 |  | 04/12/2021
IR-TEC International, Ltd. | IR-TEC International, Ltd | LMS-509S** | Occupant Sensing Device | Device | True | True | True | True | True | False |  |  |  | True | True | True | False |  | False |  | False | False | False |  |  | Non Federally-Regulated | 05/05/2017 |  | 04/12/2021
IR-TEC International, Ltd. | IR-TEC International, Ltd | LMS-109S** | Occupant Sensing Device | Device | True | True | True | True | True | False |  |  |  | True | True | True | False |  | False |  | False | False | False |  |  | Non Federally-Regulated | 05/05/2017 |  | 04/12/2021
IR-TEC International, Ltd. | IR-TEC International, Ltd | LMD-109S** | Occupant Sensing Device | Device | True | True | True | True | True | False |  |  |  | True | True | True | True | True | False |  | False | False | False |  |  | Non Federally-Regulated | 05/05/2017 |  | 04/12/2021
IR-TEC International, Ltd. | IR-TEC International, Ltd | BDS-600S** | Occupant Sensing Device | Device | True | True | True | True | True | False |  |  |  | True | True | True | False |  | False |  | False | False | False |  |  | Non Federally-Regulated | 05/08/2017 |  | 04/12/2021
IR-TEC International, Ltd. | IR-TEC International, Ltd | LMD-509S** | Occupant Sensing Device | Device | True | True | True | True | True | False |  |  |  | True | True | True | True | True | False |  | False | False | False |  |  | Non Federally-Regulated | 05/08/2017 |  | 04/12/2021
IR-TEC International, Ltd. | IR-TEC International, Ltd | ON-LRD-5***** | Occupant Sensing Device | Device | True | True | True | True | True | False |  |  |  | True | True | True | True | True | False |  | False | False | False |  |  | Non Federally-Regulated | 05/09/2017 |  | 04/12/2021
Shanghai Long-Join Intelligent Technology Inc. | Longjoin | JL-303A | Photosensor / Photocontrol Dev | Device | True | True | True | True | True | [16 empty] | Non Federally-Regulated | 05/16/2017 |  | 04/12/2021
Shanghai Long-Join Intelligent Technology Inc. | Longjoin | JL-202A | Photosensor / Photocontrol Dev | Device | True | True | True | True | True | [16 empty] | Non Federally-Regulated | 05/16/2017 |  | 04/12/2021
Shanghai Long-Join Intelligent Technology Inc. | Longjoin | JL-203C | Photosensor / Photocontrol Dev | Device | True | True | True | True | True | [16 empty] | Non Federally-Regulated | 05/16/2017 |  | 04/12/2021
Shanghai Long-Join Intelligent Technology Inc. | Longjoin | JL-103A** | Photosensor / Photocontrol Dev | Device | True | True | True | True | True | [16 empty] | Non Federally-Regulated | 05/16/2017 |  | 04/12/2021
Shanghai Long-Join Intelligent Technology Inc. | Longjoin | JL-103C** | Photosensor / Photocontrol Dev | Device | True | True | True | True | True | [16 empty] | Non Federally-Regulated | 05/16/2017 |  | 04/12/2021
Shanghai Long-Join Intelligent Technology Inc. | Longjoin | JL-104A | Photosensor / Photocontrol Dev | Device | True | True | True | True | True | [16 empty] | Non Federally-Regulated | 05/16/2017 |  | 04/12/2021
Shanghai Long-Join Intelligent Technology Inc. | Longjoin | JL-104C | Photosensor / Photocontrol Dev | Device | True | True | True | True | True | [16 empty] | Non Federally-Regulated | 05/16/2017 |  | 04/12/2021
Shanghai Long-Join Intelligent Technology Inc. | Longjoin | JL-118A* | Photosensor / Photocontrol Dev | Device | True | True | True | True | True | [16 empty] | Non Federally-Regulated | 05/16/2017 |  | 04/12/2021
Shanghai Long-Join Intelligent Technology Inc. | Longjoin | JL-205C** | Photosensor / Photocontrol Dev | Device | True | True | True | True | True | [16 empty] | Non Federally-Regulated | 05/16/2017 |  | 04/12/2021
Shanghai Long-Join Intelligent Technology Inc. | Longjoin | JL-207C** | Photosensor / Photocontrol Dev | Device | True | True | True | True | True | [16 empty] | Non Federally-Regulated | 05/16/2017 |  | 04/12/2021
Shanghai Long-Join Intelligent Technology Inc. | Longjoin | JL-403C | Photosensor / Photocontrol Dev | Device | True | True | True | True | True | [16 empty] | Non Federally-Regulated | 05/16/2017 |  | 04/12/2021
Shanghai Long-Join Intelligent Technology Inc. | Longjoin | JL-404C | Photosensor / Photocontrol Dev | Device | True | True | True | True | True | [16 empty] | Non Federally-Regulated | 05/16/2017 |  | 04/12/2021
Shanghai Long-Join Intelligent Technology Inc. | Longjoin | JL-118C | Photosensor / Photocontrol Dev | Device | True | True | True | True | True | [16 empty] | Non Federally-Regulated | 05/17/2017 |  | 04/12/2021
Shanghai Long-Join Intelligent Technology Inc. | Longjoin | JL-116A | Photosensor / Photocontrol Dev | Device | True | True | True | True | True | [16 empty] | Non Federally-Regulated | 05/17/2017 |  | 04/12/2021
Shanghai Long-Join Intelligent Technology Inc. | Longjoin | JL-116C | Photosensor / Photocontrol Dev | Device | True | True | True | True | True | [16 empty] | Non Federally-Regulated | 05/17/2017 |  | 04/12/2021
Shanghai Long-Join Intelligent Technology Inc. | Longjoin | JL-423C | Photosensor / Photocontrol Dev | Device | True | True | True | True | True | [16 empty] | Non Federally-Regulated | 05/17/2017 |  | 04/12/2021
Shanghai Long-Join Intelligent Technology Inc. | Longjoin | JL-423CM | Photosensor / Photocontrol Dev | Device | True | True | True | True | True | [16 empty] | Non Federally-Regulated | 05/17/2017 |  | 04/12/2021
Shanghai Long-Join Intelligent Technology Inc. | Longjoin | JL-424C | Photosensor / Photocontrol Dev | Device | True | True | True | True | True | [16 empty] | Non Federally-Regulated | 05/17/2017 |  | 04/12/2021
Shanghai Long-Join Intelligent Technology Inc. | Longjoin | JL-428C | Photosensor / Photocontrol Dev | Device | True | True | True | True | True | [16 empty] | Non Federally-Regulated | 05/17/2017 |  | 04/12/2021
Shanghai Long-Join Intelligent Technology Inc. | Longjoin | JL-301A | Photosensor / Photocontrol Dev | Device | True | True | True | True | True | [16 empty] | Non Federally-Regulated | 05/17/2017 |  | 04/12/2021
Shanghai Long-Join Intelligent Technology Inc. | Longjoin | JL-302A | Photosensor / Photocontrol Dev | Device | True | True | True | True | True | [16 empty] | Non Federally-Regulated | 05/17/2017 |  | 04/12/2021
Shanghai Long-Join Intelligent Technology Inc. | Longjoin | JL-118CV | Photosensor / Photocontrol Dev | Device | True | True | True | True | True | [16 empty] | Non Federally-Regulated | 05/17/2017 |  | 04/12/2021
Westport International Co. Ltd. | Westport International Co. Ltd. | W233A-** | Track Lighting Integral Curren | Device | True | True | True | True | True | True | True | True | True | [12 empty] | Non Federally-Regulated | 05/23/2017 |  | 04/12/2021
Westport International Co. Ltd. | Westport International Co. Ltd. | W233-** | Track Lighting Integral Curren | Device | True | True | True | True | True | True | True | True | True | [12 empty] | Non Federally-Regulated | 05/23/2017 |  | 04/12/2021
Westport International Co. Ltd. | Westport International Co. Ltd. | W133-** | Track Lighting Integral Curren | Device | True | True | True | True | True | True | True | True | True | [12 empty] | Non Federally-Regulated | 05/23/2017 |  | 04/12/2021
Westport International Co. Ltd. | Westport International Co. Ltd. | W123-** | Track Lighting Integral Curren | Device | True | True | True | True | True | True | True | True | True | [12 empty] | Non Federally-Regulated | 05/23/2017 |  | 04/12/2021
Westport International Co. Ltd. | Westport International Co. Ltd. | W223-** | Track Lighting Integral Curren | Device | True | True | True | True | True | True | True | True | True | [12 empty] | Non Federally-Regulated | 05/23/2017 |  | 04/12/2021
EliteStar International Ltd. | LightConSys | LCS100 | Dimmer | Device | True | True | True | True | True | True | True | False | [13 empty] | Non Federally-Regulated | 06/16/2017 |  | 04/12/2021
EliteStar International Ltd. | LightConSys | LCS55 | Dimmer | Device | True | True | True | True | True | True | True | False | [13 empty] | Non Federally-Regulated | 06/16/2017 |  | 04/12/2021
Evolve Controls | Evolve Controls | LRM-200 | Dimmer | Device | True | True | True | True | True | False |  | False | [13 empty] | Non Federally-Regulated | 06/22/2017 |  | 04/12/2021
WattStopper, Inc. | WattStopper, Inc. | PW-311 | Dimmer | Device | True | True | True | True | True | False |  | True | True | [12 empty] | Non Federally-Regulated | 07/27/2017 |  | 04/12/2021
WattStopper, Inc. | Watt Stopper, Inc. | PW-311 | Occupant Sensing Device | Device | True | True | True | True | True | False |  |  |  | False |  |  | True | True | False |  | False | True | False | True |  | Non Federally-Regulated | 07/27/2017 |  | 04/12/2021
WattStopper, Inc. | Watt Stopper, Inc. | DW-311 | Occupant Sensing Device | Device | True | True | True | True | True | True | True | True | True | False |  |  | True | True | False |  | False | True | False | True |  | Non Federally-Regulated | 07/27/2017 |  | 04/12/2021
WattStopper, Inc. | WattStopper, Inc. | DW-311 | Dimmer | Device | True | True | True | True | True | False |  | True | True | [12 empty] | Non Federally-Regulated | 07/27/2017 |  | 04/12/2021
Lutron Electronics Co., Inc. | Radio RA2 | RRD-6ND**** | Dimmer | Device | True | True | True | True | True | True | True | True | True | [12 empty] | Non Federally-Regulated | 08/14/2017 |  | 04/12/2021
Lutron Electronics Co., Inc. | Vive | MRF2S-6ND-120**** | Dimmer | Device | True | True | True | True | True | True | True | True | True | [12 empty] | Non Federally-Regulated | 08/14/2017 |  | 04/12/2021
CO-Electronic Co. Ltd. | PRECISION MULTIPLE CONTROLS | ECDV-AP-TD | Photosensor / Photocontrol Dev | Device | True | True | True | [18 empty] | Non Federally-Regulated | 08/22/2017 |  | 04/12/2021
CO-Electronic Co. Ltd. | PRECISION MULTIPLE CONTROLS | EC120-AP-TD | Photosensor / Photocontrol Dev | Device | True | True | True | [18 empty] | Non Federally-Regulated | 08/22/2017 |  | 04/12/2021
CO-Electronic Co. Ltd. | PRECISION MULTIPLE CONTROLS | EC120-BP-TD | Photosensor / Photocontrol Dev | Device | True | True | True | [18 empty] | Non Federally-Regulated | 08/22/2017 |  | 04/12/2021
CO-Electronic Co. Ltd. | PRECISION MULTIPLE CONTROLS | ECDV-BP-TD-10 | Photosensor / Photocontrol Dev | Device | True | True | True | [18 empty] | Non Federally-Regulated | 08/22/2017 |  | 04/12/2021
CO-Electronic Co. Ltd. | PRECISION MULTIPLE CONTROLS | EXDV-AP-TD | Photosensor / Photocontrol Dev | Device | True | True | True | [18 empty] | Non Federally-Regulated | 08/22/2017 |  | 04/12/2021
CO-Electronic Co. Ltd. | PRECISION MULTIPLE CONTROLS | 8690 | Photosensor / Photocontrol Dev | Device | True | True | True | [18 empty] | Non Federally-Regulated | 08/22/2017 |  | 04/12/2021
IR-TEC International, Ltd. | IR-TEC International, Ltd | ON-LCD-5***** | Occupant Sensing Device | Device | True | True | True | True | True | False |  |  |  | True | True | True | True | True | False |  | False | False | False |  |  | Non Federally-Regulated | 08/23/2017 |  | 04/12/2021
Lutron Electronics Co., Inc. | Ketra | X1B1****** | Astronomical Time Switch Contr | Device | True | True | True | True | True | True | True | True | True | True | [11 empty] | Non Federally-Regulated | 09/07/2017 |  | 04/12/2021
Lutron Electronics Co., Inc. | Ketra | X1B0****** | Astronomical Time Switch Contr | Device | True | True | True | True | True | True | True | True | True | True | [11 empty] | Non Federally-Regulated | 09/07/2017 |  | 04/12/2021
Lutron Electronics Co., Inc. | Ketra | X2B0*********** | Dimmer | Device | True | True | True | True | True | True | True | True | True | [12 empty] | Non Federally-Regulated | 09/07/2017 |  | 04/12/2021
Lutron Electronics Co., Inc. | Ketra | N414**BK | Astronomical Time Switch Contr | Device | True | True | True | True | True | True | True | True | True | True | [11 empty] | Non Federally-Regulated | 09/07/2017 |  | 04/12/2021
WattStopper, Inc. | WSI | FSP-212 | Occupant Sensing Device | Device | True | True | True | True | True | False |  |  |  | False |  |  | True | True | True | True | False | False | False |  |  | Non Federally-Regulated | 09/11/2017 |  | 04/12/2021
WattStopper, Inc. | WSI | FSP-202 | Occupant Sensing Device | Device | True | True | True | True | True | False |  |  |  | False |  |  | True | True | True | True | False | False | False |  |  | Non Federally-Regulated | 09/11/2017 |  | 04/12/2021
WattStopper, Inc. | WSI | FSP-221B | Occupant Sensing Device | Device | True | True | True | True | True | False |  |  |  | False |  |  | True | True | True | True | False | False | False |  |  | Non Federally-Regulated | 09/11/2017 |  | 04/12/2021
WattStopper, Inc. | WSI | FSP-211B | Occupant Sensing Device | Device | True | True | True | True | True | False |  |  |  | False |  |  | True | True | True | True | False | False | False |  |  | Non Federally-Regulated | 09/11/2017 |  | 04/12/2021
WattStopper, Inc. | WSI | FSP-201B | Occupant Sensing Device | Device | True | True | True | True | True | False |  |  |  | False |  |  | True | True | True | True | False | False | False |  |  | Non Federally-Regulated | 09/11/2017 |  | 04/12/2021
WattStopper, Inc. | WSI | FSP-212 | Dimmer | Device | True | True | True | True | True | False |  | False | [13 empty] | Non Federally-Regulated | 09/11/2017 |  | 04/12/2021
WattStopper, Inc. | WSI | FSP-202 | Dimmer | Device | True | True | True | True | True | False |  | False | [13 empty] | Non Federally-Regulated | 09/11/2017 |  | 04/12/2021
WattStopper, Inc. | WSI | FSP-221B | Dimmer | Device | True | True | True | True | True | False |  | False | [13 empty] | Non Federally-Regulated | 09/11/2017 |  | 04/12/2021
WattStopper, Inc. | WSI | FSP-211B | Dimmer | Device | True | True | True | True | True | False |  | False | [13 empty] | Non Federally-Regulated | 09/11/2017 |  | 04/12/2021
WattStopper, Inc. | WSI | FSP-201B | Dimmer | Device | True | True | True | True | True | False |  | False | [13 empty] | Non Federally-Regulated | 09/11/2017 |  | 04/12/2021
WattStopper, Inc. | WSI | FSP-212 | Photosensor / Photocontrol Dev | Device | True | True | True | True | True | [16 empty] | Non Federally-Regulated | 09/11/2017 |  | 04/12/2021
WattStopper, Inc. | WSI | FSP-202 | Photosensor / Photocontrol Dev | Device | True | True | True | True | True | [16 empty] | Non Federally-Regulated | 09/11/2017 |  | 04/12/2021
WattStopper, Inc. | WSI | FSP-221B | Photosensor / Photocontrol Dev | Device | True | True | True | True | True | [16 empty] | Non Federally-Regulated | 09/11/2017 |  | 04/12/2021
WattStopper, Inc. | WSI | FSP-211B | Photosensor / Photocontrol Dev | Device | True | True | True | True | True | [16 empty] | Non Federally-Regulated | 09/11/2017 |  | 04/12/2021
WattStopper, Inc. | WSI | FSP-201B | Photosensor / Photocontrol Dev | Device | True | True | True | True | True | [16 empty] | Non Federally-Regulated | 09/11/2017 |  | 04/12/2021
Lester Electrical | Alliance Outdoor Lighting | 30200L*A****** | Astronomical Time Switch Contr | Device | True | True | True | True | True | True | True | False | [13 empty] | Non Federally-Regulated | 09/22/2017 |  | 04/12/2021
Lester Electrical | Constellation Pro | 30200L*B****** | Astronomical Time Switch Contr | Device | True | True | True | True | True | True | True | False | [13 empty] | Non Federally-Regulated | 09/22/2017 |  | 04/12/2021
Lester Electrical | Alliance Outdoor Lighting | 30300L*A****** | Astronomical Time Switch Contr | Device | True | True | True | True | True | True | True | False | [13 empty] | Non Federally-Regulated | 09/22/2017 |  | 04/12/2021
Lester Electrical | Constellation Pro | 30300L*B****** | Astronomical Time Switch Contr | Device | True | True | True | True | True | True | True | False | [13 empty] | Non Federally-Regulated | 09/22/2017 |  | 04/12/2021
Lester Electrical | Alliance Outdoor Lighting | 31200L*A****** | Astronomical Time Switch Contr | Device | True | True | True | True | True | True | True | False | [13 empty] | Non Federally-Regulated | 09/22/2017 |  | 04/12/2021
Lester Electrical | Constellation Pro | 31200L*B****** | Astronomical Time Switch Contr | Device | True | True | True | True | True | True | True | False | [13 empty] | Non Federally-Regulated | 09/22/2017 |  | 04/12/2021
Lester Electrical | Alliance Outdoor Lighting | 30200L*A****** | Automatic Time Switch Control | Device | True | True | True | False | [17 empty] | Non Federally-Regulated | 09/22/2017 |  | 04/12/2021
Lester Electrical | Constellation Pro | 30200L*B****** | Automatic Time Switch Control | Device | True | True | True | False | [17 empty] | Non Federally-Regulated | 09/22/2017 |  | 04/12/2021
Lester Electrical | Alliance Outdoor Lighting | 30300L*A****** | Automatic Time Switch Control | Device | True | True | True | False | [17 empty] | Non Federally-Regulated | 09/22/2017 |  | 04/12/2021
Lester Electrical | Constellation Pro | 30300L*B****** | Automatic Time Switch Control | Device | True | True | True | False | [17 empty] | Non Federally-Regulated | 09/22/2017 |  | 04/12/2021
Lester Electrical | Alliance Outdoor Lighting | 31200L*A****** | Automatic Time Switch Control | Device | True | True | True | False | [17 empty] | Non Federally-Regulated | 09/22/2017 |  | 04/12/2021
Lester Electrical | Constellation Pro | 31200L*B****** | Automatic Time Switch Control | Device | True | True | True | False | [17 empty] | Non Federally-Regulated | 09/22/2017 |  | 04/12/2021
Magnum Energy Solutions | Magnum OPUS | M9-SW1 | Dimmer | Device | True | True | True | True | True | False |  | True | True | [12 empty] | Non Federally-Regulated | 09/27/2017 |  | 04/12/2021
Magnum Energy Solutions | Magnum OPUS | M9-SW2 | Dimmer | Device | True | True | True | True | True | False |  | True | True | [12 empty] | Non Federally-Regulated | 09/27/2017 |  | 04/12/2021
Magnum Energy Solutions | Magnum OPUS | M9-ASW1 | Dimmer | Device | True | True | True | True | True | False |  | True | True | [12 empty] | Non Federally-Regulated | 09/27/2017 |  | 04/12/2021
Magnum Energy Solutions | Magnum OPUS | M9-ASW2 | Dimmer | Device | True | True | True | True | True | False |  | True | True | [12 empty] | Non Federally-Regulated | 09/27/2017 |  | 04/12/2021
Magnum Energy Solutions | Magnum OPUS | M9-EDRP | Dimmer | Device | True | True | True | True | True | False |  | True | True | [12 empty] | Non Federally-Regulated | 09/27/2017 |  | 04/12/2021
Magnum Energy Solutions | Magnum OPUS | M9-ESRP | Dimmer | Device | True | True | True | True | True | False |  | True | True | [12 empty] | Non Federally-Regulated | 09/27/2017 |  | 04/12/2021
Magnum Energy Solutions | Magnum OPUS | M9-ILS2 | Dimmer | Device | True | True | True | True | True | False |  | True | True | [12 empty] | Non Federally-Regulated | 09/27/2017 |  | 04/12/2021
Magnum Energy Solutions | Magnum OPUS | M9-ML2 | Photosensor / Photocontrol Dev | Device | True | True | True | [18 empty] | Non Federally-Regulated | 09/27/2017 |  | 04/12/2021
Magnum Energy Solutions | Magnum OPUS | M9-OPUS-HPML | Photosensor / Photocontrol Dev | Device | True | True | True | [18 empty] | Non Federally-Regulated | 09/27/2017 |  | 04/12/2021
Magnum Energy Solutions | Magnum OPUS | M9-OPUS-LPML | Photosensor / Photocontrol Dev | Device | True | True | True | [18 empty] | Non Federally-Regulated | 09/27/2017 |  | 04/12/2021
Magnum Energy Solutions | Magnum OPUS | M9-USR-LM | Dimmer | Device | True | True | True | True | True | False |  | True | True | [12 empty] | Non Federally-Regulated | 09/27/2017 |  | 04/12/2021
Magnum Energy Solutions | Magnum OPUS | M9-USR-L3 | Dimmer | Device | True | True | True | True | True | False |  | True | True | [12 empty] | Non Federally-Regulated | 09/27/2017 |  | 04/12/2021
Magnum Energy Solutions | Magnum OPUS | M9-UTR-L3 | Dimmer | Device | True | True | True | True | True | False |  | True | True | [12 empty] | Non Federally-Regulated | 09/27/2017 |  | 04/12/2021
Magnum Energy Solutions | Magnum OPUS | M9-UTR-PWM | Dimmer | Device | True | True | True | True | True | False |  | True | True | [12 empty] | Non Federally-Regulated | 09/27/2017 |  | 04/12/2021
Magnum Energy Solutions | Magnum OPUS | M9-OPUS-10V12 | Dimmer | Device | True | True | True | True | True | False |  | True | True | [12 empty] | Non Federally-Regulated | 09/27/2017 |  | 04/12/2021
Magnum Energy Solutions | Magnum OPUS | M9-OPUS-LBKO10V | Dimmer | Device | True | True | True | True | True | False |  | True | True | [12 empty] | Non Federally-Regulated | 09/27/2017 |  | 04/12/2021
Magnum Energy Solutions | Magnum OPUS | M9-OPUS-LBKO10V | Photosensor / Photocontrol Dev | Device | True | True | True | [18 empty] | Non Federally-Regulated | 09/27/2017 |  | 04/12/2021
Magnum Energy Solutions | Magnum OPUS | M9-OPUS-LBKOD | Dimmer | Device | True | True | True | True | True | False |  | True | True | [12 empty] | Non Federally-Regulated | 09/27/2017 |  | 04/12/2021
Magnum Energy Solutions | Magnum OPUS | M9-OPUS-LBKOD | Photosensor / Photocontrol Dev | Device | True | True | True | [18 empty] | Non Federally-Regulated | 09/27/2017 |  | 04/12/2021
Magnum Energy Solutions | Magnum OPUS | M9-OPUS-CHML10V | Dimmer | Device | True | True | True | True | True | False |  | True | True | [12 empty] | Non Federally-Regulated | 09/27/2017 |  | 04/12/2021
Magnum Energy Solutions | Magnum OPUS | M9-OPUS-CHML10V | Photosensor / Photocontrol Dev | Device | True | True | True | [18 empty] | Non Federally-Regulated | 09/27/2017 |  | 04/12/2021
Magnum Energy Solutions | Magnum OPUS | M9-OPUS-CHMLD | Dimmer | Device | True | True | True | True | True | False |  | True | True | [12 empty] | Non Federally-Regulated | 09/27/2017 |  | 04/12/2021
Magnum Energy Solutions | Magnum OPUS | M9-OPUS-CHMLD | Photosensor / Photocontrol Dev | Device | True | True | True | [18 empty] | Non Federally-Regulated | 09/27/2017 |  | 04/12/2021
Magnum Energy Solutions | Magnum OPUS | M9-OPUS-CLML10V | Dimmer | Device | True | True | True | True | True | False |  | True | True | [12 empty] | Non Federally-Regulated | 09/27/2017 |  | 04/12/2021
Magnum Energy Solutions | Magnum OPUS | M9-OPUS-CLML10V | Photosensor / Photocontrol Dev | Device | True | True | True | [18 empty] | Non Federally-Regulated | 09/27/2017 |  | 04/12/2021
Magnum Energy Solutions | Magnum OPUS | M9-OPUS-CLMLD | Dimmer | Device | True | True | True | True | True | False |  | True | True | [12 empty] | Non Federally-Regulated | 09/27/2017 |  | 04/12/2021
Magnum Energy Solutions | Magnum OPUS | M9-OPUS-CLMLD | Photosensor / Photocontrol Dev | Device | True | True | True | [18 empty] | Non Federally-Regulated | 09/27/2017 |  | 04/12/2021
Magnum Energy Solutions | Magnum OPUS | M9-OPUS-DR10V | Dimmer | Device | True | True | True | True | True | False |  | True | True | [12 empty] | Non Federally-Regulated | 09/27/2017 |  | 04/12/2021
Magnum Energy Solutions | Magnum OPUS | M9-OPUS-DR10V | Photosensor / Photocontrol Dev | Device | True | True | True | [18 empty] | Non Federally-Regulated | 09/27/2017 |  | 04/12/2021
Magnum Energy Solutions | Magnum OPUS | M9-OPUS-DRD | Dimmer | Device | True | True | True | True | True | False |  | True | True | [12 empty] | Non Federally-Regulated | 09/27/2017 |  | 04/12/2021
Magnum Energy Solutions | Magnum OPUS | M9-OPUS-DRD | Photosensor / Photocontrol Dev | Device | True | True | True | [18 empty] | Non Federally-Regulated | 09/27/2017 |  | 04/12/2021
Magnum Energy Solutions | Magnum OPUS | M9-OPUS-MLDHB | Dimmer | Device | True | True | True | True | True | False |  | True | True | [12 empty] | Non Federally-Regulated | 09/27/2017 |  | 04/12/2021
Magnum Energy Solutions | Magnum OPUS | M9-OPUS-MLDHB | Photosensor / Photocontrol Dev | Device | True | True | True | [18 empty] | Non Federally-Regulated | 09/27/2017 |  | 04/12/2021
Magnum Energy Solutions | Magnum OPUS | M9-OPUS-HBKO10V | Dimmer | Device | True | True | True | True | True | False |  | True | True | [12 empty] | Non Federally-Regulated | 09/27/2017 |  | 04/12/2021
Magnum Energy Solutions | Magnum OPUS | M9-OPUS-HBKO10V | Photosensor / Photocontrol Dev | Device | True | True | True | [18 empty] | Non Federally-Regulated | 09/27/2017 |  | 04/12/2021
Magnum Energy Solutions | Magnum OPUS | M9-OPUS-HBKOD | Dimmer | Device | True | True | True | True | True | False |  | True | True | [12 empty] | Non Federally-Regulated | 09/27/2017 |  | 04/12/2021
Magnum Energy Solutions | Magnum OPUS | M9-OPUS-HBKOD | Photosensor / Photocontrol Dev | Device | True | True | True | [18 empty] | Non Federally-Regulated | 09/27/2017 |  | 04/12/2021
Magnum Energy Solutions | Magnum OPUS | M9-OPUS-ML10V | Dimmer | Device | True | True | True | True | True | False |  | True | True | [12 empty] | Non Federally-Regulated | 09/27/2017 |  | 04/12/2021
Magnum Energy Solutions | Magnum OPUS | M9-OPUS-ML10V | Photosensor / Photocontrol Dev | Device | True | True | True | [18 empty] | Non Federally-Regulated | 09/27/2017 |  | 04/12/2021
Magnum Energy Solutions | Magnum OPUS | M9-OPUS-MLD | Dimmer | Device | True | True | True | True | True | False |  | True | True | [12 empty] | Non Federally-Regulated | 09/27/2017 |  | 04/12/2021
Magnum Energy Solutions | Magnum OPUS | M9-OPUS-MLD | Photosensor / Photocontrol Dev | Device | True | True | True | [18 empty] | Non Federally-Regulated | 09/27/2017 |  | 04/12/2021
Magnum Energy Solutions | Magnum OPUS | M9-OPUS-MLDE | Dimmer | Device | True | True | True | True | True | False |  | True | True | [12 empty] | Non Federally-Regulated | 09/27/2017 |  | 04/12/2021
Magnum Energy Solutions | Magnum OPUS | M9-OPUS-MLDE | Photosensor / Photocontrol Dev | Device | True | True | True | [18 empty] | Non Federally-Regulated | 09/27/2017 |  | 04/12/2021
Magnum Energy Solutions | Magnum OPUS | M9-ML2 | Automatic Daylighting Control | Device | True | True | True | True | True | True | True | True | True | True | True | [10 empty] | Non Federally-Regulated | 10/06/2017 |  | 04/12/2021
Magnum Energy Solutions | Magnum OPUS | M9-OPUS-10V12 | Automatic Daylighting Control | Device | True | True | True | True | True | True | True | True | True | True | True | [10 empty] | Non Federally-Regulated | 10/06/2017 |  | 04/12/2021
Magnum Energy Solutions | Magnum OPUS | M9-OPUS-CHML10V | Automatic Daylighting Control | Device | True | True | True | True | True | True | True | True | True | True | True | [10 empty] | Non Federally-Regulated | 10/06/2017 |  | 04/12/2021
Magnum Energy Solutions | Magnum OPUS | M9-OPUS-CHMLD | Automatic Daylighting Control | Device | True | True | True | True | True | True | True | True | True | True | True | [10 empty] | Non Federally-Regulated | 10/06/2017 |  | 04/12/2021
Magnum Energy Solutions | Magnum OPUS | M9-OPUS-CLML10V | Automatic Daylighting Control | Device | True | True | True | True | True | True | True | True | True | True | True | [10 empty] | Non Federally-Regulated | 10/06/2017 |  | 04/12/2021
Magnum Energy Solutions | Magnum OPUS | M9-OPUS-CLMLD | Automatic Daylighting Control | Device | True | True | True | True | True | True | True | True | True | True | True | [10 empty] | Non Federally-Regulated | 10/06/2017 |  | 04/12/2021
Magnum Energy Solutions | Magnum OPUS | M9-OPUS-DR10V | Automatic Daylighting Control | Device | True | True | True | True | True | True | True | True | True | True | True | [10 empty] | Non Federally-Regulated | 10/06/2017 |  | 04/12/2021
Magnum Energy Solutions | Magnum OPUS | M9-OPUS-DRD | Automatic Daylighting Control | Device | True | True | True | True | True | True | True | True | True | True | True | [10 empty] | Non Federally-Regulated | 10/06/2017 |  | 04/12/2021
Magnum Energy Solutions | Magnum OPUS | M9-OPUS-HBKO10V | Automatic Daylighting Control | Device | True | True | True | True | True | True | True | True | True | True | True | [10 empty] | Non Federally-Regulated | 10/06/2017 |  | 04/12/2021
Magnum Energy Solutions | Magnum OPUS | M9-OPUS-HBKOD | Automatic Daylighting Control | Device | True | True | True | True | True | True | True | True | True | True | True | [10 empty] | Non Federally-Regulated | 10/06/2017 |  | 04/12/2021
Magnum Energy Solutions | Magnum OPUS | M9-OPUS-HPML | Automatic Daylighting Control | Device | True | True | True | True | True | True | True | True | True | True | True | [10 empty] | Non Federally-Regulated | 10/06/2017 |  | 04/12/2021
Magnum Energy Solutions | Magnum OPUS | M9-OPUS-LBKO10V | Automatic Daylighting Control | Device | True | True | True | True | True | True | True | True | True | True | True | [10 empty] | Non Federally-Regulated | 10/06/2017 |  | 04/12/2021
Magnum Energy Solutions | Magnum OPUS | M9-OPUS-LBKOD | Automatic Daylighting Control | Device | True | True | True | True | True | True | True | True | True | True | True | [10 empty] | Non Federally-Regulated | 10/06/2017 |  | 04/12/2021
Magnum Energy Solutions | Magnum OPUS | M9-OPUS-LPML | Automatic Daylighting Control | Device | True | True | True | True | True | True | True | True | True | True | True | [10 empty] | Non Federally-Regulated | 10/06/2017 |  | 04/12/2021
Magnum Energy Solutions | Magnum OPUS | M9-OPUS-ML10V | Automatic Daylighting Control | Device | True | True | True | True | True | True | True | True | True | True | True | [10 empty] | Non Federally-Regulated | 10/06/2017 |  | 04/12/2021
Magnum Energy Solutions | Magnum OPUS | M9-OPUS-MLD | Automatic Daylighting Control | Device | True | True | True | True | True | True | True | True | True | True | True | [10 empty] | Non Federally-Regulated | 10/06/2017 |  | 04/12/2021
Magnum Energy Solutions | Magnum OPUS | M9-OPUS-MLDE | Automatic Daylighting Control | Device | True | True | True | True | True | True | True | True | True | True | True | [10 empty] | Non Federally-Regulated | 10/06/2017 |  | 04/12/2021
Magnum Energy Solutions | Magnum OPUS | M9-OPUS-MLDHB | Automatic Daylighting Control | Device | True | True | True | True | True | True | True | True | True | True | True | [10 empty] | Non Federally-Regulated | 10/06/2017 |  | 04/12/2021
Magnum Energy Solutions | Magnum OPUS | M9-USR-L3 | Automatic Daylighting Control | Device | True | True | True | True | True | True | True | True | True | True | True | [10 empty] | Non Federally-Regulated | 10/06/2017 |  | 04/12/2021
Magnum Energy Solutions | Magnum OPUS | M9-USR-LM | Automatic Daylighting Control | Device | True | True | True | True | True | True | True | True | True | True | True | [10 empty] | Non Federally-Regulated | 10/06/2017 |  | 04/12/2021
Magnum Energy Solutions | Magnum OPUS | M9-UTR-L3 | Automatic Daylighting Control | Device | True | True | True | True | True | True | True | True | True | True | True | [10 empty] | Non Federally-Regulated | 10/06/2017 |  | 04/12/2021
Magnum Energy Solutions | Magnum OPUS | M9-UTR-PWM | Automatic Daylighting Control | Device | True | True | True | True | True | True | True | True | True | True | True | [10 empty] | Non Federally-Regulated | 10/06/2017 |  | 04/12/2021
Magnum Energy Solutions | Magnum OPUS | M9-ML2 | Occupant Sensing Device | Device | True | True | True | True | True | False |  |  |  | False |  |  | True | True | False |  | True | True | False | True |  | Non Federally-Regulated | 10/06/2017 |  | 04/12/2021
Cooper Lighting Solutions LLC (formerly Eaton) | Greengate | VSW-P-0801-120-* | Occupant Sensing Device | Device | True | True | True | True | True | False |  |  |  | False |  |  | False |  | False |  | False | False | False |  |  | Non Federally-Regulated | 10/06/2017 |  | 04/12/2021
Cooper Lighting Solutions LLC (formerly Eaton) | Greengate | VNW-P-1001-MV-* | Occupant Sensing Device | Device | True | True | True | True | True | False |  |  |  | False |  |  | False |  | False |  | False | False | False |  |  | Non Federally-Regulated | 10/06/2017 |  | 04/12/2021
Cooper Lighting Solutions LLC (formerly Eaton) | Greengate | VNW-P-1001-DMV-* | Occupant Sensing Device | Device | True | True | True | True | True | False |  |  |  | False |  |  | False |  | False |  | False | False | False |  |  | Non Federally-Regulated | 10/06/2017 |  | 04/12/2021
Cooper Lighting Solutions LLC (formerly Eaton) | Greengate | VNW-D-1001-MV-* | Occupant Sensing Device | Device | True | True | True | True | True | True | True | True | True | False |  |  | False |  | False |  | False | False | False |  |  | Non Federally-Regulated | 10/06/2017 |  | 04/12/2021
Cooper Lighting Solutions LLC (formerly Eaton) | Greengate | VNW-D-1001-DMV-* | Occupant Sensing Device | Device | True | True | True | True | True | True | True | True | True | False |  |  | False |  | False |  | False | False | False |  |  | Non Federally-Regulated | 10/06/2017 |  | 04/12/2021
Cooper Lighting Solutions LLC (formerly Eaton) | Greengate | OSW-P-0801-120-* | Occupant Sensing Device | Device | True | True | True | True | True | False |  |  |  | False |  |  | False |  | False |  | False | False | False |  |  | Non Federally-Regulated | 10/10/2017 |  | 04/12/2021
Legrand | Pass & Seymour | RT24** | Astronomical Time Switch Contr | Device | True | True | True | True | True | True | True | False | [13 empty] | Non Federally-Regulated | 10/19/2017 |  | 04/12/2021
Inter-global Incorporated | Inter-Global | PC-08 | Photosensor / Photocontrol Dev | Device | True | True | True | [18 empty] | Non Federally-Regulated | 10/26/2017 |  | 04/12/2021
Inter-global Incorporated | Inter-Global | MS2B | Occupant Sensing Device | Device | True | True | True | True | True | False |  |  |  | True | True | True | False |  | False |  | False | False | True | True | True | Non Federally-Regulated | 10/26/2017 |  | 04/12/2021
MinebeaMitsumi Inc. | SALIOT SWITCH | MS-V-OP005**** | Dimmer | Device | True | True | True | True | True | False |  | True | True | [12 empty] | Non Federally-Regulated | 11/09/2017 |  | 04/12/2021
Crestron Electronics | CRR | ZUMMESH-JBOX-5A-LV | Dimmer | Device | True | True | True | True | True | True | True | False | [13 empty] | Non Federally-Regulated | 12/22/2017 |  | 04/12/2021
Crestron Electronics | CRR | ZUMMESH-JBOX-16A-LV | Dimmer | Device | True | True | True | True | True | True | True | False | [13 empty] | Non Federally-Regulated | 12/22/2017 |  | 04/12/2021
Crestron Electronics | CRR | ZUMMESH-5A-LV-*** | Dimmer | Device | True | True | True | True | True | True | True | True | True | [12 empty] | Non Federally-Regulated | 12/22/2017 |  | 04/12/2021
Intermatic, Inc. | Intermatic, Inc. | TALENTOSMARTB15 | Automatic Time Switch Control | Device | True | True | True | False | [17 empty] | Non Federally-Regulated | 01/11/2018 |  | 04/12/2021
Intermatic, Inc. | Intermatic, Inc. | TALENTOSMARTC15 | Automatic Time Switch Control | Device | True | True | True | False | [17 empty] | Non Federally-Regulated | 01/11/2018 |  | 04/12/2021
Intermatic, Inc. | Intermatic, Inc. | TALENTOSMARTC25 | Automatic Time Switch Control | Device | True | True | True | False | [17 empty] | Non Federally-Regulated | 01/11/2018 |  | 04/12/2021
Intermatic, Inc. | Intermatic, Inc. | TALENTOSMARTS25 | Automatic Time Switch Control | Device | True | True | True | False | [17 empty] | Non Federally-Regulated | 01/11/2018 |  | 04/12/2021
Crestron Electronics | Crestron Electronics | ZUMMESH-OL-PHOTOCELL-BATT | Photosensor / Photocontrol Dev | Device | True | True | True | [18 empty] | Non Federally-Regulated | 01/17/2018 |  | 04/12/2021
Crestron Electronics | Crestron Electronics | ZUMMESH-OL-PHOTOCELL-BATT | Automatic Daylighting Control | Device | True | True | True | True | True | True | True | True | True | True | True | [10 empty] | Non Federally-Regulated | 01/17/2018 |  | 04/12/2021
Crestron Electronics | Crestron Electronics | ZUMMESH-PIR-OCCUPANCY-BATT | Occupant Sensing Device | Device | True | True | True | True | True | False |  |  |  | False |  |  | True | True | False |  | True | True | False | True |  | Non Federally-Regulated | 01/17/2018 |  | 04/12/2021
Crestron Electronics | Crestron Electronics | ZUMMESH-PIR-VACANCY-BATT | Occupant Sensing Device | Device | True | True | True | True | True | False |  |  |  | False |  |  | True | True | False |  | False | False | True | True | True | Non Federally-Regulated | 01/17/2018 |  | 04/12/2021
Crestron Electronics | Crestron Electronics | ZUMMESH-JBOX-20A-SW | Astronomical Time Switch Contr | Device | True | True | True | True | True | True | True | False | [13 empty] | Non Federally-Regulated | 01/17/2018 |  | 04/12/2021
Crestron Electronics | Crestron Electronics | ZUMMESH-JBOX-5A-LV | Automatic Daylighting Control | Device | True | True | True | True | True | True | True | True | True | True | True | [10 empty] | Non Federally-Regulated | 01/17/2018 |  | 04/12/2021
Crestron Electronics | Crestron Electronics | ZUMMESH-JBOX-16A-LV | Automatic Daylighting Control | Device | True | True | True | True | True | True | True | True | True | True | True | [10 empty] | Non Federally-Regulated | 01/17/2018 |  | 04/12/2021
Crestron Electronics | Crestron Electronics | ZUMMESH-JBOX-20A-PLUG | Astronomical Time Switch Contr | Device | True | True | True | True | True | True | True | False | [13 empty] | Non Federally-Regulated | 01/17/2018 |  | 04/12/2021
Crestron Electronics | Crestron Electronics | ZUMMESH-5A-SW-*** | Astronomical Time Switch Contr | Device | True | True | True | True | True | True | True | False | [13 empty] | Non Federally-Regulated | 01/17/2018 |  | 04/12/2021
Crestron Electronics | Crestron Electronics | ZUMMESH-5A-LV-*** | Automatic Daylighting Control | Device | True | True | True | True | True | True | True | True | True | True | True | [10 empty] | Non Federally-Regulated | 01/17/2018 |  | 04/12/2021
Crestron Electronics | Crestron Electronics | ZUM-FLOOR-HUB | Astronomical Time Switch Contr | Device | True | True | True | True | True | True | True | True | True | True | [11 empty] | Non Federally-Regulated | 01/17/2018 |  | 04/12/2021
Enerlites, Inc. | Top Greener, Inc. | TGT01-H | Automatic Time Switch Control | Device | True | True | True | False | [17 empty] | Non Federally-Regulated | 02/22/2018 |  | 04/12/2021
Enerlites, Inc. | Enerlites, Inc. | 57302 | Dimmer | Device | True | True | True | True | True | False |  | True | True | [12 empty] | Non Federally-Regulated | 02/22/2018 |  | 04/12/2021
Enerlites, Inc. | Top Greener, Inc. | TGDS-120 | Dimmer | Device | True | True | True | True | True | False |  | True | True | [12 empty] | Non Federally-Regulated | 02/22/2018 |  | 04/12/2021
Legrand | Pass & Seymour | ADTP703TUW4 | Dimmer | Device | True | True | True | True | True | True | True | True | True | [12 empty] | Non Federally-Regulated | 04/04/2018 |  | 04/12/2021
Legrand | Pass & Seymour | ADTP703TUM4 | Dimmer | Device | True | True | True | True | True | True | True | True | True | [12 empty] | Non Federally-Regulated | 04/04/2018 |  | 04/12/2021
Eaton Residential & Wiring Devices Div. | EATON | HIWMA1BLE40A* | Dimmer | Device | True | True | True | True | True | True | True | True | True | [12 empty] | Non Federally-Regulated | 04/05/2018 |  | 04/12/2021
IR-TEC International, Ltd. | IR-TEC International, Ltd | LOS-502*** | Occupant Sensing Device | Device | True | True | True | True | True | False |  |  |  | False |  |  | False |  | False |  | False | False | False |  |  | Non Federally-Regulated | 04/10/2018 |  | 04/12/2021
Steinel America, Inc. | Steinel | IR VS 1-* | Occupant Sensing Device | Device | True | True | True | True | True | False |  |  |  | False |  |  | False |  | False |  | False | False | True | True | True | Non Federally-Regulated | 04/17/2018 |  | 04/12/2021
Steinel America, Inc. | Steinel | IR VS 1-** | Occupant Sensing Device | Device | True | True | True | True | True | False |  |  |  | False |  |  | False |  | False |  | False | False | True | True | True | Non Federally-Regulated | 04/17/2018 |  | 04/12/2021
Steinel America, Inc. | Steinel | US VS 1-* | Occupant Sensing Device | Device | True | True | True | True | True | True | True | True | True | False |  |  | False |  | False |  | False | False | True | True | True | Non Federally-Regulated | 04/17/2018 |  | 04/12/2021
Steinel America, Inc. | Steinel | US VS 1-** | Occupant Sensing Device | Device | True | True | True | True | True | True | True | True | True | False |  |  | False |  | False |  | False | False | True | True | True | Non Federally-Regulated | 04/17/2018 |  | 04/12/2021
Steinel America, Inc. | Steinel | DT VS 1-** | Occupant Sensing Device | Device | True | True | True | True | True | True | True | True | True | False |  |  | False |  | False |  | False | False | True | True | True | Non Federally-Regulated | 04/17/2018 |  | 04/12/2021
Steinel America, Inc. | Steinel | DT VS 1-* | Occupant Sensing Device | Device | True | True | True | True | True | True | True | True | True | False |  |  | False |  | False |  | False | False | True | True | True | Non Federally-Regulated | 04/17/2018 |  | 04/12/2021
Steinel America, Inc. | Steinel | IR VS 2-* | Occupant Sensing Device | Device | True | True | True | True | True | False |  |  |  | False |  |  | False |  | False |  | False | False | True | True | True | Non Federally-Regulated | 04/17/2018 |  | 04/12/2021
Steinel America, Inc. | Steinel | IR VS 2-** | Occupant Sensing Device | Device | True | True | True | True | True | False |  |  |  | False |  |  | False |  | False |  | False | False | True | True | True | Non Federally-Regulated | 04/17/2018 |  | 04/12/2021
Steinel America, Inc. | Steinel | US VS 2-* | Occupant Sensing Device | Device | True | True | True | True | True | True | True | True | True | False |  |  | False |  | False |  | False | False | True | True | True | Non Federally-Regulated | 04/17/2018 |  | 04/12/2021
Steinel America, Inc. | Steinel | US VS 2-** | Occupant Sensing Device | Device | True | True | True | True | True | True | True | True | True | False |  |  | False |  | False |  | False | False | True | True | True | Non Federally-Regulated | 04/17/2018 |  | 04/12/2021
Steinel America, Inc. | Steinel | DT VS 2-* | Occupant Sensing Device | Device | True | True | True | True | True | True | True | True | True | False |  |  | False |  | False |  | False | False | True | True | True | Non Federally-Regulated | 04/17/2018 |  | 04/12/2021
Steinel America, Inc. | Steinel | DT VS 2-** | Occupant Sensing Device | Device | True | True | True | True | True | True | True | True | True | False |  |  | False |  | False |  | False | False | True | True | True | Non Federally-Regulated | 04/17/2018 |  | 04/12/2021
NICOR, Inc. | NICOR | MWOS360R | Automatic Daylighting Control | Device | True | True | True | True | True | True | True | True | True | True | True | [10 empty] | Non Federally-Regulated | 04/17/2018 |  | 04/12/2021
NICOR, Inc. | NICOR LED | MWOS360R | Dimmer | Device | True | True | True | True | True | False |  | False | [13 empty] | Non Federally-Regulated | 04/17/2018 |  | 04/12/2021
NICOR, Inc. | NICOR LED | MWOS360R | Photosensor / Photocontrol Dev | Device | True | True | True | True | True | [16 empty] | Non Federally-Regulated | 04/17/2018 |  | 04/12/2021
NICOR, Inc. | NICOR LED | HBC-MWOSR | Automatic Daylighting Control | Device | True | True | True | True | True | True | True | True | True | True | True | [10 empty] | Non Federally-Regulated | 04/17/2018 |  | 04/12/2021
NICOR, Inc. | NICOR LED | HBC-MWOSR | Dimmer | Device | True | True | True | True | True | False |  | False | [13 empty] | Non Federally-Regulated | 04/17/2018 |  | 04/12/2021
NICOR, Inc. | NICOR LED | HBC-MWOSR | Photosensor / Photocontrol Dev | Device | True | True | True | True | True | [16 empty] | Non Federally-Regulated | 04/17/2018 |  | 04/12/2021
NICOR, Inc. | NICOR LED | HBC-MWOSR | Occupant Sensing Device | Device | True | True | True | True | True | True | True | True | True | True | True | True | True | True | True | True | False | False | False |  |  | Non Federally-Regulated | 04/17/2018 |  | 04/12/2021
Cooper Lighting Solutions LLC (formerly Eaton) | Greengate | OSW-P-010 | Occupant Sensing Device | Device | True | True | True | True | True | False |  |  |  | False |  |  | False |  | False |  | False | False | False |  |  | Non Federally-Regulated | 04/17/2018 |  | 04/12/2021
Cooper Lighting Solutions LLC (formerly Eaton) | Greengate | OSW-P-010** | Occupant Sensing Device | Device | True | True | True | True | True | False |  |  |  | False |  |  | False |  | False |  | False | False | False |  |  | Non Federally-Regulated | 04/17/2018 |  | 04/12/2021
Cooper Lighting Solutions LLC (formerly Eaton) | Greengate | OSW-P-010* | Occupant Sensing Device | Device | True | True | True | True | True | False |  |  |  | False |  |  | False |  | False |  | False | False | False |  |  | Non Federally-Regulated | 04/17/2018 |  | 04/12/2021
Steinel America, Inc. | Steinel | IR WLS DIM-* | Dimmer | Device | True | True | True | True | True | False |  | True | True | [12 empty] | Non Federally-Regulated | 04/19/2018 |  | 04/12/2021
Steinel America, Inc. | Steinel | IR WLS DIM-** | Dimmer | Device | True | True | True | True | True | False |  | True | True | [12 empty] | Non Federally-Regulated | 04/19/2018 |  | 04/12/2021
Steinel America, Inc. | Steinel | US WLS DIM-* | Dimmer | Device | True | True | True | True | True | False |  | True | True | [12 empty] | Non Federally-Regulated | 04/19/2018 |  | 04/12/2021
Steinel America, Inc. | Steinel | US WLS DIM-** | Dimmer | Device | True | True | True | True | True | False |  | True | True | [12 empty] | Non Federally-Regulated | 04/19/2018 |  | 04/12/2021
Steinel America, Inc. | Steinel | DT WLS DIM-* | Dimmer | Device | True | True | True | True | True | False |  | True | True | [12 empty] | Non Federally-Regulated | 04/19/2018 |  | 04/12/2021
Steinel America, Inc. | Steinel | DT WLS DIM-** | Dimmer | Device | True | True | True | True | True | False |  | True | True | [12 empty] | Non Federally-Regulated | 04/19/2018 |  | 04/12/2021
Steinel America, Inc. | Steinel | IR VS DIM-* | Dimmer | Device | True | True | True | True | True | False |  | True | True | [12 empty] | Non Federally-Regulated | 04/19/2018 |  | 04/12/2021
Steinel America, Inc. | Steinel | IR VS DIM-** | Dimmer | Device | True | True | True | True | True | False |  | True | True | [12 empty] | Non Federally-Regulated | 04/19/2018 |  | 04/12/2021
Steinel America, Inc. | Steinel | US VS DIM-* | Dimmer | Device | True | True | True | True | True | False |  | True | True | [12 empty] | Non Federally-Regulated | 04/19/2018 |  | 04/12/2021
Steinel America, Inc. | Steinel | US VS DIM-** | Dimmer | Device | True | True | True | True | True | False |  | True | True | [12 empty] | Non Federally-Regulated | 04/19/2018 |  | 04/12/2021
Steinel America, Inc. | Steinel | DT VS DIM-* | Dimmer | Device | True | True | True | True | True | False |  | True | True | [12 empty] | Non Federally-Regulated | 04/19/2018 |  | 04/12/2021
Steinel America, Inc. | Steinel | DT VS DIM-** | Dimmer | Device | True | True | True | True | True | False |  | True | True | [12 empty] | Non Federally-Regulated | 04/19/2018 |  | 04/12/2021
Steinel America, Inc. | Steinel | IR WLS 1-** | Occupant Sensing Device | Device | True | True | True | True | True | False |  |  |  | False |  |  | False |  | False |  | False | False | False |  |  | Non Federally-Regulated | 04/19/2018 |  | 04/12/2021
Steinel America, Inc. | Steinel | IR WLS 2-** | Occupant Sensing Device | Device | True | True | True | True | True | False |  |  |  | False |  |  | False |  | False |  | False | False | False |  |  | Non Federally-Regulated | 04/19/2018 |  | 04/12/2021
Steinel America, Inc. | Steinel | US WLS 1-** | Occupant Sensing Device | Device | True | True | True | True | True | True | True | True | True | False |  |  | False |  | False |  | False | False | False |  |  | Non Federally-Regulated | 04/19/2018 |  | 04/12/2021
Steinel America, Inc. | Steinel | US WLS 2-** | Occupant Sensing Device | Device | True | True | True | True | True | True | True | True | True | False |  |  | False |  | False |  | False | False | False |  |  | Non Federally-Regulated | 04/19/2018 |  | 04/12/2021
Steinel America, Inc. | Steinel | DT WLS 1-** | Occupant Sensing Device | Device | True | True | True | True | True | True | True | True | True | False |  |  | False |  | False |  | False | False | False |  |  | Non Federally-Regulated | 04/19/2018 |  | 04/12/2021
Steinel America, Inc. | Steinel | DT WLS 2-** | Occupant Sensing Device | Device | True | True | True | True | True | True | True | True | True | False |  |  | False |  | False |  | False | False | False |  |  | Non Federally-Regulated | 04/19/2018 |  | 04/12/2021
Steinel America, Inc. | Steinel | IR WLS DIM-* | Occupant Sensing Device | Device | True | True | True | True | True | False |  |  |  | False |  |  | True | True | False |  | True | True | False | True |  | Non Federally-Regulated | 04/19/2018 |  | 04/12/2021
Steinel America, Inc. | Steinel | IR WLS DIM-** | Occupant Sensing Device | Device | True | True | True | True | True | False |  |  |  | False |  |  | True | True | False |  | True | True | False | True |  | Non Federally-Regulated | 04/19/2018 |  | 04/12/2021
Steinel America, Inc. | Steinel | DT WLS DIM-* | Occupant Sensing Device | Device | True | True | True | True | True | True | True | True | True | False |  |  | True | True | False |  | True | True | False | True |  | Non Federally-Regulated | 04/19/2018 |  | 04/12/2021
Steinel America, Inc. | Steinel | DT WLS DIM-** | Occupant Sensing Device | Device | True | True | True | True | True | True | True | True | True | False |  |  | True | True | False |  | True | True | False | True |  | Non Federally-Regulated | 04/19/2018 |  | 04/12/2021
Steinel America, Inc. | Steinel | US WLS DIM-* | Occupant Sensing Device | Device | True | True | True | True | True | True | True | True | True | False |  |  | True | True | False |  | True | True | False | True |  | Non Federally-Regulated | 04/19/2018 |  | 04/12/2021
Steinel America, Inc. | Steinel | US WLS DIM-** | Occupant Sensing Device | Device | True | True | True | True | True | True | True | True | True | False |  |  | True | True | False |  | True | True | False | True |  | Non Federally-Regulated | 04/19/2018 |  | 04/12/2021
Tonly Technology Co., Ltd. | Avion | 2401AC | Dimmer | Device | True | True | True | True | True | True | True | True | True | [12 empty] | Non Federally-Regulated | 04/30/2018 |  | 04/12/2021
Tonly Technology Co., Ltd. | Avion | 2402BAT | Dimmer | Device | True | True | True | True | True | True | True | True | True | [12 empty] | Non Federally-Regulated | 04/30/2018 |  | 04/12/2021
SENSORWORX | SENSORWORX | SWX-101-* | Occupant Sensing Device | Device | True | True | True | True | True | False |  |  |  | False |  |  | False |  | False |  | False | False | False |  |  | Non Federally-Regulated | 05/01/2018 |  | 04/12/2021
SENSORWORX | SENSORWORX | SWX-121-* | Occupant Sensing Device | Device | True | True | True | True | True | False |  |  |  | False |  |  | False |  | False |  | False | False | False |  |  | Non Federally-Regulated | 05/01/2018 |  | 04/12/2021
SENSORWORX | SENSORWORX | SWX-124-* | Occupant Sensing Device | Device | True | True | True | True | True | False |  |  |  | False |  |  | False |  | False |  | False | False | True | True | True | Non Federally-Regulated | 05/01/2018 |  | 04/12/2021
SENSORWORX | SENSORWORX | SWX-104-** | Occupant Sensing Device | Device | True | True | True | True | True | False |  |  |  | False |  |  | False |  | False |  | False | False | True | True | True | Non Federally-Regulated | 05/01/2018 |  | 04/12/2021
SENSORWORX | SENSORWORX | SWX-123-** | Occupant Sensing Device | Device | True | True | True | True | True | False |  |  |  | False |  |  | False |  | False |  | False | False | False |  |  | Non Federally-Regulated | 05/01/2018 |  | 04/12/2021
SENSORWORX | SENSORWORX | SWX-103-** | Occupant Sensing Device | Device | True | True | True | True | True | False |  |  |  | False |  |  | False |  | False |  | False | False | False |  |  | Non Federally-Regulated | 05/01/2018 |  | 04/12/2021
Eaton Residential & Wiring Devices Div. | EATON | VSUL06D-** | Occupant Sensing Device | Device | True | True | True | True | True | False |  |  |  | False |  |  | True | True | False |  | False | False | True | True | True | Non Federally-Regulated | 05/01/2018 |  | 04/12/2021
Eaton Residential & Wiring Devices Div. | EATON | VSUL06-** | Dimmer | Device | True | True | True | True | True | True | True | True | True | [12 empty] | Non Federally-Regulated | 05/01/2018 |  | 04/12/2021
Eaton Residential & Wiring Devices Div. | EATON | VSUL06D-** | Dimmer | Device | True | True | True | True | True | True | True | True | True | [12 empty] | Non Federally-Regulated | 05/01/2018 |  | 04/12/2021
SENSORWORX | SENSORWORX | SWX-111-* | Occupant Sensing Device | Device | True | True | True | True | True | False |  |  |  | False |  |  | False |  | False |  | False | False | False |  |  | Non Federally-Regulated | 06/04/2018 |  | 04/12/2021
SENSORWORX | SENSORWORX | SWX-131-* | Occupant Sensing Device | Device | True | True | True | True | True | False |  |  |  | False |  |  | False |  | False |  | False | False | False |  |  | Non Federally-Regulated | 06/04/2018 |  | 04/12/2021
SENSORWORX | SENSORWORX | SWX-102-* | Occupant Sensing Device | Device | True | True | True | True | True | False |  |  |  | False |  |  | False |  | False |  | False | True | False | True |  | Non Federally-Regulated | 06/04/2018 |  | 04/12/2021
SENSORWORX | SENSORWORX | SWX-122-* | Occupant Sensing Device | Device | True | True | True | True | True | False |  |  |  | False |  |  | False |  | False |  | False | True | False | True |  | Non Federally-Regulated | 06/04/2018 |  | 04/12/2021
SENSORWORX | SENSORWORX | SWX-112-* | Occupant Sensing Device | Device | True | True | True | True | True | False |  |  |  | False |  |  | False |  | False |  | False | True | False | True |  | Non Federally-Regulated | 06/04/2018 |  | 04/12/2021
SENSORWORX | SENSORWORX | SWX-132-* | Occupant Sensing Device | Device | True | True | True | True | True | False |  |  |  | False |  |  | False |  | False |  | False | True | False | True |  | Non Federally-Regulated | 06/04/2018 |  | 04/12/2021
Enerlites, Inc. | Enerlites, Inc. | MPC-50HD | Occupant Sensing Device | Device | True | True | True | True | True | True | True | True | True | False |  |  | False |  | False |  | False | False | False |  |  | Non Federally-Regulated | 06/19/2018 |  | 04/12/2021
SENSORWORX | SENSORWORX | SWX-501-* | Occupant Sensing Device | Device | True | True | True | True | True | False |  |  |  | False |  |  | False |  | False |  | False | False | False |  |  | Non Federally-Regulated | 07/16/2018 |  | 04/12/2021
SENSORWORX | SENSORWORX | SWX-511-* | Occupant Sensing Device | Device | True | True | True | True | True | False |  |  |  | False |  |  | False |  | False |  | False | False | False |  |  | Non Federally-Regulated | 07/16/2018 |  | 04/12/2021
Enerlites, Inc. | Top Greener, Inc. | TGDMDS-120 | Dimmer | Device | True | True | True | True | True | True | True | True | True | [12 empty] | Non Federally-Regulated | 07/31/2018 |  | 04/12/2021
Leviton Manufacturing Co., Inc. | Leviton | 66EV | Dimmer | Device | True | True | True | True | True | False |  | True | True | [12 empty] | Non Federally-Regulated | 08/07/2018 |  | 04/12/2021
Leviton Manufacturing Co., Inc. | Leviton | VPT24-16* | Astronomical Time Switch Contr | Device | True | True | True | True | True | True | True | False | [13 empty] | Non Federally-Regulated | 08/07/2018 |  | 04/12/2021
Cooper Lighting Solutions LLC (formerly Eaton) | WaveLinx | WOLC-7P-10A | Photosensor / Photocontrol Dev | Device | True | True | True | True | True | [16 empty] | Non Federally-Regulated | 08/09/2018 |  | 04/12/2021
Intermatic, Inc. | Grasslin | GM40AV-QW | Automatic Time Switch Control | Device | True | True | True | False | [17 empty] | Non Federally-Regulated | 08/20/2018 |  | 04/12/2021
WattStopper, Inc. | WattStopper, Inc. | DCLV2 | Dimmer | Device | True | True | True | True | True | False |  | True | True | [12 empty] | Non Federally-Regulated | 08/31/2018 |  | 04/12/2021
WattStopper, Inc. | WattStopper, Inc. | FSP-301B | Occupant Sensing Device | Device | True | True | True | True | True | False |  |  |  | False |  |  | True | True | True | True | False | False | False |  |  | Non Federally-Regulated | 08/31/2018 |  | 04/12/2021
WattStopper, Inc. | Watt Stopper, Inc. | FSP-301B | Dimmer | Device | True | True | True | True | True | False |  | False | [13 empty] | Non Federally-Regulated | 08/31/2018 |  | 04/12/2021
WattStopper, Inc. | Watt Stopper, Inc. | FSP-202D | Dimmer | Device | True | True | True | True | True | False |  | False | [13 empty] | Non Federally-Regulated | 08/31/2018 |  | 04/12/2021
WattStopper, Inc. | WattStopper, Inc. | FSP-311B | Occupant Sensing Device | Device | True | True | True | True | True | False |  |  |  | False |  |  | True | True | True | True | False | False | False |  |  | Non Federally-Regulated | 08/31/2018 |  | 04/12/2021
WattStopper, Inc. | Watt Stopper, Inc. | FSP-311B | Dimmer | Device | True | True | True | True | True | True | True | False | [13 empty] | Non Federally-Regulated | 08/31/2018 |  | 04/12/2021
WattStopper, Inc. | WattStopper, Inc. | FSP-321B | Occupant Sensing Device | Device | True | True | True | True | True | False |  |  |  | False |  |  | True | True | True | True | False | False | False |  |  | Non Federally-Regulated | 08/31/2018 |  | 04/12/2021
WattStopper, Inc. | Watt Stopper, Inc. | FSP-321B | Dimmer | Device | True | True | True | True | True | True | True | False | [13 empty] | Non Federally-Regulated | 08/31/2018 |  | 04/12/2021
WattStopper, Inc. | WattStopper, Inc. | FSP-212D | Occupant Sensing Device | Device | True | True | True | True | True | False |  |  |  | False |  |  | True | True | True | True | False | False | False |  |  | Non Federally-Regulated | 08/31/2018 |  | 04/12/2021
WattStopper, Inc. | Watt Stopper, Inc. | FSP-212D | Dimmer | Device | True | True | True | True | True | True | True | False | [13 empty] | Non Federally-Regulated | 08/31/2018 |  | 04/12/2021
Loxone Inc. | LOXONE | 100223 | Occupant Sensing Device | Device | True | True | True | True | True | False |  |  |  | False |  |  | True | True | False |  | True | True | False | True |  | Non Federally-Regulated | 09/28/2018 |  | 04/12/2021
Eaton Residential & Wiring Devices Div. | EATON | RF9640-N* | Dimmer | Device | True | True | True | True | True | True | True | True | True | [12 empty] | Non Federally-Regulated | 10/09/2018 |  | 04/12/2021
Eaton Residential & Wiring Devices Div. | EATON | RF9640-N** | Dimmer | Device | True | True | True | True | True | True | True | True | True | [12 empty] | Non Federally-Regulated | 10/09/2018 |  | 04/12/2021
Innovative Building Energy Control | SURTUR | DHPS00A2 | Photosensor / Photocontrol Dev | Device | True | True | True | False | False | [16 empty] | Non Federally-Regulated | 10/22/2018 |  | 04/12/2021
Innovative Building Energy Control | SURTUR | DHD000A1 | Dimmer | Device | True | True | True | True | True | True | True | True | True | [12 empty] | Non Federally-Regulated | 10/22/2018 |  | 04/12/2021
GE Lighting, a Savant company | General Electric | CSWDMBLBWF1/ST1P | Dimmer | Device | True | True | True | True | True | True | True | False | [13 empty] | Non Federally-Regulated | 10/25/2018 |  | 04/12/2021
GE Lighting, a Savant company | General Electric | CSWDMOCBWF1/ST1P | Occupant Sensing Device | Device | True | True | True | True | True | False |  |  |  | False |  |  | True | True | False |  | False | False | False |  |  | Non Federally-Regulated | 10/25/2018 |  | 04/12/2021
GE Lighting, a Savant company | General Electric | CSWDMOCBWF1/ST1P | Dimmer | Device | True | True | True | True | True | True | True | False | [13 empty] | Non Federally-Regulated | 10/25/2018 |  | 04/12/2021
Loxone Inc. | LOXONE | 100224 | Occupant Sensing Device | Device | True | True | True | True | True | False |  |  |  | False |  |  | True | True | False |  | True | True | False | True |  | Non Federally-Regulated | 10/29/2018 |  | 04/12/2021
Cooper Lighting Solutions LLC (formerly Eaton) | Greengate | OSW-D-010 | Automatic Daylighting Control | Device | True | True | True | True | True | False |  | True | True | True | True | [10 empty] | Non Federally-Regulated | 10/31/2018 |  | 04/12/2021
Cooper Lighting Solutions LLC (formerly Eaton) | Greengate | OSW-D-010 | Occupant Sensing Device | Device | True | True | True | True | True | True | True | True | True | False |  |  | True | True | False |  | True | True | True | True | True | Non Federally-Regulated | 10/31/2018 |  | 04/12/2021
Legrand | Pass & Seymour | WWRL50** | Dimmer | Device | True | True | True | True | True | True | True | True | True | [12 empty] | Non Federally-Regulated | 10/31/2018 |  | 04/12/2021
Cooper Lighting Solutions LLC (formerly Eaton) | All Pro | MS180* | Occupant Sensing Device | Device | True | True | True | True | True | False |  |  |  | False |  |  | False |  | True | True | False | False | False |  |  | Non Federally-Regulated | 11/15/2018 |  | 04/12/2021
Loxone Inc. | LOXONE | 100239 | Dimmer | Device | True | True | True | True | True | True | True | True | True | [12 empty] | Non Federally-Regulated | 11/20/2018 |  | 04/12/2021
Loxone Inc. | LOXONE | 100125 | Dimmer | Device | True | True | True | True | True | True | True | True | True | [12 empty] | Non Federally-Regulated | 11/20/2018 |  | 04/12/2021
Loxone Inc. | LOXONE | 100325 | Dimmer | Device | True | True | True | True | True | True | True | True | True | [12 empty] | Non Federally-Regulated | 11/20/2018 |  | 04/12/2021
Loxone Inc. | LOXONE | 100324 | Dimmer | Device | True | True | True | True | True | True | True | True | True | [12 empty] | Non Federally-Regulated | 11/20/2018 |  | 04/12/2021
Loxone Inc. | LOXONE | 100043 | Dimmer | Device | True | True | True | True | True | True | True | True | True | [12 empty] | Non Federally-Regulated | 11/20/2018 |  | 04/12/2021
Enerlites, Inc. | Enerlites, Inc. | VCOS-W | Occupant Sensing Device | Device | True | True | True | True | True | False |  |  |  | False |  |  | False |  | False |  | False | False | True | True | True | Non Federally-Regulated | 01/07/2019 |  | 04/12/2021
Enerlites, Inc. | Enerlites, Inc. | VCOS-J | Occupant Sensing Device | Device | True | True | True | True | True | False |  |  |  | False |  |  | False |  | False |  | False | False | True | True | True | Non Federally-Regulated | 01/07/2019 |  | 04/12/2021
Intermatic, Inc. | Intermatic, Inc. | DT104** | Automatic Time Switch Control | Device | True | True | True | False | [17 empty] | Non Federally-Regulated | 01/14/2019 |  | 04/12/2021
Intermatic, Inc. | Intermatic, Inc. | EK4336S** | Photosensor / Photocontrol Dev | Device | True | True | True | True | True | [16 empty] | Non Federally-Regulated | 01/14/2019 |  | 04/12/2021
Intermatic, Inc. | Intermatic, Inc. | ST01** | Automatic Time Switch Control | Device | True | True | True | False | [17 empty] | Non Federally-Regulated | 01/14/2019 |  | 04/12/2021
Crestron Electronics | Crestron Electronics | CLX-1DIMU4-HP | Dimmer | Device | True | True | True | True | True | True | True | True | True | [12 empty] | Non Federally-Regulated | 01/24/2019 |  | 04/12/2021
Legrand | Pass & Seymour | HKRL50** | Dimmer | Device | True | True | True | True | True | True | True | True | True | [12 empty] | Non Federally-Regulated | 02/01/2019 |  | 04/12/2021
Lutron Electronics Co., Inc. | Lutron | MRF2S-8SDV010-******* | Dimmer | Device | True | True | True | True | True | True | True | True | True | [12 empty] | Non Federally-Regulated | 02/05/2019 |  | 04/12/2021
Lutron Electronics Co., Inc. | Lutron | MRF2S-8SDV010-******* | Occupant Sensing Device | Device | True | True | True | True | True | False |  |  |  | False |  |  | True | True | False |  | False | False | True | True | True | Non Federally-Regulated | 02/05/2019 |  | 04/12/2021
Lutron Electronics Co., Inc. | Lutron | MRF2S-8SSV-******* | Occupant Sensing Device | Device | True | True | True | True | True | False |  |  |  | False |  |  | False |  | False |  | False | False | True | True | True | Non Federally-Regulated | 02/05/2019 |  | 04/12/2021
Enerlites, Inc. | Enerlites, Inc. | DWODS-010 | Occupant Sensing Device | Device | True | True | True | True | True | False |  |  |  | False |  |  | False |  | False |  | False | False | False |  |  | Non Federally-Regulated | 02/05/2019 |  | 04/12/2021
IR-TEC International, Ltd. | IR-TEC International, Ltd | ON-BRD-5***** | Occupant Sensing Device | Device | True | True | True | True | True | False |  |  |  | True | True | True | True | True | False |  | False | False | False |  |  | Non Federally-Regulated | 02/12/2019 |  | 04/12/2021
IR-TEC International, Ltd. | IR-TEC International, Ltd | ON-PPU-301 | Occupant Sensing Device | Device | True | True | True | True | True | False |  |  |  | True | True | True | False |  | False |  | False | False | False |  |  | Non Federally-Regulated | 02/14/2019 |  | 04/12/2021
Shanghai Long-Join Intelligent Technology Inc. | Longjoin | JL-101A | Automatic Daylighting Control | Device | True | True | True | True | True | True | True | True | True | True | True | [10 empty] | Non Federally-Regulated | 04/08/2019 |  | 04/12/2021
Lehigh Electric Products Co. | Lehigh | EF4-E | Dimmer | Device | True | True | True | True | True | True | True | False | [13 empty] | Non Federally-Regulated | 04/26/2019 |  | 04/12/2021
Lehigh Electric Products Co. | Lehigh | EF4-E-TC | Astronomical Time Switch Contr | Device | True | True | True | True | True | True | True | True | True | True | [11 empty] | Non Federally-Regulated | 04/26/2019 |  | 04/12/2021
Lehigh Electric Products Co. | Lehigh | EF8-E | Dimmer | Device | True | True | True | True | True | True | True | False | [13 empty] | Non Federally-Regulated | 04/26/2019 |  | 04/12/2021
Lehigh Electric Products Co. | Lehigh | EF8-E-TC | Astronomical Time Switch Contr | Device | True | True | True | True | True | True | True | True | True | True | [11 empty] | Non Federally-Regulated | 04/26/2019 |  | 04/12/2021
Lehigh Electric Products Co. | Lehigh | DTM-TS | Dimmer | Device | True | True | True | True | True | True | True | False | [13 empty] | Non Federally-Regulated | 04/26/2019 |  | 04/12/2021
Lehigh Electric Products Co. | Lehigh | DTM-TS | Astronomical Time Switch Contr | Device | True | True | True | True | True | True | True | True | True | True | [11 empty] | Non Federally-Regulated | 04/26/2019 |  | 04/12/2021
Lehigh Electric Products Co. | Lehigh | DTM66 | Dimmer | Device | True | True | True | True | True | False |  | False | [13 empty] | Non Federally-Regulated | 04/26/2019 |  | 04/12/2021
Cooper Lighting Solutions LLC (formerly Eaton) | WaveLinx | WCL-SWPD2** | Photosensor / Photocontrol Dev | Device | True | True | True | True | True | [16 empty] | Non Federally-Regulated | 05/10/2019 |  | 04/12/2021
Cooper Lighting Solutions LLC (formerly Eaton) | WaveLinx | WCL-SWPD3** | Photosensor / Photocontrol Dev | Device | True | True | True | True | True | [16 empty] | Non Federally-Regulated | 05/10/2019 |  | 04/12/2021
Cooper Lighting Solutions LLC (formerly Eaton) | WaveLinx | WCL-SWPD4** | Photosensor / Photocontrol Dev | Device | True | True | True | True | True | [16 empty] | Non Federally-Regulated | 05/10/2019 |  | 04/12/2021
Cooper Lighting Solutions LLC (formerly Eaton) | WaveLinx | WCL-SWPD5** | Photosensor / Photocontrol Dev | Device | True | True | True | True | True | [16 empty] | Non Federally-Regulated | 05/10/2019 |  | 04/12/2021
Cooper Lighting Solutions LLC (formerly Eaton) | WaveLinx | WCL-CWPD-1500 | Photosensor / Photocontrol Dev | Device | True | True | True | True | True | [16 empty] | Non Federally-Regulated | 05/10/2019 |  | 04/12/2021
IR-TEC International, Ltd. | IR-TEC International, Ltd | LOS-505*** | Occupant Sensing Device | Device | True | True | True | True | True | False |  |  |  | False |  |  | False |  | False |  | False | False | False |  |  | Non Federally-Regulated | 05/14/2019 |  | 04/12/2021
Doyle & Tratt Products Ltd. | Forbes and Lomax | Z0IP500.24US* | Dimmer | Device | True | True | True | True | True | True | True | True | True | [12 empty] | Non Federally-Regulated | 06/05/2019 |  | 04/12/2021
Doyle & Tratt Products Ltd. | Forbes and Lomax | Z0KP100.24US* | Dimmer | Device | True | True | True | True | True | True | True | True | True | [12 empty] | Non Federally-Regulated | 06/05/2019 |  | 04/12/2021
Shanghai Long-Join Intelligent Technology Inc. | Intermatic, Inc. | K4621 | Photosensor / Photocontrol Dev | Device | True | True | True | True | True | [16 empty] | Non Federally-Regulated | 06/19/2019 |  | 04/12/2021
Shanghai Long-Join Intelligent Technology Inc. | Intermatic, Inc. | LC2100 | Photosensor / Photocontrol Dev | Device | True | True | True | True | True | [16 empty] | Non Federally-Regulated | 06/19/2019 |  | 04/12/2021
Ningbo Sharkward Electronics Co., Ltd | Ningbo Sharkward Electronics Co.,Ltd | BRI810-**-** | Dimmer | Device | True | True | True | True | True | False |  | False | [13 empty] | Non Federally-Regulated | 06/26/2019 |  | 04/12/2021
Ningbo Sharkward Electronics Co., Ltd | Ningbo Sharkward Electronics Co.,Ltd | BRI819-**-** | Dimmer | Device | True | True | True | True | True | False |  | False | [13 empty] | Non Federally-Regulated | 06/26/2019 |  | 04/12/2021
Ningbo Sharkward Electronics Co., Ltd | Ningbo Sharkward Electronics Co.,Ltd | ANT-4 | Dimmer | Device | True | True | True | True | True | False |  | False | [13 empty] | Non Federally-Regulated | 06/26/2019 |  | 04/12/2021
Ningbo Sharkward Electronics Co., Ltd | Ningbo Sharkward Electronics Co.,Ltd | ANT-5 | Dimmer | Device | True | True | True | True | True | False |  | False | [13 empty] | Non Federally-Regulated | 06/26/2019 |  | 04/12/2021
Ningbo Sharkward Electronics Co., Ltd | Ningbo Sharkward Electronics Co.,Ltd | ANT-6 | Dimmer | Device | True | True | True | True | True | False |  | False | [13 empty] | Non Federally-Regulated | 06/26/2019 |  | 04/12/2021
Ningbo Sharkward Electronics Co., Ltd | Ningbo Sharkward Electronics Co.,Ltd | BRI619 | Dimmer | Device | True | True | True | True | True | False |  | False | [13 empty] | Non Federally-Regulated | 06/26/2019 |  | 04/12/2021
Ningbo Sharkward Electronics Co., Ltd | Ningbo Sharkward Electronics Co.,Ltd | BRI823-**-** | Occupant Sensing Device | Device | True | True | True | True | True | False |  |  |  | False |  |  | True | True | False |  | False | False | False |  |  | Non Federally-Regulated | 06/26/2019 |  | 04/12/2021
Ningbo Sharkward Electronics Co., Ltd | Ningbo Sharkward Electronics Co.,Ltd | BRI816-**-** | Occupant Sensing Device | Device | True | True | True | True | True | False |  |  |  | False |  |  | True | True | False |  | False | False | False |  |  | Non Federally-Regulated | 06/26/2019 |  | 04/12/2021
Ningbo Sharkward Electronics Co., Ltd | Ningbo Sharkward Electronics Co.,Ltd | BRI812A | Occupant Sensing Device | Device | True | True | True | True | True | False |  |  |  | False |  |  | True | True | False |  | False | False | False |  |  | Non Federally-Regulated | 06/26/2019 |  | 04/12/2021
Ningbo Sharkward Electronics Co., Ltd | Ningbo Sharkward Electronics Co.,Ltd | BRI812B | Occupant Sensing Device | Device | True | True | True | True | True | False |  |  |  | False |  |  | True | True | False |  | False | False | False |  |  | Non Federally-Regulated | 06/26/2019 |  | 04/12/2021
Hangzhou LMenergysolution Lighting Company, Ltd. | Hangzhou Lmenergysolution Lighting Co., Ltd. | LMSC | Dimmer | Device | True | True | True | True | True | True | True | False | [13 empty] | Non Federally-Regulated | 06/27/2019 |  | 04/12/2021
WattStopper, Inc. | WattStopper, Inc. | LMRC-611MCC | Occupant Sensing Device | Device | True | True | True | True | True | False |  |  |  | False |  |  | False |  | False |  | False | False | False |  |  | Non Federally-Regulated | 07/02/2019 |  | 04/12/2021
Shanghai Long-Join Intelligent Technology Inc. | Intermatic, Inc. | K4721 | Photosensor / Photocontrol Dev | Device | True | True | True | True | True | [16 empty] | Non Federally-Regulated | 07/23/2019 |  | 04/12/2021
Enerlites, Inc. | Top Greener, Inc. | TDODS5-010 | Occupant Sensing Device | Device | True | True | True | True | True | False |  |  |  | False |  |  | False |  | False |  | False | False | False |  |  | Non Federally-Regulated | 07/25/2019 |  | 04/12/2021
Enerlites, Inc. | Top Greener, Inc. | TDOS5-JD | Occupant Sensing Device | Device | True | True | True | True | True | False |  |  |  | False |  |  | False |  | False |  | True | True | False | True |  | Non Federally-Regulated | 07/25/2019 |  | 04/12/2021
The Keystone Group | Stonepoint | BL-L4000DX | Photosensor / Photocontrol Dev | Device | True | True | True | [18 empty] | Non Federally-Regulated | 07/30/2019 |  | 04/12/2021
The Keystone Group | Power Zone | O-BL-L4000DX | Photosensor / Photocontrol Dev | Device | True | True | True | [18 empty] | Non Federally-Regulated | 07/30/2019 |  | 04/12/2021
The Keystone Group | Ace | A-BL-L4000DX | Photosensor / Photocontrol Dev | Device | True | True | True | [18 empty] | Non Federally-Regulated | 07/30/2019 |  | 04/12/2021
The Keystone Group | Menards | M-XD0004L-LB | Photosensor / Photocontrol Dev | Device | True | True | True | [18 empty] | Non Federally-Regulated | 07/30/2019 |  | 04/12/2021
The Keystone Group | Stonepoint | BL-L4500DX | Photosensor / Photocontrol Dev | Device | True | True | True | [18 empty] | Non Federally-Regulated | 07/30/2019 |  | 04/12/2021
The Keystone Group | Power Zone | O-BL-L4500DX | Photosensor / Photocontrol Dev | Device | True | True | True | [18 empty] | Non Federally-Regulated | 07/30/2019 |  | 04/12/2021
The Keystone Group | Ace | A-BL-L4500DX | Photosensor / Photocontrol Dev | Device | True | True | True | [18 empty] | Non Federally-Regulated | 07/30/2019 |  | 04/12/2021
The Keystone Group | Menards | M-XD0054L-LB | Photosensor / Photocontrol Dev | Device | True | True | True | [18 empty] | Non Federally-Regulated | 07/30/2019 |  | 04/12/2021
WattStopper, Inc. | WattStopper, Inc. | LMDM-601-* | Dimmer | Device | True | True | True | True | True | False |  | True | True | [12 empty] | Non Federally-Regulated | 08/06/2019 |  | 04/12/2021
WattStopper, Inc. | WattStopper, Inc. | LMSW-605-* | Dimmer | Device | True | True | True | True | True | False |  | True | True | [12 empty] | Non Federally-Regulated | 08/06/2019 |  | 04/12/2021
WattStopper, Inc. | WattStopper, Inc. | LMSW-102-* | Dimmer | Device | True | True | True | True | True | False |  | True | True | [12 empty] | Non Federally-Regulated | 08/06/2019 |  | 04/12/2021
WattStopper, Inc. | WattStopper, Inc. | LMSW-103-* | Dimmer | Device | True | True | True | True | True | False |  | True | True | [12 empty] | Non Federally-Regulated | 08/06/2019 |  | 04/12/2021
WattStopper, Inc. | Watt Stopper, Inc. | LMSW-104-* | Dimmer | Device | True | True | True | True | True | False |  | True | True | [12 empty] | Non Federally-Regulated | 08/06/2019 |  | 04/12/2021
WattStopper, Inc. | Watt Stopper, Inc. | LMSW-105-* | Dimmer | Device | True | True | True | True | True | False |  | True | True | [12 empty] | Non Federally-Regulated | 08/06/2019 |  | 04/12/2021
WattStopper, Inc. | Watt Stopper, Inc. | LMSW-108-* | Dimmer | Device | True | True | True | True | True | False |  | True | True | [12 empty] | Non Federally-Regulated | 08/06/2019 |  | 04/12/2021
Leedarson Lighting Co., Ltd | inovelli | LZW31 | Dimmer | Device | True | True | True | True | True | True | True | True | True | [12 empty] | Non Federally-Regulated | 08/12/2019 |  | 04/12/2021
Leedarson Lighting Co., Ltd | inovelli | LZW31-SN | Dimmer | Device | True | True | True | True | True | True | True | True | True | [12 empty] | Non Federally-Regulated | 08/12/2019 |  | 04/12/2021
The Keystone Group | Stonepoint | JJ-1000-DB | Photosensor / Photocontrol Dev | Device | True | True | True | [18 empty] | Non Federally-Regulated | 08/13/2019 |  | 04/12/2021
The Keystone Group | Power Zone | O-JJ-1000-DB | Photosensor / Photocontrol Dev | Device | True | True | True | [18 empty] | Non Federally-Regulated | 08/13/2019 |  | 04/12/2021
The Keystone Group | Stonepoint | JJ1000DB | Photosensor / Photocontrol Dev | Device | True | True | True | [18 empty] | Non Federally-Regulated | 08/13/2019 |  | 04/12/2021
The Keystone Group | Ace | A-JJ1000-DB | Photosensor / Photocontrol Dev | Device | True | True | True | [18 empty] | Non Federally-Regulated | 08/13/2019 |  | 04/12/2021
The Keystone Group | Stonepoint | JJ-1000-DW | Photosensor / Photocontrol Dev | Device | True | True | True | [18 empty] | Non Federally-Regulated | 08/13/2019 |  | 04/12/2021
The Keystone Group | Power Zone | O-JJ-1000-DW | Photosensor / Photocontrol Dev | Device | True | True | True | [18 empty] | Non Federally-Regulated | 08/13/2019 |  | 04/12/2021
The Keystone Group | Stonepoint | JJ1000DW | Photosensor / Photocontrol Dev | Device | True | True | True | [18 empty] | Non Federally-Regulated | 08/13/2019 |  | 04/12/2021
The Keystone Group | Ace | A-JJ1000-DW | Photosensor / Photocontrol Dev | Device | True | True | True | [18 empty] | Non Federally-Regulated | 08/13/2019 |  | 04/12/2021
The Keystone Group | Stonepoint | JJ-1000-MB | Photosensor / Photocontrol Dev | Device | True | True | True | [18 empty] | Non Federally-Regulated | 08/13/2019 |  | 04/12/2021
The Keystone Group | Power Zone | O-JJ-1000-MB | Photosensor / Photocontrol Dev | Device | True | True | True | [18 empty] | Non Federally-Regulated | 08/13/2019 |  | 04/12/2021
The Keystone Group | Stonepoint | JJ1000MB | Photosensor / Photocontrol Dev | Device | True | True | True | [18 empty] | Non Federally-Regulated | 08/13/2019 |  | 04/12/2021
The Keystone Group | Ace | A-JJ1000-MB | Photosensor / Photocontrol Dev | Device | True | True | True | [18 empty] | Non Federally-Regulated | 08/13/2019 |  | 04/12/2021
The Keystone Group | Stonepoint | JJ-1000-MW | Photosensor / Photocontrol Dev | Device | True | True | True | [18 empty] | Non Federally-Regulated | 08/13/2019 |  | 04/12/2021
The Keystone Group | Power Zone | O-JJ-1000-MW | Photosensor / Photocontrol Dev | Device | True | True | True | [18 empty] | Non Federally-Regulated | 08/13/2019 |  | 04/12/2021
The Keystone Group | Stonepoint | JJ1000MW | Photosensor / Photocontrol Dev | Device | True | True | True | [18 empty] | Non Federally-Regulated | 08/13/2019 |  | 04/12/2021
The Keystone Group | Ace | A-JJ1000-MW | Photosensor / Photocontrol Dev | Device | True | True | True | [18 empty] | Non Federally-Regulated | 08/13/2019 |  | 04/12/2021
The Keystone Group | Stonepoint | OV-2200M-PBX | Photosensor / Photocontrol Dev | Device | True | True | True | [18 empty] | Non Federally-Regulated | 08/13/2019 |  | 04/12/2021
The Keystone Group | Stonepoint | OV-2200M-PWX | Photosensor / Photocontrol Dev | Device | True | True | True | [18 empty] | Non Federally-Regulated | 08/13/2019 |  | 04/12/2021
The Keystone Group | Power Zone | O-OV-2200M-PBX | Photosensor / Photocontrol Dev | Device | True | True | True | [18 empty] | Non Federally-Regulated | 08/13/2019 |  | 04/12/2021
The Keystone Group | Power Zone | O-OV-2200M-PWX | Photosensor / Photocontrol Dev | Device | True | True | True | [18 empty] | Non Federally-Regulated | 08/13/2019 |  | 04/12/2021
The Keystone Group | Ace | A-OV-2200M-PBX | Photosensor / Photocontrol Dev | Device | True | True | True | [18 empty] | Non Federally-Regulated | 08/13/2019 |  | 04/12/2021
The Keystone Group | Ace | A-OV-2200M-PWX | Photosensor / Photocontrol Dev | Device | True | True | True | [18 empty] | Non Federally-Regulated | 08/13/2019 |  | 04/12/2021
The Keystone Group | Stonepoint | OV2200MPBX | Photosensor / Photocontrol Dev | Device | True | True | True | [18 empty] | Non Federally-Regulated | 08/13/2019 |  | 04/12/2021
The Keystone Group | Stonepoint | OV2200MPWX | Photosensor / Photocontrol Dev | Device | True | True | True | [18 empty] | Non Federally-Regulated | 08/13/2019 |  | 04/12/2021
The Keystone Group | Patriot Lighting | M-D00001L-LB | Photosensor / Photocontrol Dev | Device | True | True | True | [18 empty] | Non Federally-Regulated | 08/13/2019 |  | 04/12/2021
The Keystone Group | Patriot Lighting | 1BL-L10000D | Photosensor / Photocontrol Dev | Device | True | True | True | [18 empty] | Non Federally-Regulated | 08/13/2019 |  | 04/12/2021
The Keystone Group | Patriot Lighting | BL-L10000D | Photosensor / Photocontrol Dev | Device | True | True | True | [18 empty] | Non Federally-Regulated | 08/13/2019 |  | 04/12/2021
The Keystone Group | Patriot Lighting | L10000D-BL | Photosensor / Photocontrol Dev | Device | True | True | True | [18 empty] | Non Federally-Regulated | 08/13/2019 |  | 04/12/2021
The Keystone Group | Patriot Lighting | O-BL-L10000D | Photosensor / Photocontrol Dev | Device | True | True | True | [18 empty] | Non Federally-Regulated | 08/13/2019 |  | 04/12/2021
The Keystone Group | Patriot Lighting | M-BD-0001-JJ BR | Photosensor / Photocontrol Dev | Device | True | True | True | [18 empty] | Non Federally-Regulated | 08/15/2019 |  | 04/12/2021
The Keystone Group | Patriot Lighting | M-WD-0001-JJ WH | Photosensor / Photocontrol Dev | Device | True | True | True | [18 empty] | Non Federally-Regulated | 08/15/2019 |  | 04/12/2021
The Keystone Group | Patriot Lighting | M-BM-0001-JJ | Photosensor / Photocontrol Dev | Device | True | True | True | [18 empty] | Non Federally-Regulated | 08/15/2019 |  | 04/12/2021
The Keystone Group | Patriot Lighting | M-WM-0001-JJ | Photosensor / Photocontrol Dev | Device | True | True | True | [18 empty] | Non Federally-Regulated | 08/15/2019 |  | 04/12/2021
The Keystone Group | Patriot Lighting | M-XBP-M0022-VO | Photosensor / Photocontrol Dev | Device | True | True | True | [18 empty] | Non Federally-Regulated | 08/15/2019 |  | 04/12/2021
The Keystone Group | Patriot Lighting | M-XWP-M0022-VO | Photosensor / Photocontrol Dev | Device | True | True | True | [18 empty] | Non Federally-Regulated | 08/15/2019 |  | 04/12/2021
The Keystone Group | Stonepoint | 1BL-L10000D | Photosensor / Photocontrol Dev | Device | True | True | True | [18 empty] | Non Federally-Regulated | 08/18/2019 |  | 04/12/2021
The Keystone Group | Stonepoint | BL-L10000D | Photosensor / Photocontrol Dev | Device | True | True | True | [18 empty] | Non Federally-Regulated | 08/18/2019 |  | 04/12/2021
The Keystone Group | Stonepoint | L10000D-BL | Photosensor / Photocontrol Dev | Device | True | True | True | [18 empty] | Non Federally-Regulated | 08/18/2019 |  | 04/12/2021
The Keystone Group | Power Zone | O-BL-L10000D | Photosensor / Photocontrol Dev | Device | True | True | True | [18 empty] | Non Federally-Regulated | 08/18/2019 |  | 04/12/2021
ZHEJIANG YUANTAI ELECTRICAL TECHNOLOGY CO., LTD. | Yoti | YM2501A | Occupant Sensing Device | Device | True | True | True | True | True | False |  |  |  | False |  |  | False |  | False |  | False | False | False |  |  | Non Federally-Regulated | 08/23/2019 |  | 04/12/2021
Shenzhen Haisen Technology Co.,Ltd | Haisen | HD406VRH-A | Occupant Sensing Device | Device | True | True | True | True | True | False |  |  |  | True | True | True | False |  | True | True | False | False | False |  |  | Non Federally-Regulated | 08/27/2019 |  | 04/12/2021
Shenzhen Haisen Technology Co.,Ltd | Haisen | HD406VRH-D | Occupant Sensing Device | Device | True | True | True | True | True | False |  |  |  | True | True | True | False |  | True | True | False | False | False |  |  | Non Federally-Regulated | 08/27/2019 |  | 04/12/2021
Shenzhen Haisen Technology Co.,Ltd | Haisen | HD406VRH | Occupant Sensing Device | Device | True | True | True | True | True | False |  |  |  | True | True | True | False |  | True | True | False | False | False |  |  | Non Federally-Regulated | 08/27/2019 |  | 04/12/2021
Cooper Lighting Solutions LLC (formerly Eaton) | Greengate | VSW-D-010*** | Occupant Sensing Device | Device | True | True | True | True | True | True | True | True | True | False |  |  | True | True | False |  | True | True | True | True | True | Non Federally-Regulated | 08/27/2019 |  | 04/12/2021
Cooper Lighting Solutions LLC (formerly Eaton) | Greengate | VSW-D-010*** | Automatic Daylighting Control | Device | True | True | True | True | True | False |  | True | True | True | True | [10 empty] | Non Federally-Regulated | 08/27/2019 |  | 04/12/2021
Enerlites, Inc. | Top Greener, Inc. | TGWF500D-W | Dimmer | Device | True | True | True | True | True | True | True | True | True | [12 empty] | Non Federally-Regulated | 09/06/2019 |  | 04/12/2021
Enerlites, Inc. | Enerwave | WF500D | Dimmer | Device | True | True | True | True | True | True | True | True | True | [12 empty] | Non Federally-Regulated | 09/09/2019 |  | 04/12/2021
Enerlites, Inc. | Enerwave | ZW500DM-PLUS | Dimmer | Device | True | True | True | True | True | True | True | True | True | [12 empty] | Non Federally-Regulated | 09/09/2019 |  | 04/12/2021
Shenzhen Merrytek Technology Co.,Ltd. | Merrytek | MC601V | Occupant Sensing Device | Device | True | True | True | True | True | False |  |  |  | True | True | True | False |  | False |  | False | False | False |  |  | Non Federally-Regulated | 09/23/2019 |  | 04/12/2021
Shenzhen Merrytek Technology Co.,Ltd. | Merrytek | MC602S | Occupant Sensing Device | Device | True | True | True | True | True | False |  |  |  | True | True | True | False |  | False |  | False | False | False |  |  | Non Federally-Regulated | 09/23/2019 |  | 04/12/2021
Shenzhen Merrytek Technology Co.,Ltd. | Merrytek | MC083V RC | Occupant Sensing Device | Device | True | True | True | True | True | False |  |  |  | True | True | True | False |  | False |  | False | False | False |  |  | Non Federally-Regulated | 09/23/2019 |  | 04/12/2021
Shenzhen Merrytek Technology Co.,Ltd. | Merrytek | MC054V RC | Occupant Sensing Device | Device | True | True | True | True | True | False |  |  |  | True | True | True | False |  | False |  | False | False | False |  |  | Non Federally-Regulated | 09/23/2019 |  | 04/12/2021
Shenzhen Merrytek Technology Co.,Ltd. | Merrytek | MC054V RC2 | Occupant Sensing Device | Device | True | True | True | True | True | False |  |  |  | True | True | True | False |  | False |  | False | False | False |  |  | Non Federally-Regulated | 09/23/2019 |  | 04/12/2021
Shenzhen Merrytek Technology Co.,Ltd. | Merrytek | MC054V RC3 | Occupant Sensing Device | Device | True | True | True | True | True | False |  |  |  | True | True | True | False |  | False |  | False | False | False |  |  | Non Federally-Regulated | 09/23/2019 |  | 04/12/2021
Shenzhen Merrytek Technology Co.,Ltd. | Merrytek | MC054V RC4 | Occupant Sensing Device | Device | True | True | True | True | True | False |  |  |  | True | True | True | False |  | False |  | False | False | False |  |  | Non Federally-Regulated | 09/23/2019 |  | 04/12/2021
Shenzhen Merrytek Technology Co.,Ltd. | Merrytek | MC609V RC | Occupant Sensing Device | Device | True | True | True | True | True | False |  |  |  | True | True | True | False |  | False |  | False | False | False |  |  | Non Federally-Regulated | 09/23/2019 |  | 04/12/2021
Shenzhen Merrytek Technology Co.,Ltd. | Merrytek | MC610V RC | Occupant Sensing Device | Device | True | True | True | True | True | False |  |  |  | True | True | True | False |  | False |  | False | False | False |  |  | Non Federally-Regulated | 09/23/2019 |  | 04/12/2021
Shenzhen Merrytek Technology Co.,Ltd. | Merrytek | MC612V D RC | Occupant Sensing Device | Device | True | True | True | True | True | False |  |  |  | True | True | True | False |  | False |  | False | False | False |  |  | Non Federally-Regulated | 09/23/2019 |  | 04/12/2021
Enerlites, Inc. | Enerlites, Inc. | DWOS-JM-* | Occupant Sensing Device | Device | True | True | True | True | True | False |  |  |  | False |  |  | False |  | False |  | False | False | True | True | True | Non Federally-Regulated | 09/26/2019 |  | 04/12/2021
Lutron Electronics Co., Inc. | Lutron | DTCL-153* | Dimmer | Device | True | True | True | True | True | False |  | True | True | [12 empty] | Non Federally-Regulated | 11/01/2019 |  | 04/12/2021
Lutron Electronics Co., Inc. | Lutron | STCL-153* | Dimmer | Device | True | True | True | True | True | False |  | True | True | [12 empty] | Non Federally-Regulated | 11/04/2019 |  | 04/12/2021
Lutron Electronics Co., Inc. | Lutron | RRD-PRO-** | Dimmer | Device | True | True | True | True | True | False |  | True | True | [12 empty] | Non Federally-Regulated | 11/04/2019 |  | 04/12/2021
Lutron Electronics Co., Inc. | Lutron | HQRA-PRO-** | Dimmer | Device | True | True | True | True | True | False |  | True | True | [12 empty] | Non Federally-Regulated | 11/04/2019 |  | 04/12/2021
Lutron Electronics Co., Inc. | Lutron | HQRD-PRO-** | Dimmer | Device | True | True | True | True | True | False |  | True | True | [12 empty] | Non Federally-Regulated | 11/04/2019 |  | 04/12/2021
Lutron Electronics Co., Inc. | Lutron | MA-PRO-** | Dimmer | Device | True | True | True | True | True | False |  | True | True | [12 empty] | Non Federally-Regulated | 11/04/2019 |  | 04/12/2021
Lutron Electronics Co., Inc. | Lutron | LECL-15******** | Dimmer | Device | True | True | True | True | True | False |  | True | True | [12 empty] | Non Federally-Regulated | 11/05/2019 |  | 04/12/2021
WattStopper, Inc. | WattStopper, Inc. | HBP-202 | Occupant Sensing Device | Device | True | True | True | True | True | False |  |  |  | False |  |  | True | True | False |  | False | False | False |  |  | Non Federally-Regulated | 11/07/2019 |  | 04/12/2021
Savant Systems LLC | Savant | SPM-Q2APD10-** | Dimmer | Device | True | True | True | True | True | True | True | True | True | [12 empty] | Non Federally-Regulated | 11/25/2019 |  | 04/12/2021
Savant Systems LLC | Savant | SPM-H2APD10-** | Dimmer | Device | True | True | True | True | True | True | True | True | True | [12 empty] | Non Federally-Regulated | 11/25/2019 |  | 04/12/2021
Savant Systems LLC | Savant | SPM-Q2FPD10-** | Dimmer | Device | True | True | True | True | True | True | True | True | True | [12 empty] | Non Federally-Regulated | 11/25/2019 |  | 04/12/2021
Savant Systems LLC | Savant | SPM-H2FPD10-** | Dimmer | Device | True | True | True | True | True | True | True | True | True | [12 empty] | Non Federally-Regulated | 11/25/2019 |  | 04/12/2021
Shenzhen Merrytek Technology Co.,Ltd. | Merrytek | MC603S | Occupant Sensing Device | Device | True | True | True | True | True | False |  |  |  | True | True | True | False |  | False |  | False | False | False |  |  | Non Federally-Regulated | 12/09/2019 |  | 04/12/2021
IR-TEC International, Ltd. | IR-TEC International, Ltd | ON-LRD-2***** | Occupant Sensing Device | Device | True | True | True | True | True | False |  |  |  | True | True | True | True | True | False |  | False | False | False |  |  | Non Federally-Regulated | 12/09/2019 |  | 04/12/2021
IR-TEC International, Ltd. | IR-TEC International, Ltd | LDD-7***** | Occupant Sensing Device | Device | True | True | True | True | True | False |  |  |  | False |  |  | False |  | False |  | False | False | True | True | True | Non Federally-Regulated | 12/10/2019 |  | 04/12/2021
Shenzhen Merrytek Technology Co.,Ltd. | Merrytek | MC077V RC | Occupant Sensing Device | Device | True | True | True | True | True | False |  |  |  | True | True | True | False |  | False |  | False | False | False |  |  | Non Federally-Regulated | 12/17/2019 |  | 04/12/2021
Feit Electric Company, Inc. | FEIT | 72201 | Dimmer | Device | True | True | True | True | True | True | True | True | True | [12 empty] | Non Federally-Regulated | 12/24/2019 |  | 04/12/2021
Feit Electric Company, Inc. | FEIT | 72305 | Dimmer | Device | True | True | True | True | True | True | True | True | True | [12 empty] | Non Federally-Regulated | 12/24/2019 |  | 04/12/2021
Feit Electric Company, Inc. | FEIT | DIM/WIFI | Dimmer | Device | True | True | True | True | True | True | True | True | True | [12 empty] | Non Federally-Regulated | 12/24/2019 |  | 04/12/2021
Feit Electric Company, Inc. | FEIT | BPDIM/WIFI/2 | Dimmer | Device | True | True | True | True | True | True | True | True | True | [12 empty] | Non Federally-Regulated | 12/24/2019 |  | 04/12/2021
GE Lighting, a Savant company | General Electric | CSWDMBLBWF1NN/ST1P | Dimmer | Device | True | True | True | True | True | True | True | False | [13 empty] | Non Federally-Regulated | 02/06/2020 |  | 04/12/2021
GE Lighting, a Savant company | General Electric | CSWDMOCBWF1NN/ST1P | Occupant Sensing Device | Device | True | True | True | True | True | False |  |  |  | False |  |  | True | True | False |  | False | False | False |  |  | Non Federally-Regulated | 02/06/2020 |  | 04/12/2021
GE Lighting, a Savant company | General Electric | CSWDMOCBWF1NN/ST1P | Dimmer | Device | True | True | True | True | True | True | True | False | [13 empty] | Non Federally-Regulated | 02/06/2020 |  | 04/12/2021
WattStopper, Inc. | Watt Stopper, Inc. | LMPX-600 | Occupant Sensing Device | Device | True | True | True | True | True | False |  |  |  | False |  |  | False |  | False |  | False | False | False |  |  | Non Federally-Regulated | 02/19/2020 |  | 04/12/2021
Ningbo Sharkward Electronics Co., Ltd | Ningbo Sharkward Electronics Co.,Ltd | 810-C-F | Dimmer | Device | True | True | True | True | True | False |  | False | [13 empty] | Non Federally-Regulated | 03/16/2020 |  | 04/12/2021
Westgate MFg Inc | WESTGATE | WEC-2MDRH-36 | Dimmer | Device | True | True | True | True | True | False |  | False | [13 empty] | Non Federally-Regulated | 03/16/2020 |  | 04/12/2021
The Keystone Group | Stonepoint | OV-2200D-PBX | Photosensor / Photocontrol Dev | Device | True | True | True | [18 empty] | Non Federally-Regulated | 03/19/2020 |  | 04/12/2021
The Keystone Group | Stonepoint | OV-2200D-PWX | Photosensor / Photocontrol Dev | Device | True | True | True | [18 empty] | Non Federally-Regulated | 03/19/2020 |  | 04/12/2021
The Keystone Group | Ace | A-OV-2200D-PBX | Photosensor / Photocontrol Dev | Device | True | True | True | [18 empty] | Non Federally-Regulated | 03/19/2020 |  | 04/12/2021
The Keystone Group | Ace | A-OV-2200D-PWX | Photosensor / Photocontrol Dev | Device | True | True | True | [18 empty] | Non Federally-Regulated | 03/19/2020 |  | 04/12/2021
The Keystone Group | Power Zone | O-OV-2200D-PBX | Photosensor / Photocontrol Dev | Device | True | True | True | [18 empty] | Non Federally-Regulated | 03/19/2020 |  | 04/12/2021
The Keystone Group | Power Zone | O-OV-2200D-PWX | Photosensor / Photocontrol Dev | Device | True | True | True | [18 empty] | Non Federally-Regulated | 03/19/2020 |  | 04/12/2021
The Keystone Group | Menards | M-XBP-D0022-VO | Photosensor / Photocontrol Dev | Device | True | True | True | [18 empty] | Non Federally-Regulated | 03/19/2020 |  | 04/12/2021
The Keystone Group | Menards | M-XWP-D0022-VO | Photosensor / Photocontrol Dev | Device | True | True | True | [18 empty] | Non Federally-Regulated | 03/19/2020 |  | 04/12/2021
The Keystone Group | Stonepoint | OV2200DPBX | Photosensor / Photocontrol Dev | Device | True | True | True | [18 empty] | Non Federally-Regulated | 03/19/2020 |  | 04/12/2021
The Keystone Group | Stonepoint | OV2200DPWX | Photosensor / Photocontrol Dev | Device | True | True | True | [18 empty] | Non Federally-Regulated | 03/19/2020 |  | 04/12/2021
Westgate MFg Inc | WESTGATE | WEC-2MDH-35 | Automatic Daylighting Control | Device | True | True | True | False |  | True | True | True | True | True | True | [10 empty] | Non Federally-Regulated | 03/20/2020 |  | 04/12/2021
Westgate MFg Inc | WESTGATE | WEC-2P-58 | Automatic Daylighting Control | Device | True | True | True | False |  | True | True | True | True | True | True | [10 empty] | Non Federally-Regulated | 03/20/2020 |  | 04/12/2021
Westgate MFg Inc | WESTGATE | WEC-3MDR-45 | Automatic Daylighting Control | Device | True | True | True | False |  | True | True | True | True | True | True | [10 empty] | Non Federally-Regulated | 03/20/2020 |  | 04/12/2021
Westgate MFg Inc | WESTGATE | WEC-3MDR-42 | Automatic Daylighting Control | Device | True | True | True | False |  | True | True | True | True | True | True | [10 empty] | Non Federally-Regulated | 03/20/2020 |  | 04/12/2021
Westgate MFg Inc | WESTGATE | WEC-3PDR-58-WH | Automatic Daylighting Control | Device | True | True | True | False |  | True | True | True | True | True | True | [10 empty] | Non Federally-Regulated | 03/20/2020 |  | 04/12/2021
Westgate MFg Inc | WESTGATE | WEC-3PDR-58-BR | Automatic Daylighting Control | Device | True | True | True | False |  | True | True | True | True | True | True | [10 empty] | Non Federally-Regulated | 03/20/2020 |  | 04/12/2021
Westgate MFg Inc | WESTGATE | WEC-3MRLV-6 | Automatic Daylighting Control | Device | True | True | True | False |  | True | True | True | True | True | True | [10 empty] | Non Federally-Regulated | 03/20/2020 |  | 04/12/2021
Schneider Electric (Square D Wiring Devices) | Square D | SQR73102WH | Occupant Sensing Device | Device | True | True | True | True | True | False |  |  |  | False |  |  | False |  | False |  | False | False | True | True | True | Non Federally-Regulated | 04/20/2020 |  | 04/12/2021
Schneider Electric (Square D Wiring Devices) | Square D | SQR73105** | Occupant Sensing Device | Device | True | True | True | True | True | False |  |  |  | False |  |  | False |  | False |  | False | False | True | True | True | Non Federally-Regulated | 04/20/2020 |  | 04/12/2021
Schneider Electric (Square D Wiring Devices) | Square D | SQR73101** | Occupant Sensing Device | Device | True | True | True | True | True | False |  |  |  | False |  |  | False |  | False |  | False | False | True | True | True | Non Federally-Regulated | 04/20/2020 |  | 04/12/2021
Schneider Electric (Square D Wiring Devices) | Square D | SQR22601** | Dimmer | Device | True | True | True | True | True | True | True | True | True | [12 empty] | Non Federally-Regulated | 04/20/2020 |  | 04/12/2021
Schneider Electric (Square D Wiring Devices) | Square D | SQR22101** | Dimmer | Device | True | True | True | True | True | True | True | True | True | [12 empty] | Non Federally-Regulated | 04/20/2020 |  | 04/12/2021
Schneider Electric (Square D Wiring Devices) | Square D | SQR22603** | Dimmer | Device | True | True | True | True | True | True | True | True | True | [12 empty] | Non Federally-Regulated | 04/20/2020 |  | 04/12/2021
DEAKO INC. | Deako | DS-SD3N-**NL-UCX | Dimmer | Device | True | True | True | True | True | True | True | True | True | [12 empty] | Non Federally-Regulated | 04/20/2020 |  | 04/12/2021
DEAKO INC. | Deako | DS-SM1N-****-UC* | Occupant Sensing Device | Device | True | True | True | True | True | False |  |  |  | False |  |  | False |  | False |  | False | False | True | True | True | Non Federally-Regulated | 04/21/2020 |  | 04/12/2021
Phoenix Products LLC | Phoenix Products | LIT-WC-***/***/***-** | Automatic Time Switch Control | Device | True | True | True | True | True | True | [15 empty] | Non Federally-Regulated | 04/28/2020 |  | 04/12/2021
Phoenix Products LLC | Phoenix | LIT-GW-120-277-** | Automatic Time Switch Control | Device | True | True | True | True | True | True | [15 empty] | Non Federally-Regulated | 04/28/2020 |  | 04/12/2021
Eaton Residential & Wiring Devices Div. | EATON | WFD30* | Dimmer | Device | True | True | True | True | True | True | True | True | True | [12 empty] | Non Federally-Regulated | 05/01/2020 |  | 04/12/2021
Eaton Residential & Wiring Devices Div. | EATON | WFD30** | Dimmer | Device | True | True | True | True | True | True | True | True | True | [12 empty] | Non Federally-Regulated | 05/01/2020 |  | 04/12/2021
Leviton Manufacturing Co., Inc. | Leviton | IPVN2-*** | Occupant Sensing Device | Device | True | True | True | True | True | False |  |  |  | False |  |  | False |  | False |  | False | False | True | True | True | Non Federally-Regulated | 05/13/2020 |  | 04/12/2021
House of Antique Hardware, Inc | Prange & Co. Electric | PD1300-CL | Dimmer | Device | True | True | True | True | True | True | True | True | True | [12 empty] | Non Federally-Regulated | 05/18/2020 |  | 04/12/2021
House of Antique Hardware, Inc | Prange & Co. Electric | PD1600-CL | Dimmer | Device | True | True | True | True | True | True | True | True | True | [12 empty] | Non Federally-Regulated | 05/18/2020 |  | 04/12/2021
House of Antique Hardware, Inc | Prange & Co. Electric | PD3300-CL | Dimmer | Device | True | True | True | True | True | True | True | True | True | [12 empty] | Non Federally-Regulated | 05/18/2020 |  | 04/12/2021
House of Antique Hardware, Inc | Prange & Co. Electric | PD3600-CL | Dimmer | Device | True | True | True | True | True | True | True | True | True | [12 empty] | Non Federally-Regulated | 05/18/2020 |  | 04/12/2021
House of Antique Hardware, Inc | Prange & Co. Electric | SD1300-CL | Dimmer | Device | True | True | True | True | True | True | True | True | True | [12 empty] | Non Federally-Regulated | 05/18/2020 |  | 04/12/2021
House of Antique Hardware, Inc | Prange & Co. Electric | SD1600-CL | Dimmer | Device | True | True | True | True | True | True | True | True | True | [12 empty] | Non Federally-Regulated | 05/18/2020 |  | 04/12/2021
House of Antique Hardware, Inc | Prange & Co. Electric | SD3300-CL | Dimmer | Device | True | True | True | True | True | True | True | True | True | [12 empty] | Non Federally-Regulated | 05/18/2020 |  | 04/12/2021
House of Antique Hardware, Inc | Prange & Co. Electric | SD3600-CL | Dimmer | Device | True | True | True | True | True | True | True | True | True | [12 empty] | Non Federally-Regulated | 05/18/2020 |  | 04/12/2021
House of Antique Hardware, Inc | Prange & Co. Electric | WPD1300-CL | Dimmer | Device | True | True | True | True | True | True | True | True | True | [12 empty] | Non Federally-Regulated | 05/18/2020 |  | 04/12/2021
House of Antique Hardware, Inc | Prange & Co. Electric | WPD1600-CL | Dimmer | Device | True | True | True | True | True | True | True | True | True | [12 empty] | Non Federally-Regulated | 05/18/2020 |  | 04/12/2021
House of Antique Hardware, Inc | Prange & Co. Electric | WPD3300-CL | Dimmer | Device | True | True | True | True | True | True | True | True | True | [12 empty] | Non Federally-Regulated | 05/18/2020 |  | 04/12/2021
House of Antique Hardware, Inc | Prange & Co. Electric | WPD3600-CL | Dimmer | Device | True | True | True | True | True | True | True | True | True | [12 empty] | Non Federally-Regulated | 05/18/2020 |  | 04/12/2021
Shenzhen Haisen Technology Co.,Ltd | Haisen | HD401S | Automatic Daylighting Control | Device | True | True | True | False |  | False |  | True | True | True | True | [10 empty] | Non Federally-Regulated | 05/20/2020 |  | 04/12/2021
Heathco, LLC | Defiant | DF-5717-**-* | Occupant Sensing Device | Device | True | True | True | True | True | False |  |  |  | False |  |  | True | True | True | True | False | False | False |  |  | Non Federally-Regulated | 05/20/2020 |  | 04/12/2021
Shenzhen Merrytek Technology Co.,Ltd. | Merrytek | MC605V D | Occupant Sensing Device | Device | True | True | True | True | True | False |  |  |  | True | True | True | False |  | False |  | False | False | False |  |  | Non Federally-Regulated | 05/21/2020 |  | 04/12/2021
Eaton Residential & Wiring Devices Div. | EATON | DUL06P-* | Dimmer | Device | True | True | True | True | True | True | True | True | True | [12 empty] | Non Federally-Regulated | 05/27/2020 |  | 04/12/2021
Eaton Residential & Wiring Devices Div. | EATON | DUL06P-** | Dimmer | Device | True | True | True | True | True | True | True | True | True | [12 empty] | Non Federally-Regulated | 05/27/2020 |  | 04/12/2021
Eaton Residential & Wiring Devices Div. | EATON | TUL06P-* | Dimmer | Device | True | True | True | True | True | True | True | True | True | [12 empty] | Non Federally-Regulated | 05/27/2020 |  | 04/12/2021
Eaton Residential & Wiring Devices Div. | EATON | TUL06P-** | Dimmer | Device | True | True | True | True | True | True | True | True | True | [12 empty] | Non Federally-Regulated | 05/27/2020 |  | 04/12/2021
Eaton Residential & Wiring Devices Div. | EATON | SUL06P-* | Dimmer | Device | True | True | True | True | True | True | True | True | True | [12 empty] | Non Federally-Regulated | 05/27/2020 |  | 04/12/2021
Eaton Residential & Wiring Devices Div. | EATON | SUL06P-** | Dimmer | Device | True | True | True | True | True | True | True | True | True | [12 empty] | Non Federally-Regulated | 05/27/2020 |  | 04/12/2021
SENSORWORX | SENSORWORX | SWX-201-2-** | Occupant Sensing Device | Device | True | True | True | True | True | False |  |  |  | False |  |  | False |  | False |  | False | False | False |  |  | Non Federally-Regulated | 07/07/2020 |  | 04/12/2021
SENSORWORX | SENSORWORX | SWX-202-2-** | Occupant Sensing Device | Device | True | True | True | True | True | False |  |  |  | False |  |  | False |  | False |  | False | False | False |  |  | Non Federally-Regulated | 07/07/2020 |  | 04/12/2021
SENSORWORX | SENSORWORX | SWX-211-2-** | Occupant Sensing Device | Device | True | True | True | True | True | False |  |  |  | False |  |  | False |  | False |  | False | False | False |  |  | Non Federally-Regulated | 07/07/2020 |  | 04/12/2021
SENSORWORX | SENSORWORX | SWX-212-2-** | Occupant Sensing Device | Device | True | True | True | True | True | False |  |  |  | False |  |  | False |  | False |  | False | False | False |  |  | Non Federally-Regulated | 07/07/2020 |  | 04/12/2021
SENSORWORX | SENSORWORX | SWX-221-2-** | Occupant Sensing Device | Device | True | True | True | True | True | False |  |  |  | False |  |  | False |  | False |  | False | False | False |  |  | Non Federally-Regulated | 07/07/2020 |  | 04/12/2021
SENSORWORX | SENSORWORX | SWX-222-2-** | Occupant Sensing Device | Device | True | True | True | True | True | False |  |  |  | False |  |  | False |  | False |  | False | False | False |  |  | Non Federally-Regulated | 07/07/2020 |  | 04/12/2021
SENSORWORX | SENSORWORX | SWX-231-2-** | Occupant Sensing Device | Device | True | True | True | True | True | False |  |  |  | False |  |  | False |  | False |  | False | False | False |  |  | Non Federally-Regulated | 07/07/2020 |  | 04/12/2021
SENSORWORX | SENSORWORX | SWX-232-2-** | Occupant Sensing Device | Device | True | True | True | True | True | False |  |  |  | False |  |  | False |  | False |  | False | False | False |  |  | Non Federally-Regulated | 07/07/2020 |  | 04/12/2021
SENSORWORX | SENSORWORX | SWX-401-1-** | Occupant Sensing Device | Device | True | True | True | True | True | False |  |  |  | False |  |  | False |  | False |  | False | False | False |  |  | Non Federally-Regulated | 07/07/2020 |  | 04/12/2021
SENSORWORX | SENSORWORX | SWX-411-2-** | Occupant Sensing Device | Device | True | True | True | True | True | False |  |  |  | False |  |  | False |  | False |  | False | False | False |  |  | Non Federally-Regulated | 07/07/2020 |  | 04/12/2021
SENSORWORX | SENSORWORX | SWX-421-2-** | Occupant Sensing Device | Device | True | True | True | True | True | False |  |  |  | False |  |  | False |  | False |  | False | False | False |  |  | Non Federally-Regulated | 07/07/2020 |  | 04/12/2021
SENSORWORX | SENSORWORX | SWX-431-2-** | Occupant Sensing Device | Device | True | True | True | True | True | False |  |  |  | False |  |  | False |  | False |  | False | False | False |  |  | Non Federally-Regulated | 07/07/2020 |  | 04/12/2021
SENSORWORX | SENSORWORX | SWX-402-2-** | Occupant Sensing Device | Device | True | True | True | True | True | False |  |  |  | False |  |  | False |  | False |  | False | False | False |  |  | Non Federally-Regulated | 07/07/2020 |  | 04/12/2021
SENSORWORX | SENSORWORX | SWX-412-2-** | Occupant Sensing Device | Device | True | True | True | True | True | False |  |  |  | False |  |  | False |  | False |  | False | False | False |  |  | Non Federally-Regulated | 07/07/2020 |  | 04/12/2021
SENSORWORX | SENSORWORX | SWX-104-D-* | Occupant Sensing Device | Device | True | True | True | True | True | False |  |  |  | False |  |  | True | True | False |  | False | True | False | True |  | Non Federally-Regulated | 07/07/2020 |  | 04/12/2021
SENSORWORX | SENSORWORX | SWX-124-D-* | Occupant Sensing Device | Device | True | True | True | True | True | False |  |  |  | False |  |  | True | True | False |  | False | True | False | True |  | Non Federally-Regulated | 07/07/2020 |  | 04/12/2021
SENSORWORX | SENSORWORX | SWX-101-D-* | Dimmer | Device | True | True | True | True | True | False |  | True | True | [12 empty] | Non Federally-Regulated | 07/07/2020 |  | 04/12/2021
SENSORWORX | SENSORWORX | SWX-103-D-* | Dimmer | Device | True | True | True | True | True | False |  | True | True | [12 empty] | Non Federally-Regulated | 07/07/2020 |  | 04/12/2021
SENSORWORX | SENSORWORX | SWX-104-D-* | Dimmer | Device | True | True | True | True | True | False |  | True | True | [12 empty] | Non Federally-Regulated | 07/07/2020 |  | 04/12/2021
SENSORWORX | SENSORWORX | SWX-111-D-* | Dimmer | Device | True | True | True | True | True | False |  | True | True | [12 empty] | Non Federally-Regulated | 07/07/2020 |  | 04/12/2021
SENSORWORX | SENSORWORX | SWX-113-D-* | Dimmer | Device | True | True | True | True | True | False |  | True | True | [12 empty] | Non Federally-Regulated | 07/07/2020 |  | 04/12/2021
SENSORWORX | SENSORWORX | SWX-121-D-* | Dimmer | Device | True | True | True | True | True | False |  | True | True | [12 empty] | Non Federally-Regulated | 07/07/2020 |  | 04/12/2021
SENSORWORX | SENSORWORX | SWX-123-D-* | Dimmer | Device | True | True | True | True | True | False |  | True | True | [12 empty] | Non Federally-Regulated | 07/07/2020 |  | 04/12/2021
SENSORWORX | SENSORWORX | SWX-124-D-* | Dimmer | Device | True | True | True | True | True | False |  | True | True | [12 empty] | Non Federally-Regulated | 07/07/2020 |  | 04/12/2021
SENSORWORX | SENSORWORX | SWX-131-D-* | Dimmer | Device | True | True | True | True | True | False |  | True | True | [12 empty] | Non Federally-Regulated | 07/07/2020 |  | 04/12/2021
SENSORWORX | SENSORWORX | SWX-133-D-* | Dimmer | Device | True | True | True | True | True | False |  | True | True | [12 empty] | Non Federally-Regulated | 07/07/2020 |  | 04/12/2021
SENSORWORX | SENSORWORX | SWX-823-* | Dimmer | Device | True | True | True | True | True | False |  | True | True | [12 empty] | Non Federally-Regulated | 07/07/2020 |  | 04/12/2021
SENSORWORX | SENSORWORX | SWX-103-D-* | Occupant Sensing Device | Device | True | True | True | True | True | False |  |  |  | False |  |  | True | True | False |  | False | True | False | True |  | Non Federally-Regulated | 07/07/2020 |  | 04/12/2021
SENSORWORX | SENSORWORX | SWX-111-D-* | Occupant Sensing Device | Device | True | True | True | True | True | False |  |  |  | False |  |  | True | True | False |  | False | True | False | True |  | Non Federally-Regulated | 07/07/2020 |  | 04/12/2021
SENSORWORX | SENSORWORX | SWX-113-D-* | Occupant Sensing Device | Device | True | True | True | True | True | False |  |  |  | False |  |  | True | True | False |  | False | True | False | True |  | Non Federally-Regulated | 07/07/2020 |  | 04/12/2021
SENSORWORX | SENSORWORX | SWX-121-D-* | Occupant Sensing Device | Device | True | True | True | True | True | False |  |  |  | False |  |  | True | True | False |  | False | True | False | True |  | Non Federally-Regulated | 07/07/2020 |  | 04/12/2021
SENSORWORX | SENSORWORX | SWX-123-D-* | Occupant Sensing Device | Device | True | True | True | True | True | False |  |  |  | False |  |  | True | True | False |  | False | True | False | True |  | Non Federally-Regulated | 07/07/2020 |  | 04/12/2021
SENSORWORX | SENSORWORX | SWX-131-D-* | Occupant Sensing Device | Device | True | True | True | True | True | False |  |  |  | False |  |  | True | True | False |  | False | True | False | True |  | Non Federally-Regulated | 07/07/2020 |  | 04/12/2021
SENSORWORX | SENSORWORX | SWX-133-D-* | Occupant Sensing Device | Device | True | True | True | True | True | False |  |  |  | False |  |  | True | True | False |  | False | True | False | True |  | Non Federally-Regulated | 07/07/2020 |  | 04/12/2021
SENSORWORX | SENSORWORX | SWX-101-D-** | Occupant Sensing Device | Device | True | True | True | True | True | False |  |  |  | False |  |  | True | True | False |  | False | True | False | True |  | Non Federally-Regulated | 07/07/2020 |  | 04/12/2021
Enerlites, Inc. | Enerlites, Inc. | HET01-H1-* | Astronomical Time Switch Contr | Device | True | True | True | True | True | True | True | False | [13 empty] | Non Federally-Regulated | 08/18/2020 |  | 04/12/2021
Lutron Electronics Co., Inc. | Limelight by Lutron | LL-5TL010 | Photosensor / Photocontrol Dev | Device | True | True | True | [18 empty] | Non Federally-Regulated | 09/14/2020 |  | 04/12/2021
Eaton Residential & Wiring Devices Div. | EATON | AT18HM**** | Astronomical Time Switch Contr | Device | True | True | True | True | True | True | True | False | [13 empty] | Non Federally-Regulated | 09/18/2020 |  | 04/12/2021
Feit Electric Company, Inc. | FEIT | DIM/WIFI/3 | Dimmer | Device | True | True | True | True | True | True | True | True | True | [12 empty] | Non Federally-Regulated | 10/02/2020 |  | 04/12/2021
Feit Electric Company, Inc. | FEIT | DIM/WIFI/3/RP | Dimmer | Device | True | True | True | True | True | True | True | True | True | [12 empty] | Non Federally-Regulated | 10/02/2020 |  | 04/12/2021
Feit Electric Company, Inc. | FEIT | BPDIM/WIFI/3/CAN | Dimmer | Device | True | True | True | True | True | True | True | True | True | [12 empty] | Non Federally-Regulated | 10/02/2020 |  | 04/12/2021
Feit Electric Company, Inc. | FEIT | 72309 | Dimmer | Device | True | True | True | True | True | True | True | True | True | [12 empty] | Non Federally-Regulated | 10/02/2020 |  | 04/12/2021
Enerlites, Inc. | Enerlites, Inc. | MLC-010 | Photosensor / Photocontrol Dev | Device | True | True | True | False | False | [16 empty] | Non Federally-Regulated | 10/05/2020 |  | 04/12/2021
Enerlites, Inc. | Enerlites, Inc. | DWTOS | Occupant Sensing Device | Device | True | True | True | True | True | False |  |  |  | False |  |  | False |  | False |  | False | False | False |  |  | Non Federally-Regulated | 10/05/2020 |  | 04/12/2021
Enerlites, Inc. | Top Greener, Inc. | TDTOS5-* | Occupant Sensing Device | Device | True | True | True | True | True | False |  |  |  | False |  |  | False |  | False |  | False | False | False |  |  | Non Federally-Regulated | 10/05/2020 |  | 04/12/2021
The Keystone Group | Stonepoint | BL-L7000DR | Photosensor / Photocontrol Dev | Device | True | True | True | [18 empty] | Non Federally-Regulated | 10/27/2020 |  | 04/12/2021
The Keystone Group | Stonepoint | BLL7000DR | Photosensor / Photocontrol Dev | Device | True | True | True | [18 empty] | Non Federally-Regulated | 10/27/2020 |  | 04/12/2021
The Keystone Group | Ace | A-BL-L7000DR | Photosensor / Photocontrol Dev | Device | True | True | True | [18 empty] | Non Federally-Regulated | 10/27/2020 |  | 04/12/2021
The Keystone Group | Power Zone | O-BL-L7000DR | Photosensor / Photocontrol Dev | Device | True | True | True | [18 empty] | Non Federally-Regulated | 10/27/2020 |  | 04/12/2021
The Keystone Group | Menards | M-RD0007L-LB | Photosensor / Photocontrol Dev | Device | True | True | True | [18 empty] | Non Federally-Regulated | 10/27/2020 |  | 04/12/2021
IR-TEC International, Ltd. | IR-TEC International, Ltd | POA-900 | Occupant Sensing Device | Device | True | True | True | True | True | False |  |  |  | False |  |  | False |  | False |  | False | False | True | True | True | Non Federally-Regulated | 11/18/2020 |  | 04/12/2021
IR-TEC International, Ltd. | IR-TEC International, Ltd | HRD-60XXXX | Occupant Sensing Device | Device | True | True | True | True | True | False |  |  |  | False |  |  | False |  | False |  | False | False | True | True | True | Non Federally-Regulated | 11/18/2020 |  | 04/12/2021
IR-TEC International, Ltd. | IR-TEC International, Ltd | LRD-609XXX | Occupant Sensing Device | Device | True | True | True | True | True | False |  |  |  | False |  |  | False |  | False |  | False | False | True | True | True | Non Federally-Regulated | 11/18/2020 |  | 04/12/2021
IR-TEC International, Ltd. | IR-TEC International, Ltd | LRD-3XXXXX | Occupant Sensing Device | Device | True | True | True | True | True | False |  |  |  | False |  |  | False |  | False |  | False | False | True | True | True | Non Federally-Regulated | 11/18/2020 |  | 04/12/2021
IR-TEC International, Ltd. | IR-TEC International, Ltd | LRS-5XXXXX | Occupant Sensing Device | Device | True | True | True | True | True | False |  |  |  | False |  |  | False |  | False |  | False | False | True | True | True | Non Federally-Regulated | 11/18/2020 |  | 04/12/2021
IR-TEC International, Ltd. | IR-TEC International, Ltd | ON-LRD-6XXXXX | Occupant Sensing Device | Device | True | True | True | True | True | False |  |  |  | False |  |  | False |  | False |  | False | False | True | True | True | Non Federally-Regulated | 11/18/2020 |  | 04/12/2021
IR-TEC International, Ltd. | IR-TEC International, Ltd | ON-LRD-3XXXXX | Occupant Sensing Device | Device | True | True | True | True | True | False |  |  |  | False |  |  | False |  | False |  | False | False | True | True | True | Non Federally-Regulated | 11/18/2020 |  | 04/12/2021
IR-TEC International, Ltd. | IR-TEC International, Ltd | ON-HRD-6XXXXX | Occupant Sensing Device | Device | True | True | True | True | True | False |  |  |  | False |  |  | False |  | False |  | False | False | True | True | True | Non Federally-Regulated | 11/18/2020 |  | 04/12/2021
IR-TEC International, Ltd. | IR-TEC International, Ltd | BED-5***** | Automatic Daylighting Control | Device | True | True | True | True | True | True | True | True | True | True | True | [10 empty] | Non Federally-Regulated | 11/18/2020 |  | 04/12/2021
IR-TEC International, Ltd. | IR-TEC International, Ltd | ON-HRD-6***** | Occupant Sensing Device | Device | True | True | True | True | True | False |  |  |  | False |  |  | False |  | False |  | False | False | True | True | True | Non Federally-Regulated | 11/18/2020 |  | 04/12/2021
IR-TEC International, Ltd. | IR-TEC International, Ltd | ON-LRD-3***** | Occupant Sensing Device | Device | True | True | True | True | True | False |  |  |  | False |  |  | False |  | False |  | False | False | True | True | True | Non Federally-Regulated | 11/18/2020 |  | 04/12/2021
IR-TEC International, Ltd. | IR-TEC International, Ltd | LRD-3***** | Occupant Sensing Device | Device | True | True | True | True | True | False |  |  |  | False |  |  | False |  | False |  | False | False | True | True | True | Non Federally-Regulated | 11/18/2020 |  | 04/12/2021
IR-TEC International, Ltd. | IR-TEC International, Ltd | LRS-5***** | Occupant Sensing Device | Device | True | True | True | True | True | False |  |  |  | False |  |  | False |  | False |  | False | False | True | True | True | Non Federally-Regulated | 11/18/2020 |  | 04/12/2021
IR-TEC International, Ltd. | IR-TEC International, Ltd | LRD-6***** | Occupant Sensing Device | Device | True | True | True | True | True | False |  |  |  | False |  |  | False |  | False |  | False | False | True | True | True | Non Federally-Regulated | 11/18/2020 |  | 04/12/2021
IR-TEC International, Ltd. | IR-TEC International, Ltd | HRD-6***** | Occupant Sensing Device | Device | True | True | True | True | True | False |  |  |  | False |  |  | False |  | False |  | False | False | True | True | True | Non Federally-Regulated | 11/18/2020 |  | 04/12/2021
IR-TEC International, Ltd. | IR-TEC International, Ltd | ON-LRD-6***** | Occupant Sensing Device | Device | True | True | True | True | True | False |  |  |  | False |  |  | False |  | False |  | False | False | True | True | True | Non Federally-Regulated | 11/18/2020 |  | 04/12/2021
Ningbo Sharkward Electronics Co., Ltd | Ningbo Sharkward Electronics Co.,Ltd | ANT-5-Z10 | Occupant Sensing Device | Device | True | True | True | True | True | False |  |  |  | True | True | True | False |  | True | True | False | False | False |  |  | Non Federally-Regulated | 12/28/2020 |  | 04/12/2021
Ningbo Sharkward Electronics Co., Ltd | Ningbo Sharkward Electronics Co.,Ltd | ANT-6-Z10 | Occupant Sensing Device | Device | True | True | True | True | True | False |  |  |  | True | True | True | False |  | True | True | False | False | False |  |  | Non Federally-Regulated | 12/28/2020 |  | 04/12/2021
EiKO Global, LLC | EiKO Global, LLC | SEN5A/M/Z10 | Occupant Sensing Device | Device | True | True | True | True | True | False |  |  |  | True | True | True | False |  | True | True | False | False | False |  |  | Non Federally-Regulated | 01/10/2021 |  | 04/12/2021
EiKO Global, LLC | EiKO Global, LLC | SEN5A/PIR/Z10 | Occupant Sensing Device | Device | True | True | True | True | True | False |  |  |  | False |  |  | False |  | True | True | False | False | False |  |  | Non Federally-Regulated | 01/10/2021 |  | 04/12/2021
EiKO Global, LLC | EiKO Global, LLC | SEN5A/PC/Z10 | Photosensor / Photocontrol Dev | Device | True | True | True | True | True | [16 empty] | Non Federally-Regulated | 01/10/2021 |  | 04/12/2021
IQ-group sdn bhd | Defiant | RS-2701 | Occupant Sensing Device | Device | True | True | True | True | True | False |  |  |  | False |  |  | False |  | True | True | True | False | False | True |  | Non Federally-Regulated | 01/11/2021 |  | 04/12/2021
Intermatic, Inc. | Intermatic, Inc. | EK4035** | Photosensor / Photocontrol Dev | Device | True | True | True | True | True | [16 empty] | Non Federally-Regulated | 01/26/2021 |  | 04/12/2021
Intermatic, Inc. | Intermatic, Inc. | EK4135** | Photosensor / Photocontrol Dev | Device | True | True | True | True | True | [16 empty] | Non Federally-Regulated | 01/26/2021 |  | 04/12/2021
Intermatic, Inc. | Intermatic, Inc. | EK4235** | Photosensor / Photocontrol Dev | Device | True | True | True | True | True | [16 empty] | Non Federally-Regulated | 01/26/2021 |  | 04/12/2021
Leviton Manufacturing Co., Inc. | Leviton | DOS02-*** | Occupant Sensing Device | Device | True | True | True | True | True | False |  |  |  | False |  |  | False |  | False |  | False | False | True | True | True | Non Federally-Regulated | 01/27/2021 |  | 04/12/2021
Leviton Manufacturing Co., Inc. | Leviton | DOS05-*** | Occupant Sensing Device | Device | True | True | True | True | True | False |  |  |  | False |  |  | False |  | False |  | False | False | True | True | True | Non Federally-Regulated | 01/27/2021 |  | 04/12/2021
Leviton Manufacturing Co., Inc. | Leviton | DVS02-*** | Occupant Sensing Device | Device | True | True | True | True | True | False |  |  |  | False |  |  | False |  | False |  | False | False | True | True | True | Non Federally-Regulated | 01/27/2021 |  | 04/12/2021
Leviton Manufacturing Co., Inc. | Leviton | DVS05-*** | Occupant Sensing Device | Device | True | True | True | True | True | False |  |  |  | False |  |  | False |  | False |  | False | False | True | True | True | Non Federally-Regulated | 01/27/2021 |  | 04/12/2021
Lutron Electronics Co., Inc. | PowPak | FCJ-ECO | Dimmer | Device | True | True | True | True | True | True | True | False | [13 empty] | Non Federally-Regulated | 01/07/2015 |  | 04/12/2021
Legrand/WattStopper | WattStopper | WSP251W | Occupant Sensing Device | Device | True | True | True | True | True | False |  |  |  | False |  |  | False |  | False |  | False | False | False |  |  | Non Federally-Regulated | 01/07/2015 |  | 04/12/2021
Schneider Electric | SERP | SERPL16HS | Automatic Time Switch Control | Device | True | True | True | True | True | True | [15 empty] | Non Federally-Regulated | 07/28/2014 |  | 04/12/2021
Intense Lighting | Intense Lighting | IS135**-12A-T24 | Track Lighting Integral Curren | Device | True | True | True | True | True | True | True | True | True | [12 empty] | Non Federally-Regulated | 05/20/2015 |  | 04/12/2021
Acuity Brands Lighting | Juno | RCLF**** | Track Lighting Integral Curren | Device | True | True | True | True | True | True | True | True | True | [12 empty] | Non Federally-Regulated | 12/05/2014 |  | 04/12/2021
Crestron Electronics | Crestron Electronics | GLPP-1DIMFLV*CN | Dimmer | Device | True | True | True | True | True | True | True | True | True | [12 empty] | Non Federally-Regulated | 07/25/2014 |  | 04/12/2021
Intermatic, Inc. | Grasslin | TALENTO 892-120 | Automatic Time Switch Control | Device | True | True | True | False | [17 empty] | Non Federally-Regulated | 08/05/2014 |  | 04/12/2021
WattStopper, Inc. | WattStopper, Inc. | LMCP48F-*-*-*-*-* | Automatic Time Switch Control | Device | True | True | True | True | True | True | [15 empty] | Non Federally-Regulated | 09/15/2014 |  | 04/12/2021
NSi Industries | Tork | DW200B | Automatic Time Switch Control | Device | True | True | True | True | True | True | [15 empty] | Non Federally-Regulated | 10/10/2014 |  | 04/12/2021
Intermatic, Inc. | Intermatic, Inc. | ET8115CM | Automatic Time Switch Control | Device | True | True | True | False | [17 empty] | Non Federally-Regulated | 07/17/2014 |  | 04/12/2021
WattStopper, Inc. | WattStopper, Inc. | EOSW-101 | Occupant Sensing Device | Device | True | True | True | True | True | False |  |  |  | False |  |  | False |  | False |  | False | False | False |  |  | Non Federally-Regulated | 09/15/2014 |  | 04/12/2021
Lutron Electronics Co., Inc. | Radio RA2 | RRD-6NA**** | Dimmer | Device | True | True | True | True | True | True | True | True | True | [12 empty] | Non Federally-Regulated | 01/21/2014 |  | 04/12/2021
Legrand / Pass & Seymour | Pass & Seymour | WSCL453TC | Dimmer | Device | True | True | True | True | True | True | True | True | True | [12 empty] | Non Federally-Regulated | 02/13/2015 |  | 04/12/2021
WAC Lighting Co. | W Track Current Limiter | WHEDL-RT-**-** | Track Lighting Integral Curren | Device | True | True | True | True | True | True | True | True | True | [12 empty] | Non Federally-Regulated | 08/14/2015 |  | 04/12/2021
Intense Lighting | Intense Lighting | IS135**-1A-T24 | Track Lighting Integral Curren | Device | True | True | True | True | True | True | True | True | True | [12 empty] | Non Federally-Regulated | 05/20/2015 |  | 04/12/2021
Cree LED Lighting Solutions | Cree LED Lighting | CIF-10VC1-CWC-SNSR | Automatic Daylighting Control | Device | True | True | True | False |  | True | True | True | True | True | True | [10 empty] | Non Federally-Regulated | 04/02/2014 |  | 04/12/2021
WattStopper, Inc. | WattStopper, Inc. | PW-100D-* | Dimmer | Device | True | True | True | True | True | True | True | True | True | [12 empty] | Non Federally-Regulated | 08/28/2014 |  | 04/12/2021
Legrand / Pass & Seymour | Pass & Seymour | WSCL453PTCCCV4 | Dimmer | Device | True | True | True | True | True | True | True | True | True | [12 empty] | Non Federally-Regulated | 02/13/2015 |  | 04/12/2021
Legrand / Pass & Seymour | Pass & Seymour | LSLV600LA | Dimmer | Device | True | True | True | True | True | True | True | True | True | [12 empty] | Non Federally-Regulated | 02/13/2015 |  | 04/12/2021
Schneider Electric | Schneider Electric | SLSWUS1500 | Occupant Sensing Device | Device | True | True | True | True | True | True | True | True | True | False |  |  | True | True | False |  | True | True | False | True |  | Non Federally-Regulated | 07/28/2014 |  | 04/12/2021
NSi Industries | Tork | DTWH40 | Automatic Time Switch Control | Device | True | True | True | False | [17 empty] | Non Federally-Regulated | 10/10/2014 |  | 04/12/2021
Gentec, Inc. | Schneider Electric | SERP8HS | Automatic Time Switch Control | Device | True | True | True | True | True | True | [15 empty] | Non Federally-Regulated | 09/10/2014 |  | 04/12/2021
Sensor Switch, Inc. | Sensor Switch | CMR PDT ** P ********** | Photosensor / Photocontrol Dev | Device | True | True | True | [18 empty] | Non Federally-Regulated | 07/08/2014 |  | 04/12/2021
Cooper Controls | Greengate | ONW-P-1001-DMV-* | Occupant Sensing Device | Device | True | True | True | True | True | True | True | True | True | False |  |  | False |  | False |  | False | False | False |  |  | Non Federally-Regulated | 08/26/2014 |  | 04/12/2021
Signify North America Corporation | Philips | MSP600HDF120** | Dimmer | Device | True | True | True | True | True | False |  | True | True | [12 empty] | Non Federally-Regulated | 07/17/2014 |  | 04/12/2021
Intense Lighting | Intense Lighting | IS125**-1A-T24 | Track Lighting Integral Curren | Device | True | True | True | True | True | True | True | True | True | [12 empty] | Non Federally-Regulated | 05/27/2015 |  | 04/12/2021
Intermatic, Inc. | Grasslin | MIL72EQWUZH-120 | Automatic Time Switch Control | Device | True | True | True | False | [17 empty] | Non Federally-Regulated | 08/05/2014 |  | 04/12/2021
WattStopper, Inc. | WattStopper, Inc. | LMDX-100-* | Occupant Sensing Device | Device | True | True | True | True | True | True | True | True | True | False |  |  | False |  | False |  | False | False | False |  |  | Non Federally-Regulated | 09/15/2014 |  | 04/12/2021
Intense Lighting | Intense Lighting | IS225**-5A | Track Lighting Integral Curren | Device | True | True | True | True | True | True | True | True | True | [12 empty] | Non Federally-Regulated | 05/27/2015 |  | 04/12/2021
Leviton Manufacturing Co., Inc. | Leviton | ODS10-I3* | Occupant Sensing Device | Device | True | True | True | True | True | False |  |  |  | False |  |  | False |  | False |  | False | False | True | True | True | Non Federally-Regulated | 07/30/2014 |  | 04/12/2021
Cree LED Lighting Solutions | Cree LED Lighting | CR**-**L-**K-CMA | Photosensor / Photocontrol Dev | Device | True | True | True | [18 empty] | Non Federally-Regulated | 04/02/2014 |  | 04/12/2021
Intermatic, Inc. | Intermatic, Inc. | ET90215CE | Automatic Time Switch Control | Device | True | True | True | True | True | True | [15 empty] | Non Federally-Regulated | 12/03/2014 |  | 04/12/2021
Self Electronics Co., Ltd. | Self | SHA-B-277V | Occupant Sensing Device | Device | True | True | True | True | True | False |  |  |  | False |  |  | True | True | True | True | False | False | False |  |  | Non Federally-Regulated | 07/23/2015 |  | 04/12/2021
Intermatic, Inc. | Intermatic, Inc. | ET1725CR | Automatic Time Switch Control | Device | True | True | True | False | [17 empty] | Non Federally-Regulated | 07/17/2014 |  | 04/12/2021
Enerlites, Inc. | Enerlites, Inc. | MDC-50L-* | Occupant Sensing Device | Device | True | True | True | True | True | True | True | True | True | False |  |  | False |  | False |  | False | False | False |  |  | Non Federally-Regulated | 09/16/2014 |  | 04/12/2021
IR-TEC International, Ltd. | IR-TEC International, Ltd. | LOS-300N** | Occupant Sensing Device | Device | True | True | True | True | True | False |  |  |  | False |  |  | False |  | False |  | False | False | False |  |  | Non Federally-Regulated | 10/23/2014 |  | 04/12/2021
Lutron Electronics Co., Inc. | Homeworks | HRD-10ND*** | Dimmer | Device | True | True | True | True | True | True | True | True | True | [12 empty] | Non Federally-Regulated | 01/21/2014 |  | 04/12/2021
Leviton Manufacturing Co., Inc. | Leviton | TTI06 | Dimmer | Device | True | True | True | True | True | False |  | True | True | [12 empty] | Non Federally-Regulated | 12/01/2014 |  | 04/12/2021
Signify North America Corporation | Philips | SR400RPC120 | Dimmer | Device | True | True | True | True | True | True | True | True | True | [12 empty] | Non Federally-Regulated | 07/17/2014 |  | 04/12/2021
Intermatic, Inc. | Intermatic, Inc. | ET1105CM | Automatic Time Switch Control | Device | True | True | True | False | [17 empty] | Non Federally-Regulated | 07/17/2014 |  | 04/12/2021
Sensor Switch, Inc. | Sensor Switch | RMR ** 2P********** | Occupant Sensing Device | Device | True | True | True | True | True | False |  |  |  | False |  |  | False |  | False |  | False | False | False |  |  | Non Federally-Regulated | 07/08/2014 |  | 04/12/2021
Lutron Electronics Co., Inc. | Sensors | MSCL-VP********* | Occupant Sensing Device | Device | True | True | True | True | True | False |  |  |  | False |  |  | True | True | False |  | False | False | True | True | True | Non Federally-Regulated | 01/21/2014 |  | 04/12/2021
Signify North America Corporation | Philips | ZP260QE* | Dimmer | Device | True | True | True | True | True | True | True | True | True | [12 empty] | Non Federally-Regulated | 07/17/2014 |  | 04/12/2021
Hubbell Building Automation | Hubbell Building Automation | CX16******* | Automatic Time Switch Control | Device | True | True | True | True | True | True | [15 empty] | Non Federally-Regulated | 02/04/2014 |  | 04/12/2021
Legrand / Pass & Seymour | Pass & Seymour | DRLV703PIV | Dimmer | Device | True | True | True | True | True | True | True | True | True | [12 empty] | Non Federally-Regulated | 02/13/2015 |  | 04/12/2021
Eaton Corp. | Eaton/Cooper Lighting | OSP10* | Occupant Sensing Device | Device | True | True | True | True | True | False |  |  |  | False |  |  | False |  | False |  | False | False | False |  |  | Non Federally-Regulated | 03/06/2015 |  | 04/12/2021
Intermatic, Inc. | Intermatic, Inc. | ET2815CR | Automatic Time Switch Control | Device | True | True | True | True | True | True | [15 empty] | Non Federally-Regulated | 04/28/2015 |  | 04/12/2021
WattStopper, Inc. | WattStopper, Inc. | LS-102 | Photosensor / Photocontrol Dev | Device | True | True | True | [18 empty] | Non Federally-Regulated | 09/15/2014 |  | 04/12/2021
Intermatic, Inc. | Grasslin | PC2-277-LS2 | Automatic Daylighting Control | Device | True | True | True | False |  | True | True | True | True | True | True | [10 empty] | Non Federally-Regulated | 08/05/2014 |  | 04/12/2021
Legrand / Pass & Seymour | Pass & Seymour | LS1000LA | Dimmer | Device | True | True | True | True | True | True | True | True | True | [12 empty] | Non Federally-Regulated | 02/13/2015 |  | 04/12/2021
Lighting Control & Design | Lighting Control & Design | GR14**/****DTC*********** | Automatic Time Switch Control | Device | True | True | True | True | True | True | [15 empty] | Non Federally-Regulated | 07/15/2014 |  | 04/12/2021
Crestron Electronics | Crestron Electronics | GLXX-2DIM8 | Dimmer | Device | True | True | True | True | True | True | True | True | True | [12 empty] | Non Federally-Regulated | 07/25/2014 |  | 04/12/2021
B.E.G. Controls | B.E.G. Controls | CIRCLE P 1C ** | Occupant Sensing Device | Device | True | True | True | True | True | False |  |  |  | False |  |  | False |  | False |  | False | False | False |  |  | Non Federally-Regulated | 09/23/2014 |  | 04/12/2021
Intense Lighting | Intense Lighting | IS126**-1A | Track Lighting Integral Curren | Device | True | True | True | True | True | True | True | True | True | [12 empty] | Non Federally-Regulated | 05/27/2015 |  | 04/12/2021
Douglas Lighting Controls | Diversa | WVSSIU1-N-V* | Occupant Sensing Device | Device | True | True | True | True | True | False |  |  |  | False |  |  | False |  | False |  | False | False | True | True | True | Non Federally-Regulated | 09/24/2014 |  | 04/12/2021
Intermatic, Inc. | Intermatic, Inc. | ET2845CP | Astronomical Time Switch Contr | Device | True | True | True | True | True | True | True | True | True | True | [11 empty] | Non Federally-Regulated | 03/12/2015 |  | 04/12/2021
Legrand / Pass & Seymour | Pass & Seymour | WS700TC | Dimmer | Device | True | True | True | True | True | True | True | True | True | [12 empty] | Non Federally-Regulated | 02/13/2015 |  | 04/12/2021
Gentec, Inc. | Kameleon | K8-32-PA-S* | Automatic Time Switch Control | Device | True | True | True | True | True | True | [15 empty] | Non Federally-Regulated | 09/10/2014 |  | 04/12/2021
Crestron Electronics | Crestron Electronics | GLS-LEXT | Photosensor / Photocontrol Dev | Device | True | True | True | [18 empty] | Non Federally-Regulated | 04/02/2014 |  | 04/12/2021
Legrand / Pass & Seymour | Pass & Seymour | TDLV1103PBK | Dimmer | Device | True | True | True | True | True | True | True | True | True | [12 empty] | Non Federally-Regulated | 02/13/2015 |  | 04/12/2021
Cooper Controls | Greengate | ODC-U-* | Occupant Sensing Device | Device | True | True | True | True | True | True | True | True | True | False |  |  | False |  | False |  | False | False | False |  |  | Non Federally-Regulated | 08/26/2014 |  | 04/12/2021
Legrand / Pass & Seymour | Pass & Seymour | WS703PTCCCV6 | Dimmer | Device | True | True | True | True | True | True | True | True | True | [12 empty] | Non Federally-Regulated | 02/13/2015 |  | 04/12/2021
Intermatic, Inc. | Intermatic, Inc. | ET1125CPD82 | Automatic Time Switch Control | Device | True | True | True | False | [17 empty] | Non Federally-Regulated | 07/17/2014 |  | 04/12/2021
Legrand / Pass & Seymour | Pass & Seymour | WS1000 | Dimmer | Device | True | True | True | True | True | True | True | True | True | [12 empty] | Non Federally-Regulated | 02/13/2015 |  | 04/12/2021
Douglas Lighting Controls | Douglas | WLC-3150 | Automatic Time Switch Control | Device | True | True | True | True | True | True | [15 empty] | Non Federally-Regulated | 10/10/2014 |  | 04/12/2021
Leviton Manufacturing Co., Inc. | Leviton | IPL06 | Dimmer | Device | True | True | True | True | True | False |  | True | True | [12 empty] | Non Federally-Regulated | 12/01/2014 |  | 04/12/2021
Sensor Switch, Inc. | Sensor Switch | WSX PDT 2P 2VA **** | Occupant Sensing Device | Device | True | True | True | True | True | False |  |  |  | False |  |  | False |  | False |  | False | True | True | True | True | Non Federally-Regulated | 07/08/2014 |  | 04/12/2021
Danfoss, Inc. | Danfoss, Inc. | AK-XM 103A | Automatic Time Switch Control | Device | True | True | True | True | True | True | [15 empty] | Non Federally-Regulated | 05/02/2014 |  | 04/12/2021
Eaton Corp. | Eaton/Cooper Lighting | RF9534D* | Dimmer | Device | True | True | True | True | True | True | True | True | True | [12 empty] | Non Federally-Regulated | 03/06/2015 |  | 04/12/2021
Legrand / Pass & Seymour | Pass & Seymour | LSSC5PW | Dimmer | Device | True | True | True | True | True | True | True | True | True | [12 empty] | Non Federally-Regulated | 02/13/2015 |  | 04/12/2021
Schneider Electric | SERP | SERP16HS | Astronomical Time Switch Contr | Device | True | True | True | True | True | True | True | True | True | True | [11 empty] | Non Federally-Regulated | 07/28/2014 |  | 04/12/2021
Legrand / Pass & Seymour | Pass & Seymour | T1000WV | Dimmer | Device | True | True | True | True | True | True | True | True | True | [12 empty] | Non Federally-Regulated | 02/13/2015 |  | 04/12/2021
Douglas Lighting Controls | Douglas | WPN-5821 | Dimmer | Device | True | True | True | True | True | False |  | False | [13 empty] | Non Federally-Regulated | 10/10/2014 |  | 04/12/2021
Signify North America Corporation | Philips | LRM1760/** | Photosensor / Photocontrol Dev | Device | True | True | True | [18 empty] | Non Federally-Regulated | 07/09/2014 |  | 04/12/2021
Light Corporation | Kanepi | OS-L2W-C**-****-** | Occupant Sensing Device | Device | True | True | True | True | True | False |  |  |  | False |  |  | True | True | True | True | True | True | True | True | True | Non Federally-Regulated | 04/02/2014 |  | 04/12/2021
Gentec, Inc. | Schneider Electric | SERPL64HS | Automatic Time Switch Control | Device | True | True | True | True | True | True | [15 empty] | Non Federally-Regulated | 09/10/2014 |  | 04/12/2021
Hubbell Building Automation | Hubbell Building Automation | LUXSTATLS* | Photosensor / Photocontrol Dev | Device | True | True | True | [18 empty] | Non Federally-Regulated | 02/04/2014 |  | 04/12/2021
IR-TEC International, Ltd. | IR-TEC International, Ltd. | BPD-500S** | Photosensor / Photocontrol Dev | Device | True | True | True | [18 empty] | Non Federally-Regulated | 04/10/2015 |  | 04/12/2021
Intermatic, Inc. | Intermatic, Inc. | ET90215CR | Astronomical Time Switch Contr | Device | True | True | True | True | True | True | True | True | True | True | [11 empty] | Non Federally-Regulated | 12/03/2014 |  | 04/12/2021
Enerlites, Inc. | Enerlites, Inc. | MPC-50V-* | Occupant Sensing Device | Device | True | True | True | True | True | False |  |  |  | False |  |  | False |  | False |  | False | False | True | True | True | Non Federally-Regulated | 09/16/2014 |  | 04/12/2021
GE Lighting, a Savant company | GE Lighting Controls | CLCINT12-INTD12-000-002* | Dimmer | Device | True | True | True | True | True | False |  | False | [13 empty] | Non Federally-Regulated | 08/04/2014 |  | 04/12/2021
Lutron Electronics Co., Inc. | HomeWorks QS | HQRD-6ND | Dimmer | Device | True | True | True | True | True | True | True | True | True | [12 empty] | Non Federally-Regulated | 01/21/2014 |  | 04/12/2021
Universal Lighting Technologies | Cento | OSRUS1-W | Occupant Sensing Device | Device | True | True | True | True | True | False |  |  |  | False |  |  | False |  | False |  | False | False | True | True | True | Non Federally-Regulated | 09/18/2014 |  | 04/12/2021
Legrand / Pass & Seymour | Pass & Seymour | HCL453PMMTC | Dimmer | Device | True | True | True | True | True | True | True | True | True | [12 empty] | Non Federally-Regulated | 02/13/2015 |  | 04/12/2021
Intense Lighting | Intense Lighting | IS226**-12A-T24 | Track Lighting Integral Curren | Device | True | True | True | True | True | True | True | True | True | [12 empty] | Non Federally-Regulated | 05/20/2015 |  | 04/12/2021
Gentec, Inc. | Schneider Electric | SERP32HS | Automatic Time Switch Control | Device | True | True | True | True | True | True | [15 empty] | Non Federally-Regulated | 09/10/2014 |  | 04/12/2021
Litelab Corp. | Busrun | EEC-8********** | Track Lighting Integral Curren | Device | True | True | True | True | True | True | True | True | True | [12 empty] | Non Federally-Regulated | 10/13/2014 |  | 04/12/2021
Intense Lighting | Intense Lighting | IS125**-10A | Track Lighting Integral Curren | Device | True | True | True | True | True | True | True | True | True | [12 empty] | Non Federally-Regulated | 05/27/2015 |  | 04/12/2021
Legrand/WattStopper | WattStopper | WSP321W | Occupant Sensing Device | Device | True | True | True | True | True | False |  |  |  | False |  |  | False |  | False |  | True | True | True | True | True | Non Federally-Regulated | 01/07/2015 |  | 04/12/2021
Distech Controls | Distech Controls | EC-Light-16 + EC-BOS-*** | Astronomical Time Switch Contr | Device | True | True | True | True | True | True | True | True | True | True | [11 empty] | Non Federally-Regulated | 10/28/2014 |  | 04/12/2021
Electronic Theatre Controls, Inc. | Unison | ERP-**R2-**B2 | Dimmer | Device | True | True | True | True | True | True | True | True | True | [12 empty] | Non Federally-Regulated | 12/26/2013 |  | 04/12/2021
Lutron Electronics Co., Inc. | Radio RA2 | RRD-6NE**** | Dimmer | Device | True | True | True | True | True | True | True | True | True | [12 empty] | Non Federally-Regulated | 01/21/2014 |  | 04/12/2021
Hubbell Building Automation | Hubbell Building Automation | Z5-CM | Automatic Daylighting Control | Device | True | True | True | False |  | True | True | True | True | True | True | [10 empty] | Non Federally-Regulated | 02/04/2014 |  | 04/12/2021
WattStopper, Inc. | WattStopper, Inc. | WD-180-* | Occupant Sensing Device | Device | True | True | True | True | True | False |  |  |  | False |  |  | True | True | False |  | False | False | False |  |  | Non Federally-Regulated | 09/15/2014 |  | 04/12/2021
Leviton Manufacturing Co., Inc. | Leviton | 6628 | Dimmer | Device | True | True | True | True | True | False |  | True | True | [12 empty] | Non Federally-Regulated | 12/01/2014 |  | 04/12/2021
Leviton Manufacturing Co., Inc. | Leviton | 6151 | Dimmer | Device | True | True | True | True | True | False |  | True | True | [12 empty] | Non Federally-Regulated | 12/01/2014 |  | 04/12/2021
IR-TEC International, Ltd. | IR-TEC International, Ltd. | LOD-500S** | Dimmer | Device | True | True | True | True | True | False |  | False | [13 empty] | Non Federally-Regulated | 10/02/2014 |  | 04/12/2021
WattStopper, Inc. | WattStopper, Inc. | LMCP8S-*-*-*-*-* | Automatic Time Switch Control | Device | True | True | True | True | True | True | [15 empty] | Non Federally-Regulated | 09/15/2014 |  | 04/12/2021
Gentec, Inc. | Kameleon | K8-08-PA-S* | Automatic Time Switch Control | Device | True | True | True | True | True | True | [15 empty] | Non Federally-Regulated | 09/10/2014 |  | 04/12/2021
Intermatic, Inc. | Grasslin | PC1-277-LS1 | Photosensor / Photocontrol Dev | Device | True | True | True | [18 empty] | Non Federally-Regulated | 08/05/2014 |  | 04/12/2021
Legrand / Pass & Seymour | Pass & Seymour | R603PLA | Dimmer | Device | True | True | True | True | True | True | True | True | True | [12 empty] | Non Federally-Regulated | 02/13/2015 |  | 04/12/2021
Lynxspring, Inc. | JENEsys | JENE-PC**** | Astronomical Time Switch Contr | Device | True | True | True | True | True | True | True | True | True | True | [11 empty] | Non Federally-Regulated | 04/29/2015 |  | 04/12/2021
Legrand / Pass & Seymour | Pass & Seymour | LSLV600PBK | Dimmer | Device | True | True | True | True | True | True | True | True | True | [12 empty] | Non Federally-Regulated | 02/13/2015 |  | 04/12/2021
Steinel America, Inc. | Steinel | IR Quattro COM1-WR | Occupant Sensing Device | Device | True | True | True | True | True | False |  |  |  | False |  |  | False |  | False |  | False | False | False |  |  | Non Federally-Regulated | 10/28/2014 |  | 04/12/2021
Honeywell International | Honeywell | YCLB6438S-1 | Automatic Daylighting Control | Device | True | True | True | True | True | True | True | True | True | True | True | [10 empty] | Non Federally-Regulated | 02/20/2014 |  | 04/12/2021
Enerlites, Inc. | Enerlites, Inc. | DWOS-3R-* | Occupant Sensing Device | Device | True | True | True | True | True | False |  |  |  | False |  |  | False |  | False |  | False | False | True | True | True | Non Federally-Regulated | 05/18/2015 |  | 04/12/2021
Eaton Corp. | Eaton/Cooper Lighting | RF9536-ND* | Dimmer | Device | True | True | True | True | True | True | True | True | True | [12 empty] | Non Federally-Regulated | 03/06/2015 |  | 04/12/2021
Vantage Controls, Inc. | Vantage Controls, Inc. | DS1C**-**** | Dimmer | Device | True | True | True | True | True | True | True | True | True | [12 empty] | Non Federally-Regulated | 12/02/2014 |  | 04/12/2021
Digital Lumens | Digital Lumens | DLA-LLE-* | Photosensor / Photocontrol Dev | Device | True | True | True | [18 empty] | Non Federally-Regulated | 07/31/2014 |  | 04/12/2021
Gentec, Inc. | Kameleon | K4-16-PA-S* | Automatic Time Switch Control | Device | True | True | True | True | True | True | [15 empty] | Non Federally-Regulated | 09/10/2014 |  | 04/12/2021
Signify North America Corporation | Philips | LRL1220/** | Photosensor / Photocontrol Dev | Device | True | True | True | [18 empty] | Non Federally-Regulated | 07/09/2014 |  | 04/12/2021
Legrand / Pass & Seymour | Pass & Seymour | LS1003PW | Dimmer | Device | True | True | True | True | True | True | True | True | True | [12 empty] | Non Federally-Regulated | 02/13/2015 |  | 04/12/2021
WattStopper, Inc. | WattStopper, Inc. | LIA-WEB | Automatic Time Switch Control | Device | True | True | True | True | True | True | [15 empty] | Non Federally-Regulated | 12/15/2014 |  | 04/12/2021
Legrand/WattStopper | WattStopper | EWS100I | Occupant Sensing Device | Device | True | True | True | True | True | False |  |  |  | False |  |  | False |  | False |  | False | False | False |  |  | Non Federally-Regulated | 01/07/2015 |  | 04/12/2021
Sensor Switch, Inc. | Sensor Switch | CMR PDT ************ | Occupant Sensing Device | Device | True | True | True | True | True | False |  |  |  | False |  |  | False |  | False |  | False | False | False |  |  | Non Federally-Regulated | 07/08/2014 |  | 04/12/2021
NSi Industries | Tork | 3010 | Photosensor / Photocontrol Dev | Device | True | True | True | [18 empty] | Non Federally-Regulated | 10/10/2014 |  | 04/12/2021
WattStopper, Inc. | WattStopper, Inc. | LILM24-*-*-*-* | Automatic Time Switch Control | Device | True | True | True | True | True | True | [15 empty] | Non Federally-Regulated | 09/15/2014 |  | 04/12/2021
NSi Industries | Tork | 5021M | Photosensor / Photocontrol Dev | Device | True | True | True | [18 empty] | Non Federally-Regulated | 10/10/2014 |  | 04/12/2021
GE Lighting, a Savant company | GE Lighting Controls | RINTER****-RCC48 | Astronomical Time Switch Contr | Device | True | True | True | True | True | True | True | True | True | True | [11 empty] | Non Federally-Regulated | 08/04/2014 |  | 04/12/2021
Acuity Brands Lighting | Juno | T90CLF-48-** | Track Lighting Integral Curren | Device | True | True | True | True | True | True | True | True | True | [12 empty] | Non Federally-Regulated | 12/05/2014 |  | 04/12/2021
Leviton Manufacturing Co., Inc. | Leviton | PCC1S-*** | Photosensor / Photocontrol Dev | Device | True | True | True | [18 empty] | Non Federally-Regulated | 07/15/2014 |  | 04/12/2021
WAC Lighting Co. | J2 Track Current Limiter | TJL-J2LEFT-*-*/**-** | Track Lighting Integral Curren | Device | True | True | True | True | True | True | True | True | True | [12 empty] | Non Federally-Regulated | 08/14/2015 |  | 04/12/2021
Intermatic, Inc. | Intermatic, Inc. | ET2825CP | Automatic Time Switch Control | Device | True | True | True | True | True | True | [15 empty] | Non Federally-Regulated | 03/12/2015 |  | 04/12/2021
Schneider Electric | SERP | SERP8HS | Automatic Time Switch Control | Device | True | True | True | True | True | True | [15 empty] | Non Federally-Regulated | 07/28/2014 |  | 04/12/2021
Intelligent Lighting Controls, Inc. | ILC Apprentice II | APII*** | Automatic Time Switch Control | Device | True | True | True | True | True | True | [15 empty] | Non Federally-Regulated | 06/23/2014 |  | 04/12/2021
NSi Industries | Tork | DGM100A-Y | Automatic Time Switch Control | Device | True | True | True | True | True | True | [15 empty] | Non Federally-Regulated | 10/10/2014 |  | 04/12/2021
Intermatic, Inc. | Grasslin | FM1D50A-24 | Automatic Time Switch Control | Device | True | True | True | False | [17 empty] | Non Federally-Regulated | 08/05/2014 |  | 04/12/2021
Legrand / Pass & Seymour | Pass & Seymour | HDH163PTC | Dimmer | Device | True | True | True | True | True | True | True | True | True | [12 empty] | Non Federally-Regulated | 02/13/2015 |  | 04/12/2021
Intermatic, Inc. | Grasslin | GMXQW-I-24 | Automatic Time Switch Control | Device | True | True | True | False | [17 empty] | Non Federally-Regulated | 08/05/2014 |  | 04/12/2021
Light Corporation | Kanepi | SR-S-C**-****-** | Dimmer | Device | True | True | True | True | True | False |  | False | [13 empty] | Non Federally-Regulated | 04/02/2014 |  | 04/12/2021
Lutron Electronics Co., Inc. | Lutron | T-1500********** | Dimmer | Device | True | True | True | True | True | True | True | False | [13 empty] | Non Federally-Regulated | 01/21/2014 |  | 04/12/2021
Sensor Switch, Inc. | Sensor Switch | SBGR ** 2P ************** | Occupant Sensing Device | Device | True | True | True | True | True | False |  |  |  | False |  |  | False |  | True | True | False | False | False |  |  | Non Federally-Regulated | 07/08/2014 |  | 04/12/2021
Cooper Controls | Greengate | OSW-U-0721-GERR7-* | Occupant Sensing Device | Device | True | True | True | True | True | True | True | True | True | False |  |  | False |  | False |  | False | False | False |  |  | Non Federally-Regulated | 08/26/2014 |  | 04/12/2021
Carolina Products, Inc. | Carolina Products | CPI-3000 | Automatic Daylighting Control | Device | True | True | True | False |  | True | True | True | True | True | True | [10 empty] | Non Federally-Regulated | 08/25/2014 |  | 04/12/2021
Legrand / Pass & Seymour | Pass & Seymour | LSLV603PW | Dimmer | Device | True | True | True | True | True | True | True | True | True | [12 empty] | Non Federally-Regulated | 02/13/2015 |  | 04/12/2021
Vantage Controls, Inc. | Vantage Controls, Inc. | DS16**-**** | Dimmer | Device | True | True | True | True | True | True | True | True | True | [12 empty] | Non Federally-Regulated | 12/02/2014 |  | 04/12/2021
The Lighting Quotient | The Lighting Quotient | CLC-EN-11-**-*-* | Occupant Sensing Device | Device | True | True | True | True | True | False |  |  |  | False |  |  | True | True | False |  | True | True | True | True | True | Non Federally-Regulated | 09/10/2014 |  | 04/12/2021
Legrand / Pass & Seymour | Pass & Seymour | HFB83PW | Dimmer | Device | True | True | True | True | True | True | True | True | True | [12 empty] | Non Federally-Regulated | 02/13/2015 |  | 04/12/2021
WattStopper, Inc. | WattStopper, Inc. | CS-350-N-** | Occupant Sensing Device | Device | True | True | True | True | True | False |  |  |  | False |  |  | False |  | False |  | True | True | True | True | True | Non Federally-Regulated | 09/15/2014 |  | 04/12/2021
Legrand / Pass & Seymour | Pass & Seymour | LSLV603PWV | Dimmer | Device | True | True | True | True | True | True | True | True | True | [12 empty] | Non Federally-Regulated | 02/13/2015 |  | 04/12/2021
Schneider Electric | SERP | SERPL48HS | Astronomical Time Switch Contr | Device | True | True | True | True | True | True | True | True | True | True | [11 empty] | Non Federally-Regulated | 07/28/2014 |  | 04/12/2021
Intermatic, Inc. | Grasslin | FM1D20E-24 | Automatic Time Switch Control | Device | True | True | True | False | [17 empty] | Non Federally-Regulated | 08/05/2014 |  | 04/12/2021
Universal Lighting Technologies | Cento | VSRUS1-W | Occupant Sensing Device | Device | True | True | True | True | True | False |  |  |  | False |  |  | False |  | False |  | False | False | True | True | True | Non Federally-Regulated | 09/03/2014 |  | 04/12/2021
WattStopper, Inc. | WattStopper, Inc. | LMSM-603 | Automatic Time Switch Control | Device | True | True | True | True | True | True | [15 empty] | Non Federally-Regulated | 09/15/2014 |  | 04/12/2021
Signify North America Corporation | Philips | DMBC320-100ZT-NA | Automatic Daylighting Control | Device | True | True | True | True | True | True | True | True | True | True | True | [10 empty] | Non Federally-Regulated | 07/17/2014 |  | 04/12/2021
Lutron Electronics Co., Inc. | Sensors | MS-B202-V******** | Occupant Sensing Device | Device | True | True | True | True | True | True | True | True | True | False |  |  | False |  | False |  | False | True | True | True | True | Non Federally-Regulated | 01/21/2014 |  | 04/12/2021
Legrand / Pass & Seymour | Pass & Seymour | WS700W | Dimmer | Device | True | True | True | True | True | True | True | True | True | [12 empty] | Non Federally-Regulated | 02/13/2015 |  | 04/12/2021
Cooper Controls | Greengate | OSW-U-0721-24AC-R-* | Occupant Sensing Device | Device | True | True | True | True | True | True | True | True | True | False |  |  | False |  | False |  | False | False | False |  |  | Non Federally-Regulated | 08/26/2014 |  | 04/12/2021
Legrand / Pass & Seymour | Pass & Seymour | LS1003PIV | Dimmer | Device | True | True | True | True | True | True | True | True | True | [12 empty] | Non Federally-Regulated | 02/13/2015 |  | 04/12/2021
Intermatic, Inc. | Grasslin | FM1D20-240 | Automatic Time Switch Control | Device | True | True | True | False | [17 empty] | Non Federally-Regulated | 08/05/2014 |  | 04/12/2021
Cooper Controls | Greengate | SC277V-**-RPB-**-**-20-S-**-**-** | Automatic Time Switch Control | Device | True | True | True | True | True | True | [15 empty] | Non Federally-Regulated | 08/26/2014 |  | 04/12/2021
WattStopper, Inc. | WattStopper, Inc. | PW-101D-* | Occupant Sensing Device | Device | True | True | True | True | True | False |  |  |  | False |  |  | True | True | False |  | False | False | False |  |  | Non Federally-Regulated | 09/15/2014 |  | 04/12/2021
WattStopper, Inc. | WattStopper, Inc. | WT-2200 | Occupant Sensing Device | Device | True | True | True | True | True | True | True | True | True | False |  |  | False |  | False |  | False | False | False |  |  | Non Federally-Regulated | 09/15/2014 |  | 04/12/2021
Signify North America Corporation | Philips | DUS804C-DALI | Photosensor / Photocontrol Dev | Device | True | True | True | [18 empty] | Non Federally-Regulated | 07/09/2014 |  | 04/12/2021
Cooper Lighting | Halo | LC901******** | Track Lighting Integral Curren | Device | True | True | True | True | True | True | True | True | True | [12 empty] | Non Federally-Regulated | 11/13/2014 |  | 04/12/2021
Distech Controls | Distech Controls | EC-Light-16* | Astronomical Time Switch Contr | Device | True | True | True | True | True | True | True | True | True | True | [11 empty] | Non Federally-Regulated | 10/28/2014 |  | 04/12/2021
WattStopper, Inc. | WattStopper, Inc. | HDA-703 | Dimmer | Device | True | True | True | True | True | True | True | True | True | [12 empty] | Non Federally-Regulated | 08/28/2014 |  | 04/12/2021
Hubbell Building Automation | Hubbell Building Automation | IWSZP3P* | Occupant Sensing Device | Device | True | True | True | True | True | False |  |  |  | False |  |  | False |  | False |  | False | False | False |  |  | Non Federally-Regulated | 02/04/2014 |  | 04/12/2021
Leviton Manufacturing Co., Inc. | Leviton | VPE04-*** | Dimmer | Device | True | True | True | True | True | False |  | True | True | [12 empty] | Non Federally-Regulated | 12/01/2014 |  | 04/12/2021
Signify North America Corporation | Philips | DC-DRE-I-****-*** | Photosensor / Photocontrol Dev | Device | True | True | True | [18 empty] | Non Federally-Regulated | 07/09/2014 |  | 04/12/2021
Schneider Electric | SERP | SERPB64HS | Automatic Time Switch Control | Device | True | True | True | True | True | True | [15 empty] | Non Federally-Regulated | 07/28/2014 |  | 04/12/2021
Legrand/WattStopper | WattStopper | CS1200R | Occupant Sensing Device | Device | True | True | True | True | True | False |  |  |  | False |  |  | False |  | False |  | False | False | False |  |  | Non Federally-Regulated | 01/07/2015 |  | 04/12/2021
Crestron Electronics | Crestron Electronics | CLX-1DIM8 | Dimmer | Device | True | True | True | True | True | True | True | True | True | [12 empty] | Non Federally-Regulated | 07/25/2014 |  | 04/12/2021
Eaton Corp. | Eaton/Cooper Lighting | 9530* | Dimmer | Device | True | True | True | True | True | True | True | True | True | [12 empty] | Non Federally-Regulated | 03/06/2015 |  | 04/12/2021
Eaton Corp. | Eaton/Cooper Lighting | 9536* | Dimmer | Device | True | True | True | True | True | True | True | True | True | [12 empty] | Non Federally-Regulated | 03/06/2015 |  | 04/12/2021
Intermatic, Inc. | Grasslin | FM1D14-24U | Automatic Time Switch Control | Device | True | True | True | False | [17 empty] | Non Federally-Regulated | 08/05/2014 |  | 04/12/2021
Intermatic, Inc. | Grasslin | MIL72EQTUZ-24 | Automatic Time Switch Control | Device | True | True | True | False | [17 empty] | Non Federally-Regulated | 08/05/2014 |  | 04/12/2021
Enerlites, Inc. | Enerlites, Inc. | HMOS-J-* | Occupant Sensing Device | Device | True | True | True | True | True | False |  |  |  | False |  |  | False |  | False |  | False | False | True | True | True | Non Federally-Regulated | 09/16/2014 |  | 04/12/2021
Lutron Electronics Co., Inc. | Radio RA2 | RR*-G25L******** | Dimmer | Device | True | True | True | True | True | True | True | True | True | [12 empty] | Non Federally-Regulated | 10/17/2014 |  | 04/12/2021
Signify North America Corporation | Philips | LRL1222/** | Photosensor / Photocontrol Dev | Device | True | True | True | [18 empty] | Non Federally-Regulated | 07/09/2014 |  | 04/12/2021
Hubbell Building Automation | Hubbell Building Automation | WSPEM************* | Occupant Sensing Device | Device | True | True | True | True | True | False |  |  |  | False |  |  | False |  | False |  | False | False | False |  |  | Non Federally-Regulated | 02/04/2014 |  | 04/12/2021
Marlin Controls, Inc. | Marlin Controls | HERCULES | Automatic Time Switch Control | Device | True | True | True | True | True | True | [15 empty] | Non Federally-Regulated | 02/11/2015 |  | 04/12/2021
Cooper Controls | Greengate | OAWC-P-* | Occupant Sensing Device | Device | True | True | True | True | True | True | True | True | True | False |  |  | False |  | False |  | True | True | True | True | True | Non Federally-Regulated | 08/26/2014 |  | 04/12/2021
Cooper Controls | Greengate | LK16-120/***-S*-L*-M*-T*-HVB* | Automatic Time Switch Control | Device | True | True | True | True | True | True | [15 empty] | Non Federally-Regulated | 08/26/2014 |  | 04/12/2021
Schneider Electric | SERP | SERP32HS | Automatic Time Switch Control | Device | True | True | True | True | True | True | [15 empty] | Non Federally-Regulated | 07/28/2014 |  | 04/12/2021
Enerlites, Inc. | Enerlites, Inc. | DWOS-1277-NL-* | Occupant Sensing Device | Device | True | True | True | True | True | False |  |  |  | False |  |  | False |  | False |  | False | False | True | True | True | Non Federally-Regulated | 09/16/2014 |  | 04/12/2021
Lighting Control & Design | Lighting Control & Design | GR41**/**DTC*********** | Astronomical Time Switch Contr | Device | True | True | True | True | True | True | True | True | True | True | [11 empty] | Non Federally-Regulated | 07/15/2014 |  | 04/12/2021
Gentec, Inc. | Schneider Electric | SERPB8HS | Automatic Time Switch Control | Device | True | True | True | True | True | True | [15 empty] | Non Federally-Regulated | 09/10/2014 |  | 04/12/2021
Intermatic, Inc. | Grasslin | GMX2FM2D50I-240 | Automatic Time Switch Control | Device | True | True | True | False | [17 empty] | Non Federally-Regulated | 08/05/2014 |  | 04/12/2021
Intermatic, Inc. | Grasslin | LM2-O-120-LS1 | Automatic Daylighting Control | Device | True | True | True | False |  | True | True | True | True | True | True | [10 empty] | Non Federally-Regulated | 08/05/2014 |  | 04/12/2021
Douglas Lighting Controls | Diversa | WOSSID2-DP-V* | Dimmer | Device | True | True | True | True | True | False |  | False | [13 empty] | Non Federally-Regulated | 10/10/2014 |  | 04/12/2021
Leviton Manufacturing Co., Inc. | Leviton | TBI03 | Dimmer | Device | True | True | True | True | True | False |  | True | True | [12 empty] | Non Federally-Regulated | 12/01/2014 |  | 04/12/2021
Intense Lighting | Intense Lighting | IS126**-2A | Track Lighting Integral Curren | Device | True | True | True | True | True | True | True | True | True | [12 empty] | Non Federally-Regulated | 05/27/2015 |  | 04/12/2021
Light Corporation | Kanepi | LS-WBK-** | Automatic Daylighting Control | Device | True | True | True | True | True | True | True | True | True | True | True | [10 empty] | Non Federally-Regulated | 04/02/2014 |  | 04/12/2021
NSi Industries | Tork | 2101 | Photosensor / Photocontrol Dev | Device | True | True | True | [18 empty] | Non Federally-Regulated | 10/10/2014 |  | 04/12/2021
Steinel America, Inc. | Steinel | DT WLS 2-LA | Occupant Sensing Device | Device | True | True | True | True | True | True | True | True | True | False |  |  | False |  | False |  | False | False | False |  |  | Non Federally-Regulated | 10/28/2014 |  | 04/12/2021
Digital Lumens | Digital Lumens | ILE-*-** | Dimmer | Device | True | True | True | True | True | False |  | False | [13 empty] | Non Federally-Regulated | 07/29/2014 |  | 04/12/2021
Intermatic, Inc. | Grasslin | MIL72EQTUZ-240 | Automatic Time Switch Control | Device | True | True | True | False | [17 empty] | Non Federally-Regulated | 08/05/2014 |  | 04/12/2021
Sensor Switch, Inc. | Sensor Switch | LSXR *** 2P ***************** | Occupant Sensing Device | Device | True | True | True | True | True | False |  |  |  | False |  |  | False |  | False |  | False | False | False |  |  | Non Federally-Regulated | 07/08/2014 |  | 04/12/2021
Gentec, Inc. | Kameleon | K4-64-PA-S* | Automatic Time Switch Control | Device | True | True | True | True | True | True | [15 empty] | Non Federally-Regulated | 09/10/2014 |  | 04/12/2021
Cooper Controls | Greengate | ONW-P-1001-347-* | Occupant Sensing Device | Device | True | True | True | True | True | True | True | True | True | False |  |  | False |  | False |  | False | False | False |  |  | Non Federally-Regulated | 08/26/2014 |  | 04/12/2021
Steinel America, Inc. | Steinel | IR WLS 1-LA | Occupant Sensing Device | Device | True | True | True | True | True | False |  |  |  | False |  |  | False |  | False |  | False | False | False |  |  | Non Federally-Regulated | 10/28/2014 |  | 04/12/2021
Signify North America Corporation | Philips | V2000HDFUW | Dimmer | Device | True | True | True | True | True | False |  | True | True | [12 empty] | Non Federally-Regulated | 07/17/2014 |  | 04/12/2021
Crestron Electronics | Crestron Electronics | GLXP-DIMFLV8 | Dimmer | Device | True | True | True | True | True | True | True | True | True | [12 empty] | Non Federally-Regulated | 07/25/2014 |  | 04/12/2021
Douglas Lighting Controls | Douglas | WSD-3501 | Dimmer | Device | True | True | True | True | True | False |  | False | [13 empty] | Non Federally-Regulated | 10/10/2014 |  | 04/12/2021
Legrand / Pass & Seymour | Pass & Seymour | DR1103PIV | Dimmer | Device | True | True | True | True | True | True | True | True | True | [12 empty] | Non Federally-Regulated | 02/13/2015 |  | 04/12/2021
Electronic Theatre Controls, Inc. | Unison | ERP-**R1-**B1-2 | Dimmer | Device | True | True | True | True | True | True | True | True | True | [12 empty] | Non Federally-Regulated | 12/26/2013 |  | 04/12/2021
WattStopper, Inc. | WattStopper, Inc. | CI-355 | Occupant Sensing Device | Device | True | True | True | True | True | False |  |  |  | False |  |  | False |  | False |  | False | False | False |  |  | Non Federally-Regulated | 10/21/2014 |  | 04/12/2021
Leviton Manufacturing Co., Inc. | Leviton | 6643G | Dimmer | Device | True | True | True | True | True | False |  | True | True | [12 empty] | Non Federally-Regulated | 12/01/2014 |  | 04/12/2021
GE Lighting, a Savant company | GE Lighting Controls | PCD-IN | Photosensor / Photocontrol Dev | Device | True | True | True | [18 empty] | Non Federally-Regulated | 08/04/2014 |  | 04/12/2021
Electronic Theatre Controls, Inc. | Unison | ERP-**R1-**B1 | Dimmer | Device | True | True | True | True | True | True | True | True | True | [12 empty] | Non Federally-Regulated | 12/26/2013 |  | 04/12/2021
Signify North America Corporation | Philips | LRS22110R/** | Occupant Sensing Device | Device | True | True | True | True | True | False |  |  |  | False |  |  | False |  | False |  | False | False | True | True | True | Non Federally-Regulated | 02/27/2015 |  | 04/12/2021
Intense Lighting | Intense Lighting | IS225**-7A-T24 | Track Lighting Integral Curren | Device | True | True | True | True | True | True | True | True | True | [12 empty] | Non Federally-Regulated | 05/20/2015 |  | 04/12/2021
Leviton Manufacturing Co., Inc. | Leviton | 6673 | Dimmer | Device | True | True | True | True | True | False |  | True | True | [12 empty] | Non Federally-Regulated | 12/01/2014 |  | 04/12/2021
Nora Lighting | Nora Current Limiter for Track Lighting | NT-2358*/14A | Track Lighting Integral Curren | Device | True | True | True | True | True | True | True | True | True | [12 empty] | Non Federally-Regulated | 06/16/2014 |  | 04/12/2021
Gentec, Inc. | Schneider Electric | SERPB48HS | Automatic Time Switch Control | Device | True | True | True | True | True | True | [15 empty] | Non Federally-Regulated | 09/10/2014 |  | 04/12/2021
Legrand/WattStopper | WattStopper | WSP100DLA | Dimmer | Device | True | True | True | True | True | True | True | True | True | [12 empty] | Non Federally-Regulated | 01/07/2015 |  | 04/12/2021
Legrand / Pass & Seymour | Pass & Seymour | LSCL450LACCV4 | Dimmer | Device | True | True | True | True | True | True | True | True | True | [12 empty] | Non Federally-Regulated | 02/13/2015 |  | 04/12/2021
NSi Industries | Tork | 2007A | Photosensor / Photocontrol Dev | Device | True | True | True | [18 empty] | Non Federally-Regulated | 10/10/2014 |  | 04/12/2021
Intermatic, Inc. | Grasslin | GMXQW-O-120 | Automatic Time Switch Control | Device | True | True | True | False | [17 empty] | Non Federally-Regulated | 08/05/2014 |  | 04/12/2021
NSi Industries | Tork | DPC201 | Automatic Time Switch Control | Device | True | True | True | False | [17 empty] | Non Federally-Regulated | 10/10/2014 |  | 04/12/2021
Legrand / Pass & Seymour | Pass & Seymour | LSCLDC163PWCCV4 | Dimmer | Device | True | True | True | True | True | True | True | True | True | [12 empty] | Non Federally-Regulated | 02/13/2015 |  | 04/12/2021
Leviton Manufacturing Co., Inc. | Leviton | AWRMG-E** | Dimmer | Device | True | True | True | True | True | False |  | True | True | [12 empty] | Non Federally-Regulated | 07/30/2014 |  | 04/12/2021
Intelligent Lighting Controls, Inc. | LightLEEDer | LLMRI** | Automatic Daylighting Control | Device | True | True | True | True | True | True | True | True | True | True | True | [10 empty] | Non Federally-Regulated | 06/15/2015 |  | 04/12/2021
NSi Industries | Tork | DZS200BP-** | Astronomical Time Switch Contr | Device | True | True | True | True | True | True | True | True | True | True | [11 empty] | Non Federally-Regulated | 10/10/2014 |  | 04/12/2021
Intermatic, Inc. | Grasslin | FM1D20A-240 | Automatic Time Switch Control | Device | True | True | True | False | [17 empty] | Non Federally-Regulated | 08/05/2014 |  | 04/12/2021
Eaton Corp. | Eaton/Cooper Lighting | RF9536* | Dimmer | Device | True | True | True | True | True | True | True | True | True | [12 empty] | Non Federally-Regulated | 03/06/2015 |  | 04/12/2021
Signify North America Corporation | Philips | LRI1663/** | Occupant Sensing Device | Device | True | True | True | True | True | False |  |  |  | False |  |  | False |  | False |  | False | False | True | True | True | Non Federally-Regulated | 08/15/2014 |  | 04/12/2021
Intermatic, Inc. | Grasslin | PC1-D20-120-LS1 | Photosensor / Photocontrol Dev | Device | True | True | True | [18 empty] | Non Federally-Regulated | 08/05/2014 |  | 04/12/2021
NSi Industries | Tork | DGUM100A | Astronomical Time Switch Contr | Device | True | True | True | True | True | True | True | True | True | True | [11 empty] | Non Federally-Regulated | 10/10/2014 |  | 04/12/2021
Cooper Controls | Greengate | VNW-D-1001-SP-* | Occupant Sensing Device | Device | True | True | True | True | True | True | True | True | True | False |  |  | False |  | False |  | True | True | True | True | True | Non Federally-Regulated | 08/26/2014 |  | 04/12/2021
WattStopper, Inc. | WattStopper, Inc. | FM-105 | Occupant Sensing Device | Device | True | True | True | True | True | False |  |  |  | True | True | True | False |  | False |  | False | False | False |  |  | Non Federally-Regulated | 10/21/2014 |  | 04/12/2021
Gentec, Inc. | Schneider Electric | SERP8HS | Automatic Time Switch Control | Device | True | True | True | True | True | True | [15 empty] | Non Federally-Regulated | 09/10/2014 |  | 04/12/2021
Steinel America, Inc. | Steinel | HBS 200 | Occupant Sensing Device | Device | True | True | True | True | True | False |  |  |  | False |  |  | False |  | False |  | False | False | False |  |  | Non Federally-Regulated | 10/28/2014 |  | 04/12/2021
Legrand / Pass & Seymour | Pass & Seymour | TD703PWCCV6 | Dimmer | Device | True | True | True | True | True | True | True | True | True | [12 empty] | Non Federally-Regulated | 02/13/2015 |  | 04/12/2021
WattStopper, Inc. | WattStopper, Inc. | W-500A | Occupant Sensing Device | Device | True | True | True | True | True | True | True | True | True | False |  |  | False |  | False |  | False | False | False |  |  | Non Federally-Regulated | 09/15/2014 |  | 04/12/2021
Schneider Electric | Powerlink | NF MLO POWERLINK PANEL (Master Included) | Astronomical Time Switch Contr | Device | True | True | True | True | True | True | True | True | True | True | [11 empty] | Non Federally-Regulated | 07/28/2014 |  | 04/12/2021
Vantage Controls, Inc. | Vantage Controls, Inc. | DS15**-**** | Dimmer | Device | True | True | True | True | True | True | True | True | True | [12 empty] | Non Federally-Regulated | 12/02/2014 |  | 04/12/2021
Leviton Manufacturing Co., Inc. | Leviton | TGI10 | Dimmer | Device | True | True | True | True | True | False |  | True | True | [12 empty] | Non Federally-Regulated | 12/01/2014 |  | 04/12/2021
Intermatic, Inc. | Grasslin | FM1D50-240U | Automatic Time Switch Control | Device | True | True | True | False | [17 empty] | Non Federally-Regulated | 08/05/2014 |  | 04/12/2021
Intermatic, Inc. | Grasslin | FM1D14-AV-U | Automatic Time Switch Control | Device | True | True | True | False | [17 empty] | Non Federally-Regulated | 08/05/2014 |  | 04/12/2021
SMART Light Systems | SMART Light Systems | SLP200 | Dimmer | Device | True | True | True | True | True | False |  | False | [13 empty] | Non Federally-Regulated | 02/20/2014 |  | 04/12/2021
Gentec, Inc. | Kameleon | K4-16-PA-S* | Automatic Time Switch Control | Device | True | True | True | True | True | True | [15 empty] | Non Federally-Regulated | 09/10/2014 |  | 04/12/2021
Nora Lighting | Nora Current Limiter for Track Lighting | NT-2348*/1A | Track Lighting Integral Curren | Device | True | True | True | True | True | True | True | True | True | [12 empty] | Non Federally-Regulated | 06/16/2014 |  | 04/12/2021
NSi Industries | Tork | 5231A | Photosensor / Photocontrol Dev | Device | True | True | True | [18 empty] | Non Federally-Regulated | 10/10/2014 |  | 04/12/2021
Cooper Controls | Novitas | 01-360-PC | Occupant Sensing Device | Device | True | True | True | True | True | True | True | True | True | False |  |  | False |  | False |  | False | False | False |  |  | Non Federally-Regulated | 08/26/2014 |  | 04/12/2021
Carolina Products, Inc. | Carolina Products | CPI-3000 | Astronomical Time Switch Contr | Device | True | True | True | True | True | True | True | True | True | True | [11 empty] | Non Federally-Regulated | 08/25/2014 |  | 04/12/2021
Vantage Controls, Inc. | Vantage Controls, Inc. | LVOS-0-10-PWM-P | Dimmer | Device | True | True | True | True | True | True | True | False | [13 empty] | Non Federally-Regulated | 12/02/2014 |  | 04/12/2021
Lutron Electronics Co., Inc. | Sensors | UMS-OP600******** | Occupant Sensing Device | Device | True | True | True | True | True | False |  |  |  | False |  |  | True | True | False |  | False | False | True | True | True | Non Federally-Regulated | 01/27/2014 |  | 04/12/2021
Light Corporation | Kanepi | SR-00-W**-** | Automatic Time Switch Control | Device | True | True | True | True | True | True | [15 empty] | Non Federally-Regulated | 04/02/2014 |  | 04/12/2021
Lutron Electronics Co., Inc. | Sensors | MS-B202-P******** | Occupant Sensing Device | Device | True | True | True | True | True | True | True | True | True | False |  |  | False |  | False |  | False | True | True | True | True | Non Federally-Regulated | 01/21/2014 |  | 04/12/2021
Signify North America Corporation | Philips | LRS2237/00 | Occupant Sensing Device | Device | True | True | True | True | True | False |  |  |  | False |  |  | False |  | False |  | False | False | False |  |  | Non Federally-Regulated | 08/15/2014 |  | 04/12/2021
Cooper Controls | Greengate | VNW-P-1001-SP-* | Occupant Sensing Device | Device | True | True | True | True | True | True | True | True | True | False |  |  | False |  | False |  | True | True | True | True | True | Non Federally-Regulated | 08/26/2014 |  | 04/12/2021
Legrand / Pass & Seymour | Pass & Seymour | TDDH163P | Dimmer | Device | True | True | True | True | True | True | True | True | True | [12 empty] | Non Federally-Regulated | 02/13/2015 |  | 04/12/2021
Litelab Corp. | Busrun | EEC-1.5******** | Track Lighting Integral Curren | Device | True | True | True | True | True | True | True | True | True | [12 empty] | Non Federally-Regulated | 10/13/2014 |  | 04/12/2021
Sensor Switch, Inc. | Sensor Switch | WSX PDT VA ********* | Occupant Sensing Device | Device | True | True | True | True | True | False |  |  |  | False |  |  | False |  | False |  | False | False | True | True | True | Non Federally-Regulated | 07/08/2014 |  | 04/12/2021
Intense Lighting | Intense Lighting | IS125**-7A-T24 | Track Lighting Integral Curren | Device | True | True | True | True | True | True | True | True | True | [12 empty] | Non Federally-Regulated | 05/27/2015 |  | 04/12/2021
Vantage Controls, Inc. | Vantage Controls, Inc. | DS21**-**** | Dimmer | Device | True | True | True | True | True | True | True | True | True | [12 empty] | Non Federally-Regulated | 12/02/2014 |  | 04/12/2021
Intermatic, Inc. | Grasslin | FM1D20-240U | Automatic Time Switch Control | Device | True | True | True | False | [17 empty] | Non Federally-Regulated | 08/05/2014 |  | 04/12/2021
Legrand / Pass & Seymour | Pass & Seymour | T1000 | Dimmer | Device | True | True | True | True | True | True | True | True | True | [12 empty] | Non Federally-Regulated | 02/13/2015 |  | 04/12/2021
Schneider Electric | Powerlink | NF MVP POWERLINK PANEL (Master Included) | Automatic Time Switch Control | Device | True | True | True | True | True | True | [15 empty] | Non Federally-Regulated | 07/28/2014 |  | 04/12/2021
Eaton Corp. | Eaton/Cooper Lighting | RF9540-N* | Dimmer | Device | True | True | True | True | True | True | True | True | True | [12 empty] | Non Federally-Regulated | 03/06/2015 |  | 04/12/2021
Leviton Manufacturing Co., Inc. | Leviton | MCM10 | Dimmer | Device | True | True | True | True | True | False |  | True | True | [12 empty] | Non Federally-Regulated | 12/01/2014 |  | 04/12/2021
Enlighted, Inc. | Enlighted | RS-2O-** | Occupant Sensing Device | Device | True | True | True | True | True | False |  |  |  | False |  |  | True | True | True | True | True | True | True | True | True | Non Federally-Regulated | 09/18/2014 |  | 04/12/2021
Nora Lighting | Nora Current Limiter for Track Lighting | NT-348*/1A | Track Lighting Integral Curren | Device | True | True | True | True | True | True | True | True | True | [12 empty] | Non Federally-Regulated | 06/16/2014 |  | 04/12/2021
NSi Industries | Tork | ELC712 | Astronomical Time Switch Contr | Device | True | True | True | True | True | True | True | True | True | True | [11 empty] | Non Federally-Regulated | 10/10/2014 |  | 04/12/2021
Digital Lumens | Digital Lumens | DLE-**-**-*-*** | Photosensor / Photocontrol Dev | Device | True | True | True | [18 empty] | Non Federally-Regulated | 07/29/2014 |  | 04/12/2021
Cree LED Lighting Solutions | Cree LED Lighting | CIF-10V-CWC-SNSR | Photosensor / Photocontrol Dev | Device | True | True | True | [18 empty] | Non Federally-Regulated | 04/02/2014 |  | 04/12/2021
Leviton Manufacturing Co., Inc. | Leviton | IPV15 -*** | Occupant Sensing Device | Device | True | True | True | True | True | False |  |  |  | False |  |  | False |  | False |  | False | False | True | True | True | Non Federally-Regulated | 11/12/2014 |  | 04/12/2021
Intermatic, Inc. | Grasslin | GMXFM1D50-O-120 | Automatic Time Switch Control | Device | True | True | True | False | [17 empty] | Non Federally-Regulated | 08/05/2014 |  | 04/12/2021
Gentec, Inc. | Schneider Electric | SERPL16HS | Automatic Time Switch Control | Device | True | True | True | True | True | True | [15 empty] | Non Federally-Regulated | 09/10/2014 |  | 04/12/2021
Douglas Lighting Controls | Diversa | WOWLDD2-R-N | Occupant Sensing Device | Device | True | True | True | True | True | False |  |  |  | False |  |  | True | True | False |  | False | True | True | True | True | Non Federally-Regulated | 10/10/2014 |  | 04/12/2021
Legrand / Pass & Seymour | Pass & Seymour | R600WV | Dimmer | Device | True | True | True | True | True | True | True | True | True | [12 empty] | Non Federally-Regulated | 02/13/2015 |  | 04/12/2021
Enlighted, Inc. | Enlighted | CU-2-1* | Dimmer | Device | True | True | True | True | True | True | True | True | True | [12 empty] | Non Federally-Regulated | 09/18/2014 |  | 04/12/2021
Legrand / Pass & Seymour | Pass & Seymour | TSC5I | Dimmer | Device | True | True | True | True | True | True | True | True | True | [12 empty] | Non Federally-Regulated | 02/13/2015 |  | 04/12/2021
Legrand / Pass & Seymour | Pass & Seymour | LS603PIV | Dimmer | Device | True | True | True | True | True | True | True | True | True | [12 empty] | Non Federally-Regulated | 02/13/2015 |  | 04/12/2021
NSi Industries | Tork | DTS400B | Automatic Time Switch Control | Device | True | True | True | True | True | True | [15 empty] | Non Federally-Regulated | 10/10/2014 |  | 04/12/2021
WattStopper, Inc. | WattStopper, Inc. | W-2000A | Occupant Sensing Device | Device | True | True | True | True | True | True | True | True | True | False |  |  | False |  | False |  | False | False | False |  |  | Non Federally-Regulated | 09/15/2014 |  | 04/12/2021
Intermatic, Inc. | Grasslin | WHQ7 | Automatic Time Switch Control | Device | True | True | True | False | [17 empty] | Non Federally-Regulated | 08/05/2014 |  | 04/12/2021
Intense Lighting | Intense Lighting | IS225**-5A-T24 | Track Lighting Integral Curren | Device | True | True | True | True | True | True | True | True | True | [12 empty] | Non Federally-Regulated | 05/20/2015 |  | 04/12/2021
Intermatic, Inc. | Grasslin | PC1-120-LS2 | Photosensor / Photocontrol Dev | Device | True | True | True | [18 empty] | Non Federally-Regulated | 08/05/2014 |  | 04/12/2021
Cooper Controls | Greengate | AP-22-***-***-****-** | Astronomical Time Switch Contr | Device | True | True | True | True | True | True | True | True | True | True | [11 empty] | Non Federally-Regulated | 08/26/2014 |  | 04/12/2021
Honeywell International | Honeywell | CLMSCLOP153MWH | Dimmer | Device | True | True | True | True | True | True | True | True | True | [12 empty] | Non Federally-Regulated | 02/20/2014 |  | 04/12/2021
Sensor Switch, Inc. | Sensor Switch | CMR PDT ** 2P********** | Occupant Sensing Device | Device | True | True | True | True | True | False |  |  |  | False |  |  | False |  | False |  | False | False | False |  |  | Non Federally-Regulated | 07/08/2014 |  | 04/12/2021
Eaton Corp. | Eaton/Cooper Lighting | 9537* | Dimmer | Device | True | True | True | True | True | True | True | True | True | [12 empty] | Non Federally-Regulated | 03/06/2015 |  | 04/12/2021
Steinel America, Inc. | Steinel | HBS 300 | Occupant Sensing Device | Device | True | True | True | True | True | False |  |  |  | False |  |  | False |  | False |  | False | False | False |  |  | Non Federally-Regulated | 10/28/2014 |  | 04/12/2021
Legrand / Pass & Seymour | Pass & Seymour | WS703PTC | Dimmer | Device | True | True | True | True | True | True | True | True | True | [12 empty] | Non Federally-Regulated | 02/13/2015 |  | 04/12/2021
Eaton Corp. | Eaton/Cooper Lighting | RF9537-ND* | Dimmer | Device | True | True | True | True | True | True | True | True | True | [12 empty] | Non Federally-Regulated | 03/06/2015 |  | 04/12/2021
WattStopper, Inc. | WattStopper, Inc. | LI48-*-*-*-* | Automatic Time Switch Control | Device | True | True | True | True | True | True | [15 empty] | Non Federally-Regulated | 09/15/2014 |  | 04/12/2021
Intermatic, Inc. | Grasslin | PC2-D30-120-LS2 | Automatic Daylighting Control | Device | True | True | True | False |  | True | True | True | True | True | True | [10 empty] | Non Federally-Regulated | 08/05/2014 |  | 04/12/2021
Legrand/WattStopper | WattStopper | WSP100DGRY | Occupant Sensing Device | Device | True | True | True | True | True | False |  |  |  | False |  |  | True | True | False |  | False | False | False |  |  | Non Federally-Regulated | 01/07/2015 |  | 04/12/2021
WattStopper, Inc. | WattStopper, Inc. | CU-250-* | Occupant Sensing Device | Device | True | True | True | True | True | True | True | True | True | False |  |  | False |  | False |  | False | False | False |  |  | Non Federally-Regulated | 09/15/2014 |  | 04/12/2021
IR-TEC International, Ltd. | IR-TEC International, Ltd. | OS-361DT | Occupant Sensing Device | Device | True | True | True | True | True | False |  |  |  | True | True | True | False |  | False |  | False | False | False |  |  | Non Federally-Regulated | 04/10/2015 |  | 04/12/2021
Intense Lighting | Intense Lighting | IS135**-10A-T24 | Track Lighting Integral Curren | Device | True | True | True | True | True | True | True | True | True | [12 empty] | Non Federally-Regulated | 05/20/2015 |  | 04/12/2021
Acuity Brands Lighting | Juno | HTEK11CL-** | Track Lighting Integral Curren | Device | True | True | True | True | True | True | True | True | True | [12 empty] | Non Federally-Regulated | 12/05/2014 |  | 04/12/2021
Lutron Electronics Co., Inc. | Sensors | UMS-OPS********** | Occupant Sensing Device | Device | True | True | True | True | True | False |  |  |  | False |  |  | False |  | False |  | False | False | True | True | True | Non Federally-Regulated | 01/27/2014 |  | 04/12/2021
Legrand / Pass & Seymour | Pass & Seymour | DRLV1103PLAV | Dimmer | Device | True | True | True | True | True | True | True | True | True | [12 empty] | Non Federally-Regulated | 02/13/2015 |  | 04/12/2021
Legrand / Pass & Seymour | Pass & Seymour | LSCL453PLACCV4 | Dimmer | Device | True | True | True | True | True | True | True | True | True | [12 empty] | Non Federally-Regulated | 02/13/2015 |  | 04/12/2021
Legrand / Pass & Seymour | Pass & Seymour | LSLV603PLA | Dimmer | Device | True | True | True | True | True | True | True | True | True | [12 empty] | Non Federally-Regulated | 02/13/2015 |  | 04/12/2021
Leviton Manufacturing Co., Inc. | Leviton | O2C04-*** | Occupant Sensing Device | Device | True | True | True | True | True | False |  |  |  | False |  |  | False |  | False |  | False | True | False | True |  | Non Federally-Regulated | 07/30/2014 |  | 04/12/2021
NSi Industries | Tork | 5001M | Photosensor / Photocontrol Dev | Device | True | True | True | [18 empty] | Non Federally-Regulated | 10/10/2014 |  | 04/12/2021
Schneider Electric | Schneider Electric | SLSWDS1500 | Occupant Sensing Device | Device | True | True | True | True | True | False |  |  |  | False |  |  | True | True | False |  | True | True | False | True |  | Non Federally-Regulated | 07/28/2014 |  | 04/12/2021
NSi Industries | Tork | 5007M | Photosensor / Photocontrol Dev | Device | True | True | True | [18 empty] | Non Federally-Regulated | 10/10/2014 |  | 04/12/2021
Signify North America Corporation | Philips | V500QE* | Dimmer | Device | True | True | True | True | True | True | True | True | True | [12 empty] | Non Federally-Regulated | 07/17/2014 |  | 04/12/2021
Legrand / Pass & Seymour | Pass & Seymour | DRLV1103PWV | Dimmer | Device | True | True | True | True | True | True | True | True | True | [12 empty] | Non Federally-Regulated | 02/13/2015 |  | 04/12/2021
Leviton Manufacturing Co., Inc. | Leviton | DSE06-*** | Dimmer | Device | True | True | True | True | True | False |  | True | True | [12 empty] | Non Federally-Regulated | 12/01/2014 |  | 04/12/2021
Intermatic, Inc. | Grasslin | GMXQT-I-24 | Automatic Time Switch Control | Device | True | True | True | False | [17 empty] | Non Federally-Regulated | 08/05/2014 |  | 04/12/2021
Sensor Switch, Inc. | Sensor Switch | WSX VA ********* | Occupant Sensing Device | Device | True | True | True | True | True | False |  |  |  | False |  |  | False |  | False |  | False | False | True | True | True | Non Federally-Regulated | 07/08/2014 |  | 04/12/2021
Legrand / Pass & Seymour | Pass & Seymour | TD1103PWCCV6 | Dimmer | Device | True | True | True | True | True | True | True | True | True | [12 empty] | Non Federally-Regulated | 02/13/2015 |  | 04/12/2021
Eaton Corp. | Eaton/Cooper Lighting | RF9537-N* | Dimmer | Device | True | True | True | True | True | True | True | True | True | [12 empty] | Non Federally-Regulated | 03/06/2015 |  | 04/12/2021
SMART Light Systems | SMART Light Systems | SLP100 | Dimmer | Device | True | True | True | True | True | False |  | False | [13 empty] | Non Federally-Regulated | 02/20/2014 |  | 04/12/2021
WAC Lighting Co. | W Track Current Limiter | WHEDR-**-** | Track Lighting Integral Curren | Device | True | True | True | True | True | True | True | True | True | [12 empty] | Non Federally-Regulated | 08/14/2015 |  | 04/12/2021
Sensor Switch, Inc. | Sensor Switch | CMR ************* | Occupant Sensing Device | Device | True | True | True | True | True | False |  |  |  | False |  |  | False |  | False |  | False | False | False |  |  | Non Federally-Regulated | 07/08/2014 |  | 04/12/2021
Light Corporation | Kanepi | SR-00-C**-****-** | Automatic Time Switch Control | Device | True | True | True | True | True | True | [15 empty] | Non Federally-Regulated | 04/02/2014 |  | 04/12/2021
Leviton Manufacturing Co., Inc. | Leviton | AWRMG-M** | Dimmer | Device | True | True | True | True | True | False |  | True | True | [12 empty] | Non Federally-Regulated | 07/30/2014 |  | 04/12/2021
Exergy Controls, LLC | Exergy Controls | XRG-750 | Photosensor / Photocontrol Dev | Device | True | True | True | [18 empty] | Non Federally-Regulated | 02/03/2015 |  | 04/12/2021
Sensor Switch, Inc. | Sensor Switch | SBGR ** OEX P *************** | Photosensor / Photocontrol Dev | Device | True | True | True | [18 empty] | Non Federally-Regulated | 07/08/2014 |  | 04/12/2021
Cooper Controls | Greengate | OSP-DMV-* | Occupant Sensing Device | Device | True | True | True | True | True | True | True | True | True | False |  |  | False |  | False |  | False | False | False |  |  | Non Federally-Regulated | 08/26/2014 |  | 04/12/2021
Intermatic, Inc. | Grasslin | FM1QTUZ-240U | Automatic Time Switch Control | Device | True | True | True | False | [17 empty] | Non Federally-Regulated | 08/05/2014 |  | 04/12/2021
Legrand/WattStopper | WattStopper | WSP101DLA | Dimmer | Device | True | True | True | True | True | True | True | True | True | [12 empty] | Non Federally-Regulated | 01/07/2015 |  | 04/12/2021
Cooper Controls | Greengate | VNW-D-1001-347-* | Occupant Sensing Device | Device | True | True | True | True | True | True | True | True | True | False |  |  | False |  | False |  | True | True | True | True | True | Non Federally-Regulated | 08/26/2014 |  | 04/12/2021
Enlighted, Inc. | Enlighted | SU-FM-** | Occupant Sensing Device | Device | True | True | True | True | True | False |  |  |  | False |  |  | True | True | False |  | True | True | True | True | True | Non Federally-Regulated | 09/18/2014 |  | 04/12/2021
NSi Industries | Tork | 2021 | Photosensor / Photocontrol Dev | Device | True | True | True | [18 empty] | Non Federally-Regulated | 10/10/2014 |  | 04/12/2021
Intermatic, Inc. | Intermatic, Inc. | ET1115CR | Automatic Time Switch Control | Device | True | True | True | False | [17 empty] | Non Federally-Regulated | 07/17/2014 |  | 04/12/2021
Schneider Electric | Powerlink | NF MB MVP POWERLINK PNL (Master Included) | Automatic Time Switch Control | Device | True | True | True | True | True | True | [15 empty] | Non Federally-Regulated | 07/28/2014 |  | 04/12/2021
Intermatic, Inc. | Intermatic, Inc. | ET90115C | Astronomical Time Switch Contr | Device | True | True | True | True | True | True | True | True | True | True | [11 empty] | Non Federally-Regulated | 12/03/2014 |  | 04/12/2021
Legrand / Pass & Seymour | Pass & Seymour | LSDC16PV | Dimmer | Device | True | True | True | True | True | True | True | True | True | [12 empty] | Non Federally-Regulated | 02/13/2015 |  | 04/12/2021
Legrand / Pass & Seymour | Pass & Seymour | WSCL453W | Dimmer | Device | True | True | True | True | True | True | True | True | True | [12 empty] | Non Federally-Regulated | 02/13/2015 |  | 04/12/2021
Cree LED Lighting Solutions | Cree LED Lighting | CS**-**L-**K-CMA | Occupant Sensing Device | Device | True | True | True | True | True | False |  |  |  | False |  |  | False |  | False |  | True | True | True | True | True | Non Federally-Regulated | 04/02/2014 |  | 04/12/2021
Sensor Switch, Inc. | Sensor Switch | WSD PDT VA************** | Occupant Sensing Device | Device | True | True | True | True | True | False |  |  |  | False |  |  | False |  | False |  | False | False | True | True | True | Non Federally-Regulated | 07/08/2014 |  | 04/12/2021
Legrand / Pass & Seymour | Pass & Seymour | WS700CCV6 | Dimmer | Device | True | True | True | True | True | True | True | True | True | [12 empty] | Non Federally-Regulated | 02/13/2015 |  | 04/12/2021
Digital Lumens | Digital Lumens | DLA-*-* | Occupant Sensing Device | Device | True | True | True | True | True | False |  |  |  | False |  |  | True | True | True | True | True | False | False | True |  | Non Federally-Regulated | 07/31/2014 |  | 04/12/2021
NSi Industries | Tork | 5737TM | Photosensor / Photocontrol Dev | Device | True | True | True | [18 empty] | Non Federally-Regulated | 10/10/2014 |  | 04/12/2021
Intermatic, Inc. | Intermatic, Inc. | ET2815CP | Automatic Time Switch Control | Device | True | True | True | True | True | True | [15 empty] | Non Federally-Regulated | 04/28/2015 |  | 04/12/2021
Nora Lighting | Nora Current Limiter for Track Lighting | NT-2348*/12A | Track Lighting Integral Curren | Device | True | True | True | True | True | True | True | True | True | [12 empty] | Non Federally-Regulated | 06/16/2014 |  | 04/12/2021
Douglas Lighting Controls | Douglas | WSP-2718-D3F1P | Automatic Daylighting Control | Device | True | True | True | True | True | True | True | True | True | True | True | [10 empty] | Non Federally-Regulated | 10/10/2014 |  | 04/12/2021
NSi Industries | Tork | 5237-UL | Photosensor / Photocontrol Dev | Device | True | True | True | [18 empty] | Non Federally-Regulated | 10/10/2014 |  | 04/12/2021
Intermatic, Inc. | Intermatic, Inc. | ET90115M | Astronomical Time Switch Contr | Device | True | True | True | True | True | True | True | True | True | True | [11 empty] | Non Federally-Regulated | 12/03/2014 |  | 04/12/2021
Sensor Switch, Inc. | Sensor Switch | CMRB ** P ******* | Photosensor / Photocontrol Dev | Device | True | True | True | [18 empty] | Non Federally-Regulated | 07/08/2014 |  | 04/12/2021
WAC Lighting Co. | L Track Current Limiter | TLL-LLE-*/**-** | Track Lighting Integral Curren | Device | True | True | True | True | True | True | True | True | True | [12 empty] | Non Federally-Regulated | 08/14/2015 |  | 04/12/2021
Intense Lighting | Intense Lighting | IS226**-5A-T24 | Track Lighting Integral Curren | Device | True | True | True | True | True | True | True | True | True | [12 empty] | Non Federally-Regulated | 05/20/2015 |  | 04/12/2021
NSi Industries | Tork | SA306 | Automatic Time Switch Control | Device | True | True | True | False | [17 empty] | Non Federally-Regulated | 10/10/2014 |  | 04/12/2021
Intermatic, Inc. | Grasslin | FM1D20-120 | Automatic Time Switch Control | Device | True | True | True | False | [17 empty] | Non Federally-Regulated | 08/05/2014 |  | 04/12/2021
Signify North America Corporation | Philips | OS600VA* | Dimmer | Device | True | True | True | True | True | False |  | True | True | [12 empty] | Non Federally-Regulated | 07/17/2014 |  | 04/12/2021
Legrand / Pass & Seymour | Pass & Seymour | WSKITP | Dimmer | Device | True | True | True | True | True | True | True | True | True | [12 empty] | Non Federally-Regulated | 02/13/2015 |  | 04/12/2021
Cooper Controls | Greengate | CKMB-277V**-S-**-**-**-**-S-**-****-*** | Astronomical Time Switch Contr | Device | True | True | True | True | True | True | True | True | True | True | [11 empty] | Non Federally-Regulated | 08/26/2014 |  | 04/12/2021
Distech Controls | Distech Controls | EC-Light-64* | Astronomical Time Switch Contr | Device | True | True | True | True | True | True | True | True | True | True | [11 empty] | Non Federally-Regulated | 10/28/2014 |  | 04/12/2021
IR-TEC International, Ltd. | IR-TEC International, Ltd. | COS-516S** | Dimmer | Device | True | True | True | True | True | False |  | False | [13 empty] | Non Federally-Regulated | 10/02/2014 |  | 04/12/2021
Legrand/WattStopper | WattStopper | WSP100DBK | Occupant Sensing Device | Device | True | True | True | True | True | False |  |  |  | False |  |  | True | True | False |  | False | False | False |  |  | Non Federally-Regulated | 01/07/2015 |  | 04/12/2021
Hubbell Building Automation | Hubbell Building Automation | IWSZPM* | Occupant Sensing Device | Device | True | True | True | True | True | False |  |  |  | False |  |  | False |  | False |  | False | False | True | True | True | Non Federally-Regulated | 02/04/2014 |  | 04/12/2021
Hubbell Building Automation | Hubbell Building Automation | OMNIUS************ | Occupant Sensing Device | Device | True | True | True | True | True | True | True | True | True | False |  |  | False |  | False |  | False | False | True | True | True | Non Federally-Regulated | 02/04/2014 |  | 04/12/2021
Intermatic, Inc. | Intermatic, Inc. | ET8115CPD82 | Automatic Time Switch Control | Device | True | True | True | False | [17 empty] | Non Federally-Regulated | 07/17/2014 |  | 04/12/2021
Leviton Manufacturing Co., Inc. | Leviton | MCX10 | Dimmer | Device | True | True | True | True | True | False |  | True | True | [12 empty] | Non Federally-Regulated | 12/01/2014 |  | 04/12/2021
Enerlites, Inc. | Enerlites, Inc. | 59302-* | Dimmer | Device | True | True | True | True | True | True | True | True | True | [12 empty] | Non Federally-Regulated | 09/16/2014 |  | 04/12/2021
WattStopper, Inc. | WattStopper, Inc. | PW-103N-* | Occupant Sensing Device | Device | True | True | True | True | True | False |  |  |  | False |  |  | False |  | False |  | False | False | False |  |  | Non Federally-Regulated | 09/15/2014 |  | 04/12/2021
Signify North America Corporation | Philips | LLC1682/** | Photosensor / Photocontrol Dev | Device | True | True | True | [18 empty] | Non Federally-Regulated | 07/09/2014 |  | 04/12/2021
Schneider Electric | SERP | SERP32HS | Astronomical Time Switch Contr | Device | True | True | True | True | True | True | True | True | True | True | [11 empty] | Non Federally-Regulated | 07/28/2014 |  | 04/12/2021
Legrand/WattStopper | WattStopper | CSD1000R | Occupant Sensing Device | Device | True | True | True | True | True | True | True | True | True | False |  |  | False |  | False |  | False | False | False |  |  | Non Federally-Regulated | 01/07/2015 |  | 04/12/2021
Lutron Electronics Co., Inc. | Sensors | MS-OPS********** | Occupant Sensing Device | Device | True | True | True | True | True | False |  |  |  | False |  |  | False |  | False |  | False | False | True | True | True | Non Federally-Regulated | 01/27/2014 |  | 04/12/2021
WattStopper, Inc. | WattStopper, Inc. | LMDC-100-* | Occupant Sensing Device | Device | True | True | True | True | True | True | True | True | True | False |  |  | False |  | False |  | False | False | False |  |  | Non Federally-Regulated | 09/15/2014 |  | 04/12/2021
Lutron Electronics Co., Inc. | HomeWorks QS | HQRA-10ND | Dimmer | Device | True | True | True | True | True | True | True | True | True | [12 empty] | Non Federally-Regulated | 01/21/2014 |  | 04/12/2021
Self Electronics Co., Ltd. | Self | JDKZH-H-40 | Occupant Sensing Device | Device | True | True | True | True | True | False |  |  |  | False |  |  | True | True | False |  | False | False | False |  |  | Non Federally-Regulated | 06/01/2015 |  | 04/12/2021
Enerlites, Inc. | Enerlites, Inc. | 56302-* | Dimmer | Device | True | True | True | True | True | True | True | True | True | [12 empty] | Non Federally-Regulated | 09/16/2014 |  | 04/12/2021
GE Lighting, a Savant company | GE Lighting Controls | RPHOTO3OUT | Photosensor / Photocontrol Dev | Device | True | True | True | [18 empty] | Non Federally-Regulated | 08/04/2014 |  | 04/12/2021
Lutron Electronics Co., Inc. | Sensors | MS-A202********* | Occupant Sensing Device | Device | True | True | True | True | True | True | True | True | True | False |  |  | False |  | False |  | True | True | True | True | True | Non Federally-Regulated | 10/17/2014 |  | 04/12/2021
WAC Lighting Co. | H Track Current Limiter | THL-LEFT-*-*/**-** | Track Lighting Integral Curren | Device | True | True | True | True | True | True | True | True | True | [12 empty] | Non Federally-Regulated | 08/14/2015 |  | 04/12/2021
Signify North America Corporation | Philips | DMBC320-100ZT-NA | Dimmer | Device | True | True | True | True | True | False |  | False | [13 empty] | Non Federally-Regulated | 07/17/2014 |  | 04/12/2021
Leviton Manufacturing Co., Inc. | Leviton | D410*-*** | Dimmer | Device | True | True | True | True | True | True | True | True | True | [12 empty] | Non Federally-Regulated | 08/18/2014 |  | 04/12/2021
Leviton Manufacturing Co., Inc. | Leviton | D3206 | Dimmer | Device | True | True | True | True | True | False |  | True | True | [12 empty] | Non Federally-Regulated | 12/01/2014 |  | 04/12/2021
Eaton Corp. | Eaton/Cooper Lighting | 95687* | Dimmer | Device | True | True | True | True | True | True | True | True | True | [12 empty] | Non Federally-Regulated | 03/06/2015 |  | 04/12/2021
Cooper Controls | Greengate | PC-S | Photosensor / Photocontrol Dev | Device | True | True | True | [18 empty] | Non Federally-Regulated | 08/26/2014 |  | 04/12/2021
Legrand / Pass & Seymour | Pass & Seymour | TDLV703P | Dimmer | Device | True | True | True | True | True | True | True | True | True | [12 empty] | Non Federally-Regulated | 02/13/2015 |  | 04/12/2021
Legrand / Pass & Seymour | Pass & Seymour | LSDC16V | Dimmer | Device | True | True | True | True | True | True | True | True | True | [12 empty] | Non Federally-Regulated | 02/13/2015 |  | 04/12/2021
Signify North America Corporation | Philips | LLC7320 | Photosensor / Photocontrol Dev | Device | True | True | True | [18 empty] | Non Federally-Regulated | 07/09/2014 |  | 04/12/2021
Cooper Controls | Novitas | 01-362-PC | Occupant Sensing Device | Device | True | True | True | True | True | True | True | True | True | False |  |  | False |  | False |  | False | False | False |  |  | Non Federally-Regulated | 08/26/2014 |  | 04/12/2021
Legrand / Pass & Seymour | Pass & Seymour | TD703PI | Dimmer | Device | True | True | True | True | True | True | True | True | True | [12 empty] | Non Federally-Regulated | 02/13/2015 |  | 04/12/2021
The Lighting Quotient | The Lighting Quotient | CLC-EN-08-**-*-* | Photosensor / Photocontrol Dev | Device | True | True | True | [18 empty] | Non Federally-Regulated | 09/10/2014 |  | 04/12/2021
Douglas Lighting Controls | Diversa | WORXDD2-DPR-L | Dimmer | Device | True | True | True | True | True | False |  | False | [13 empty] | Non Federally-Regulated | 10/10/2014 |  | 04/12/2021
Lutron Electronics Co., Inc. | Sensors | MS-OPS*-DDV***** | Occupant Sensing Device | Device | True | True | True | True | True | False |  |  |  | False |  |  | False |  | False |  | False | False | True | True | True | Non Federally-Regulated | 01/27/2014 |  | 04/12/2021
Enerlites, Inc. | Enerlites, Inc. | DWOS-3J-* | Occupant Sensing Device | Device | True | True | True | True | True | False |  |  |  | False |  |  | False |  | False |  | False | False | True | True | True | Non Federally-Regulated | 05/18/2015 |  | 04/12/2021
WattStopper, Inc. | WattStopper, Inc. | HBP-111-* | Occupant Sensing Device | Device | True | True | True | True | True | False |  |  |  | False |  |  | False |  | False |  | False | False | False |  |  | Non Federally-Regulated | 09/15/2014 |  | 04/12/2021
Signify North America Corporation | Philips | LRM2376 | Dimmer | Device | True | True | True | True | True | False |  | False | [13 empty] | Non Federally-Regulated | 07/17/2014 |  | 04/12/2021
Lutron Electronics Co., Inc. | Radio RA | RA-5NE**** | Dimmer | Device | True | True | True | True | True | True | True | True | True | [12 empty] | Non Federally-Regulated | 01/21/2014 |  | 04/12/2021
Crestron Electronics | Crestron Electronics | GLPAC-DIMFLV* | Astronomical Time Switch Contr | Device | True | True | True | True | True | True | True | True | True | True | [11 empty] | Non Federally-Regulated | 07/25/2014 |  | 04/12/2021
Legrand/WattStopper | WattStopper | WSP100DLA | Occupant Sensing Device | Device | True | True | True | True | True | False |  |  |  | False |  |  | True | True | False |  | False | False | False |  |  | Non Federally-Regulated | 01/07/2015 |  | 04/12/2021
Legrand/WattStopper | WattStopper | WSP321I | Occupant Sensing Device | Device | True | True | True | True | True | False |  |  |  | False |  |  | False |  | False |  | True | True | True | True | True | Non Federally-Regulated | 01/07/2015 |  | 04/12/2021
Legrand / Pass & Seymour | Pass & Seymour | WSCL453PW | Dimmer | Device | True | True | True | True | True | True | True | True | True | [12 empty] | Non Federally-Regulated | 02/13/2015 |  | 04/12/2021
Intermatic, Inc. | Intermatic, Inc. | ET8115C | Automatic Time Switch Control | Device | True | True | True | False | [17 empty] | Non Federally-Regulated | 07/17/2014 |  | 04/12/2021
Leviton Manufacturing Co., Inc. | Leviton | 6643 | Dimmer | Device | True | True | True | True | True | False |  | True | True | [12 empty] | Non Federally-Regulated | 12/01/2014 |  | 04/12/2021
Generpower(Shanghai) Co.,Ltd. | GenerPower | GP-MWACD010-0101 | Automatic Daylighting Control | Device | True | True | True | False |  | True | True | True | True | True | True | [10 empty] | Non Federally-Regulated | 08/04/2015 |  | 04/12/2021
NSi Industries | Tork | W0S-M | Occupant Sensing Device | Device | True | True | True | True | True | False |  |  |  | False |  |  | False |  | False |  | False | False | True | True | True | Non Federally-Regulated | 10/10/2014 |  | 04/12/2021
Intermatic, Inc. | Intermatic, Inc. | ET1725C | Automatic Time Switch Control | Device | True | True | True | False | [17 empty] | Non Federally-Regulated | 07/17/2014 |  | 04/12/2021
Legrand / Pass & Seymour | Pass & Seymour | WSSC53PLACCV6 | Dimmer | Device | True | True | True | True | True | True | True | True | True | [12 empty] | Non Federally-Regulated | 02/13/2015 |  | 04/12/2021
Signify North America Corporation | Philips | LRS2225/** | Occupant Sensing Device | Device | True | True | True | True | True | True | True | True | True | False |  |  | False |  | False |  | False | False | True | True | True | Non Federally-Regulated | 02/27/2015 |  | 04/12/2021
Douglas Lighting Controls | Diversa | WORSDD1-R-N | Occupant Sensing Device | Device | True | True | True | True | True | False |  |  |  | False |  |  | False |  | False |  | False | False | True | True | True | Non Federally-Regulated | 10/10/2014 |  | 04/12/2021
Steinel America, Inc. | Steinel | US WLS 2-W | Occupant Sensing Device | Device | True | True | True | True | True | True | True | True | True | False |  |  | False |  | False |  | False | False | False |  |  | Non Federally-Regulated | 10/28/2014 |  | 04/12/2021
Eaton Corp. | Eaton/Cooper Lighting | RF9540-ND** | Dimmer | Device | True | True | True | True | True | True | True | True | True | [12 empty] | Non Federally-Regulated | 03/06/2015 |  | 04/12/2021
IR-TEC International, Ltd. | IR-TEC International, Ltd. | LOD-300S** | Dimmer | Device | True | True | True | True | True | False |  | False | [13 empty] | Non Federally-Regulated | 10/02/2014 |  | 04/12/2021
Leviton Manufacturing Co., Inc. | Leviton | IPM10 | Dimmer | Device | True | True | True | True | True | False |  | True | True | [12 empty] | Non Federally-Regulated | 12/01/2014 |  | 04/12/2021
Exergy Controls, LLC | Exergy Controls | XRG-1200 | Astronomical Time Switch Contr | Device | True | True | True | True | True | True | True | True | True | True | [11 empty] | Non Federally-Regulated | 08/28/2014 |  | 04/12/2021
Electronic Theatre Controls, Inc. | Unison | MSC2 | Astronomical Time Switch Contr | Device | True | True | True | True | True | True | True | True | True | True | [11 empty] | Non Federally-Regulated | 12/26/2013 |  | 04/12/2021
IR-TEC International, Ltd. | IR-TEC International, Ltd. | BOA-316S** | Dimmer | Device | True | True | True | True | True | False |  | False | [13 empty] | Non Federally-Regulated | 10/02/2014 |  | 04/12/2021
Intermatic, Inc. | Intermatic, Inc. | ET2805C | Astronomical Time Switch Contr | Device | True | True | True | True | True | True | True | True | True | True | [11 empty] | Non Federally-Regulated | 04/28/2015 |  | 04/12/2021
Vantage Controls, Inc. | Vantage Controls, Inc. | RD11**-**** | Dimmer | Device | True | True | True | True | True | True | True | True | True | [12 empty] | Non Federally-Regulated | 12/02/2014 |  | 04/12/2021
Leviton Manufacturing Co., Inc. | Leviton | VPH06-*** | Dimmer | Device | True | True | True | True | True | False |  | True | True | [12 empty] | Non Federally-Regulated | 12/01/2014 |  | 04/12/2021
Legrand / Pass & Seymour | Pass & Seymour | WSLV703PW | Dimmer | Device | True | True | True | True | True | True | True | True | True | [12 empty] | Non Federally-Regulated | 02/13/2015 |  | 04/12/2021
Eaton Corp. | Eaton/Cooper Lighting | AF10** | Dimmer | Device | True | True | True | True | True | True | True | True | True | [12 empty] | Non Federally-Regulated | 03/06/2015 |  | 04/12/2021
Legrand/WattStopper | WattStopper | WSP301I | Occupant Sensing Device | Device | True | True | True | True | True | False |  |  |  | False |  |  | False |  | False |  | False | False | False |  |  | Non Federally-Regulated | 01/07/2015 |  | 04/12/2021
Leviton Manufacturing Co., Inc. | Leviton | 6691 | Dimmer | Device | True | True | True | True | True | False |  | True | True | [12 empty] | Non Federally-Regulated | 12/01/2014 |  | 04/12/2021
Intermatic, Inc. | Grasslin | TALENTO 892-24 | Automatic Time Switch Control | Device | True | True | True | False | [17 empty] | Non Federally-Regulated | 08/05/2014 |  | 04/12/2021
Gentec, Inc. | Schneider Electric | SERPL16HS | Automatic Time Switch Control | Device | True | True | True | True | True | True | [15 empty] | Non Federally-Regulated | 09/10/2014 |  | 04/12/2021
Intense Lighting | Intense Lighting | IPS126**-7A | Track Lighting Integral Curren | Device | True | True | True | True | True | True | True | True | True | [12 empty] | Non Federally-Regulated | 06/09/2015 |  | 04/12/2021
IR-TEC International, Ltd. | IR-TEC International, Ltd. | BOA-516S** | Occupant Sensing Device | Device | True | True | True | True | True | False |  |  |  | False |  |  | True | True | False |  | False | False | False |  |  | Non Federally-Regulated | 10/23/2014 |  | 04/12/2021
Lighting Control & Design | Lighting Control & Design | GR14**/****DTC*********** | Photosensor / Photocontrol Dev | Device | True | True | True | [18 empty] | Non Federally-Regulated | 07/15/2014 |  | 04/12/2021
Crestron Electronics | Crestron Electronics | GLS-LEXT | Automatic Daylighting Control | Device | True | True | True | True | True | True | True | True | True | True | True | [10 empty] | Non Federally-Regulated | 04/02/2014 |  | 04/12/2021
Leviton Manufacturing Co., Inc. | Leviton | ATM06 | Dimmer | Device | True | True | True | True | True | False |  | True | True | [12 empty] | Non Federally-Regulated | 12/01/2014 |  | 04/12/2021
Cooper Controls | Greengate | OSW-U-0721-MV | Occupant Sensing Device | Device | True | True | True | True | True | True | True | True | True | False |  |  | False |  | False |  | False | False | False |  |  | Non Federally-Regulated | 08/26/2014 |  | 04/12/2021
Legrand / Pass & Seymour | Pass & Seymour | LS1000 | Dimmer | Device | True | True | True | True | True | True | True | True | True | [12 empty] | Non Federally-Regulated | 02/13/2015 |  | 04/12/2021
Legrand / Pass & Seymour | Pass & Seymour | LSSC5BKV | Dimmer | Device | True | True | True | True | True | True | True | True | True | [12 empty] | Non Federally-Regulated | 02/13/2015 |  | 04/12/2021
Intermatic, Inc. | Intermatic, Inc. | ET2125CP | Automatic Time Switch Control | Device | True | True | True | True | True | True | [15 empty] | Non Federally-Regulated | 04/28/2015 |  | 04/12/2021
Lutron Electronics Co., Inc. | Homeworks | HRD-6D*** | Dimmer | Device | True | True | True | True | True | True | True | True | True | [12 empty] | Non Federally-Regulated | 01/21/2014 |  | 04/12/2021
Legrand / Pass & Seymour | Pass & Seymour | LS1000PLA | Dimmer | Device | True | True | True | True | True | True | True | True | True | [12 empty] | Non Federally-Regulated | 02/13/2015 |  | 04/12/2021
WattStopper, Inc. | WattStopper, Inc. | LMPS-6000 | Photosensor / Photocontrol Dev | Device | True | True | True | [18 empty] | Non Federally-Regulated | 12/15/2014 |  | 04/12/2021
Lehigh Electric Products Co. | Solitaire | STM-6 | Astronomical Time Switch Contr | Device | True | True | True | True | True | True | True | True | True | True | [11 empty] | Non Federally-Regulated | 03/10/2015 |  | 04/12/2021
Crestron Electronics | Crestron Electronics | DIN-1DIMU4 | Dimmer | Device | True | True | True | True | True | True | True | True | True | [12 empty] | Non Federally-Regulated | 07/25/2014 |  | 04/12/2021
Crestron Electronics | Crestron Electronics | GLPAC-DIMFLV*-PM | Dimmer | Device | True | True | True | True | True | True | True | True | True | [12 empty] | Non Federally-Regulated | 07/25/2014 |  | 04/12/2021
Cooper Controls | Greengate | ONW-D-1001-RR7-* | Occupant Sensing Device | Device | True | True | True | True | True | True | True | True | True | False |  |  | False |  | False |  | False | False | False |  |  | Non Federally-Regulated | 08/26/2014 |  | 04/12/2021
Lehigh Electric Products Co. | Solitaire | STM-6 | Dimmer | Device | True | True | True | True | True | True | True | True | True | [12 empty] | Non Federally-Regulated | 03/18/2015 |  | 04/12/2021
The Lighting Quotient | The Lighting Quotient | CMS-EN-03-**-* | Occupant Sensing Device | Device | True | True | True | True | True | False |  |  |  | False |  |  | True | True | False |  | True | True | True | True | True | Non Federally-Regulated | 09/17/2014 |  | 04/12/2021
Sensor Switch, Inc. | Sensor Switch | SSD VA ************ | Occupant Sensing Device | Device | True | True | True | True | True | False |  |  |  | False |  |  | False |  | False |  | False | False | True | True | True | Non Federally-Regulated | 07/08/2014 |  | 04/12/2021
The Lighting Quotient | The Lighting Quotient | CBC-EN-10-**-*-* | Occupant Sensing Device | Device | True | True | True | True | True | False |  |  |  | False |  |  | True | True | False |  | True | True | True | True | True | Non Federally-Regulated | 09/10/2014 |  | 04/12/2021
Gentec, Inc. | Kameleon | K4-08-PA-S* | Automatic Time Switch Control | Device | True | True | True | True | True | True | [15 empty] | Non Federally-Regulated | 09/10/2014 |  | 04/12/2021
Enerlites, Inc. | Intermatic, Inc. | IOS-DOV-DT-* | Occupant Sensing Device | Device | True | True | True | True | True | True | True | True | True | False |  |  | False |  | False |  | False | False | True | True | True | Non Federally-Regulated | 09/28/2015 |  | 04/12/2021
ZHEJIANG YUANTAI ELECTRICAL TECHNOLOGY CO., LTD. | Yoti | YM2108T | Occupant Sensing Device | Device | True | True | True | True | True | False |  |  |  | False |  |  | False |  | False |  | False | False | False |  |  | Non Federally-Regulated | 02/28/2014 |  | 04/12/2021
Light Corporation | Kanepi | B-W-00 | Dimmer | Device | True | True | True | True | True | False |  | False | [13 empty] | Non Federally-Regulated | 04/02/2014 |  | 04/12/2021
Eaton Corp. | Eaton/Cooper Lighting | RI06PL* | Dimmer | Device | True | True | True | True | True | True | True | True | True | [12 empty] | Non Federally-Regulated | 03/06/2015 |  | 04/12/2021
WattStopper, Inc. | WattStopper, Inc. | LICA48-*-*-*-*-* | Automatic Time Switch Control | Device | True | True | True | True | True | True | [15 empty] | Non Federally-Regulated | 09/15/2014 |  | 04/12/2021
Legrand/WattStopper | WattStopper | WDT301GRY | Occupant Sensing Device | Device | True | True | True | True | True | True | True | True | True | False |  |  | False |  | False |  | False | False | False |  |  | Non Federally-Regulated | 01/07/2015 |  | 04/12/2021
Generpower(Shanghai) Co.,Ltd. | GenerPower | GP-MWDCD000-04 | Automatic Daylighting Control | Device | True | True | True | False |  | True | True | True | True | True | True | [10 empty] | Non Federally-Regulated | 08/04/2015 |  | 04/12/2021
Lutron Electronics Co., Inc. | Radio RA2 | RR-3PD***** | Dimmer | Device | True | True | True | True | True | True | True | False | [13 empty] | Non Federally-Regulated | 01/21/2014 |  | 04/12/2021
Intermatic, Inc. | Intermatic, Inc. | ET91615CR | Automatic Time Switch Control | Device | True | True | True | True | True | True | [15 empty] | Non Federally-Regulated | 12/03/2014 |  | 04/12/2021
Legrand / Pass & Seymour | Pass & Seymour | WSSC53PWCCV6 | Dimmer | Device | True | True | True | True | True | True | True | True | True | [12 empty] | Non Federally-Regulated | 02/13/2015 |  | 04/12/2021
Intermatic, Inc. | Intermatic, Inc. | ET1115C | Automatic Time Switch Control | Device | True | True | True | False | [17 empty] | Non Federally-Regulated | 07/17/2014 |  | 04/12/2021
Lutron Electronics Co., Inc. | Sensors | UMS-OP600M******* | Occupant Sensing Device | Device | True | True | True | True | True | False |  |  |  | False |  |  | True | True | False |  | False | False | True | True | True | Non Federally-Regulated | 01/27/2014 |  | 04/12/2021
Sensor Switch, Inc. | Sensor Switch | CMRB PDT ** 2P********** | Occupant Sensing Device | Device | True | True | True | True | True | False |  |  |  | False |  |  | False |  | False |  | False | False | False |  |  | Non Federally-Regulated | 07/08/2014 |  | 04/12/2021
Lutron Electronics Co., Inc. | PowPak | URMJ-ECO32-DV-B | Dimmer | Device | True | True | True | True | True | False |  | False | [13 empty] | Non Federally-Regulated | 10/31/2014 |  | 04/12/2021
Intermatic, Inc. | Intermatic, Inc. | ET90115C | Automatic Time Switch Control | Device | True | True | True | True | True | True | [15 empty] | Non Federally-Regulated | 12/03/2014 |  | 04/12/2021
Legrand / Pass & Seymour | Pass & Seymour | WSLV700WCCV6 | Dimmer | Device | True | True | True | True | True | True | True | True | True | [12 empty] | Non Federally-Regulated | 02/13/2015 |  | 04/12/2021
WattStopper, Inc. | WattStopper, Inc. | LMCP-GE24 | Automatic Time Switch Control | Device | True | True | True | True | True | True | [15 empty] | Non Federally-Regulated | 12/15/2014 |  | 04/12/2021
Distech Controls | Distech Controls | ECx-Light-4DALI-WD | Dimmer | Device | True | True | True | True | True | True | True | True | True | [12 empty] | Non Federally-Regulated | 10/28/2014 |  | 04/12/2021
Leviton Manufacturing Co., Inc. | Leviton | 6668 | Dimmer | Device | True | True | True | True | True | False |  | True | True | [12 empty] | Non Federally-Regulated | 12/01/2014 |  | 04/12/2021
Intense Lighting | Intense Lighting | IS126**-2A-T24 | Track Lighting Integral Curren | Device | True | True | True | True | True | True | True | True | True | [12 empty] | Non Federally-Regulated | 05/27/2015 |  | 04/12/2021
Legrand / Pass & Seymour | Pass & Seymour | TD1103PICCV6 | Dimmer | Device | True | True | True | True | True | True | True | True | True | [12 empty] | Non Federally-Regulated | 02/13/2015 |  | 04/12/2021
Signify North America Corporation | Philips | V600VAUW | Dimmer | Device | True | True | True | True | True | False |  | True | True | [12 empty] | Non Federally-Regulated | 07/17/2014 |  | 04/12/2021
Eaton Corp. | Eaton/Cooper Lighting | DLC03P** | Dimmer | Device | True | True | True | True | True | True | True | True | True | [12 empty] | Non Federally-Regulated | 03/06/2015 |  | 04/12/2021
WattStopper, Inc. | WattStopper, Inc. | EOSW-102 | Occupant Sensing Device | Device | True | True | True | True | True | False |  |  |  | False |  |  | False |  | False |  | True | True | True | True | True | Non Federally-Regulated | 09/15/2014 |  | 04/12/2021
Gentec, Inc. | Kameleon | K8-08-PA-S* | Automatic Time Switch Control | Device | True | True | True | True | True | True | [15 empty] | Non Federally-Regulated | 09/10/2014 |  | 04/12/2021
Distech Controls | Distech Controls | ECx-Light-4-WD | Astronomical Time Switch Contr | Device | True | True | True | True | True | True | True | True | True | True | [11 empty] | Non Federally-Regulated | 10/28/2014 |  | 04/12/2021
Lightolier | Lightolier | 9033** | Track Lighting Integral Curren | Device | True | True | True | True | True | True | True | True | True | [12 empty] | Non Federally-Regulated | 01/27/2015 |  | 04/12/2021
Enerlites, Inc. | Intermatic, Inc. | IOS-DOV-** | Occupant Sensing Device | Device | True | True | True | True | True | False |  |  |  | False |  |  | False |  | False |  | False | False | True | True | True | Non Federally-Regulated | 09/16/2014 |  | 04/12/2021
Gentec, Inc. | Schneider Electric | SERPL8HS | Automatic Time Switch Control | Device | True | True | True | True | True | True | [15 empty] | Non Federally-Regulated | 09/10/2014 |  | 04/12/2021
Lighting Control & Design | Lighting Control & Design | XPA-SBOR******* | Dimmer | Device | True | True | True | True | True | False |  | False | [13 empty] | Non Federally-Regulated | 07/15/2014 |  | 04/12/2021
Lutron Electronics Co., Inc. | Grafik Eye | GRX-3************ | Dimmer | Device | True | True | True | True | True | True | True | False | [13 empty] | Non Federally-Regulated | 01/21/2014 |  | 04/12/2021
Intense Lighting | Intense Lighting | IS126**-7A-T24 | Track Lighting Integral Curren | Device | True | True | True | True | True | True | True | True | True | [12 empty] | Non Federally-Regulated | 05/27/2015 |  | 04/12/2021
Intense Lighting | Intense Lighting | IPS126**-2A | Track Lighting Integral Curren | Device | True | True | True | True | True | True | True | True | True | [12 empty] | Non Federally-Regulated | 06/09/2015 |  | 04/12/2021
WAC Lighting Co. | J Track Current Limiter | TJL-JI-*-*/**-** | Track Lighting Integral Curren | Device | True | True | True | True | True | True | True | True | True | [12 empty] | Non Federally-Regulated | 08/14/2015 |  | 04/12/2021
Schneider Electric | SERP | SERPTC411 | Automatic Time Switch Control | Device | True | True | True | True | True | True | [15 empty] | Non Federally-Regulated | 07/28/2014 |  | 04/12/2021
Signify North America Corporation | Philips | DMBC320-DALI-***-NA | Automatic Daylighting Control | Device | True | True | True | True | True | True | True | True | True | True | True | [10 empty] | Non Federally-Regulated | 07/17/2014 |  | 04/12/2021
Cooper Controls | Greengate | OMC-U-* | Occupant Sensing Device | Device | True | True | True | True | True | True | True | True | True | False |  |  | False |  | False |  | False | False | False |  |  | Non Federally-Regulated | 08/26/2014 |  | 04/12/2021
Legrand / Pass & Seymour | Pass & Seymour | DR1103PV | Dimmer | Device | True | True | True | True | True | True | True | True | True | [12 empty] | Non Federally-Regulated | 02/13/2015 |  | 04/12/2021
Legrand / Pass & Seymour | Pass & Seymour | R1000IV | Dimmer | Device | True | True | True | True | True | True | True | True | True | [12 empty] | Non Federally-Regulated | 02/13/2015 |  | 04/12/2021
Intermatic, Inc. | Intermatic, Inc. | ET1125C | Automatic Time Switch Control | Device | True | True | True | False | [17 empty] | Non Federally-Regulated | 07/17/2014 |  | 04/12/2021
WattStopper, Inc. | WattStopper, Inc. | WPIR | Occupant Sensing Device | Device | True | True | True | True | True | False |  |  |  | False |  |  | False |  | False |  | False | False | False |  |  | Non Federally-Regulated | 09/15/2014 |  | 04/12/2021
WAC Lighting Co. | J Track Current Limiter | TJL-JLE-*/**-** | Track Lighting Integral Curren | Device | True | True | True | True | True | True | True | True | True | [12 empty] | Non Federally-Regulated | 08/14/2015 |  | 04/12/2021
Leviton Manufacturing Co., Inc. | Leviton | 6681 | Dimmer | Device | True | True | True | True | True | False |  | True | True | [12 empty] | Non Federally-Regulated | 12/01/2014 |  | 04/12/2021
Honeywell International | Honeywell | CLMRF26ANSWH | Photosensor / Photocontrol Dev | Device | True | True | True | [18 empty] | Non Federally-Regulated | 02/20/2014 |  | 04/12/2021
Legrand / Pass & Seymour | Pass & Seymour | TDDH163PLA | Dimmer | Device | True | True | True | True | True | True | True | True | True | [12 empty] | Non Federally-Regulated | 02/13/2015 |  | 04/12/2021
IR-TEC International, Ltd. | IR-TEC International, Ltd. | BPD-510S** | Automatic Daylighting Control | Device | True | True | True | False |  | False |  | True | True | True | True | [10 empty] | Non Federally-Regulated | 04/10/2015 |  | 04/12/2021
Douglas Lighting Controls | Diversa | WORBID2-DPR-L | Dimmer | Device | True | True | True | True | True | False |  | False | [13 empty] | Non Federally-Regulated | 10/10/2014 |  | 04/12/2021
Legrand / Pass & Seymour | Pass & Seymour | R603PLTKV | Dimmer | Device | True | True | True | True | True | True | True | True | True | [12 empty] | Non Federally-Regulated | 02/13/2015 |  | 04/12/2021
Lightolier | Lightolier | 6199** | Track Lighting Integral Curren | Device | True | True | True | True | True | True | True | True | True | [12 empty] | Non Federally-Regulated | 01/27/2015 |  | 04/12/2021
Legrand/WattStopper | WattStopper | WSP321LA | Occupant Sensing Device | Device | True | True | True | True | True | False |  |  |  | False |  |  | False |  | False |  | True | True | True | True | True | Non Federally-Regulated | 01/07/2015 |  | 04/12/2021
Legrand / Pass & Seymour | Pass & Seymour | DR1103PWV | Dimmer | Device | True | True | True | True | True | True | True | True | True | [12 empty] | Non Federally-Regulated | 02/13/2015 |  | 04/12/2021
Legrand / Pass & Seymour | Pass & Seymour | WS700 | Dimmer | Device | True | True | True | True | True | True | True | True | True | [12 empty] | Non Federally-Regulated | 02/13/2015 |  | 04/12/2021
IR-TEC International, Ltd. | IR-TEC International, Ltd. | LBT-700S** | Occupant Sensing Device | Device | True | True | True | True | True | False |  |  |  | False |  |  | False |  | False |  | False | True | True | True | True | Non Federally-Regulated | 09/22/2014 |  | 04/12/2021
Hubbell Building Automation | Hubbell Building Automation | CX24******* | Automatic Time Switch Control | Device | True | True | True | True | True | True | [15 empty] | Non Federally-Regulated | 02/04/2014 |  | 04/12/2021
Legrand / Pass & Seymour | Pass & Seymour | WSCL453TCCCV4 | Dimmer | Device | True | True | True | True | True | True | True | True | True | [12 empty] | Non Federally-Regulated | 02/13/2015 |  | 04/12/2021
Enerlites, Inc. | Enerlites, Inc. | DWOS-1277-* | Occupant Sensing Device | Device | True | True | True | True | True | False |  |  |  | False |  |  | False |  | False |  | False | False | True | True | True | Non Federally-Regulated | 09/16/2014 |  | 04/12/2021
Hubbell Building Automation | Hubbell Building Automation | WIH-OS-DIA* | Occupant Sensing Device | Device | True | True | True | True | True | False |  |  |  | False |  |  | False |  | False |  | False | False | False |  |  | Non Federally-Regulated | 02/04/2014 |  | 04/12/2021
GE Lighting, a Savant company | GE Lighting Controls | HB-12-DR-* | Occupant Sensing Device | Device | True | True | True | True | True | False |  |  |  | False |  |  | False |  | False |  | True | False | False | True |  | Non Federally-Regulated | 08/04/2014 |  | 04/12/2021
Intense Lighting | Intense Lighting | IS235**-10A-T24 | Track Lighting Integral Curren | Device | True | True | True | True | True | True | True | True | True | [12 empty] | Non Federally-Regulated | 05/20/2015 |  | 04/12/2021
Crestron Electronics | Crestron Electronics | GLPAC-DIMFLV* | Automatic Time Switch Control | Device | True | True | True | True | True | True | [15 empty] | Non Federally-Regulated | 07/25/2014 |  | 04/12/2021
Legrand / Pass & Seymour | Pass & Seymour | WS1100LACCV6 | Dimmer | Device | True | True | True | True | True | True | True | True | True | [12 empty] | Non Federally-Regulated | 02/13/2015 |  | 04/12/2021
Eaton Corp. | Eaton/Cooper Lighting | TAL06P** | Dimmer | Device | True | True | True | True | True | True | True | True | True | [12 empty] | Non Federally-Regulated | 03/06/2015 |  | 04/12/2021
Legrand/WattStopper | WattStopper | EWS200W | Occupant Sensing Device | Device | True | True | True | True | True | False |  |  |  | False |  |  | False |  | False |  | True | True | True | True | True | Non Federally-Regulated | 01/07/2015 |  | 04/12/2021
Electronic Theatre Controls, Inc. | Unison | MSC3 | Automatic Time Switch Control | Device | True | True | True | True | True | True | [15 empty] | Non Federally-Regulated | 12/26/2013 |  | 04/12/2021
Signify North America Corporation | Philips | LRD1730/** | Photosensor / Photocontrol Dev | Device | True | True | True | [18 empty] | Non Federally-Regulated | 07/09/2014 |  | 04/12/2021
WattStopper, Inc. | WattStopper, Inc. | PW-100D-* | Occupant Sensing Device | Device | True | True | True | True | True | False |  |  |  | False |  |  | True | True | False |  | False | False | False |  |  | Non Federally-Regulated | 09/15/2014 |  | 04/12/2021
Intermatic, Inc. | Grasslin | FM1QTUZ-120U | Automatic Time Switch Control | Device | True | True | True | False | [17 empty] | Non Federally-Regulated | 08/05/2014 |  | 04/12/2021
Legrand/WattStopper | WattStopper | EWS201LA | Occupant Sensing Device | Device | True | True | True | True | True | False |  |  |  | False |  |  | False |  | False |  | True | True | True | True | True | Non Federally-Regulated | 01/07/2015 |  | 04/12/2021
Legrand/WattStopper | WattStopper | EWS101BK | Occupant Sensing Device | Device | True | True | True | True | True | False |  |  |  | False |  |  | False |  | False |  | False | False | False |  |  | Non Federally-Regulated | 01/07/2015 |  | 04/12/2021
Intermatic, Inc. | Intermatic, Inc. | ET2805CR | Automatic Time Switch Control | Device | True | True | True | True | True | True | [15 empty] | Non Federally-Regulated | 04/28/2015 |  | 04/12/2021
NSi Industries | Tork | DZM200BP | Astronomical Time Switch Contr | Device | True | True | True | True | True | True | True | True | True | True | [11 empty] | Non Federally-Regulated | 10/10/2014 |  | 04/12/2021
WattStopper, Inc. | WattStopper, Inc. | LMDW-100-* | Occupant Sensing Device | Device | True | True | True | True | True | True | True | True | True | False |  |  | False |  | False |  | False | False | False |  |  | Non Federally-Regulated | 09/15/2014 |  | 04/12/2021
Intermatic, Inc. | Grasslin | GMXFM1D50-O-12 | Automatic Time Switch Control | Device | True | True | True | False | [17 empty] | Non Federally-Regulated | 08/05/2014 |  | 04/12/2021
Cooper Controls | Greengate | OSD-MVN-* | Occupant Sensing Device | Device | True | True | True | True | True | True | True | True | True | False |  |  | False |  | False |  | False | False | False |  |  | Non Federally-Regulated | 08/26/2014 |  | 04/12/2021
Enerlites, Inc. | Enerlites, Inc. | MDC-52V-* | Occupant Sensing Device | Device | True | True | True | True | True | True | True | True | True | False |  |  | False |  | False |  | False | False | False |  |  | Non Federally-Regulated | 09/16/2014 |  | 04/12/2021
Intense Lighting | Intense Lighting | IS125**-7A | Track Lighting Integral Curren | Device | True | True | True | True | True | True | True | True | True | [12 empty] | Non Federally-Regulated | 05/27/2015 |  | 04/12/2021
Leviton Manufacturing Co., Inc. | Leviton | OSS10-I** | Occupant Sensing Device | Device | True | True | True | True | True | False |  |  |  | False |  |  | False |  | False |  | False | False | True | True | True | Non Federally-Regulated | 07/30/2014 |  | 04/12/2021
Lutron Electronics Co., Inc. | Lutron | FAELV-500M******* | Dimmer | Device | True | True | True | True | True | True | True | True | True | [12 empty] | Non Federally-Regulated | 01/21/2014 |  | 04/12/2021
Steinel America, Inc. | Steinel | IR WLS 2-W | Occupant Sensing Device | Device | True | True | True | True | True | False |  |  |  | False |  |  | False |  | False |  | False | False | False |  |  | Non Federally-Regulated | 10/28/2014 |  | 04/12/2021
Intermatic, Inc. | Grasslin | PC2-D30-120-LS1 | Photosensor / Photocontrol Dev | Device | True | True | True | [18 empty] | Non Federally-Regulated | 08/05/2014 |  | 04/12/2021
Lutron Electronics Co., Inc. | Sensors | EC-DIR******* | Photosensor / Photocontrol Dev | Device | True | True | True | [18 empty] | Non Federally-Regulated | 01/27/2014 |  | 04/12/2021
Intermatic, Inc. | Intermatic, Inc. | ET2125CR | Automatic Time Switch Control | Device | True | True | True | True | True | True | [15 empty] | Non Federally-Regulated | 04/28/2015 |  | 04/12/2021
ELCO Lighting | ELCO Lighting | EP840B-12A | Track Lighting Integral Curren | Device | True | True | True | True | True | True | True | True | True | [12 empty] | Non Federally-Regulated | 08/07/2014 |  | 04/12/2021
Leviton Manufacturing Co., Inc. | Leviton | OSFHB-I** | Occupant Sensing Device | Device | True | True | True | True | True | False |  |  |  | False |  |  | False |  | False |  | False | False | False |  |  | Non Federally-Regulated | 07/30/2014 |  | 04/12/2021
Cooper Controls | Greengate | VNLW-P-1001-MV-N-* | Occupant Sensing Device | Device | True | True | True | True | True | True | True | True | True | False |  |  | False |  | False |  | True | True | True | True | True | Non Federally-Regulated | 08/26/2014 |  | 04/12/2021
Distech Controls | Distech Controls | ECx-Light-4-STP | Automatic Daylighting Control | Device | True | True | True | False |  | True | True | True | True | True | True | [10 empty] | Non Federally-Regulated | 10/28/2014 |  | 04/12/2021
IR-TEC International, Ltd. | IR-TEC International, Ltd. | BBT-700S** | Occupant Sensing Device | Device | True | True | True | True | True | False |  |  |  | False |  |  | False |  | False |  | True | True | True | True | True | Non Federally-Regulated | 04/10/2015 |  | 04/12/2021
IR-TEC International, Ltd. | IR-TEC International, Ltd. | COS-316S** | Occupant Sensing Device | Device | True | True | True | True | True | False |  |  |  | False |  |  | True | True | False |  | False | False | False |  |  | Non Federally-Regulated | 10/23/2014 |  | 04/12/2021
Signify North America Corporation | Philips | MHP1000** | Dimmer | Device | True | True | True | True | True | True | True | True | True | [12 empty] | Non Federally-Regulated | 07/17/2014 |  | 04/12/2021
Leviton Manufacturing Co., Inc. | Leviton | ODS15-TD* | Occupant Sensing Device | Device | True | True | True | True | True | False |  |  |  | False |  |  | False |  | False |  | False | False | True | True | True | Non Federally-Regulated | 07/15/2014 |  | 04/12/2021
Legrand / Pass & Seymour | Pass & Seymour | LSSC5PLAV | Dimmer | Device | True | True | True | True | True | True | True | True | True | [12 empty] | Non Federally-Regulated | 02/13/2015 |  | 04/12/2021
WattStopper, Inc. | WattStopper, Inc. | PW-203-* | Occupant Sensing Device | Device | True | True | True | True | True | False |  |  |  | False |  |  | False |  | False |  | False | False | False |  |  | Non Federally-Regulated | 09/15/2014 |  | 04/12/2021
Legrand / Pass & Seymour | Pass & Seymour | H703PDBCCV4 | Dimmer | Device | True | True | True | True | True | True | True | True | True | [12 empty] | Non Federally-Regulated | 02/13/2015 |  | 04/12/2021
WattStopper, Inc. | WattStopper, Inc. | WD-270-* | Dimmer | Device | True | True | True | True | True | True | True | True | True | [12 empty] | Non Federally-Regulated | 08/28/2014 |  | 04/12/2021
Leviton Manufacturing Co., Inc. | Leviton | O3C15-*** | Occupant Sensing Device | Device | True | True | True | True | True | False |  |  |  | False |  |  | False |  | False |  | False | False | True | True | True | Non Federally-Regulated | 07/15/2014 |  | 04/12/2021
Con-Tech Lighting | Regulator Series | LA-23T-R**/***** | Track Lighting Integral Curren | Device | True | True | True | True | True | True | True | True | True | [12 empty] | Non Federally-Regulated | 07/14/2014 |  | 04/12/2021
Honeywell International | Honeywell | CLMSVP600MWH | Dimmer | Device | True | True | True | True | True | True | True | True | True | [12 empty] | Non Federally-Regulated | 02/20/2014 |  | 04/12/2021
Evolve Controls | Evolve Controls | LRM-AS | Dimmer | Device | True | True | True | True | True | True | True | True | True | [12 empty] | Non Federally-Regulated | 09/08/2015 |  | 04/12/2021
Legrand / Pass & Seymour | Pass & Seymour | LSSC5PWV | Dimmer | Device | True | True | True | True | True | True | True | True | True | [12 empty] | Non Federally-Regulated | 02/13/2015 |  | 04/12/2021
Honeywell International | Honeywell | YCLB6438S-1 | Photosensor / Photocontrol Dev | Device | True | True | True | [18 empty] | Non Federally-Regulated | 02/20/2014 |  | 04/12/2021
Distech Controls | Distech Controls | EC-Multi-Sensor-MLT | Photosensor / Photocontrol Dev | Device | True | True | True | [18 empty] | Non Federally-Regulated | 10/28/2014 |  | 04/12/2021
Sensor Switch, Inc. | Sensor Switch | RMR PDT ** 2P********** | Occupant Sensing Device | Device | True | True | True | True | True | False |  |  |  | False |  |  | False |  | False |  | False | False | False |  |  | Non Federally-Regulated | 07/08/2014 |  | 04/12/2021
WattStopper, Inc. | WattStopper, Inc. | LMDW-102-* | Occupant Sensing Device | Device | True | True | True | True | True | True | True | True | True | False |  |  | False |  | False |  | True | True | True | True | True | Non Federally-Regulated | 09/15/2014 |  | 04/12/2021
ELCO Lighting | ELCO Lighting | EP840B-2A | Track Lighting Integral Curren | Device | True | True | True | True | True | True | True | True | True | [12 empty] | Non Federally-Regulated | 08/07/2014 |  | 04/12/2021
Sensor Switch, Inc. | Sensor Switch | RMR PC******* | Photosensor / Photocontrol Dev | Device | True | True | True | [18 empty] | Non Federally-Regulated | 07/08/2014 |  | 04/12/2021
Lutron Electronics Co., Inc. | PowPak | RMJ-5T-DV-B | Dimmer | Device | True | True | True | True | True | True | True | False | [13 empty] | Non Federally-Regulated | 10/31/2014 |  | 04/12/2021
Intense Lighting | Intense Lighting | IS235**-1A-T24 | Track Lighting Integral Curren | Device | True | True | True | True | True | True | True | True | True | [12 empty] | Non Federally-Regulated | 05/20/2015 |  | 04/12/2021
Eaton Corp. | Eaton/Cooper Lighting | 9573** | Dimmer | Device | True | True | True | True | True | True | True | True | True | [12 empty] | Non Federally-Regulated | 03/06/2015 |  | 04/12/2021
Hubbell Building Automation | Hubbell Building Automation | WIR-MOD***** | Automatic Time Switch Control | Device | True | True | True | True | True | True | [15 empty] | Non Federally-Regulated | 05/12/2014 |  | 04/12/2021
Lutron Electronics Co., Inc. | Homeworks | HRT-3LD*** | Dimmer | Device | True | True | True | True | True | True | True | False | [13 empty] | Non Federally-Regulated | 01/21/2014 |  | 04/12/2021
Lighting Control & Design | Lighting Control & Design | GR24**/**DTC*********** | Automatic Time Switch Control | Device | True | True | True | True | True | True | [15 empty] | Non Federally-Regulated | 07/15/2014 |  | 04/12/2021
Legrand / Pass & Seymour | Pass & Seymour | WS700WCCV6 | Dimmer | Device | True | True | True | True | True | True | True | True | True | [12 empty] | Non Federally-Regulated | 02/13/2015 |  | 04/12/2021
Digital Lumens | Digital Lumens | LLE=*-ST-*-*** | Photosensor / Photocontrol Dev | Device | True | True | True | [18 empty] | Non Federally-Regulated | 07/29/2014 |  | 04/12/2021
Intermatic, Inc. | Grasslin | FM1D20-24 | Automatic Time Switch Control | Device | True | True | True | False | [17 empty] | Non Federally-Regulated | 08/05/2014 |  | 04/12/2021
Douglas Lighting Controls | Diversa | WORXID1-N-N | Occupant Sensing Device | Device | True | True | True | True | True | False |  |  |  | False |  |  | False |  | False |  | False | False | True | True | True | Non Federally-Regulated | 10/10/2014 |  | 04/12/2021
Cooper Controls | Greengate | PC-O | Photosensor / Photocontrol Dev | Device | True | True | True | [18 empty] | Non Federally-Regulated | 08/26/2014 |  | 04/12/2021
Signify North America Corporation | Philips | LLC1654/** | Photosensor / Photocontrol Dev | Device | True | True | True | [18 empty] | Non Federally-Regulated | 07/09/2014 |  | 04/12/2021
Intense Lighting | Intense Lighting | IS125**-5A | Track Lighting Integral Curren | Device | True | True | True | True | True | True | True | True | True | [12 empty] | Non Federally-Regulated | 05/27/2015 |  | 04/12/2021
Legrand / Pass & Seymour | Pass & Seymour | TSC5LAV | Dimmer | Device | True | True | True | True | True | True | True | True | True | [12 empty] | Non Federally-Regulated | 02/13/2015 |  | 04/12/2021
Intense Lighting | Intense Lighting | IS125**-5A-T24 | Track Lighting Integral Curren | Device | True | True | True | True | True | True | True | True | True | [12 empty] | Non Federally-Regulated | 05/27/2015 |  | 04/12/2021
Legrand/WattStopper | WattStopper | WSP101DI | Occupant Sensing Device | Device | True | True | True | True | True | False |  |  |  | False |  |  | True | True | False |  | False | False | False |  |  | Non Federally-Regulated | 01/07/2015 |  | 04/12/2021
Leviton Manufacturing Co., Inc. | Leviton | DDX12-*** | Dimmer | Device | True | True | True | True | True | False |  | True | True | [12 empty] | Non Federally-Regulated | 12/01/2014 |  | 04/12/2021
Legrand/WattStopper | WattStopper | WDT321I | Occupant Sensing Device | Device | True | True | True | True | True | True | True | True | True | False |  |  | False |  | False |  | True | True | True | True | True | Non Federally-Regulated | 01/07/2015 |  | 04/12/2021
ELCO Lighting | ELCO Lighting | EP840W-12A | Track Lighting Integral Curren | Device | True | True | True | True | True | True | True | True | True | [12 empty] | Non Federally-Regulated | 08/07/2014 |  | 04/12/2021
Intermatic, Inc. | Intermatic, Inc. | ET91615CR | Astronomical Time Switch Contr | Device | True | True | True | True | True | True | True | True | True | True | [11 empty] | Non Federally-Regulated | 12/03/2014 |  | 04/12/2021
Legrand / Pass & Seymour | Pass & Seymour | LSLV603PBK | Dimmer | Device | True | True | True | True | True | True | True | True | True | [12 empty] | Non Federally-Regulated | 02/13/2015 |  | 04/12/2021
NSi Industries | Tork | 2001 | Photosensor / Photocontrol Dev | Device | True | True | True | [18 empty] | Non Federally-Regulated | 10/10/2014 |  | 04/12/2021
Nora Lighting | Nora Current Limiter for Track Lighting | NT-2348*/5A | Track Lighting Integral Curren | Device | True | True | True | True | True | True | True | True | True | [12 empty] | Non Federally-Regulated | 06/16/2014 |  | 04/12/2021
Carolina Products, Inc. | Carolina Products | CPI-2000 | Automatic Daylighting Control | Device | True | True | True | False |  | True | True | True | True | True | True | [10 empty] | Non Federally-Regulated | 08/25/2014 |  | 04/12/2021
Evolve Controls | Evolve Controls | PIR-100 | Occupant Sensing Device | Device | True | True | True | True | True | False |  |  |  | False |  |  | True | True | False |  | False | False | True | True | True | Non Federally-Regulated | 09/08/2015 |  | 04/12/2021
Legrand / Pass & Seymour | Pass & Seymour | DRLV703PLA | Dimmer | Device | True | True | True | True | True | True | True | True | True | [12 empty] | Non Federally-Regulated | 02/13/2015 |  | 04/12/2021
WattStopper, Inc. | WattStopper, Inc. | DW-200-* | Occupant Sensing Device | Device | True | True | True | True | True | True | True | True | True | False |  |  | False |  | False |  | True | True | True | True | True | Non Federally-Regulated | 09/15/2014 |  | 04/12/2021
Crestron Electronics | Crestron Electronics | CLW-DIMSWEX | Dimmer | Device | True | True | True | True | True | True | True | True | True | [12 empty] | Non Federally-Regulated | 07/25/2014 |  | 04/12/2021
Signify North America Corporation | Philips | LRI1663/** | Photosensor / Photocontrol Dev | Device | True | True | True | [18 empty] | Non Federally-Regulated | 07/09/2014 |  | 04/12/2021
NSi Industries | Tork | WOS-MN2R | Occupant Sensing Device | Device | True | True | True | True | True | False |  |  |  | False |  |  | False |  | False |  | False | True | True | True | True | Non Federally-Regulated | 10/10/2014 |  | 04/12/2021
WattStopper, Inc. | WattStopper, Inc. | UT-355 | Occupant Sensing Device | Device | True | True | True | True | True | True | True | True | True | False |  |  | False |  | False |  | False | False | False |  |  | Non Federally-Regulated | 10/21/2014 |  | 04/12/2021
WAC Lighting Co. | J2 Track Current Limiter | TJL-J2LE-*/**-** | Track Lighting Integral Curren | Device | True | True | True | True | True | True | True | True | True | [12 empty] | Non Federally-Regulated | 08/14/2015 |  | 04/12/2021
Eaton Corp. | Eaton/Cooper Lighting | DF8AP* | Dimmer | Device | True | True | True | True | True | True | True | True | True | [12 empty] | Non Federally-Regulated | 03/06/2015 |  | 04/12/2021
Signify North America Corporation | Philips | DMBC320-DALI-***-NA | Dimmer | Device | True | True | True | True | True | False |  | False | [13 empty] | Non Federally-Regulated | 07/17/2014 |  | 04/12/2021
Honeywell International | Honeywell | CLMSVP600MWH | Occupant Sensing Device | Device | True | True | True | True | True | False |  |  |  | False |  |  | True | True | False |  | True | True | True | True | True | Non Federally-Regulated | 02/20/2014 |  | 04/12/2021
Leviton Manufacturing Co., Inc. | Leviton | 6613 | Dimmer | Device | True | True | True | True | True | False |  | True | True | [12 empty] | Non Federally-Regulated | 12/01/2014 |  | 04/12/2021
NSi Industries | Tork | DGLC100A-NC | Astronomical Time Switch Contr | Device | True | True | True | True | True | True | True | True | True | True | [11 empty] | Non Federally-Regulated | 10/10/2014 |  | 04/12/2021
Legrand / Pass & Seymour | Pass & Seymour | H703PTCCCV6 | Dimmer | Device | True | True | True | True | True | True | True | True | True | [12 empty] | Non Federally-Regulated | 02/13/2015 |  | 04/12/2021
Leviton Manufacturing Co., Inc. | Leviton | DSX12-*** | Dimmer | Device | True | True | True | True | True | False |  | True | True | [12 empty] | Non Federally-Regulated | 12/01/2014 |  | 04/12/2021
Legrand / Pass & Seymour | Pass & Seymour | DRLV703PWV | Dimmer | Device | True | True | True | True | True | True | True | True | True | [12 empty] | Non Federally-Regulated | 02/13/2015 |  | 04/12/2021
Lutron Electronics Co., Inc. | Sensors | MS-OP600M******* | Occupant Sensing Device | Device | True | True | True | True | True | False |  |  |  | False |  |  | True | True | False |  | False | False | True | True | True | Non Federally-Regulated | 01/27/2014 |  | 04/12/2021
Cooper Controls | Greengate | SC277****-UN-******** | Automatic Time Switch Control | Device | True | True | True | True | True | True | [15 empty] | Non Federally-Regulated | 08/26/2014 |  | 04/12/2021
Hubbell Building Automation | Hubbell Building Automation | LXS05*** | Automatic Time Switch Control | Device | True | True | True | True | True | True | [15 empty] | Non Federally-Regulated | 02/04/2014 |  | 04/12/2021
Enlighted, Inc. | Enlighted | SU-2-HB | Photosensor / Photocontrol Dev | Device | True | True | True | [18 empty] | Non Federally-Regulated | 08/20/2014 |  | 04/12/2021
Intermatic, Inc. | Intermatic, Inc. | ET90215C | Automatic Time Switch Control | Device | True | True | True | True | True | True | [15 empty] | Non Federally-Regulated | 12/03/2014 |  | 04/12/2021
Gentec, Inc. | Kameleon | K4-08-PA-S* | Automatic Time Switch Control | Device | True | True | True | True | True | True | [15 empty] | Non Federally-Regulated | 09/10/2014 |  | 04/12/2021
Leviton Manufacturing Co., Inc. | Leviton | OSF10-*** | Occupant Sensing Device | Device | True | True | True | True | True | False |  |  |  | False |  |  | False |  | False |  | False | False | False |  |  | Non Federally-Regulated | 07/30/2014 |  | 04/12/2021
Cooper Controls | Novitas | 01-DL401* | Photosensor / Photocontrol Dev | Device | True | True | True | [18 empty] | Non Federally-Regulated | 08/26/2014 |  | 04/12/2021
IR-TEC International, Ltd. | IR-TEC International, Ltd. | OS-361 | Occupant Sensing Device | Device | True | True | True | True | True | False |  |  |  | False |  |  | False |  | False |  | False | False | False |  |  | Non Federally-Regulated | 04/10/2015 |  | 04/12/2021
Schneider Electric | Powerlink | NF MLO POWERLINK PANEL (Master Included) | Automatic Time Switch Control | Device | True | True | True | True | True | True | [15 empty] | Non Federally-Regulated | 07/28/2014 |  | 04/12/2021
Leviton Manufacturing Co., Inc. | Leviton | 6631 | Dimmer | Device | True | True | True | True | True | False |  | True | True | [12 empty] | Non Federally-Regulated | 12/01/2014 |  | 04/12/2021
Hubbell Building Automation | Hubbell Building Automation | WSPSM*****LWO***** | Occupant Sensing Device | Device | True | True | True | True | True | False |  |  |  | False |  |  | False |  | True | True | False | False | False |  |  | Non Federally-Regulated | 02/04/2014 |  | 04/12/2021
Steinel America, Inc. | Steinel | HBS 300 (347-480V) | Occupant Sensing Device | Device | True | True | True | True | True | False |  |  |  | False |  |  | False |  | False |  | False | False | False |  |  | Non Federally-Regulated | 10/28/2014 |  | 04/12/2021
Lutron Electronics Co., Inc. | Sensors | UMSCL-OP********* | Dimmer | Device | True | True | True | True | True | True | True | True | True | [12 empty] | Non Federally-Regulated | 01/21/2014 |  | 04/12/2021
Crestron Electronics | Crestron Electronics | CLW-DELVEX-* | Dimmer | Device | True | True | True | True | True | True | True | True | True | [12 empty] | Non Federally-Regulated | 04/02/2014 |  | 04/12/2021
Legrand/WattStopper | WattStopper | WSP101DGRY | Dimmer | Device | True | True | True | True | True | True | True | True | True | [12 empty] | Non Federally-Regulated | 01/07/2015 |  | 04/12/2021
Schneider Electric | Schneider Electric | SLSCDS**** | Occupant Sensing Device | Device | True | True | True | True | True | True | True | True | True | False |  |  | True | True | False |  | True | True | False | True |  | Non Federally-Regulated | 07/28/2014 |  | 04/12/2021
Leviton Manufacturing Co., Inc. | Leviton | TTM10 | Dimmer | Device | True | True | True | True | True | False |  | True | True | [12 empty] | Non Federally-Regulated | 12/01/2014 |  | 04/12/2021
WattStopper, Inc. | WattStopper, Inc. | LIA24-*-*-*-* | Automatic Time Switch Control | Device | True | True | True | True | True | True | [15 empty] | Non Federally-Regulated | 09/15/2014 |  | 04/12/2021
Legrand/WattStopper | WattStopper | EWS201BK | Occupant Sensing Device | Device | True | True | True | True | True | False |  |  |  | False |  |  | False |  | False |  | True | True | True | True | True | Non Federally-Regulated | 01/07/2015 |  | 04/12/2021
Legrand / Pass & Seymour | Pass & Seymour | LS600LA | Dimmer | Device | True | True | True | True | True | True | True | True | True | [12 empty] | Non Federally-Regulated | 02/13/2015 |  | 04/12/2021
WattStopper, Inc. | WattStopper, Inc. | W-2000H | Occupant Sensing Device | Device | True | True | True | True | True | True | True | True | True | False |  |  | False |  | False |  | False | False | False |  |  | Non Federally-Regulated | 09/15/2014 |  | 04/12/2021
Leviton Manufacturing Co., Inc. | Leviton | ATI06 | Dimmer | Device | True | True | True | True | True | False |  | True | True | [12 empty] | Non Federally-Regulated | 12/01/2014 |  | 04/12/2021
GE Lighting, a Savant company | GE Lighting Controls | CLCINT24-INTD24-000-0B*0 | Automatic Daylighting Control | Device | True | True | True | True | True | False |  | True | True | True | True | [10 empty] | Non Federally-Regulated | 08/04/2014 |  | 04/12/2021
Legrand/WattStopper | WattStopper | WSP251I | Occupant Sensing Device | Device | True | True | True | True | True | False |  |  |  | False |  |  | False |  | False |  | False | False | False |  |  | Non Federally-Regulated | 01/07/2015 |  | 04/12/2021
Lutron Electronics Co., Inc. | Radio RA2 | RRD-3LD*** | Dimmer | Device | True | True | True | True | True | True | True | False | [13 empty] | Non Federally-Regulated | 01/21/2014 |  | 04/12/2021
Douglas Lighting Controls | Diversa | WORSIU2-P-N | Occupant Sensing Device | Device | True | True | True | True | True | False |  |  |  | False |  |  | False |  | False |  | False | True | True | True | True | Non Federally-Regulated | 10/10/2014 |  | 04/12/2021
Honeywell International | Honeywell | CLLRF2DCRBWH | Photosensor / Photocontrol Dev | Device | True | True | True | [18 empty] | Non Federally-Regulated | 02/20/2014 |  | 04/12/2021
Legrand / Pass & Seymour | Pass & Seymour | LS600WV | Dimmer | Device | True | True | True | True | True | True | True | True | True | [12 empty] | Non Federally-Regulated | 02/13/2015 |  | 04/12/2021
Honeywell International | Honeywell | CLRMJ16RCCO1DVB | Photosensor / Photocontrol Dev | Device | True | True | True | [18 empty] | Non Federally-Regulated | 02/20/2014 |  | 04/12/2021
Intermatic, Inc. | Intermatic, Inc. | ET8015CM | Automatic Time Switch Control | Device | True | True | True | False | [17 empty] | Non Federally-Regulated | 07/17/2014 |  | 04/12/2021
Light Corporation | Kanepi | LS-W-SE | Automatic Daylighting Control | Device | True | True | True | True | True | True | True | True | True | True | True | [10 empty] | Non Federally-Regulated | 04/02/2014 |  | 04/12/2021
Intermatic, Inc. | Intermatic, Inc. | ET1705C | Automatic Time Switch Control | Device | True | True | True | False | [17 empty] | Non Federally-Regulated | 07/17/2014 |  | 04/12/2021
Legrand / Pass & Seymour | Pass & Seymour | LS603PW | Dimmer | Device | True | True | True | True | True | True | True | True | True | [12 empty] | Non Federally-Regulated | 02/13/2015 |  | 04/12/2021
Intermatic, Inc. | Grasslin | FM1D50-12 | Automatic Time Switch Control | Device | True | True | True | False | [17 empty] | Non Federally-Regulated | 08/05/2014 |  | 04/12/2021
WattStopper, Inc. | WattStopper, Inc. | LMRC-213-* | Dimmer | Device | True | True | True | True | True | True | True | True | True | [12 empty] | Non Federally-Regulated | 12/15/2014 |  | 04/12/2021
Legrand / Pass & Seymour | Pass & Seymour | LSSC5I | Dimmer | Device | True | True | True | True | True | True | True | True | True | [12 empty] | Non Federally-Regulated | 02/13/2015 |  | 04/12/2021
Legrand / Pass & Seymour | Pass & Seymour | R600PLA | Dimmer | Device | True | True | True | True | True | True | True | True | True | [12 empty] | Non Federally-Regulated | 02/13/2015 |  | 04/12/2021
Legrand / Pass & Seymour | Pass & Seymour | HDH163PMMW | Dimmer | Device | True | True | True | True | True | True | True | True | True | [12 empty] | Non Federally-Regulated | 02/13/2015 |  | 04/12/2021
Cooper Controls | Greengate | RCQK-**-***-***-***-***-***-**-*-* | Automatic Daylighting Control | Device | True | True | True | True | True | True | True | True | True | True | True | [10 empty] | Non Federally-Regulated | 08/26/2014 |  | 04/12/2021
Legrand / Pass & Seymour | Pass & Seymour | DRLV703PI | Dimmer | Device | True | True | True | True | True | True | True | True | True | [12 empty] | Non Federally-Regulated | 02/13/2015 |  | 04/12/2021
B.E.G. Controls | B.E.G. Controls | CIRCLE 1C AD ** | Occupant Sensing Device | Device | True | True | True | True | True | False |  |  |  | False |  |  | False |  | False |  | False | False | False |  |  | Non Federally-Regulated | 09/23/2014 |  | 04/12/2021
Intense Lighting | Intense Lighting | IS225**-2A | Track Lighting Integral Curren | Device | True | True | True | True | True | True | True | True | True | [12 empty] | Non Federally-Regulated | 05/27/2015 |  | 04/12/2021
Signify North America Corporation | Philips | MP1500HDF120* | Dimmer | Device | True | True | True | True | True | False |  | True | True | [12 empty] | Non Federally-Regulated | 07/17/2014 |  | 04/12/2021
Carolina Products, Inc. | Carolina Products | CPI-2000 | Astronomical Time Switch Contr | Device | True | True | True | True | True | True | True | True | True | True | [11 empty] | Non Federally-Regulated | 08/25/2014 |  | 04/12/2021
NSi Industries | Tork | 3000 | Photosensor / Photocontrol Dev | Device | True | True | True | [18 empty] | Non Federally-Regulated | 10/10/2014 |  | 04/12/2021
Crestron Electronics | Crestron Electronics | GLPAC-DIMFLV*-PM | Automatic Time Switch Control | Device | True | True | True | True | True | True | [15 empty] | Non Federally-Regulated | 07/25/2014 |  | 04/12/2021
Intense Lighting | Intense Lighting | IS126**-12A | Track Lighting Integral Curren | Device | True | True | True | True | True | True | True | True | True | [12 empty] | Non Federally-Regulated | 05/27/2015 |  | 04/12/2021
Enlighted, Inc. | Enlighted | SU-2-HB | Automatic Daylighting Control | Device | True | True | True | True | True | True | True | True | True | True | True | [10 empty] | Non Federally-Regulated | 09/18/2014 |  | 04/12/2021
Vantage Controls, Inc. | Vantage Controls, Inc. | DS12**-**** | Dimmer | Device | True | True | True | True | True | True | True | True | True | [12 empty] | Non Federally-Regulated | 12/02/2014 |  | 04/12/2021
Cooper Controls | Novitas | 01-DL441* | Photosensor / Photocontrol Dev | Device | True | True | True | [18 empty] | Non Federally-Regulated | 08/26/2014 |  | 04/12/2021
Gentec, Inc. | Kameleon | K4-32-PA-S* | Automatic Time Switch Control | Device | True | True | True | True | True | True | [15 empty] | Non Federally-Regulated | 09/10/2014 |  | 04/12/2021
Legrand/WattStopper | WattStopper | WSP251BK | Occupant Sensing Device | Device | True | True | True | True | True | False |  |  |  | False |  |  | False |  | False |  | False | False | False |  |  | Non Federally-Regulated | 01/07/2015 |  | 04/12/2021
Cooper Controls | Greengate | OSW-P-0451-347 | Occupant Sensing Device | Device | True | True | True | True | True | True | True | True | True | False |  |  | False |  | False |  | False | False | False |  |  | Non Federally-Regulated | 08/26/2014 |  | 04/12/2021
NSi Industries | Tork | WOS-MN | Occupant Sensing Device | Device | True | True | True | True | True | False |  |  |  | False |  |  | False |  | False |  | False | False | True | True | True | Non Federally-Regulated | 10/10/2014 |  | 04/12/2021
Legrand / Pass & Seymour | Pass & Seymour | R600PW | Dimmer | Device | True | True | True | True | True | True | True | True | True | [12 empty] | Non Federally-Regulated | 02/13/2015 |  | 04/12/2021
Legrand / Pass & Seymour | Pass & Seymour | WS1103PTCCCV6 | Dimmer | Device | True | True | True | True | True | True | True | True | True | [12 empty] | Non Federally-Regulated | 02/13/2015 |  | 04/12/2021
Intermatic, Inc. | Intermatic, Inc. | ET1125CR | Automatic Time Switch Control | Device | True | True | True | False | [17 empty] | Non Federally-Regulated | 07/17/2014 |  | 04/12/2021
Douglas Lighting Controls | Douglas | WSP-2718-D3F1P | Dimmer | Device | True | True | True | True | True | False |  | False | [13 empty] | Non Federally-Regulated | 10/10/2014 |  | 04/12/2021
Leviton Manufacturing Co., Inc. | Leviton | AWSMT-7** | Dimmer | Device | True | True | True | True | True | False |  | True | True | [12 empty] | Non Federally-Regulated | 07/30/2014 |  | 04/12/2021
WattStopper, Inc. | WattStopper, Inc. | LMCP-GE48 | Automatic Time Switch Control | Device | True | True | True | True | True | True | [15 empty] | Non Federally-Regulated | 12/15/2014 |  | 04/12/2021
Hubbell Building Automation | Hubbell Building Automation | LXS20*** | Automatic Time Switch Control | Device | True | True | True | True | True | True | [15 empty] | Non Federally-Regulated | 02/04/2014 |  | 04/12/2021
Eaton Corp. | Eaton/Cooper Lighting | SAL06P** | Dimmer | Device | True | True | True | True | True | True | True | True | True | [12 empty] | Non Federally-Regulated | 03/06/2015 |  | 04/12/2021
Legrand / Pass & Seymour | Pass & Seymour | TDDH163PW | Dimmer | Device | True | True | True | True | True | True | True | True | True | [12 empty] | Non Federally-Regulated | 02/13/2015 |  | 04/12/2021
Cooper Controls | Greengate | VNW-D-1001-RR7-* | Occupant Sensing Device | Device | True | True | True | True | True | True | True | True | True | False |  |  | False |  | False |  | True | True | True | True | True | Non Federally-Regulated | 08/26/2014 |  | 04/12/2021
Light Corporation | Kanepi | LS-C-BL**-** | Photosensor / Photocontrol Dev | Device | True | True | True | [18 empty] | Non Federally-Regulated | 04/02/2014 |  | 04/12/2021
Legrand / Pass & Seymour | Pass & Seymour | WS1100WCCV6 | Dimmer | Device | True | True | True | True | True | True | True | True | True | [12 empty] | Non Federally-Regulated | 02/13/2015 |  | 04/12/2021
Schneider Electric | Schneider Electric | SLSDWD1277U* | Occupant Sensing Device | Device | True | True | True | True | True | True | True | True | True | False |  |  | False |  | False |  | True | True | False | True |  | Non Federally-Regulated | 07/28/2014 |  | 04/12/2021
Legrand/WattStopper | WattStopper | WSP101NI | Occupant Sensing Device | Device | True | True | True | True | True | False |  |  |  | False |  |  | False |  | False |  | False | False | False |  |  | Non Federally-Regulated | 01/07/2015 |  | 04/12/2021
Con-Tech Lighting | Regulator Series | HLA-33-R**/***** | Track Lighting Integral Curren | Device | True | True | True | True | True | True | True | True | True | [12 empty] | Non Federally-Regulated | 04/27/2015 |  | 04/12/2021
Signify North America Corporation | Philips | ZP600* | Dimmer | Device | True | True | True | True | True | True | True | True | True | [12 empty] | Non Federally-Regulated | 07/17/2014 |  | 04/12/2021
Legrand / Pass & Seymour | Pass & Seymour | LSSC5W | Dimmer | Device | True | True | True | True | True | True | True | True | True | [12 empty] | Non Federally-Regulated | 02/13/2015 |  | 04/12/2021
Carolina Products, Inc. | Carolina Products | CPI-800 | Automatic Daylighting Control | Device | True | True | True | False |  | True | True | True | True | True | True | [10 empty] | Non Federally-Regulated | 08/25/2014 |  | 04/12/2021
Signify North America Corporation | Philips | DC-DRD-I-1*-101 | Dimmer | Device | True | True | True | True | True | False |  | False | [13 empty] | Non Federally-Regulated | 07/17/2014 |  | 04/12/2021
Cooper Controls | Greengate | OSW-P-0451-GERR7-R-* | Occupant Sensing Device | Device | True | True | True | True | True | True | True | True | True | False |  |  | False |  | False |  | False | False | False |  |  | Non Federally-Regulated | 08/26/2014 |  | 04/12/2021
Legrand/WattStopper | WattStopper | WDT301LA | Occupant Sensing Device | Device | True | True | True | True | True | True | True | True | True | False |  |  | False |  | False |  | False | False | False |  |  | Non Federally-Regulated | 01/07/2015 |  | 04/12/2021
Legrand / Pass & Seymour | Pass & Seymour | LS600PBK | Dimmer | Device | True | True | True | True | True | True | True | True | True | [12 empty] | Non Federally-Regulated | 02/13/2015 |  | 04/12/2021
Leviton Manufacturing Co., Inc. | Leviton | OSSMT-M** | Occupant Sensing Device | Device | True | True | True | True | True | True | True | True | True | False |  |  | False |  | False |  | False | False | True | True | True | Non Federally-Regulated | 08/18/2014 |  | 04/12/2021
Gentec, Inc. | Schneider Electric | SERPL64HS | Automatic Time Switch Control | Device | True | True | True | True | True | True | [15 empty] | Non Federally-Regulated | 09/10/2014 |  | 04/12/2021
Lutron Electronics Co., Inc. | Sensors | UMS-B202-P******** | Occupant Sensing Device | Device | True | True | True | True | True | True | True | True | True | False |  |  | False |  | False |  | False | True | True | True | True | Non Federally-Regulated | 01/21/2014 |  | 04/12/2021
Hubbell Building Automation | Hubbell Building Automation | CX08******* | Automatic Time Switch Control | Device | True | True | True | True | True | True | [15 empty] | Non Federally-Regulated | 02/04/2014 |  | 04/12/2021
Gentec, Inc. | Schneider Electric | SERPL8HS | Automatic Time Switch Control | Device | True | True | True | True | True | True | [15 empty] | Non Federally-Regulated | 09/10/2014 |  | 04/12/2021
GE Lighting, a Savant company | GE Lighting Controls | WIR-10-SR-G-D-* | Occupant Sensing Device | Device | True | True | True | True | True | False |  |  |  | False |  |  | False |  | False |  | False | False | False |  |  | Non Federally-Regulated | 07/15/2014 |  | 04/12/2021
Gentec, Inc. | Schneider Electric | SERP16HS | Automatic Time Switch Control | Device | True | True | True | True | True | True | [15 empty] | Non Federally-Regulated | 09/10/2014 |  | 04/12/2021
Intermatic, Inc. | Intermatic, Inc. | ET2715C | Automatic Time Switch Control | Device | True | True | True | True | True | True | [15 empty] | Non Federally-Regulated | 04/28/2015 |  | 04/12/2021
Legrand / Pass & Seymour | Pass & Seymour | TD1103PW | Dimmer | Device | True | True | True | True | True | True | True | True | True | [12 empty] | Non Federally-Regulated | 02/13/2015 |  | 04/12/2021
Legrand / Pass & Seymour | Pass & Seymour | WS1000LA | Dimmer | Device | True | True | True | True | True | True | True | True | True | [12 empty] | Non Federally-Regulated | 02/13/2015 |  | 04/12/2021
Lutron Electronics Co., Inc. | Single Fixture Control | FC-0 | Photosensor / Photocontrol Dev | Device | True | True | True | [18 empty] | Non Federally-Regulated | 10/31/2014 |  | 04/12/2021
Sensor Switch, Inc. | Sensor Switch | SBOR ** ODP ************ | Occupant Sensing Device | Device | True | True | True | True | True | False |  |  |  | False |  |  | False |  | True | True | False | False | False |  |  | Non Federally-Regulated | 07/08/2014 |  | 04/12/2021
Lutron Electronics Co., Inc. | HomeWorks QS | HQRD-6NA | Dimmer | Device | True | True | True | True | True | True | True | True | True | [12 empty] | Non Federally-Regulated | 01/21/2014 |  | 04/12/2021
Cooper Controls | Greengate | RC3 | Automatic Daylighting Control | Device | True | True | True | True | True | True | True | True | True | True | True | [10 empty] | Non Federally-Regulated | 08/26/2014 |  | 04/12/2021
Legrand / Pass & Seymour | Pass & Seymour | T603V | Dimmer | Device | True | True | True | True | True | True | True | True | True | [12 empty] | Non Federally-Regulated | 02/13/2015 |  | 04/12/2021
Leviton Manufacturing Co., Inc. | Leviton | 705 | Dimmer | Device | True | True | True | True | True | False |  | True | True | [12 empty] | Non Federally-Regulated | 12/01/2014 |  | 04/12/2021
Leviton Manufacturing Co., Inc. | Leviton | DDMX1-*** | Dimmer | Device | True | True | True | True | True | False |  | True | True | [12 empty] | Non Federally-Regulated | 12/01/2014 |  | 04/12/2021
Douglas Lighting Controls | Douglas | WSP-2718-S3-SIP | Automatic Daylighting Control | Device | True | True | True | False |  | True | True | True | True | True | True | [10 empty] | Non Federally-Regulated | 10/10/2014 |  | 04/12/2021
Signify North America Corporation | Philips | LRM2330 | Occupant Sensing Device | Device | True | True | True | True | True | False |  |  |  | False |  |  | False |  | False |  | False | False | False |  |  | Non Federally-Regulated | 02/27/2015 |  | 04/12/2021
Legrand / Pass & Seymour | Pass & Seymour | TDLV1103PW | Dimmer | Device | True | True | True | True | True | True | True | True | True | [12 empty] | Non Federally-Regulated | 02/13/2015 |  | 04/12/2021
Legrand / Pass & Seymour | Pass & Seymour | T1000I | Dimmer | Device | True | True | True | True | True | True | True | True | True | [12 empty] | Non Federally-Regulated | 02/13/2015 |  | 04/12/2021
Steinel America, Inc. | Steinel | DT WLS 1-LA | Occupant Sensing Device | Device | True | True | True | True | True | True | True | True | True | False |  |  | False |  | False |  | False | False | False |  |  | Non Federally-Regulated | 10/28/2014 |  | 04/12/2021
Schneider Electric | SERP | SERPB8HS | Automatic Time Switch Control | Device | True | True | True | True | True | True | [15 empty] | Non Federally-Regulated | 07/28/2014 |  | 04/12/2021
Signify North America Corporation | Philips | LLC1682/** | Dimmer | Device | True | True | True | True | True | False |  | False | [13 empty] | Non Federally-Regulated | 07/17/2014 |  | 04/12/2021
Legrand / Pass & Seymour | Pass & Seymour | R603PIV | Dimmer | Device | True | True | True | True | True | True | True | True | True | [12 empty] | Non Federally-Regulated | 02/13/2015 |  | 04/12/2021
Legrand / Pass & Seymour | Pass & Seymour | T600WV | Dimmer | Device | True | True | True | True | True | True | True | True | True | [12 empty] | Non Federally-Regulated | 02/13/2015 |  | 04/12/2021
Leviton Manufacturing Co., Inc. | Leviton | 6641 | Dimmer | Device | True | True | True | True | True | False |  | True | True | [12 empty] | Non Federally-Regulated | 12/01/2014 |  | 04/12/2021
Legrand / Pass & Seymour | Pass & Seymour | LSSC5WV | Dimmer | Device | True | True | True | True | True | True | True | True | True | [12 empty] | Non Federally-Regulated | 02/13/2015 |  | 04/12/2021
Legrand / Pass & Seymour | Pass & Seymour | WSSC53PTC | Dimmer | Device | True | True | True | True | True | True | True | True | True | [12 empty] | Non Federally-Regulated | 02/13/2015 |  | 04/12/2021
Intermatic, Inc. | Intermatic, Inc. | ET2815CP | Astronomical Time Switch Contr | Device | True | True | True | True | True | True | True | True | True | True | [11 empty] | Non Federally-Regulated | 04/28/2015 |  | 04/12/2021
Signify North America Corporation | Philips | SR1200MK10277 | Dimmer | Device | True | True | True | True | True | False |  | True | True | [12 empty] | Non Federally-Regulated | 07/17/2014 |  | 04/12/2021
Signify North America Corporation | Philips | V2000FAMUW | Dimmer | Device | True | True | True | True | True | False |  | True | True | [12 empty] | Non Federally-Regulated | 07/17/2014 |  | 04/12/2021
Intense Lighting | Intense Lighting | IS235**-7A-T24 | Track Lighting Integral Curren | Device | True | True | True | True | True | True | True | True | True | [12 empty] | Non Federally-Regulated | 05/20/2015 |  | 04/12/2021
WattStopper, Inc. | WattStopper, Inc. | HBP-112-* | Occupant Sensing Device | Device | True | True | True | True | True | False |  |  |  | False |  |  | False |  | False |  | False | False | False |  |  | Non Federally-Regulated | 09/15/2014 |  | 04/12/2021
Intense Lighting | Intense Lighting | IPS225**-10A | Track Lighting Integral Curren | Device | True | True | True | True | True | True | True | True | True | [12 empty] | Non Federally-Regulated | 07/02/2015 |  | 04/12/2021
Cooper Controls | Novitas | 01-250* | Occupant Sensing Device | Device | True | True | True | True | True | True | True | True | True | False |  |  | False |  | False |  | False | False | False |  |  | Non Federally-Regulated | 08/26/2014 |  | 04/12/2021
IR-TEC International, Ltd. | IR-TEC International, Ltd. | LOS-500S** | Occupant Sensing Device | Device | True | True | True | True | True | False |  |  |  | False |  |  | False |  | False |  | False | False | False |  |  | Non Federally-Regulated | 10/23/2014 |  | 04/12/2021
Leviton Manufacturing Co., Inc. | Leviton | IPS02 -*** | Occupant Sensing Device | Device | True | True | True | True | True | False |  |  |  | False |  |  | False |  | False |  | False | False | True | True | True | Non Federally-Regulated | 11/12/2014 |  | 04/12/2021
Signify North America Corporation | Philips | LRL2385I | Photosensor / Photocontrol Dev | Device | True | True | True | [18 empty] | Non Federally-Regulated | 07/09/2014 |  | 04/12/2021
WattStopper, Inc. | WattStopper, Inc. | FS-355 | Occupant Sensing Device | Device | True | True | True | True | True | False |  |  |  | False |  |  | False |  | False |  | False | False | False |  |  | Non Federally-Regulated | 10/21/2014 |  | 04/12/2021
The Lighting Quotient | The Lighting Quotient | CBC-EN-10-**-*-* | Dimmer | Device | True | True | True | True | True | True | True | True | True | [12 empty] | Non Federally-Regulated | 09/10/2014 |  | 04/12/2021
NSi Industries | Tork | DGLC200A-NC | Astronomical Time Switch Contr | Device | True | True | True | True | True | True | True | True | True | True | [11 empty] | Non Federally-Regulated | 10/10/2014 |  | 04/12/2021
Universal Lighting Technologies | Cento | OCRUX2-P-N | Occupant Sensing Device | Device | True | True | True | True | True | False |  |  |  | False |  |  | False |  | False |  | False | False | True | True | True | Non Federally-Regulated | 09/18/2014 |  | 04/12/2021
Legrand / Pass & Seymour | Pass & Seymour | LSCLDC163PLA | Dimmer | Device | True | True | True | True | True | True | True | True | True | [12 empty] | Non Federally-Regulated | 02/13/2015 |  | 04/12/2021
Legrand / Pass & Seymour | Pass & Seymour | WSKIT | Dimmer | Device | True | True | True | True | True | True | True | True | True | [12 empty] | Non Federally-Regulated | 02/13/2015 |  | 04/12/2021
IR-TEC International, Ltd. | IR-TEC International, Ltd. | OS-550DT | Occupant Sensing Device | Device | True | True | True | True | True | False |  |  |  | True | True | True | False |  | False |  | False | False | False |  |  | Non Federally-Regulated | 04/10/2015 |  | 04/12/2021
Eaton Corp. | Eaton/Cooper Lighting | SF10P** | Dimmer | Device | True | True | True | True | True | True | True | True | True | [12 empty] | Non Federally-Regulated | 03/06/2015 |  | 04/12/2021
Leviton Manufacturing Co., Inc. | Leviton | PCC2S-*** | Photosensor / Photocontrol Dev | Device | True | True | True | [18 empty] | Non Federally-Regulated | 07/15/2014 |  | 04/12/2021
Signify North America Corporation | Philips | LRM2245/** | Occupant Sensing Device | Device | True | True | True | True | True | False |  |  |  | False |  |  | False |  | False |  | False | False | False |  |  | Non Federally-Regulated | 08/15/2014 |  | 04/12/2021
IR-TEC International, Ltd. | IR-TEC International, Ltd. | BOM-514S** | Occupant Sensing Device | Device | True | True | True | True | True | False |  |  |  | False |  |  | False |  | False |  | False | False | False |  |  | Non Federally-Regulated | 04/10/2015 |  | 04/12/2021
GE Lighting, a Savant company | GE Lighting Controls | ELWN* | Dimmer | Device | True | True | True | True | True | False |  | False | [13 empty] | Non Federally-Regulated | 08/04/2014 |  | 04/12/2021
Signify North America Corporation | Philips | MP1000* | Dimmer | Device | True | True | True | True | True | True | True | True | True | [12 empty] | Non Federally-Regulated | 07/17/2014 |  | 04/12/2021
Legrand/WattStopper | WattStopper | WSP101NLA | Occupant Sensing Device | Device | True | True | True | True | True | False |  |  |  | False |  |  | False |  | False |  | False | False | False |  |  | Non Federally-Regulated | 01/07/2015 |  | 04/12/2021
Intelligent Lighting Controls, Inc. | LightLEEDer | LL8X | Automatic Daylighting Control | Device | True | True | True | True | True | True | True | True | True | True | True | [10 empty] | Non Federally-Regulated | 06/15/2015 |  | 04/12/2021
Signify North America Corporation | Philips | LRI1653/** | Photosensor / Photocontrol Dev | Device | True | True | True | [18 empty] | Non Federally-Regulated | 07/09/2014 |  | 04/12/2021
WattStopper, Inc. | WattStopper, Inc. | CI-24-* | Occupant Sensing Device | Device | True | True | True | True | True | False |  |  |  | False |  |  | False |  | False |  | False | False | False |  |  | Non Federally-Regulated | 09/15/2014 |  | 04/12/2021
Douglas Lighting Controls | Douglas | WSP-2718-D3S1P | Dimmer | Device | True | True | True | True | True | False |  | False | [13 empty] | Non Federally-Regulated | 10/10/2014 |  | 04/12/2021
WattStopper, Inc. | WattStopper, Inc. | WT-1100 | Occupant Sensing Device | Device | True | True | True | True | True | True | True | True | True | False |  |  | False |  | False |  | False | False | False |  |  | Non Federally-Regulated | 09/15/2014 |  | 04/12/2021
Leviton Manufacturing Co., Inc. | Leviton | AWSMG-H** | Dimmer | Device | True | True | True | True | True | False |  | True | True | [12 empty] | Non Federally-Regulated | 07/30/2014 |  | 04/12/2021
Enlighted, Inc. | Enlighted | SU-2-HB | Dimmer | Device | True | True | True | True | True | False |  | True | True | [12 empty] | Non Federally-Regulated | 09/18/2014 |  | 04/12/2021
GE Lighting, a Savant company | GE Lighting Controls | PED-MV-LED | Photosensor / Photocontrol Dev | Device | True | True | True | [18 empty] | Non Federally-Regulated | 07/15/2014 |  | 04/12/2021
Lutron Electronics Co., Inc. | PowPak | FCJ-ECO | Automatic Daylighting Control | Device | True | True | True | True | True | True | True | True | True | True | True | [10 empty] | Non Federally-Regulated | 01/07/2015 |  | 04/12/2021
WattStopper, Inc. | WattStopper, Inc. | SDMLV-603-* | Dimmer | Device | True | True | True | True | True | True | True | True | True | [12 empty] | Non Federally-Regulated | 08/28/2014 |  | 04/12/2021
IR-TEC International, Ltd. | IR-TEC International, Ltd. | BOM-314S** | Occupant Sensing Device | Device | True | True | True | True | True | False |  |  |  | False |  |  | False |  | False |  | False | False | False |  |  | Non Federally-Regulated | 04/10/2015 |  | 04/12/2021
Intermatic, Inc. | Grasslin | MIL72AQTUZH-120 | Automatic Time Switch Control | Device | True | True | True | False | [17 empty] | Non Federally-Regulated | 08/05/2014 |  | 04/12/2021
Hubbell Building Automation | Hubbell Building Automation | LHL-*************M | Occupant Sensing Device | Device | True | True | True | True | True | False |  |  |  | False |  |  | False |  | False |  | False | False | True | True | True | Non Federally-Regulated | 02/04/2014 |  | 04/12/2021
Universal Lighting Technologies | Cento | OSR3S2-P-* | Occupant Sensing Device | Device | True | True | True | True | True | False |  |  |  | False |  |  | False |  | False |  | False | False | True | True | True | Non Federally-Regulated | 09/18/2014 |  | 04/12/2021
Legrand / Pass & Seymour | Pass & Seymour | WS1100 | Dimmer | Device | True | True | True | True | True | True | True | True | True | [12 empty] | Non Federally-Regulated | 02/13/2015 |  | 04/12/2021
Legrand / Pass & Seymour | Pass & Seymour | WS4FBL3PTCCCV6 | Dimmer | Device | True | True | True | True | True | True | True | True | True | [12 empty] | Non Federally-Regulated | 02/13/2015 |  | 04/12/2021
ELCO Lighting | ELCO Lighting | EP840W-10A | Track Lighting Integral Curren | Device | True | True | True | True | True | True | True | True | True | [12 empty] | Non Federally-Regulated | 08/07/2014 |  | 04/12/2021
Douglas Lighting Controls | Douglas | WRV-DX-***** | Dimmer | Device | True | True | True | True | True | False |  | False | [13 empty] | Non Federally-Regulated | 09/24/2014 |  | 04/12/2021
Signify North America Corporation | Philips | DC-DRE-PCO-001 | Photosensor / Photocontrol Dev | Device | True | True | True | [18 empty] | Non Federally-Regulated | 07/09/2014 |  | 04/12/2021
Legrand / Pass & Seymour | Pass & Seymour | LSCL453PW | Dimmer | Device | True | True | True | True | True | True | True | True | True | [12 empty] | Non Federally-Regulated | 02/13/2015 |  | 04/12/2021
Legrand / Pass & Seymour | Pass & Seymour | WS1100BK | Dimmer | Device | True | True | True | True | True | True | True | True | True | [12 empty] | Non Federally-Regulated | 02/13/2015 |  | 04/12/2021
Marlin Controls, Inc. | Marlin Controls | STELLAR | Dimmer | Device | True | True | True | True | True | True | True | False | [13 empty] | Non Federally-Regulated | 02/11/2015 |  | 04/12/2021
Eaton Corp. | Eaton/Cooper Lighting | DAL06P* | Dimmer | Device | True | True | True | True | True | True | True | True | True | [12 empty] | Non Federally-Regulated | 03/06/2015 |  | 04/12/2021
Schneider Electric | Powerlink | NF MB MVP POWERLINK PNL (Master Included) | Astronomical Time Switch Contr | Device | True | True | True | True | True | True | True | True | True | True | [11 empty] | Non Federally-Regulated | 07/28/2014 |  | 04/12/2021
Legrand / Pass & Seymour | Pass & Seymour | TD703PLACCV6 | Dimmer | Device | True | True | True | True | True | True | True | True | True | [12 empty] | Non Federally-Regulated | 02/13/2015 |  | 04/12/2021
Light Corporation | Kanepi | LS-C-MC**-** | Dimmer | Device | True | True | True | True | True | False |  | False | [13 empty] | Non Federally-Regulated | 04/02/2014 |  | 04/12/2021
Electronic Theatre Controls, Inc. | Unison | MTPC-* | Automatic Time Switch Control | Device | True | True | True | True | True | True | [15 empty] | Non Federally-Regulated | 12/26/2013 |  | 04/12/2021
Distech Controls | Distech Controls | ECx-Light-4DALI-ST | Occupant Sensing Device | Device | True | True | True | True | True | False |  |  |  | False |  |  | True | True | False |  | False | False | False |  |  | Non Federally-Regulated | 10/28/2014 |  | 04/12/2021
IR-TEC International, Ltd. | IR-TEC International, Ltd. | LDT-700S** | Occupant Sensing Device | Device | True | True | True | True | True | False |  |  |  | True | True | True | False |  | False |  | True | True | True | True | True | Non Federally-Regulated | 04/10/2015 |  | 04/12/2021
Legrand / Pass & Seymour | Pass & Seymour | WSKITGRY | Dimmer | Device | True | True | True | True | True | True | True | True | True | [12 empty] | Non Federally-Regulated | 02/13/2015 |  | 04/12/2021
Legrand / Pass & Seymour | Pass & Seymour | LS600W | Dimmer | Device | True | True | True | True | True | True | True | True | True | [12 empty] | Non Federally-Regulated | 02/13/2015 |  | 04/12/2021
Legrand / Pass & Seymour | Pass & Seymour | DR1003PBKV | Dimmer | Device | True | True | True | True | True | True | True | True | True | [12 empty] | Non Federally-Regulated | 02/13/2015 |  | 04/12/2021
Lutron Electronics Co., Inc. | HomeWorks QS | HQRA-H********** | Dimmer | Device | True | True | True | True | True | True | True | True | True | [12 empty] | Non Federally-Regulated | 01/21/2014 |  | 04/12/2021
Signify North America Corporation | Philips | DRC12FR | Photosensor / Photocontrol Dev | Device | True | True | True | [18 empty] | Non Federally-Regulated | 07/09/2014 |  | 04/12/2021
Leviton Manufacturing Co., Inc. | Leviton | 6161 | Dimmer | Device | True | True | True | True | True | False |  | True | True | [12 empty] | Non Federally-Regulated | 12/01/2014 |  | 04/12/2021
NSi Industries | Tork | 457Z | Astronomical Time Switch Contr | Device | True | True | True | True | True | True | True | False | [13 empty] | Non Federally-Regulated | 11/06/2014 |  | 04/12/2021
Legrand/WattStopper | WattStopper | WSP101DGRY | Occupant Sensing Device | Device | True | True | True | True | True | False |  |  |  | False |  |  | True | True | False |  | False | False | False |  |  | Non Federally-Regulated | 01/07/2015 |  | 04/12/2021
Douglas Lighting Controls | Diversa | WOSSIU2-P-V* | Occupant Sensing Device | Device | True | True | True | True | True | False |  |  |  | False |  |  | False |  | False |  | False | True | True | True | True | Non Federally-Regulated | 10/10/2014 |  | 04/12/2021
Cooper Controls | Greengate | OSW-U-0721-SP-A-* | Occupant Sensing Device | Device | True | True | True | True | True | True | True | True | True | False |  |  | False |  | False |  | False | False | False |  |  | Non Federally-Regulated | 08/26/2014 |  | 04/12/2021
Intermatic, Inc. | Grasslin | MIL72EQTUZ-120 | Automatic Time Switch Control | Device | True | True | True | False | [17 empty] | Non Federally-Regulated | 08/05/2014 |  | 04/12/2021
Eaton Corp. | Eaton/Cooper Lighting | RF9536D** | Dimmer | Device | True | True | True | True | True | True | True | True | True | [12 empty] | Non Federally-Regulated | 03/06/2015 |  | 04/12/2021
Lutron Electronics Co., Inc. | Homeworks | HWD-6ND****** | Dimmer | Device | True | True | True | True | True | True | True | True | True | [12 empty] | Non Federally-Regulated | 01/21/2014 |  | 04/12/2021
Crestron Electronics | Crestron Electronics | GLS-PART-* | Photosensor / Photocontrol Dev | Device | True | True | True | [18 empty] | Non Federally-Regulated | 04/02/2014 |  | 04/12/2021
WattStopper, Inc. | WattStopper, Inc. | ADFM277-10A-* | Dimmer | Device | True | True | True | True | True | True | True | True | True | [12 empty] | Non Federally-Regulated | 08/28/2014 |  | 04/12/2021
Lutron Electronics Co., Inc. | PowPak | UFCJ-010 | Dimmer | Device | True | True | True | True | True | True | True | False | [13 empty] | Non Federally-Regulated | 01/07/2015 |  | 04/12/2021
Intermatic, Inc. | Grasslin | GMXFM1D50-I-240 | Automatic Time Switch Control | Device | True | True | True | False | [17 empty] | Non Federally-Regulated | 08/05/2014 |  | 04/12/2021
Legrand / Pass & Seymour | Pass & Seymour | WSLV700BKCCV6 | Dimmer | Device | True | True | True | True | True | True | True | True | True | [12 empty] | Non Federally-Regulated | 02/13/2015 |  | 04/12/2021
Digital Lumens | Digital Lumens | ILE-*-** | Photosensor / Photocontrol Dev | Device | True | True | True | [18 empty] | Non Federally-Regulated | 07/29/2014 |  | 04/12/2021
WattStopper, Inc. | WattStopper, Inc. | LMRC-221-* | Dimmer | Device | True | True | True | True | True | True | True | False | [13 empty] | Non Federally-Regulated | 09/15/2014 |  | 04/12/2021
Leviton Manufacturing Co., Inc. | Leviton | MCM06 | Dimmer | Device | True | True | True | True | True | False |  | True | True | [12 empty] | Non Federally-Regulated | 12/01/2014 |  | 04/12/2021
Intense Lighting | Intense Lighting | IS226**-10A | Track Lighting Integral Curren | Device | True | True | True | True | True | True | True | True | True | [12 empty] | Non Federally-Regulated | 05/27/2015 |  | 04/12/2021
Signify North America Corporation | Philips | DUS804C | Photosensor / Photocontrol Dev | Device | True | True | True | [18 empty] | Non Federally-Regulated | 07/09/2014 |  | 04/12/2021
Leviton Manufacturing Co., Inc. | Leviton | MSE0R | Dimmer | Device | True | True | True | True | True | False |  | True | True | [12 empty] | Non Federally-Regulated | 12/01/2014 |  | 04/12/2021
Hubbell Building Automation | Hubbell Building Automation | WIS-DSM-** | Photosensor / Photocontrol Dev | Device | True | True | True | [18 empty] | Non Federally-Regulated | 02/04/2014 |  | 04/12/2021
Legrand / Pass & Seymour | Pass & Seymour | TDFB83PLA | Dimmer | Device | True | True | True | True | True | True | True | True | True | [12 empty] | Non Federally-Regulated | 02/13/2015 |  | 04/12/2021
Leviton Manufacturing Co., Inc. | Leviton | PS200-*** | Occupant Sensing Device | Device | True | True | True | True | True | False |  |  |  | False |  |  | False |  | True | True | False | False | False |  |  | Non Federally-Regulated | 08/18/2014 |  | 04/12/2021
Schneider Electric | Powerlink | NF MLO MVP POWERLINK PANEL (Master Included) | Astronomical Time Switch Contr | Device | True | True | True | True | True | True | True | True | True | True | [11 empty] | Non Federally-Regulated | 07/28/2014 |  | 04/12/2021
Legrand / Pass & Seymour | Pass & Seymour | T1000W | Dimmer | Device | True | True | True | True | True | True | True | True | True | [12 empty] | Non Federally-Regulated | 02/13/2015 |  | 04/12/2021
WAC Lighting Co. | L Track Current Limiter | TLL-RIGHT-*-*/**-** | Track Lighting Integral Curren | Device | True | True | True | True | True | True | True | True | True | [12 empty] | Non Federally-Regulated | 08/14/2015 |  | 04/12/2021
Intermatic, Inc. | Grasslin | PC1-120-LS1 | Photosensor / Photocontrol Dev | Device | True | True | True | [18 empty] | Non Federally-Regulated | 08/05/2014 |  | 04/12/2021
Hubbell Building Automation | Hubbell Building Automation | OMNIDT************ | Occupant Sensing Device | Device | True | True | True | True | True | True | True | True | True | False |  |  | False |  | False |  | False | False | True | True | True | Non Federally-Regulated | 02/04/2014 |  | 04/12/2021
IR-TEC International, Ltd. | IR-TEC International, Ltd. | BBT-700N** | Occupant Sensing Device | Device | True | True | True | True | True | False |  |  |  | False |  |  | False |  | False |  | True | True | True | True | True | Non Federally-Regulated | 04/10/2015 |  | 04/12/2021
Light Corporation | Kanepi | LS-WBK-** | Photosensor / Photocontrol Dev | Device | True | True | True | [18 empty] | Non Federally-Regulated | 04/02/2014 |  | 04/12/2021
Legrand / Pass & Seymour | Pass & Seymour | LS603PWV | Dimmer | Device | True | True | True | True | True | True | True | True | True | [12 empty] | Non Federally-Regulated | 02/13/2015 |  | 04/12/2021
Douglas Lighting Controls | Diversa | WOSSDD2-DPR-V* | Occupant Sensing Device | Device | True | True | True | True | True | False |  |  |  | False |  |  | True | True | False |  | False | True | True | True | True | Non Federally-Regulated | 10/10/2014 |  | 04/12/2021
Danfoss, Inc. | Danfoss, Inc. | AK-CM 101A | Automatic Daylighting Control | Device | True | True | True | False |  | True | True | True | True | True | True | [10 empty] | Non Federally-Regulated | 05/02/2014 |  | 04/12/2021
Douglas Lighting Controls | Douglas | WNP-2150 | Automatic Time Switch Control | Device | True | True | True | True | True | True | [15 empty] | Non Federally-Regulated | 10/10/2014 |  | 04/12/2021
Intermatic, Inc. | Intermatic, Inc. | ET91215CR | Automatic Time Switch Control | Device | True | True | True | True | True | True | [15 empty] | Non Federally-Regulated | 12/03/2014 |  | 04/12/2021
Light Corporation | Kanepi | LS-W-SE | Dimmer | Device | True | True | True | True | True | False |  | False | [13 empty] | Non Federally-Regulated | 04/02/2014 |  | 04/12/2021
Intermatic, Inc. | Grasslin | FM1D50-24U | Automatic Time Switch Control | Device | True | True | True | False | [17 empty] | Non Federally-Regulated | 08/05/2014 |  | 04/12/2021
Light Corporation | Kanepi | OS-L3W-W**-** | Dimmer | Device | True | True | True | True | True | False |  | False | [13 empty] | Non Federally-Regulated | 04/02/2014 |  | 04/12/2021
Lutron Electronics Co., Inc. | Sensors | MS-VP600******** | Occupant Sensing Device | Device | True | True | True | True | True | False |  |  |  | False |  |  | True | True | False |  | False | False | True | True | True | Non Federally-Regulated | 01/21/2014 |  | 04/12/2021
Nora Lighting | Nora Current Limiter for Track Lighting | NT-2348*/14A | Track Lighting Integral Curren | Device | True | True | True | True | True | True | True | True | True | [12 empty] | Non Federally-Regulated | 06/16/2014 |  | 04/12/2021
Legrand / Pass & Seymour | Pass & Seymour | R600PIV | Dimmer | Device | True | True | True | True | True | True | True | True | True | [12 empty] | Non Federally-Regulated | 02/13/2015 |  | 04/12/2021
Leviton Manufacturing Co., Inc. | Leviton | RS110-1** | Occupant Sensing Device | Device | True | True | True | True | True | False |  |  |  | False |  |  | False |  | True | True | False | False | False |  |  | Non Federally-Regulated | 07/15/2014 |  | 04/12/2021
Signify North America Corporation | Philips | MP600VA* | Dimmer | Device | True | True | True | True | True | False |  | True | True | [12 empty] | Non Federally-Regulated | 07/17/2014 |  | 04/12/2021
NSi Industries | Tork | 5004M | Photosensor / Photocontrol Dev | Device | True | True | True | [18 empty] | Non Federally-Regulated | 10/10/2014 |  | 04/12/2021
Legrand / Pass & Seymour | Pass & Seymour | TD703P | Dimmer | Device | True | True | True | True | True | True | True | True | True | [12 empty] | Non Federally-Regulated | 02/13/2015 |  | 04/12/2021
Intermatic, Inc. | Intermatic, Inc. | ET2845CR | Automatic Time Switch Control | Device | True | True | True | True | True | True | [15 empty] | Non Federally-Regulated | 03/12/2015 |  | 04/12/2021
Steinel America, Inc. | Steinel | IS 360* | Occupant Sensing Device | Device | True | True | True | True | True | False |  |  |  | False |  |  | False |  | True | True | False | False | False |  |  | Non Federally-Regulated | 10/28/2014 |  | 04/12/2021
Legrand / Pass & Seymour | Pass & Seymour | DRDH163PWV | Dimmer | Device | True | True | True | True | True | True | True | True | True | [12 empty] | Non Federally-Regulated | 02/13/2015 |  | 04/12/2021
Con-Tech Lighting | Regulator Series | HLA-223-R**/***** | Track Lighting Integral Curren | Device | True | True | True | True | True | True | True | True | True | [12 empty] | Non Federally-Regulated | 04/27/2015 |  | 04/12/2021
Hubbell Building Automation | Hubbell Building Automation | FHBLT14*********** | Occupant Sensing Device | Device | True | True | True | True | True | False |  |  |  | False |  |  | False |  | False |  | False | False | False |  |  | Non Federally-Regulated | 02/04/2014 |  | 04/12/2021
Schneider Electric | SERP | SERP0HS | Astronomical Time Switch Contr | Device | True | True | True | True | True | True | True | True | True | True | [11 empty] | Non Federally-Regulated | 07/28/2014 |  | 04/12/2021
Intermatic, Inc. | Intermatic, Inc. | ET2725CR | Automatic Time Switch Control | Device | True | True | True | True | True | True | [15 empty] | Non Federally-Regulated | 04/28/2015 |  | 04/12/2021
Cooper Controls | Greengate | CK2-277** | Automatic Time Switch Control | Device | True | True | True | True | True | True | [15 empty] | Non Federally-Regulated | 08/26/2014 |  | 04/12/2021
Intermatic, Inc. | Intermatic, Inc. | ET1715CR | Automatic Time Switch Control | Device | True | True | True | False | [17 empty] | Non Federally-Regulated | 07/17/2014 |  | 04/12/2021
WattStopper, Inc. | WattStopper, Inc. | WT-1105 | Occupant Sensing Device | Device | True | True | True | True | True | True | True | True | True | False |  |  | False |  | False |  | False | False | False |  |  | Non Federally-Regulated | 09/15/2014 |  | 04/12/2021
Leviton Manufacturing Co., Inc. | Leviton | ATS15 | Dimmer | Device | True | True | True | True | True | False |  | True | True | [12 empty] | Non Federally-Regulated | 12/01/2014 |  | 04/12/2021
McWong International | PacWave | PSC-BL-I-FM-DC0 | Dimmer | Device | True | True | True | True | True | False |  | False | [13 empty] | Non Federally-Regulated | 03/06/2015 |  | 04/12/2021
Legrand / Pass & Seymour | Pass & Seymour | WS1103PW | Dimmer | Device | True | True | True | True | True | True | True | True | True | [12 empty] | Non Federally-Regulated | 02/13/2015 |  | 04/12/2021
Intermatic, Inc. | Grasslin | GMXFM1D20-I-240 | Automatic Time Switch Control | Device | True | True | True | False | [17 empty] | Non Federally-Regulated | 08/05/2014 |  | 04/12/2021
Crestron Electronics | Crestron Electronics | CLX-2DIMU8 | Dimmer | Device | True | True | True | True | True | True | True | True | True | [12 empty] | Non Federally-Regulated | 07/25/2014 |  | 04/12/2021
Legrand / Pass & Seymour | Pass & Seymour | LSLV603P | Dimmer | Device | True | True | True | True | True | True | True | True | True | [12 empty] | Non Federally-Regulated | 02/13/2015 |  | 04/12/2021
Vantage Controls, Inc. | Vantage Controls, Inc. | RD2C**-**** | Dimmer | Device | True | True | True | True | True | True | True | True | True | [12 empty] | Non Federally-Regulated | 12/02/2014 |  | 04/12/2021
Intermatic, Inc. | Grasslin | LM1-O-120-LS1 | Photosensor / Photocontrol Dev | Device | True | True | True | [18 empty] | Non Federally-Regulated | 08/05/2014 |  | 04/12/2021
Intense Lighting | Intense Lighting | IS135**-1A | Track Lighting Integral Curren | Device | True | True | True | True | True | True | True | True | True | [12 empty] | Non Federally-Regulated | 05/27/2015 |  | 04/12/2021
Eaton Corp. | Eaton/Cooper Lighting | VS306U* | Occupant Sensing Device | Device | True | True | True | True | True | False |  |  |  | False |  |  | False |  | False |  | False | False | True | True | True | Non Federally-Regulated | 03/06/2015 |  | 04/12/2021
Enlighted, Inc. | Enlighted | RS-2O-** | Photosensor / Photocontrol Dev | Device | True | True | True | [18 empty] | Non Federally-Regulated | 08/20/2014 |  | 04/12/2021
Digital Lumens | Digital Lumens | DLA-*-* | Automatic Time Switch Control | Device | True | True | True | True | True | True | [15 empty] | Non Federally-Regulated | 07/31/2014 |  | 04/12/2021
WattStopper, Inc. | WattStopper, Inc. | PW-101D-* | Dimmer | Device | True | True | True | True | True | True | True | True | True | [12 empty] | Non Federally-Regulated | 08/28/2014 |  | 04/12/2021
Lutron Electronics Co., Inc. | Radio RA2 | RRD-10ND*** | Dimmer | Device | True | True | True | True | True | True | True | True | True | [12 empty] | Non Federally-Regulated | 01/21/2014 |  | 04/12/2021
Intermatic, Inc. | Intermatic, Inc. | ET90215M | Automatic Time Switch Control | Device | True | True | True | True | True | True | [15 empty] | Non Federally-Regulated | 12/03/2014 |  | 04/12/2021
Crestron Electronics | Crestron Electronics | DIN-DALI-2 | Dimmer | Device | True | True | True | True | True | True | True | True | True | [12 empty] | Non Federally-Regulated | 07/25/2014 |  | 04/12/2021
WattStopper, Inc. | WattStopper, Inc. | HDCL-453 | Dimmer | Device | True | True | True | True | True | True | True | True | True | [12 empty] | Non Federally-Regulated | 08/28/2014 |  | 04/12/2021
Lutron Electronics Co., Inc. | PowPak | FCJ-010 | Dimmer | Device | True | True | True | True | True | True | True | False | [13 empty] | Non Federally-Regulated | 01/07/2015 |  | 04/12/2021
Legrand / Pass & Seymour | Pass & Seymour | R1000PIV | Dimmer | Device | True | True | True | True | True | True | True | True | True | [12 empty] | Non Federally-Regulated | 02/13/2015 |  | 04/12/2021
Legrand / Pass & Seymour | Pass & Seymour | LS603PLWV | Dimmer | Device | True | True | True | True | True | True | True | True | True | [12 empty] | Non Federally-Regulated | 02/13/2015 |  | 04/12/2021
Lutron Electronics Co., Inc. | PowPak | URMJ-5T-DV-B | Dimmer | Device | True | True | True | True | True | True | True | False | [13 empty] | Non Federally-Regulated | 10/31/2014 |  | 04/12/2021
Legrand / Pass & Seymour | Pass & Seymour | TDDH163PBK | Dimmer | Device | True | True | True | True | True | True | True | True | True | [12 empty] | Non Federally-Regulated | 02/13/2015 |  | 04/12/2021
Legrand / Pass & Seymour | Pass & Seymour | T600W | Dimmer | Device | True | True | True | True | True | True | True | True | True | [12 empty] | Non Federally-Regulated | 02/13/2015 |  | 04/12/2021
Signify North America Corporation | Philips | MHP600VA** | Dimmer | Device | True | True | True | True | True | False |  | True | True | [12 empty] | Non Federally-Regulated | 07/17/2014 |  | 04/12/2021
Cooper Controls | Greengate | CK4A-****-** | Astronomical Time Switch Contr | Device | True | True | True | True | True | True | True | True | True | True | [11 empty] | Non Federally-Regulated | 08/26/2014 |  | 04/12/2021
Cooper Controls | Greengate | WSDMV-* | Occupant Sensing Device | Device | True | True | True | True | True | True | True | True | True | False |  |  | False |  | False |  | False | False | False |  |  | Non Federally-Regulated | 08/26/2014 |  | 04/12/2021
Legrand/WattStopper | WattStopper | EWS100LA | Occupant Sensing Device | Device | True | True | True | True | True | False |  |  |  | False |  |  | False |  | False |  | False | False | False |  |  | Non Federally-Regulated | 01/07/2015 |  | 04/12/2021
ZHEJIANG YUANTAI ELECTRICAL TECHNOLOGY CO., LTD. | Yoti | YM2108 | Occupant Sensing Device | Device | True | True | True | True | True | False |  |  |  | False |  |  | False |  | False |  | False | False | False |  |  | Non Federally-Regulated | 02/28/2014 |  | 04/12/2021
Legrand / Pass & Seymour | Pass & Seymour | LSCL450WCCV4 | Dimmer | Device | True | True | True | True | True | True | True | True | True | [12 empty] | Non Federally-Regulated | 02/13/2015 |  | 04/12/2021
Eaton Corp. | Eaton/Cooper Lighting | TAL06P* | Dimmer | Device | True | True | True | True | True | True | True | True | True | [12 empty] | Non Federally-Regulated | 03/06/2015 |  | 04/12/2021
Vantage Controls, Inc. | Vantage Controls, Inc. | RD12**-**** | Dimmer | Device | True | True | True | True | True | True | True | True | True | [12 empty] | Non Federally-Regulated | 12/02/2014 |  | 04/12/2021
IR-TEC International, Ltd. | IR-TEC International, Ltd. | BOA-516S** | Dimmer | Device | True | True | True | True | True | False |  | False | [13 empty] | Non Federally-Regulated | 10/02/2014 |  | 04/12/2021
Eaton Corp. | Eaton/Cooper Lighting | 9568** | Dimmer | Device | True | True | True | True | True | True | True | True | True | [12 empty] | Non Federally-Regulated | 03/06/2015 |  | 04/12/2021
GE Lighting, a Savant company | GE Lighting Controls | CIR-15-360-D-T | Occupant Sensing Device | Device | True | True | True | True | True | False |  |  |  | False |  |  | False |  | False |  | False | False | False |  |  | Non Federally-Regulated | 07/15/2014 |  | 04/12/2021
WattStopper, Inc. | WattStopper, Inc. | AD-2003-* | Dimmer | Device | True | True | True | True | True | True | True | True | True | [12 empty] | Non Federally-Regulated | 08/28/2014 |  | 04/12/2021
Lutron Electronics Co., Inc. | Lutron | T-600*********** | Dimmer | Device | True | True | True | True | True | True | True | False | [13 empty] | Non Federally-Regulated | 01/21/2014 |  | 04/12/2021
Leviton Manufacturing Co., Inc. | Leviton | 700 | Dimmer | Device | True | True | True | True | True | False |  | True | True | [12 empty] | Non Federally-Regulated | 12/01/2014 |  | 04/12/2021
Marlin Controls, Inc. | Marlin Controls | MISORA | Occupant Sensing Device | Device | True | True | True | True | True | True | True | True | True | False |  |  | True | True | False |  | True | True | True | True | True | Non Federally-Regulated | 02/11/2015 |  | 04/12/2021
Legrand/WattStopper | WattStopper | WSP101NBK | Occupant Sensing Device | Device | True | True | True | True | True | False |  |  |  | False |  |  | False |  | False |  | False | False | False |  |  | Non Federally-Regulated | 01/07/2015 |  | 04/12/2021
WAC Lighting Co. | L Track Current Limiter | TLL-LEFT-*-*/**-** | Track Lighting Integral Curren | Device | True | True | True | True | True | True | True | True | True | [12 empty] | Non Federally-Regulated | 08/14/2015 |  | 04/12/2021
Leviton Manufacturing Co., Inc. | Leviton | AWRMG-I** | Dimmer | Device | True | True | True | True | True | True | True | True | True | [12 empty] | Non Federally-Regulated | 07/30/2014 |  | 04/12/2021
WattStopper, Inc. | WattStopper, Inc. | HB-340* | Occupant Sensing Device | Device | True | True | True | True | True | False |  |  |  | False |  |  | False |  | False |  | False | False | False |  |  | Non Federally-Regulated | 10/21/2014 |  | 04/12/2021
Intermatic, Inc. | Intermatic, Inc. | ET1705CR | Automatic Time Switch Control | Device | True | True | True | False | [17 empty] | Non Federally-Regulated | 07/17/2014 |  | 04/12/2021
Cooper Controls | Greengate | VNW-P-1001-347-* | Occupant Sensing Device | Device | True | True | True | True | True | True | True | True | True | False |  |  | False |  | False |  | True | True | True | True | True | Non Federally-Regulated | 08/26/2014 |  | 04/12/2021
Legrand / Pass & Seymour | Pass & Seymour | TD1103PI | Dimmer | Device | True | True | True | True | True | True | True | True | True | [12 empty] | Non Federally-Regulated | 02/13/2015 |  | 04/12/2021
Intelligent Lighting Controls, Inc. | LightLEEDer | LL4RC | Automatic Daylighting Control | Device | True | True | True | True | True | True | True | True | True | True | True | [10 empty] | Non Federally-Regulated | 06/15/2015 |  | 04/12/2021
Cooper Controls | Greengate | OAC-P-* | Occupant Sensing Device | Device | True | True | True | True | True | True | True | True | True | False |  |  | False |  | False |  | True | True | True | True | True | Non Federally-Regulated | 08/26/2014 |  | 04/12/2021
Leviton Manufacturing Co., Inc. | Leviton | O2C20-*** | Occupant Sensing Device | Device | True | True | True | True | True | True | True | True | True | False |  |  | False |  | False |  | False | True | False | True |  | Non Federally-Regulated | 07/30/2014 |  | 04/12/2021
Intelligent Lighting Controls, Inc. | LightLEEDer | LL4X | Automatic Daylighting Control | Device | True | True | True | True | True | True | True | True | True | True | True | [10 empty] | Non Federally-Regulated | 06/15/2015 |  | 04/12/2021
Intermatic, Inc. | Intermatic, Inc. | ET8215CR | Automatic Time Switch Control | Device | True | True | True | False | [17 empty] | Non Federally-Regulated | 07/17/2014 |  | 04/12/2021
Sensor Switch, Inc. | Sensor Switch | SBOR ** OEX ************ | Occupant Sensing Device | Device | True | True | True | True | True | False |  |  |  | False |  |  | False |  | True | True | False | False | False |  |  | Non Federally-Regulated | 07/08/2014 |  | 04/12/2021
Lutron Electronics Co., Inc. | Sensors | MS-A102********* | Occupant Sensing Device | Device | True | True | True | True | True | True | True | True | True | False |  |  | False |  | False |  | False | False | True | True | True | Non Federally-Regulated | 10/17/2014 |  | 04/12/2021
Intermatic, Inc. | Grasslin | TALENTO882 | Automatic Time Switch Control | Device | True | True | True | True | True | True | [15 empty] | Non Federally-Regulated | 12/03/2014 |  | 04/12/2021
Legrand/WattStopper | WattStopper | WSP100DW | Occupant Sensing Device | Device | True | True | True | True | True | False |  |  |  | False |  |  | True | True | False |  | False | False | False |  |  | Non Federally-Regulated | 01/07/2015 |  | 04/12/2021
Signify North America Corporation | Philips | OS600EB* | Dimmer | Device | True | True | True | True | True | False |  | True | True | [12 empty] | Non Federally-Regulated | 07/17/2014 |  | 04/12/2021
Universal Lighting Technologies | Cento | OCRUS2-P-N | Occupant Sensing Device | Device | True | True | True | True | True | False |  |  |  | False |  |  | False |  | False |  | False | False | True | True | True | Non Federally-Regulated | 09/18/2014 |  | 04/12/2021
Distech Controls | Distech Controls | ECx-Light-4D-ST | Automatic Daylighting Control | Device | True | True | True | True | True | True | True | True | True | True | True | [10 empty] | Non Federally-Regulated | 10/28/2014 |  | 04/12/2021
Legrand / Pass & Seymour | Pass & Seymour | DRLV703PBKV | Dimmer | Device | True | True | True | True | True | True | True | True | True | [12 empty] | Non Federally-Regulated | 02/13/2015 |  | 04/12/2021
Eaton Corp. | Eaton/Cooper Lighting | AAL06* | Dimmer | Device | True | True | True | True | True | True | True | True | True | [12 empty] | Non Federally-Regulated | 03/06/2015 |  | 04/12/2021
Intermatic, Inc. | Grasslin | FM1D20E-120 | Automatic Time Switch Control | Device | True | True | True | False | [17 empty] | Non Federally-Regulated | 08/05/2014 |  | 04/12/2021
Leviton Manufacturing Co., Inc. | Leviton | 6672 | Dimmer | Device | True | True | True | True | True | False |  | True | True | [12 empty] | Non Federally-Regulated | 12/01/2014 |  | 04/12/2021
Lutron Electronics Co., Inc. | Homeworks | HWV-600D****** | Dimmer | Device | True | True | True | True | True | True | True | True | True | [12 empty] | Non Federally-Regulated | 01/21/2014 |  | 04/12/2021
Crestron Electronics | Crestron Electronics | CLS-EXP-DIMU | Dimmer | Device | True | True | True | True | True | True | True | True | True | [12 empty] | Non Federally-Regulated | 07/25/2014 |  | 04/12/2021
Intermatic, Inc. | Intermatic, Inc. | ET2125C | Automatic Time Switch Control | Device | True | True | True | True | True | True | [15 empty] | Non Federally-Regulated | 04/28/2015 |  | 04/12/2021
Legrand / Pass & Seymour | Pass & Seymour | LSLV600PW | Dimmer | Device | True | True | True | True | True | True | True | True | True | [12 empty] | Non Federally-Regulated | 02/13/2015 |  | 04/12/2021
WattStopper, Inc. | WattStopper, Inc. | DSW-302 | Occupant Sensing Device | Device | True | True | True | True | True | True | True | True | True | False |  |  | False |  | False |  | True | True | True | True | True | Non Federally-Regulated | 09/15/2014 |  | 04/12/2021
Legrand/WattStopper | WattStopper | WDT321BK | Occupant Sensing Device | Device | True | True | True | True | True | True | True | True | True | False |  |  | False |  | False |  | True | True | True | True | True | Non Federally-Regulated | 01/07/2015 |  | 04/12/2021
Lutron Electronics Co., Inc. | Sensors | MS-OP600M******* | Dimmer | Device | True | True | True | True | True | True | True | True | True | [12 empty] | Non Federally-Regulated | 01/21/2014 |  | 04/12/2021
GE Lighting, a Savant company | GE Lighting Controls | CLCINT48-INTR48-***-**2* | Automatic Daylighting Control | Device | True | True | True | True | True | False |  | True | True | True | True | [10 empty] | Non Federally-Regulated | 08/04/2014 |  | 04/12/2021
Leviton Manufacturing Co., Inc. | Leviton | MDS1*-*** | Occupant Sensing Device | Device | True | True | True | True | True | False |  |  |  | False |  |  | False |  | False |  | False | False | True | True | True | Non Federally-Regulated | 08/18/2014 |  | 04/12/2021
Nora Lighting | Nora Current Limiter for Track Lighting | NT-2358*/10A | Track Lighting Integral Curren | Device | True | True | True | True | True | True | True | True | True | [12 empty] | Non Federally-Regulated | 06/16/2014 |  | 04/12/2021
Lutron Electronics Co., Inc. | PowPak | UFCJ-ECO | Dimmer | Device | True | True | True | True | True | True | True | False | [13 empty] | Non Federally-Regulated | 01/07/2015 |  | 04/12/2021
IR-TEC International, Ltd. | IR-TEC International, Ltd. | LOD-300S** | Occupant Sensing Device | Device | True | True | True | True | True | False |  |  |  | False |  |  | True | True | False |  | False | False | False |  |  | Non Federally-Regulated | 10/23/2014 |  | 04/12/2021
Acuity Brands Lighting | Juno | T90CLF-24-** | Track Lighting Integral Curren | Device | True | True | True | True | True | True | True | True | True | [12 empty] | Non Federally-Regulated | 12/05/2014 |  | 04/12/2021
Legrand / Pass & Seymour | Pass & Seymour | T1000V | Dimmer | Device | True | True | True | True | True | True | True | True | True | [12 empty] | Non Federally-Regulated | 02/13/2015 |  | 04/12/2021
Legrand / Pass & Seymour | Pass & Seymour | LS600PW | Dimmer | Device | True | True | True | True | True | True | True | True | True | [12 empty] | Non Federally-Regulated | 02/13/2015 |  | 04/12/2021
Legrand / Pass & Seymour | Pass & Seymour | LSLV600 | Dimmer | Device | True | True | True | True | True | True | True | True | True | [12 empty] | Non Federally-Regulated | 02/13/2015 |  | 04/12/2021
Legrand/WattStopper | WattStopper | WDT321GRY | Occupant Sensing Device | Device | True | True | True | True | True | True | True | True | True | False |  |  | False |  | False |  | True | True | True | True | True | Non Federally-Regulated | 01/07/2015 |  | 04/12/2021
Danfoss, Inc. | Danfoss, Inc. | AK-SC255 | Automatic Time Switch Control | Device | True | True | True | True | True | True | [15 empty] | Non Federally-Regulated | 05/02/2014 |  | 04/12/2021
Leviton Manufacturing Co., Inc. | Leviton | VPM10-*** | Dimmer | Device | True | True | True | True | True | False |  | True | True | [12 empty] | Non Federally-Regulated | 12/01/2014 |  | 04/12/2021
Light Corporation | Kanepi | LS-C-MC**-** | Automatic Daylighting Control | Device | True | True | True | True | True | True | True | True | True | True | True | [10 empty] | Non Federally-Regulated | 04/02/2014 |  | 04/12/2021
Intermatic, Inc. | Grasslin | LM1-I-120-LS1 | Photosensor / Photocontrol Dev | Device | True | True | True | [18 empty] | Non Federally-Regulated | 08/05/2014 |  | 04/12/2021
Douglas Lighting Controls | Diversa | WORXID2-DPR-L | Occupant Sensing Device | Device | True | True | True | True | True | False |  |  |  | False |  |  | True | True | False |  | False | True | True | True | True | Non Federally-Regulated | 10/10/2014 |  | 04/12/2021
Lutron Electronics Co., Inc. | Homeworks | HWV-1000***** | Dimmer | Device | True | True | True | True | True | True | True | True | True | [12 empty] | Non Federally-Regulated | 01/21/2014 |  | 04/12/2021
Hubbell Building Automation | Hubbell Building Automation | OMNIIR*BP********* | Occupant Sensing Device | Device | True | True | True | True | True | False |  |  |  | False |  |  | False |  | False |  | False | False | False |  |  | Non Federally-Regulated | 02/04/2014 |  | 04/12/2021
Legrand / Pass & Seymour | Pass & Seymour | LSCL450 | Dimmer | Device | True | True | True | True | True | True | True | True | True | [12 empty] | Non Federally-Regulated | 02/13/2015 |  | 04/12/2021
SMART Light Systems | SMART Light Systems | SLS100 | Occupant Sensing Device | Device | True | True | True | True | True | False |  |  |  | False |  |  | True | True | False |  | True | True | True | True | True | Non Federally-Regulated | 02/20/2014 |  | 04/12/2021
Cree LED Lighting Solutions | Cree LED Lighting | CR**-**L-**K-CMA | Occupant Sensing Device | Device | True | True | True | True | True | False |  |  |  | False |  |  | False |  | False |  | True | True | True | True | True | Non Federally-Regulated | 04/02/2014 |  | 04/12/2021
Legrand / Pass & Seymour | Pass & Seymour | HDH163PMMTCCCV4 | Dimmer | Device | True | True | True | True | True | True | True | True | True | [12 empty] | Non Federally-Regulated | 02/13/2015 |  | 04/12/2021
Cooper Controls | Greengate | OSW-P-0451-D347-* | Occupant Sensing Device | Device | True | True | True | True | True | True | True | True | True | False |  |  | False |  | False |  | False | False | False |  |  | Non Federally-Regulated | 08/26/2014 |  | 04/12/2021
Schneider Electric | SERP | SERPL32HS | Astronomical Time Switch Contr | Device | True | True | True | True | True | True | True | True | True | True | [11 empty] | Non Federally-Regulated | 07/28/2014 |  | 04/12/2021
Intermatic, Inc. | Grasslin | FM1D14-12U | Automatic Time Switch Control | Device | True | True | True | False | [17 empty] | Non Federally-Regulated | 08/05/2014 |  | 04/12/2021
Leviton Manufacturing Co., Inc. | Leviton | MDI06 | Dimmer | Device | True | True | True | True | True | False |  | True | True | [12 empty] | Non Federally-Regulated | 12/01/2014 |  | 04/12/2021
Hubbell Building Automation | Hubbell Building Automation | WIH-OS-LODIA* | Occupant Sensing Device | Device | True | True | True | True | True | False |  |  |  | False |  |  | False |  | False |  | False | False | False |  |  | Non Federally-Regulated | 02/04/2014 |  | 04/12/2021
Distech Controls | Distech Controls | ECx-Light-4-STP | Astronomical Time Switch Contr | Device | True | True | True | True | True | True | True | True | True | True | [11 empty] | Non Federally-Regulated | 10/28/2014 |  | 04/12/2021
Enerlites, Inc. | Intermatic, Inc. | IOS-DPBIF2-** | Occupant Sensing Device | Device | True | True | True | True | True | False |  |  |  | False |  |  | False |  | False |  | False | False | True | True | True | Non Federally-Regulated | 08/06/2014 |  | 04/12/2021
Cooper Controls | Greengate | OMR-P-* | Occupant Sensing Device | Device | True | True | True | True | True | True | True | True | True | False |  |  | False |  | False |  | False | False | False |  |  | Non Federally-Regulated | 08/26/2014 |  | 04/12/2021
Intermatic, Inc. | Grasslin | LM2-O-120-LS2 | Automatic Daylighting Control | Device | True | True | True | False |  | True | True | True | True | True | True | [10 empty] | Non Federally-Regulated | 08/05/2014 |  | 04/12/2021
Leviton Manufacturing Co., Inc. | Leviton | MDI10 | Dimmer | Device | True | True | True | True | True | False |  | True | True | [12 empty] | Non Federally-Regulated | 12/01/2014 |  | 04/12/2021
Intermatic, Inc. | Intermatic, Inc. | ET90215CRE | Automatic Time Switch Control | Device | True | True | True | True | True | True | [15 empty] | Non Federally-Regulated | 12/03/2014 |  | 04/12/2021
Legrand / Pass & Seymour | Pass & Seymour | LSCLDC163PLACCV4 | Dimmer | Device | True | True | True | True | True | True | True | True | True | [12 empty] | Non Federally-Regulated | 02/13/2015 |  | 04/12/2021
Nora Lighting | Nora Current Limiter for Track Lighting | NT-2358*/7.5A | Track Lighting Integral Curren | Device | True | True | True | True | True | True | True | True | True | [12 empty] | Non Federally-Regulated | 06/16/2014 |  | 04/12/2021
Legrand / Pass & Seymour | Pass & Seymour | LSLV603PI | Dimmer | Device | True | True | True | True | True | True | True | True | True | [12 empty] | Non Federally-Regulated | 02/13/2015 |  | 04/12/2021
Cooper Controls | Greengate | VAC-DT-* | Occupant Sensing Device | Device | True | True | True | True | True | True | True | True | True | False |  |  | False |  | False |  | True | True | True | True | True | Non Federally-Regulated | 08/26/2014 |  | 04/12/2021
Intermatic, Inc. | Grasslin | PC2-277-LS1 | Automatic Daylighting Control | Device | True | True | True | False |  | True | True | True | True | True | True | [10 empty] | Non Federally-Regulated | 08/05/2014 |  | 04/12/2021
Cooper Controls | Greengate | VNW-D-1001-DMV-N-* | Occupant Sensing Device | Device | True | True | True | True | True | True | True | True | True | False |  |  | False |  | False |  | True | True | True | True | True | Non Federally-Regulated | 08/26/2014 |  | 04/12/2021
Intermatic, Inc. | Intermatic, Inc. | ET90215CRE | Astronomical Time Switch Contr | Device | True | True | True | True | True | True | True | True | True | True | [11 empty] | Non Federally-Regulated | 12/03/2014 |  | 04/12/2021
Enlighted, Inc. | Enlighted | SU-3E-** | Occupant Sensing Device | Device | True | True | True | True | True | False |  |  |  | False |  |  | True | True | False |  | True | True | True | True | True | Non Federally-Regulated | 09/18/2014 |  | 04/12/2021
Intelligent Lighting Controls, Inc. | LightLEEDer | LL8X | Astronomical Time Switch Contr | Device | True | True | True | True | True | True | True | True | True | True | [11 empty] | Non Federally-Regulated | 06/15/2015 |  | 04/12/2021
Honeywell International | Honeywell | CLB1433S | Automatic Daylighting Control | Device | True | True | True | True | True | True | True | True | True | True | True | [10 empty] | Non Federally-Regulated | 02/20/2014 |  | 04/12/2021
Hubbell Building Automation | Hubbell Building Automation | FHB14************* | Occupant Sensing Device | Device | True | True | True | True | True | False |  |  |  | False |  |  | False |  | False |  | False | False | False |  |  | Non Federally-Regulated | 02/04/2014 |  | 04/12/2021
Cooper Controls | Greengate | OXWC-P-* | Occupant Sensing Device | Device | True | True | True | True | True | True | True | True | True | False |  |  | False |  | False |  | False | False | False |  |  | Non Federally-Regulated | 08/26/2014 |  | 04/12/2021
Legrand / Pass & Seymour | Pass & Seymour | HLV703PTC | Dimmer | Device | True | True | True | True | True | True | True | True | True | [12 empty] | Non Federally-Regulated | 02/13/2015 |  | 04/12/2021
Hubbell Building Automation | Hubbell Building Automation | LHD-*************M | Occupant Sensing Device | Device | True | True | True | True | True | False |  |  |  | False |  |  | False |  | False |  | False | False | True | True | True | Non Federally-Regulated | 02/04/2014 |  | 04/12/2021
ELCO Lighting | ELCO Lighting | EP840B-1A | Track Lighting Integral Curren | Device | True | True | True | True | True | True | True | True | True | [12 empty] | Non Federally-Regulated | 08/07/2014 |  | 04/12/2021
NSi Industries | Tork | COS-M | Occupant Sensing Device | Device | True | True | True | True | True | False |  |  |  | False |  |  | False |  | False |  | False | False | False |  |  | Non Federally-Regulated | 10/10/2014 |  | 04/12/2021
Eaton Corp. | Eaton/Cooper Lighting | AAL06** | Dimmer | Device | True | True | True | True | True | True | True | True | True | [12 empty] | Non Federally-Regulated | 03/06/2015 |  | 04/12/2021
Schneider Electric | Schneider Electric | SLSPWS120V* | Occupant Sensing Device | Device | True | True | True | True | True | False |  |  |  | False |  |  | False |  | False |  | False | False | True | True | True | Non Federally-Regulated | 07/28/2014 |  | 04/12/2021
WattStopper, Inc. | WattStopper, Inc. | ADFM-8A-* | Dimmer | Device | True | True | True | True | True | True | True | True | True | [12 empty] | Non Federally-Regulated | 08/28/2014 |  | 04/12/2021
Schneider Electric | Powerlink | NF-CW POWERLINK PNL (Master Included) | Astronomical Time Switch Contr | Device | True | True | True | True | True | True | True | True | True | True | [11 empty] | Non Federally-Regulated | 07/28/2014 |  | 04/12/2021
WattStopper, Inc. | WattStopper, Inc. | WT-605 | Occupant Sensing Device | Device | True | True | True | True | True | True | True | True | True | False |  |  | False |  | False |  | False | False | False |  |  | Non Federally-Regulated | 09/15/2014 |  | 04/12/2021
Eaton Corp. | Eaton/Cooper Lighting | RI06P* | Dimmer | Device | True | True | True | True | True | True | True | True | True | [12 empty] | Non Federally-Regulated | 03/06/2015 |  | 04/12/2021
Douglas Lighting Controls | Douglas | WSP-2718-S2-FIP | Automatic Time Switch Control | Device | True | True | True | True | True | True | [15 empty] | Non Federally-Regulated | 10/10/2014 |  | 04/12/2021
ELCO Lighting | ELCO Lighting | EP840W-1A | Track Lighting Integral Curren | Device | True | True | True | True | True | True | True | True | True | [12 empty] | Non Federally-Regulated | 08/07/2014 |  | 04/12/2021
Legrand / Pass & Seymour | Pass & Seymour | LSCL450BK | Dimmer | Device | True | True | True | True | True | True | True | True | True | [12 empty] | Non Federally-Regulated | 02/13/2015 |  | 04/12/2021
Legrand / Pass & Seymour | Pass & Seymour | LS1000IV | Dimmer | Device | True | True | True | True | True | True | True | True | True | [12 empty] | Non Federally-Regulated | 02/13/2015 |  | 04/12/2021
Schneider Electric | SERP | SERPTC811 | Astronomical Time Switch Contr | Device | True | True | True | True | True | True | True | True | True | True | [11 empty] | Non Federally-Regulated | 07/28/2014 |  | 04/12/2021
WAC Lighting Co. | W Track Current Limiter | WHEDL-**-** | Track Lighting Integral Curren | Device | True | True | True | True | True | True | True | True | True | [12 empty] | Non Federally-Regulated | 08/14/2015 |  | 04/12/2021
B.E.G. Controls | B.E.G. Controls | CIRCLE LTMS ** | Occupant Sensing Device | Device | True | True | True | True | True | False |  |  |  | False |  |  | False |  | False |  | False | False | False |  |  | Non Federally-Regulated | 09/23/2014 |  | 04/12/2021
GE Lighting, a Savant company | GE Lighting Controls | CIR-15-360-D | Occupant Sensing Device | Device | True | True | True | True | True | False |  |  |  | False |  |  | False |  | False |  | False | False | False |  |  | Non Federally-Regulated | 07/15/2014 |  | 04/12/2021
Distech Controls | Distech Controls | ECx-Light-4-WD | Automatic Daylighting Control | Device | True | True | True | False |  | True | True | True | True | True | True | [10 empty] | Non Federally-Regulated | 10/28/2014 |  | 04/12/2021
Legrand / Pass & Seymour | Pass & Seymour | WS703PW | Dimmer | Device | True | True | True | True | True | True | True | True | True | [12 empty] | Non Federally-Regulated | 02/13/2015 |  | 04/12/2021
Leviton Manufacturing Co., Inc. | Leviton | ODC20-*** | Occupant Sensing Device | Device | True | True | True | True | True | True | True | True | True | False |  |  | False |  | False |  | False | False | False |  |  | Non Federally-Regulated | 07/15/2014 |  | 04/12/2021
Lutron Electronics Co., Inc. | Sensors | UMS-B102********** | Occupant Sensing Device | Device | True | True | True | True | True | True | True | True | True | False |  |  | False |  | False |  | False | False | True | True | True | Non Federally-Regulated | 01/27/2014 |  | 04/12/2021
Cooper Controls | Greengate | RC3 | Dimmer | Device | True | True | True | True | True | True | True | True | True | [12 empty] | Non Federally-Regulated | 08/26/2014 |  | 04/12/2021
Leviton Manufacturing Co., Inc. | Leviton | 1420 | Dimmer | Device | True | True | True | True | True | False |  | True | True | [12 empty] | Non Federally-Regulated | 12/01/2014 |  | 04/12/2021
Legrand / Pass & Seymour | Pass & Seymour | LS1003PLAV | Dimmer | Device | True | True | True | True | True | True | True | True | True | [12 empty] | Non Federally-Regulated | 02/13/2015 |  | 04/12/2021
IR-TEC International, Ltd. | IR-TEC International, Ltd. | LBS-701N** | Occupant Sensing Device | Device | True | True | True | True | True | False |  |  |  | False |  |  | False |  | False |  | False | False | True | True | True | Non Federally-Regulated | 12/26/2013 |  | 04/12/2021
Sensor Switch, Inc. | Sensor Switch | CMR ** P ******* | Photosensor / Photocontrol Dev | Device | True | True | True | [18 empty] | Non Federally-Regulated | 07/08/2014 |  | 04/12/2021
Douglas Lighting Controls | Douglas | WWR-1361-277 | Dimmer | Device | True | True | True | True | True | False |  | False | [13 empty] | Non Federally-Regulated | 10/10/2014 |  | 04/12/2021
Sensor Switch, Inc. | Sensor Switch | CMRB PDT ************* | Occupant Sensing Device | Device | True | True | True | True | True | False |  |  |  | False |  |  | False |  | False |  | False | False | False |  |  | Non Federally-Regulated | 07/08/2014 |  | 04/12/2021
Intermatic, Inc. | Grasslin | FM2D50-240 | Automatic Time Switch Control | Device | True | True | True | False | [17 empty] | Non Federally-Regulated | 08/05/2014 |  | 04/12/2021
IR-TEC International, Ltd. | IR-TEC International, Ltd. | COS-316S** | Dimmer | Device | True | True | True | True | True | False |  | False | [13 empty] | Non Federally-Regulated | 10/02/2014 |  | 04/12/2021
Intermatic, Inc. | Grasslin | PC2-D30-277-LS1 | Automatic Daylighting Control | Device | True | True | True | False |  | True | True | True | True | True | True | [10 empty] | Non Federally-Regulated | 08/05/2014 |  | 04/12/2021
Legrand / Pass & Seymour | Pass & Seymour | H703PABCCV4 | Dimmer | Device | True | True | True | True | True | True | True | True | True | [12 empty] | Non Federally-Regulated | 02/13/2015 |  | 04/12/2021
Cree LED Lighting Solutions | Cree LED Lighting | CIF-10V-CWC-SNSR | Automatic Daylighting Control | Device | True | True | True | False |  | True | True | True | True | True | True | [10 empty] | Non Federally-Regulated | 04/02/2014 |  | 04/12/2021
Lutron Electronics Co., Inc. | HomeWorks QS | HQRA-6NA | Dimmer | Device | True | True | True | True | True | True | True | True | True | [12 empty] | Non Federally-Regulated | 01/21/2014 |  | 04/12/2021
Legrand / Pass & Seymour | Pass & Seymour | LS600PLA | Dimmer | Device | True | True | True | True | True | True | True | True | True | [12 empty] | Non Federally-Regulated | 02/13/2015 |  | 04/12/2021
The Lighting Quotient | The Lighting Quotient | CLC-EN-08-**-*-* | Occupant Sensing Device | Device | True | True | True | True | True | False |  |  |  | False |  |  | False |  | False |  | True | True | True | True | True | Non Federally-Regulated | 09/10/2014 |  | 04/12/2021
WattStopper, Inc. | WattStopper, Inc. | LMLS-400 | Photosensor / Photocontrol Dev | Device | True | True | True | [18 empty] | Non Federally-Regulated | 09/15/2014 |  | 04/12/2021
Signify North America Corporation | Philips | DC-DRD-I-1*-101 | Automatic Daylighting Control | Device | True | True | True | True | True | True | True | True | True | True | True | [10 empty] | Non Federally-Regulated | 07/17/2014 |  | 04/12/2021
Signify North America Corporation | Philips | LRM2368 | Occupant Sensing Device | Device | True | True | True | True | True | False |  |  |  | False |  |  | False |  | False |  | False | False | False |  |  | Non Federally-Regulated | 02/27/2015 |  | 04/12/2021
Legrand / Pass & Seymour | Pass & Seymour | LS603PLAV | Dimmer | Device | True | True | True | True | True | True | True | True | True | [12 empty] | Non Federally-Regulated | 02/13/2015 |  | 04/12/2021
Leviton Manufacturing Co., Inc. | Leviton | 6693 | Dimmer | Device | True | True | True | True | True | False |  | True | True | [12 empty] | Non Federally-Regulated | 12/01/2014 |  | 04/12/2021
Light Corporation | Kanepi | LS-WBK-** | Dimmer | Device | True | True | True | True | True | False |  | False | [13 empty] | Non Federally-Regulated | 04/02/2014 |  | 04/12/2021
Intermatic, Inc. | Grasslin | FM1D50A-12 | Automatic Time Switch Control | Device | True | True | True | False | [17 empty] | Non Federally-Regulated | 08/05/2014 |  | 04/12/2021
Legrand / Pass & Seymour | Pass & Seymour | DRDH163PIV | Dimmer | Device | True | True | True | True | True | True | True | True | True | [12 empty] | Non Federally-Regulated | 02/13/2015 |  | 04/12/2021
Light Corporation | Kanepi | LS-C-BL**-** | Dimmer | Device | True | True | True | True | True | False |  | False | [13 empty] | Non Federally-Regulated | 04/02/2014 |  | 04/12/2021
Digital Lumens | Digital Lumens | DLA-*-* | Dimmer | Device | True | True | True | True | True | False |  | False | [13 empty] | Non Federally-Regulated | 07/31/2014 |  | 04/12/2021
Legrand / Pass & Seymour | Pass & Seymour | DR703PIV | Dimmer | Device | True | True | True | True | True | True | True | True | True | [12 empty] | Non Federally-Regulated | 02/13/2015 |  | 04/12/2021
Leviton Manufacturing Co., Inc. | Leviton | 6684 | Dimmer | Device | True | True | True | True | True | False |  | True | True | [12 empty] | Non Federally-Regulated | 12/01/2014 |  | 04/12/2021
Signify North America Corporation | Philips | LRM2340 | Occupant Sensing Device | Device | True | True | True | True | True | False |  |  |  | False |  |  | False |  | False |  | False | False | False |  |  | Non Federally-Regulated | 02/27/2015 |  | 04/12/2021
Legrand / Pass & Seymour | Pass & Seymour | TLV1003LA | Dimmer | Device | True | True | True | True | True | True | True | True | True | [12 empty] | Non Federally-Regulated | 02/13/2015 |  | 04/12/2021
GE Lighting, a Savant company | GE Lighting Controls | CUS-20-360-* | Occupant Sensing Device | Device | True | True | True | True | True | True | True | True | True | False |  |  | False |  | False |  | False | False | False |  |  | Non Federally-Regulated | 07/15/2014 |  | 04/12/2021
Sensor Switch, Inc. | Sensor Switch | RMR ** P ********** | Photosensor / Photocontrol Dev | Device | True | True | True | [18 empty] | Non Federally-Regulated | 07/08/2014 |  | 04/12/2021
Lighting Control & Design | Lighting Control & Design | XPA-SBOR******* | Occupant Sensing Device | Device | True | True | True | True | True | False |  |  |  | False |  |  | True | True | True | True | False | False | True | True | True | Non Federally-Regulated | 07/15/2014 |  | 04/12/2021
Light Corporation | Kanepi | B-CBK-****-** | Dimmer | Device | True | True | True | True | True | False |  | False | [13 empty] | Non Federally-Regulated | 04/02/2014 |  | 04/12/2021
Leviton Manufacturing Co., Inc. | Leviton | ODC10-*** | Occupant Sensing Device | Device | True | True | True | True | True | True | True | True | True | False |  |  | False |  | False |  | False | False | False |  |  | Non Federally-Regulated | 07/15/2014 |  | 04/12/2021
NSi Industries | Tork | 460E | Automatic Time Switch Control | Device | True | True | True | False | [17 empty] | Non Federally-Regulated | 10/10/2014 |  | 04/12/2021
Lutron Electronics Co., Inc. | HomeWorks QS | HQRD-H*********** | Dimmer | Device | True | True | True | True | True | True | True | True | True | [12 empty] | Non Federally-Regulated | 01/21/2014 |  | 04/12/2021
Enerlites, Inc. | Enerlites, Inc. | MDW-V-* | Occupant Sensing Device | Device | True | True | True | True | True | True | True | True | True | False |  |  | False |  | False |  | False | False | False |  |  | Non Federally-Regulated | 09/16/2014 |  | 04/12/2021
WattStopper, Inc. | WattStopper, Inc. | CX-105-* | Occupant Sensing Device | Device | True | True | True | True | True | False |  |  |  | False |  |  | False |  | False |  | False | False | False |  |  | Non Federally-Regulated | 09/15/2014 |  | 04/12/2021
Leviton Manufacturing Co., Inc. | Leviton | RPI06 | Dimmer | Device | True | True | True | True | True | False |  | True | True | [12 empty] | Non Federally-Regulated | 12/01/2014 |  | 04/12/2021
WAC Lighting Co. | Photosensor | PC-120-** | Photosensor / Photocontrol Dev | Device | True | True | True | [18 empty] | Non Federally-Regulated | 08/14/2015 |  | 04/12/2021
NSi Industries | Tork | 2007B | Photosensor / Photocontrol Dev | Device | True | True | True | [18 empty] | Non Federally-Regulated | 10/10/2014 |  | 04/12/2021
WattStopper, Inc. | WattStopper, Inc. | LMCP24S-*-*-*-*-* | Automatic Time Switch Control | Device | True | True | True | True | True | True | [15 empty] | Non Federally-Regulated | 09/15/2014 |  | 04/12/2021
Legrand / Pass & Seymour | Pass & Seymour | DRLV703PBK | Dimmer | Device | True | True | True | True | True | True | True | True | True | [12 empty] | Non Federally-Regulated | 02/13/2015 |  | 04/12/2021
Legrand / Pass & Seymour | Pass & Seymour | LSSC5P | Dimmer | Device | True | True | True | True | True | True | True | True | True | [12 empty] | Non Federally-Regulated | 02/13/2015 |  | 04/12/2021
Leviton Manufacturing Co., Inc. | Leviton | AWSMG-X** | Dimmer | Device | True | True | True | True | True | False |  | True | True | [12 empty] | Non Federally-Regulated | 07/30/2014 |  | 04/12/2021
Cooper Controls | Greengate | LK4-120** | Automatic Time Switch Control | Device | True | True | True | True | True | True | [15 empty] | Non Federally-Regulated | 08/26/2014 |  | 04/12/2021
Light Corporation | Kanepi | LS-W-SE | Photosensor / Photocontrol Dev | Device | True | True | True | [18 empty] | Non Federally-Regulated | 04/02/2014 |  | 04/12/2021
Intermatic, Inc. | Grasslin | GMX2FM2D50I-120 | Automatic Time Switch Control | Device | True | True | True | False | [17 empty] | Non Federally-Regulated | 08/05/2014 |  | 04/12/2021
Intermatic, Inc. | Grasslin | GMXFM1D20-I-24 | Automatic Time Switch Control | Device | True | True | True | False | [17 empty] | Non Federally-Regulated | 08/05/2014 |  | 04/12/2021
Distech Controls | Distech Controls | EC-Light-8* | Astronomical Time Switch Contr | Device | True | True | True | True | True | True | True | True | True | True | [11 empty] | Non Federally-Regulated | 10/28/2014 |  | 04/12/2021
Vantage Controls, Inc. | Vantage Controls, Inc. | LV0S-0-10-PWM-DIN | Dimmer | Device | True | True | True | True | True | True | True | False | [13 empty] | Non Federally-Regulated | 12/02/2014 |  | 04/12/2021
Intermatic, Inc. | Intermatic, Inc. | ET2815CR | Astronomical Time Switch Contr | Device | True | True | True | True | True | True | True | True | True | True | [11 empty] | Non Federally-Regulated | 04/28/2015 |  | 04/12/2021
Nora Lighting | Nora Current Limiter for Track Lighting | NT-2348*/10A | Track Lighting Integral Curren | Device | True | True | True | True | True | True | True | True | True | [12 empty] | Non Federally-Regulated | 06/16/2014 |  | 04/12/2021
Lutron Electronics Co., Inc. | Radio RA | RA-GRX-6***** | Dimmer | Device | True | True | True | True | True | True | True | False | [13 empty] | Non Federally-Regulated | 01/21/2014 |  | 04/12/2021
Sensor Switch, Inc. | Sensor Switch | LSXR ****************** | Occupant Sensing Device | Device | True | True | True | True | True | False |  |  |  | False |  |  | False |  | False |  | False | False | False |  |  | Non Federally-Regulated | 07/08/2014 |  | 04/12/2021
WattStopper, Inc. | WattStopper, Inc. | LMCP24F-*-*-*-*-* | Automatic Time Switch Control | Device | True | True | True | True | True | True | [15 empty] | Non Federally-Regulated | 09/15/2014 |  | 04/12/2021
Signify North America Corporation | Philips | SR150LED120 | Dimmer | Device | True | True | True | True | True | True | True | True | True | [12 empty] | Non Federally-Regulated | 07/17/2014 |  | 04/12/2021
Signify North America Corporation | Philips | LRM2265/** | Occupant Sensing Device | Device | True | True | True | True | True | True | True | True | True | False |  |  | False |  | False |  | False | False | True | True | True | Non Federally-Regulated | 08/15/2014 |  | 04/12/2021
Legrand/WattStopper | WattStopper | ECS1200 | Occupant Sensing Device | Device | True | True | True | True | True | False |  |  |  | False |  |  | False |  | False |  | False | False | False |  |  | Non Federally-Regulated | 01/07/2015 |  | 04/12/2021
Intermatic, Inc. | Intermatic, Inc. | ET1715CM | Automatic Time Switch Control | Device | True | True | True | False | [17 empty] | Non Federally-Regulated | 07/17/2014 |  | 04/12/2021
Hubbell Building Automation | Hubbell Building Automation | WIR-RM*-***-**-** | Automatic Time Switch Control | Device | True | True | True | True | True | True | [15 empty] | Non Federally-Regulated | 05/12/2014 |  | 04/12/2021
Signify North America Corporation | Philips | LRM2375/** | Occupant Sensing Device | Device | True | True | True | True | True | False |  |  |  | False |  |  | False |  | False |  | False | False | False |  |  | Non Federally-Regulated | 02/27/2015 |  | 04/12/2021
Enlighted, Inc. | Enlighted | CU-3E-** | Dimmer | Device | True | True | True | True | True | True | True | True | True | [12 empty] | Non Federally-Regulated | 09/18/2014 |  | 04/12/2021
WattStopper, Inc. | WattStopper, Inc. | FS-155 | Occupant Sensing Device | Device | True | True | True | True | True | False |  |  |  | False |  |  | False |  | False |  | False | False | False |  |  | Non Federally-Regulated | 10/21/2014 |  | 04/12/2021
WattStopper, Inc. | WattStopper, Inc. | LMPW-200-* | Occupant Sensing Device | Device | True | True | True | True | True | False |  |  |  | False |  |  | False |  | False |  | False | False | False |  |  | Non Federally-Regulated | 09/15/2014 |  | 04/12/2021
Enlighted, Inc. | Enlighted | SU-2-00 | Occupant Sensing Device | Device | True | True | True | True | True | False |  |  |  | False |  |  | True | True | False |  | True | True | True | True | True | Non Federally-Regulated | 09/18/2014 |  | 04/12/2021
ELCO Lighting | ELCO Lighting | EP840B-5A | Track Lighting Integral Curren | Device | True | True | True | True | True | True | True | True | True | [12 empty] | Non Federally-Regulated | 08/07/2014 |  | 04/12/2021
Lutron Electronics Co., Inc. | Sensors | MSCL-VP********* | Dimmer | Device | True | True | True | True | True | True | True | True | True | [12 empty] | Non Federally-Regulated | 01/21/2014 |  | 04/12/2021
Intermatic, Inc. | Grasslin | FM1D50E-120 | Automatic Time Switch Control | Device | True | True | True | False | [17 empty] | Non Federally-Regulated | 08/05/2014 |  | 04/12/2021
Carolina Products, Inc. | Carolina Products | CPI-800 | Photosensor / Photocontrol Dev | Device | True | True | True | [18 empty] | Non Federally-Regulated | 08/25/2014 |  | 04/12/2021
Schneider Electric | SERP | SERPL64HS | Automatic Time Switch Control | Device | True | True | True | True | True | True | [15 empty] | Non Federally-Regulated | 07/28/2014 |  | 04/12/2021
Signify North America Corporation | Philips | SR1200ZTUNV | Dimmer | Device | True | True | True | True | True | False |  | True | True | [12 empty] | Non Federally-Regulated | 07/17/2014 |  | 04/12/2021
Leviton Manufacturing Co., Inc. | Leviton | PCC2D-*** | Photosensor / Photocontrol Dev | Device | True | True | True | [18 empty] | Non Federally-Regulated | 07/15/2014 |  | 04/12/2021
Sensor Switch, Inc. | Sensor Switch | SBOR **************** | Occupant Sensing Device | Device | True | True | True | True | True | False |  |  |  | False |  |  | False |  | True | True | False | False | False |  |  | Non Federally-Regulated | 07/08/2014 |  | 04/12/2021
Eaton Corp. | Eaton/Cooper Lighting | OS106D1** | Dimmer | Device | True | True | True | True | True | True | True | True | True | [12 empty] | Non Federally-Regulated | 03/06/2015 |  | 04/12/2021
Legrand / Pass & Seymour | Pass & Seymour | LS600 | Dimmer | Device | True | True | True | True | True | True | True | True | True | [12 empty] | Non Federally-Regulated | 02/13/2015 |  | 04/12/2021
Legrand / Pass & Seymour | Pass & Seymour | WS4FBL3PW | Dimmer | Device | True | True | True | True | True | True | True | True | True | [12 empty] | Non Federally-Regulated | 02/13/2015 |  | 04/12/2021
Signify North America Corporation | Philips | LLC1655/** | Dimmer | Device | True | True | True | True | True | False |  | False | [13 empty] | Non Federally-Regulated | 07/17/2014 |  | 04/12/2021
Douglas Lighting Controls | Diversa | WORXDU2-P-L | Occupant Sensing Device | Device | True | True | True | True | True | False |  |  |  | False |  |  | False |  | False |  | False | True | True | True | True | Non Federally-Regulated | 10/10/2014 |  | 04/12/2021
Crestron Electronics | Crestron Electronics | CLW-LDIMEX-*** | Dimmer | Device | True | True | True | True | True | True | True | False | [13 empty] | Non Federally-Regulated | 04/02/2014 |  | 04/12/2021
Acuity Brands Lighting | Juno | TCLFM11** | Track Lighting Integral Curren | Device | True | True | True | True | True | True | True | True | True | [12 empty] | Non Federally-Regulated | 12/05/2014 |  | 04/12/2021
Schneider Electric | SERP | SERPB16HS | Automatic Time Switch Control | Device | True | True | True | True | True | True | [15 empty] | Non Federally-Regulated | 07/28/2014 |  | 04/12/2021
Douglas Lighting Controls | Diversa | WOSSDU2-P-V* | Occupant Sensing Device | Device | True | True | True | True | True | False |  |  |  | False |  |  | False |  | False |  | False | True | True | True | True | Non Federally-Regulated | 10/10/2014 |  | 04/12/2021
Eaton Corp. | Eaton/Cooper Lighting | RF9536** | Dimmer | Device | True | True | True | True | True | True | True | True | True | [12 empty] | Non Federally-Regulated | 03/06/2015 |  | 04/12/2021
Cooper Controls | Greengate | OWLTP* | Occupant Sensing Device | Device | True | True | True | True | True | True | True | True | True | False |  |  | False |  | False |  | False | False | False |  |  | Non Federally-Regulated | 08/26/2014 |  | 04/12/2021
Intermatic, Inc. | Grasslin | GMXFM1D50-I-120 | Automatic Time Switch Control | Device | True | True | True | False | [17 empty] | Non Federally-Regulated | 08/05/2014 |  | 04/12/2021
Legrand / Pass & Seymour | Pass & Seymour | HFB83PTC | Dimmer | Device | True | True | True | True | True | True | True | True | True | [12 empty] | Non Federally-Regulated | 02/13/2015 |  | 04/12/2021
Douglas Lighting Controls | Diversa | WORSDD2-DPR-L | Occupant Sensing Device | Device | True | True | True | True | True | False |  |  |  | False |  |  | True | True | False |  | False | True | True | True | True | Non Federally-Regulated | 10/10/2014 |  | 04/12/2021
Lutron Electronics Co., Inc. | Sensors | UMSCL-OP********* | Occupant Sensing Device | Device | True | True | True | True | True | False |  |  |  | False |  |  | True | True | False |  | False | False | True | True | True | Non Federally-Regulated | 01/27/2014 |  | 04/12/2021
Legrand / Pass & Seymour | Pass & Seymour | LS1000PBK | Dimmer | Device | True | True | True | True | True | True | True | True | True | [12 empty] | Non Federally-Regulated | 02/13/2015 |  | 04/12/2021
Douglas Lighting Controls | Diversa | WOSSD32-P-V* | Occupant Sensing Device | Device | True | True | True | True | True | False |  |  |  | False |  |  | False |  | False |  | False | True | True | True | True | Non Federally-Regulated | 10/10/2014 |  | 04/12/2021
WattStopper, Inc. | WattStopper, Inc. | HDFM-8A-* | Dimmer | Device | True | True | True | True | True | True | True | True | True | [12 empty] | Non Federally-Regulated | 08/28/2014 |  | 04/12/2021
Signify North America Corporation | Philips | LRD1730/** | Dimmer | Device | True | True | True | True | True | True | True | True | True | [12 empty] | Non Federally-Regulated | 07/17/2014 |  | 04/12/2021
Legrand / Pass & Seymour | Pass & Seymour | HCL453PMMTCCCV4 | Dimmer | Device | True | True | True | True | True | True | True | True | True | [12 empty] | Non Federally-Regulated | 02/13/2015 |  | 04/12/2021
Legrand / Pass & Seymour | Pass & Seymour | TDLV1103PI | Dimmer | Device | True | True | True | True | True | True | True | True | True | [12 empty] | Non Federally-Regulated | 02/13/2015 |  | 04/12/2021
Legrand / Pass & Seymour | Pass & Seymour | WSLV700ICCV6 | Dimmer | Device | True | True | True | True | True | True | True | True | True | [12 empty] | Non Federally-Regulated | 02/13/2015 |  | 04/12/2021
Signify North America Corporation | Philips | LRL2390I | Dimmer | Device | True | True | True | True | True | False |  | False | [13 empty] | Non Federally-Regulated | 07/17/2014 |  | 04/12/2021
Sensor Switch, Inc. | Sensor Switch | RMR PDT ** P ********** | Photosensor / Photocontrol Dev | Device | True | True | True | [18 empty] | Non Federally-Regulated | 07/08/2014 |  | 04/12/2021
Lutron Electronics Co., Inc. | Sensors | UMS-VPS*********** | Occupant Sensing Device | Device | True | True | True | True | True | False |  |  |  | False |  |  | False |  | False |  | False | False | True | True | True | Non Federally-Regulated | 01/21/2014 |  | 04/12/2021
Enlighted, Inc. | Enlighted | SU-LP-** | Automatic Daylighting Control | Device | True | True | True | True | True | True | True | True | True | True | True | [10 empty] | Non Federally-Regulated | 09/18/2014 |  | 04/12/2021
Intermatic, Inc. | Intermatic, Inc. | ET90815CR | Astronomical Time Switch Contr | Device | True | True | True | True | True | True | True | True | True | True | [11 empty] | Non Federally-Regulated | 12/03/2014 |  | 04/12/2021
Gentec, Inc. | Kameleon | K8-64-PA-S* | Automatic Time Switch Control | Device | True | True | True | True | True | True | [15 empty] | Non Federally-Regulated | 09/10/2014 |  | 04/12/2021
Digital Lumens | Digital Lumens | DLA-LLE-* | Occupant Sensing Device | Device | True | True | True | True | True | False |  |  |  | False |  |  | True | True | True | True | True | False | False | True |  | Non Federally-Regulated | 07/31/2014 |  | 04/12/2021
Enerlites, Inc. | Intermatic, Inc. | IOS-DPBIF-** | Occupant Sensing Device | Device | True | True | True | True | True | False |  |  |  | False |  |  | False |  | False |  | False | False | False |  |  | Non Federally-Regulated | 08/06/2014 |  | 04/12/2021
Lutron Electronics Co., Inc. | HomeWorks QS | HQRA-6ND | Dimmer | Device | True | True | True | True | True | True | True | True | True | [12 empty] | Non Federally-Regulated | 01/21/2014 |  | 04/12/2021
GE Lighting, a Savant company | GE Lighting Controls | CIR-05-360-D | Occupant Sensing Device | Device | True | True | True | True | True | False |  |  |  | False |  |  | False |  | False |  | False | False | False |  |  | Non Federally-Regulated | 07/15/2014 |  | 04/12/2021
Leviton Manufacturing Co., Inc. | Leviton | IPM06 | Dimmer | Device | True | True | True | True | True | False |  | True | True | [12 empty] | Non Federally-Regulated | 12/01/2014 |  | 04/12/2021
Eaton Corp. | Eaton/Cooper Lighting | RF9534D** | Dimmer | Device | True | True | True | True | True | True | True | True | True | [12 empty] | Non Federally-Regulated | 03/06/2015 |  | 04/12/2021
Gentec, Inc. | Kameleon | K6-64-PA-S* | Automatic Time Switch Control | Device | True | True | True | True | True | True | [15 empty] | Non Federally-Regulated | 09/10/2014 |  | 04/12/2021
WattStopper, Inc. | WattStopper, Inc. | WD-170-* | Dimmer | Device | True | True | True | True | True | True | True | True | True | [12 empty] | Non Federally-Regulated | 08/28/2014 |  | 04/12/2021
Cooper Controls | Greengate | VNW-P-1001-RR7-* | Occupant Sensing Device | Device | True | True | True | True | True | True | True | True | True | False |  |  | False |  | False |  | True | True | True | True | True | Non Federally-Regulated | 08/26/2014 |  | 04/12/2021
Intense Lighting | Intense Lighting | IS126**-5A-T24 | Track Lighting Integral Curren | Device | True | True | True | True | True | True | True | True | True | [12 empty] | Non Federally-Regulated | 05/27/2015 |  | 04/12/2021
Signify North America Corporation | Philips | DMBC320-100ZT-NA | Photosensor / Photocontrol Dev | Device | True | True | True | [18 empty] | Non Federally-Regulated | 07/09/2014 |  | 04/12/2021
IR-TEC International, Ltd. | IR-TEC International, Ltd. | BOM-513N** | Occupant Sensing Device | Device | True | True | True | True | True | False |  |  |  | False |  |  | False |  | False |  | False | False | False |  |  | Non Federally-Regulated | 04/10/2015 |  | 04/12/2021
Eaton Corp. | Eaton/Cooper Lighting | RF9536-N** | Dimmer | Device | True | True | True | True | True | True | True | True | True | [12 empty] | Non Federally-Regulated | 03/06/2015 |  | 04/12/2021
Leviton Manufacturing Co., Inc. | Leviton | ATM10 | Dimmer | Device | True | True | True | True | True | False |  | True | True | [12 empty] | Non Federally-Regulated | 12/01/2014 |  | 04/12/2021
Cooper Controls | Greengate | CK2-120** | Automatic Time Switch Control | Device | True | True | True | True | True | True | [15 empty] | Non Federally-Regulated | 08/26/2014 |  | 04/12/2021
Lightolier | Lightolier | PLD300** | Track Lighting Integral Curren | Device | True | True | True | True | True | True | True | True | True | [12 empty] | Non Federally-Regulated | 01/27/2015 |  | 04/12/2021
Distech Controls | Distech Controls | ECx-Light-4-STP | Occupant Sensing Device | Device | True | True | True | True | True | False |  |  |  | False |  |  | False |  | False |  | False | False | False |  |  | Non Federally-Regulated | 10/28/2014 |  | 04/12/2021
Intense Lighting | Intense Lighting | IS126**-12A-T24 | Track Lighting Integral Curren | Device | True | True | True | True | True | True | True | True | True | [12 empty] | Non Federally-Regulated | 05/27/2015 |  | 04/12/2021
Legrand / Pass & Seymour | Pass & Seymour | TLV1003I | Dimmer | Device | True | True | True | True | True | True | True | True | True | [12 empty] | Non Federally-Regulated | 02/13/2015 |  | 04/12/2021
Intermatic, Inc. | Intermatic, Inc. | ET90115CRE | Automatic Time Switch Control | Device | True | True | True | True | True | True | [15 empty] | Non Federally-Regulated | 12/03/2014 |  | 04/12/2021
Lehigh Electric Products Co. | Solitaire | DTM*** | Astronomical Time Switch Contr | Device | True | True | True | True | True | True | True | True | True | True | [11 empty] | Non Federally-Regulated | 03/10/2015 |  | 04/12/2021
Nora Lighting | Nora Current Limiter for Track Lighting | NT-358*/1A | Track Lighting Integral Curren | Device | True | True | True | True | True | True | True | True | True | [12 empty] | Non Federally-Regulated | 06/16/2014 |  | 04/12/2021
Legrand/WattStopper | WattStopper | WSP301BK | Occupant Sensing Device | Device | True | True | True | True | True | False |  |  |  | False |  |  | False |  | False |  | False | False | False |  |  | Non Federally-Regulated | 01/07/2015 |  | 04/12/2021
Eaton Corp. | Eaton/Cooper Lighting | 9531** | Dimmer | Device | True | True | True | True | True | True | True | True | True | [12 empty] | Non Federally-Regulated | 03/06/2015 |  | 04/12/2021
IR-TEC International, Ltd. | IR-TEC International, Ltd. | BBS-700S** | Occupant Sensing Device | Device | True | True | True | True | True | False |  |  |  | False |  |  | False |  | False |  | False | False | True | True | True | Non Federally-Regulated | 04/10/2015 |  | 04/12/2021
Cooper Controls | Greengate | OSD-MV-* | Occupant Sensing Device | Device | True | True | True | True | True | True | True | True | True | False |  |  | False |  | False |  | False | False | False |  |  | Non Federally-Regulated | 08/26/2014 |  | 04/12/2021
IR-TEC International, Ltd. | IR-TEC International, Ltd. | LOS-300S** | Occupant Sensing Device | Device | True | True | True | True | True | False |  |  |  | False |  |  | False |  | False |  | False | False | False |  |  | Non Federally-Regulated | 10/23/2014 |  | 04/12/2021
Douglas Lighting Controls | Douglas | WSP-2718-D2S1P | Automatic Daylighting Control | Device | True | True | True | True | True | True | True | True | True | True | True | [10 empty] | Non Federally-Regulated | 10/10/2014 |  | 04/12/2021
GE Lighting, a Savant company | GE Lighting Controls | CLCINT24-INTD24-000-005* | Automatic Daylighting Control | Device | True | True | True | True | True | False |  | True | True | True | True | [10 empty] | Non Federally-Regulated | 08/04/2014 |  | 04/12/2021
Douglas Lighting Controls | Douglas | WPS-5941K-FTT | Photosensor / Photocontrol Dev | Device | True | True | True | [18 empty] | Non Federally-Regulated | 10/10/2014 |  | 04/12/2021
Leviton Manufacturing Co., Inc. | Leviton | IPSD6 -*** | Occupant Sensing Device | Device | True | True | True | True | True | False |  |  |  | False |  |  | False |  | False |  | False | False | True | True | True | Non Federally-Regulated | 11/12/2014 |  | 04/12/2021
NSi Industries | Tork | EH20C | Automatic Time Switch Control | Device | True | True | True | False | [17 empty] | Non Federally-Regulated | 10/10/2014 |  | 04/12/2021
Lutron Electronics Co., Inc. | PowPak | UFCJ-ECO | Automatic Daylighting Control | Device | True | True | True | True | True | True | True | True | True | True | True | [10 empty] | Non Federally-Regulated | 01/07/2015 |  | 04/12/2021
NSi Industries | Tork | DWZ100B | Astronomical Time Switch Contr | Device | True | True | True | True | True | True | True | True | True | True | [11 empty] | Non Federally-Regulated | 10/10/2014 |  | 04/12/2021
Intermatic, Inc. | Grasslin | TALENTO 471-120 | Automatic Time Switch Control | Device | True | True | True | False | [17 empty] | Non Federally-Regulated | 08/05/2014 |  | 04/12/2021
NSi Industries | Tork | DZS100BP | Astronomical Time Switch Contr | Device | True | True | True | True | True | True | True | True | True | True | [11 empty] | Non Federally-Regulated | 10/10/2014 |  | 04/12/2021
Legrand / Pass & Seymour | Pass & Seymour | LS1000PIV | Dimmer | Device | True | True | True | True | True | True | True | True | True | [12 empty] | Non Federally-Regulated | 02/13/2015 |  | 04/12/2021
The Lighting Quotient | The Lighting Quotient | CBC-EN-10-**-*-* | Automatic Daylighting Control | Device | True | True | True | True | True | True | True | True | True | True | True | [10 empty] | Non Federally-Regulated | 09/10/2014 |  | 04/12/2021
Intermatic, Inc. | Grasslin | PC2-D30-277-LS1 | Photosensor / Photocontrol Dev | Device | True | True | True | [18 empty] | Non Federally-Regulated | 08/05/2014 |  | 04/12/2021
Cooper Controls | Greengate | VNW-D-1001-DMV-* | Occupant Sensing Device | Device | True | True | True | True | True | True | True | True | True | False |  |  | False |  | False |  | True | True | True | True | True | Non Federally-Regulated | 08/26/2014 |  | 04/12/2021
Electronic Theatre Controls, Inc. | Unison | MSC2 | Automatic Time Switch Control | Device | True | True | True | True | True | True | [15 empty] | Non Federally-Regulated | 12/26/2013 |  | 04/12/2021
Cooper Controls | Greengate | OSW-U-0721-24AC-* | Occupant Sensing Device | Device | True | True | True | True | True | True | True | True | True | False |  |  | False |  | False |  | False | False | False |  |  | Non Federally-Regulated | 08/26/2014 |  | 04/12/2021
Leviton Manufacturing Co., Inc. | Leviton | 6667 | Dimmer | Device | True | True | True | True | True | False |  | True | True | [12 empty] | Non Federally-Regulated | 12/01/2014 |  | 04/12/2021
Leviton Manufacturing Co., Inc. | Leviton | ODS10-IA* | Occupant Sensing Device | Device | True | True | True | True | True | False |  |  |  | False |  |  | False |  | False |  | False | False | True | True | True | Non Federally-Regulated | 07/30/2014 |  | 04/12/2021
Self Electronics Co., Ltd. | Self | JDKZH-H-40 | Dimmer | Device | True | True | True | True | True | True | True | False | [13 empty] | Non Federally-Regulated | 06/01/2015 |  | 04/12/2021
Lutron Electronics Co., Inc. | HomeWorks QS | HQRA-10D | Dimmer | Device | True | True | True | True | True | True | True | True | True | [12 empty] | Non Federally-Regulated | 01/21/2014 |  | 04/12/2021
GE Lighting, a Savant company | GE Lighting Controls | CLCINT12-INTD12-000-001* | Automatic Daylighting Control | Device | True | True | True | True | True | False |  | True | True | True | True | [10 empty] | Non Federally-Regulated | 08/04/2014 |  | 04/12/2021
IR-TEC International, Ltd. | IR-TEC International, Ltd. | LOS-310N** | Occupant Sensing Device | Device | True | True | True | True | True | False |  |  |  | False |  |  | False |  | False |  | False | False | False |  |  | Non Federally-Regulated | 10/23/2014 |  | 04/12/2021
Legrand / Pass & Seymour | Pass & Seymour | TDLV703PI | Dimmer | Device | True | True | True | True | True | True | True | True | True | [12 empty] | Non Federally-Regulated | 02/13/2015 |  | 04/12/2021
GE Lighting, a Savant company | GE Lighting Controls | CLCINT24-INTD24-000-005* | Dimmer | Device | True | True | True | True | True | False |  | False | [13 empty] | Non Federally-Regulated | 08/04/2014 |  | 04/12/2021
Enerlites, Inc. | Enerlites, Inc. | MPC-52V-* | Occupant Sensing Device | Device | True | True | True | True | True | False |  |  |  | False |  |  | False |  | False |  | False | False | False |  |  | Non Federally-Regulated | 09/16/2014 |  | 04/12/2021
Intense Lighting | Intense Lighting | IS226**-12A | Track Lighting Integral Curren | Device | True | True | True | True | True | True | True | True | True | [12 empty] | Non Federally-Regulated | 05/27/2015 |  | 04/12/2021
Intermatic, Inc. | Grasslin | FM1D20A-24 | Automatic Time Switch Control | Device | True | True | True | False | [17 empty] | Non Federally-Regulated | 08/05/2014 |  | 04/12/2021
Light Corporation | Kanepi | SR-S-W**-** | Automatic Time Switch Control | Device | True | True | True | True | True | True | [15 empty] | Non Federally-Regulated | 04/02/2014 |  | 04/12/2021
Douglas Lighting Controls | Douglas | WSP-2718-S2-SIP | Automatic Time Switch Control | Device | True | True | True | True | True | True | [15 empty] | Non Federally-Regulated | 10/10/2014 |  | 04/12/2021
Intermatic, Inc. | Intermatic, Inc. | ET90215CE | Astronomical Time Switch Contr | Device | True | True | True | True | True | True | True | True | True | True | [11 empty] | Non Federally-Regulated | 12/03/2014 |  | 04/12/2021
Signify North America Corporation | Philips | LLC7310 | Photosensor / Photocontrol Dev | Device | True | True | True | [18 empty] | Non Federally-Regulated | 07/09/2014 |  | 04/12/2021
Legrand / Pass & Seymour | Pass & Seymour | T600I | Dimmer | Device | True | True | True | True | True | True | True | True | True | [12 empty] | Non Federally-Regulated | 02/13/2015 |  | 04/12/2021
Cooper Controls | Greengate | LK8-***-*** | Automatic Time Switch Control | Device | True | True | True | True | True | True | [15 empty] | Non Federally-Regulated | 08/26/2014 |  | 04/12/2021
Distech Controls | Distech Controls | ECx-Light-4D-STP | Automatic Daylighting Control | Device | True | True | True | True | True | True | True | True | True | True | True | [10 empty] | Non Federally-Regulated | 10/28/2014 |  | 04/12/2021
IR-TEC International, Ltd. | IR-TEC International, Ltd | BOA-517S** | Occupant Sensing Device | Device | True | True | True | True | True | False |  |  |  | False |  |  | True | True | False |  | False | False | False |  |  | Non Federally-Regulated | 07/23/2015 |  | 04/12/2021
Legrand / Pass & Seymour | Pass & Seymour | LS600PLAV | Dimmer | Device | True | True | True | True | True | True | True | True | True | [12 empty] | Non Federally-Regulated | 02/13/2015 |  | 04/12/2021
Intermatic, Inc. | Grasslin | FM1D14-AV-U | Automatic Time Switch Control | Device | True | True | True | False | [17 empty] | Non Federally-Regulated | 08/05/2014 |  | 04/12/2021
GE Lighting, a Savant company | GE Lighting Controls | PCD-ATR | Photosensor / Photocontrol Dev | Device | True | True | True | [18 empty] | Non Federally-Regulated | 08/04/2014 |  | 04/12/2021
Leviton Manufacturing Co., Inc. | Leviton | OSSMD-*** | Occupant Sensing Device | Device | True | True | True | True | True | True | True | True | True | False |  |  | False |  | False |  | False | False | True | True | True | Non Federally-Regulated | 08/18/2014 |  | 04/12/2021
Intelligent Lighting Controls, Inc. | LightLEEDer | LL4RC | Astronomical Time Switch Contr | Device | True | True | True | True | True | True | True | True | True | True | [11 empty] | Non Federally-Regulated | 06/15/2015 |  | 04/12/2021
Danfoss, Inc. | Danfoss, Inc. | AK-XM 101A | Automatic Time Switch Control | Device | True | True | True | True | True | True | [15 empty] | Non Federally-Regulated | 05/02/2014 |  | 04/12/2021
Intense Lighting | Intense Lighting | IS126**-7A | Track Lighting Integral Curren | Device | True | True | True | True | True | True | True | True | True | [12 empty] | Non Federally-Regulated | 05/27/2015 |  | 04/12/2021
Intermatic, Inc. | Grasslin | LM2-I-120-LS1 | Photosensor / Photocontrol Dev | Device | True | True | True | [18 empty] | Non Federally-Regulated | 08/05/2014 |  | 04/12/2021
WattStopper, Inc. | WattStopper, Inc. | LC8-120/277-* | Automatic Time Switch Control | Device | True | True | True | True | True | True | [15 empty] | Non Federally-Regulated | 09/15/2014 |  | 04/12/2021
Signify North America Corporation | Philips | DMBC320-DALI-***-NA | Photosensor / Photocontrol Dev | Device | True | True | True | [18 empty] | Non Federally-Regulated | 07/09/2014 |  | 04/12/2021
Intense Lighting | Intense Lighting | IS235**-2A-T24 | Track Lighting Integral Curren | Device | True | True | True | True | True | True | True | True | True | [12 empty] | Non Federally-Regulated | 05/20/2015 |  | 04/12/2021
Legrand / Pass & Seymour | Pass & Seymour | WS1000BK | Dimmer | Device | True | True | True | True | True | True | True | True | True | [12 empty] | Non Federally-Regulated | 02/13/2015 |  | 04/12/2021
NSi Industries | Tork | 2104 | Photosensor / Photocontrol Dev | Device | True | True | True | [18 empty] | Non Federally-Regulated | 10/10/2014 |  | 04/12/2021
ZHEJIANG YUANTAI ELECTRICAL TECHNOLOGY CO., LTD. | Yoti | YM182 | Occupant Sensing Device | Device | True | True | True | True | True | False |  |  |  | False |  |  | False |  | False |  | False | False | False |  |  | Non Federally-Regulated | 02/28/2014 |  | 04/12/2021
Steinel America, Inc. | Steinel | US WLS 1-W | Occupant Sensing Device | Device | True | True | True | True | True | True | True | True | True | False |  |  | False |  | False |  | False | False | False |  |  | Non Federally-Regulated | 10/28/2014 |  | 04/12/2021
IR-TEC International, Ltd. | IR-TEC International, Ltd. | BOA-316S** | Occupant Sensing Device | Device | True | True | True | True | True | False |  |  |  | False |  |  | True | True | False |  | False | False | False |  |  | Non Federally-Regulated | 10/23/2014 |  | 04/12/2021
Honeywell International | Honeywell | CLB6438S | Photosensor / Photocontrol Dev | Device | True | True | True | [18 empty] | Non Federally-Regulated | 02/20/2014 |  | 04/12/2021
WattStopper, Inc. | WattStopper, Inc. | FS-305 | Occupant Sensing Device | Device | True | True | True | True | True | False |  |  |  | False |  |  | False |  | False |  | False | False | False |  |  | Non Federally-Regulated | 04/02/2015 |  | 04/12/2021
Distech Controls | Distech Controls | ECx-Light-4-ST | Astronomical Time Switch Contr | Device | True | True | True | True | True | True | True | True | True | True | [11 empty] | Non Federally-Regulated | 10/28/2014 |  | 04/12/2021
Generpower(Shanghai) Co.,Ltd. | GenerPower | GP-MWACD010-0102 | Automatic Daylighting Control | Device | True | True | True | False |  | True | True | True | True | True | True | [10 empty] | Non Federally-Regulated | 08/04/2015 |  | 04/12/2021
Leviton Manufacturing Co., Inc. | Leviton | IPX06 | Dimmer | Device | True | True | True | True | True | False |  | True | True | [12 empty] | Non Federally-Regulated | 12/01/2014 |  | 04/12/2021
WAC Lighting Co. | J2 Track Current Limiter | TJL-J2RIGHT-*-*/**-** | Track Lighting Integral Curren | Device | True | True | True | True | True | True | True | True | True | [12 empty] | Non Federally-Regulated | 08/14/2015 |  | 04/12/2021
The Lighting Quotient | The Lighting Quotient | CLC-EN-06-**-*-* | Occupant Sensing Device | Device | True | True | True | True | True | False |  |  |  | False |  |  | False |  | False |  | True | True | True | True | True | Non Federally-Regulated | 09/10/2014 |  | 04/12/2021
Legrand/WattStopper | WattStopper | EWS101GRY | Occupant Sensing Device | Device | True | True | True | True | True | False |  |  |  | False |  |  | False |  | False |  | False | False | False |  |  | Non Federally-Regulated | 01/07/2015 |  | 04/12/2021
Legrand/WattStopper | WattStopper | WSP101DI | Dimmer | Device | True | True | True | True | True | True | True | True | True | [12 empty] | Non Federally-Regulated | 01/07/2015 |  | 04/12/2021
Intermatic, Inc. | Grasslin | FM1D50-120 | Automatic Time Switch Control | Device | True | True | True | False | [17 empty] | Non Federally-Regulated | 08/05/2014 |  | 04/12/2021
Intermatic, Inc. | Intermatic, Inc. | ET8015CPD82 | Automatic Time Switch Control | Device | True | True | True | False | [17 empty] | Non Federally-Regulated | 07/17/2014 |  | 04/12/2021
Cooper Controls | Greengate | CK4-277** | Automatic Time Switch Control | Device | True | True | True | True | True | True | [15 empty] | Non Federally-Regulated | 08/26/2014 |  | 04/12/2021
Signify North America Corporation | Philips | LLC1681/** | Automatic Daylighting Control | Device | True | True | True | True | True | True | True | True | True | True | True | [10 empty] | Non Federally-Regulated | 07/17/2014 |  | 04/12/2021
Leviton Manufacturing Co., Inc. | Leviton | VPM06-*** | Dimmer | Device | True | True | True | True | True | False |  | True | True | [12 empty] | Non Federally-Regulated | 12/01/2014 |  | 04/12/2021
Cooper Controls | Greengate | ONW-D-1001-SP-* | Occupant Sensing Device | Device | True | True | True | True | True | True | True | True | True | False |  |  | False |  | False |  | False | False | False |  |  | Non Federally-Regulated | 08/26/2014 |  | 04/12/2021
Cooper Controls | Greengate | VNW-D-1001-MV-* | Occupant Sensing Device | Device | True | True | True | True | True | True | True | True | True | False |  |  | False |  | False |  | True | True | True | True | True | Non Federally-Regulated | 08/26/2014 |  | 04/12/2021
Intermatic, Inc. | Intermatic, Inc. | K4321C | Photosensor / Photocontrol Dev | Device | True | True | True | [18 empty] | Non Federally-Regulated | 07/17/2014 |  | 04/12/2021
Legrand/WattStopper | WattStopper | WSP301W | Occupant Sensing Device | Device | True | True | True | True | True | False |  |  |  | False |  |  | False |  | False |  | False | False | False |  |  | Non Federally-Regulated | 01/07/2015 |  | 04/12/2021
Lighting Control & Design | Lighting Control & Design | GR41**/**DTC*********** | Automatic Time Switch Control | Device | True | True | True | True | True | True | [15 empty] | Non Federally-Regulated | 07/15/2014 |  | 04/12/2021
Legrand / Pass & Seymour | Pass & Seymour | WSLV703PTC | Dimmer | Device | True | True | True | True | True | True | True | True | True | [12 empty] | Non Federally-Regulated | 02/13/2015 |  | 04/12/2021
Leviton Manufacturing Co., Inc. | Leviton | OSS10-ID* | Occupant Sensing Device | Device | True | True | True | True | True | False |  |  |  | False |  |  | False |  | False |  | False | False | True | True | True | Non Federally-Regulated | 07/30/2014 |  | 04/12/2021
Cooper Controls | Greengate | RC3D*** | Automatic Daylighting Control | Device | True | True | True | True | True | True | True | True | True | True | True | [10 empty] | Non Federally-Regulated | 08/26/2014 |  | 04/12/2021
GE Lighting, a Savant company | GE Lighting Controls | CLCINT36-INTR36-***-**2* | Automatic Daylighting Control | Device | True | True | True | True | True | False |  | True | True | True | True | [10 empty] | Non Federally-Regulated | 08/04/2014 |  | 04/12/2021
Honeywell International | Honeywell | CLMSOP600MWH | Dimmer | Device | True | True | True | True | True | True | True | True | True | [12 empty] | Non Federally-Regulated | 02/20/2014 |  | 04/12/2021
WattStopper, Inc. | WattStopper, Inc. | EOSW-111 | Occupant Sensing Device | Device | True | True | True | True | True | False |  |  |  | False |  |  | False |  | False |  | False | False | False |  |  | Non Federally-Regulated | 09/15/2014 |  | 04/12/2021
Hubbell Building Automation | Hubbell Building Automation | OMNIIR************ | Occupant Sensing Device | Device | True | True | True | True | True | False |  |  |  | False |  |  | False |  | False |  | False | False | True | True | True | Non Federally-Regulated | 02/04/2014 |  | 04/12/2021
Intermatic, Inc. | Intermatic, Inc. | ET2825C | Automatic Time Switch Control | Device | True | True | True | True | True | True | [15 empty] | Non Federally-Regulated | 03/12/2015 |  | 04/12/2021
Legrand / Pass & Seymour | Pass & Seymour | TSC5WV | Dimmer | Device | True | True | True | True | True | True | True | True | True | [12 empty] | Non Federally-Regulated | 02/13/2015 |  | 04/12/2021
WattStopper, Inc. | WattStopper, Inc. | LICA24-*-*-*-*-* | Automatic Time Switch Control | Device | True | True | True | True | True | True | [15 empty] | Non Federally-Regulated | 09/15/2014 |  | 04/12/2021
Leviton Manufacturing Co., Inc. | Leviton | O4C15-*** | Occupant Sensing Device | Device | True | True | True | True | True | False |  |  |  | False |  |  | False |  | False |  | False | False | True | True | True | Non Federally-Regulated | 07/15/2014 |  | 04/12/2021
Intermatic, Inc. | Grasslin | FM1D50E-240 | Automatic Time Switch Control | Device | True | True | True | False | [17 empty] | Non Federally-Regulated | 08/05/2014 |  | 04/12/2021
Hubbell Building Automation | Hubbell Building Automation | WIS-OS*-** | Occupant Sensing Device | Device | True | True | True | True | True | False |  |  |  | False |  |  | False |  | False |  | False | False | False |  |  | Non Federally-Regulated | 02/04/2014 |  | 04/12/2021
NSi Industries | Tork | 642E | Automatic Time Switch Control | Device | True | True | True | False | [17 empty] | Non Federally-Regulated | 10/10/2014 |  | 04/12/2021
Legrand/WattStopper | WattStopper | EWS101I | Occupant Sensing Device | Device | True | True | True | True | True | False |  |  |  | False |  |  | False |  | False |  | False | False | False |  |  | Non Federally-Regulated | 01/07/2015 |  | 04/12/2021
Intermatic, Inc. | Intermatic, Inc. | ET2805CP | Automatic Time Switch Control | Device | True | True | True | True | True | True | [15 empty] | Non Federally-Regulated | 04/28/2015 |  | 04/12/2021
Enerlites, Inc. | Enerlites, Inc. | HET-01-J | Automatic Time Switch Control | Device | True | True | True | False | [17 empty] | Non Federally-Regulated | 07/10/2014 |  | 04/12/2021
Steinel America, Inc. | Steinel | IS 240-120* | Occupant Sensing Device | Device | True | True | True | True | True | False |  |  |  | False |  |  | False |  | True | True | False | False | False |  |  | Non Federally-Regulated | 10/28/2014 |  | 04/12/2021
Cooper Controls | Greengate | OEF-P-* | Occupant Sensing Device | Device | True | True | True | True | True | True | True | True | True | False |  |  | False |  | False |  | False | False | False |  |  | Non Federally-Regulated | 08/26/2014 |  | 04/12/2021
Light Corporation | Kanepi | LS-W-00 | Dimmer | Device | True | True | True | True | True | False |  | False | [13 empty] | Non Federally-Regulated | 04/02/2014 |  | 04/12/2021
Enerlites, Inc. | Enerlites, Inc. | DMVS-J-* | Occupant Sensing Device | Device | True | True | True | True | True | False |  |  |  | False |  |  | False |  | False |  | False | False | True | True | True | Non Federally-Regulated | 09/03/2014 |  | 04/12/2021
Legrand / Pass & Seymour | Pass & Seymour | HCL453PTCCCV6 | Dimmer | Device | True | True | True | True | True | True | True | True | True | [12 empty] | Non Federally-Regulated | 02/13/2015 |  | 04/12/2021
Intense Lighting | Intense Lighting | IPS126**-5A | Track Lighting Integral Curren | Device | True | True | True | True | True | True | True | True | True | [12 empty] | Non Federally-Regulated | 06/09/2015 |  | 04/12/2021
Lutron Electronics Co., Inc. | Sensors | UMS-B202********** | Occupant Sensing Device | Device | True | True | True | True | True | True | True | True | True | False |  |  | False |  | False |  | False | True | True | True | True | Non Federally-Regulated | 01/27/2014 |  | 04/12/2021
Eaton Corp. | Eaton/Cooper Lighting | 9573* | Dimmer | Device | True | True | True | True | True | True | True | True | True | [12 empty] | Non Federally-Regulated | 03/06/2015 |  | 04/12/2021
Legrand / Pass & Seymour | Pass & Seymour | DRDH163PBKV | Dimmer | Device | True | True | True | True | True | True | True | True | True | [12 empty] | Non Federally-Regulated | 02/13/2015 |  | 04/12/2021
WattStopper, Inc. | WattStopper, Inc. | LMCP48S-*-*-*-*-* | Automatic Time Switch Control | Device | True | True | True | True | True | True | [15 empty] | Non Federally-Regulated | 09/15/2014 |  | 04/12/2021
Con-Tech Lighting | Regulator Series | HLA-23T-R**/***** | Track Lighting Integral Curren | Device | True | True | True | True | True | True | True | True | True | [12 empty] | Non Federally-Regulated | 04/27/2015 |  | 04/12/2021
NSi Industries | Tork | 2022 | Photosensor / Photocontrol Dev | Device | True | True | True | [18 empty] | Non Federally-Regulated | 10/10/2014 |  | 04/12/2021
IR-TEC International, Ltd. | IR-TEC International, Ltd. | LOS-510N** | Occupant Sensing Device | Device | True | True | True | True | True | False |  |  |  | False |  |  | False |  | False |  | False | False | False |  |  | Non Federally-Regulated | 10/23/2014 |  | 04/12/2021
Nora Lighting | Nora Current Limiter for Track Lighting | NT-358*/7.5A | Track Lighting Integral Curren | Device | True | True | True | True | True | True | True | True | True | [12 empty] | Non Federally-Regulated | 06/16/2014 |  | 04/12/2021
Legrand/WattStopper | WattStopper | EWS201GRY | Occupant Sensing Device | Device | True | True | True | True | True | False |  |  |  | False |  |  | False |  | False |  | True | True | True | True | True | Non Federally-Regulated | 01/07/2015 |  | 04/12/2021
GE Lighting, a Savant company | GE Lighting Controls | RPSEN-*** | Photosensor / Photocontrol Dev | Device | True | True | True | [18 empty] | Non Federally-Regulated | 08/04/2014 |  | 04/12/2021
Intermatic, Inc. | Grasslin | TALENTO 894-120 | Automatic Time Switch Control | Device | True | True | True | False | [17 empty] | Non Federally-Regulated | 08/05/2014 |  | 04/12/2021
Crestron Electronics | Crestron Electronics | GLPP-1SW*CN | Dimmer | Device | True | True | True | True | True | True | True | True | True | [12 empty] | Non Federally-Regulated | 07/25/2014 |  | 04/12/2021
Intermatic, Inc. | Intermatic, Inc. | ET8015C | Automatic Time Switch Control | Device | True | True | True | False | [17 empty] | Non Federally-Regulated | 07/17/2014 |  | 04/12/2021
Intense Lighting | Intense Lighting | IS235**-10A | Track Lighting Integral Curren | Device | True | True | True | True | True | True | True | True | True | [12 empty] | Non Federally-Regulated | 05/27/2015 |  | 04/12/2021
Intelligent Lighting Controls, Inc. | LightLEEDer | LSLVD-4-500 | Dimmer | Device | True | True | True | True | True | True | True | True | True | [12 empty] | Non Federally-Regulated | 06/15/2015 |  | 04/12/2021
Electronic Theatre Controls, Inc. | Unison | MTPC-* | Astronomical Time Switch Contr | Device | True | True | True | True | True | True | True | True | True | True | [11 empty] | Non Federally-Regulated | 12/26/2013 |  | 04/12/2021
Nora Lighting | Nora Current Limiter for Track Lighting | NT-348*/14A | Track Lighting Integral Curren | Device | True | True | True | True | True | True | True | True | True | [12 empty] | Non Federally-Regulated | 06/16/2014 |  | 04/12/2021
WattStopper, Inc. | WattStopper, Inc. | LMRC-222-* | Dimmer | Device | True | True | True | True | True | True | True | False | [13 empty] | Non Federally-Regulated | 09/15/2014 |  | 04/12/2021
WattStopper, Inc. | WattStopper, Inc. | UW-200-* | Occupant Sensing Device | Device | True | True | True | True | True | True | True | True | True | False |  |  | False |  | False |  | False | False | False |  |  | Non Federally-Regulated | 09/15/2014 |  | 04/12/2021
Signify North America Corporation | Philips | LRM2375/** | Photosensor / Photocontrol Dev | Device | True | True | True | [18 empty] | Non Federally-Regulated | 02/27/2015 |  | 04/12/2021
Cooper Controls | Greengate | CKMB-347V**-S-**-**-**-**-S-**-****-*** | Astronomical Time Switch Contr | Device | True | True | True | True | True | True | True | True | True | True | [11 empty] | Non Federally-Regulated | 08/26/2014 |  | 04/12/2021
Light Corporation | Kanepi | B-C-MC**-** | Dimmer | Device | True | True | True | True | True | False |  | False | [13 empty] | Non Federally-Regulated | 04/02/2014 |  | 04/12/2021
IR-TEC International, Ltd. | IR-TEC International, Ltd. | LBT-700N** | Occupant Sensing Device | Device | True | True | True | True | True | False |  |  |  | False |  |  | False |  | False |  | False | True | True | True | True | Non Federally-Regulated | 09/22/2014 |  | 04/12/2021
Lighting Control & Design | Lighting Control & Design | GR24**/**DTC*********** | Astronomical Time Switch Contr | Device | True | True | True | True | True | True | True | True | True | True | [11 empty] | Non Federally-Regulated | 07/15/2014 |  | 04/12/2021
WAC Lighting Co. | W Track Current Limiter | WEDR-*/**-** | Track Lighting Integral Curren | Device | True | True | True | True | True | True | True | True | True | [12 empty] | Non Federally-Regulated | 08/14/2015 |  | 04/12/2021
GE Lighting, a Savant company | GE Lighting Controls | ELWN* | Astronomical Time Switch Contr | Device | True | True | True | True | True | True | True | True | True | True | [11 empty] | Non Federally-Regulated | 08/04/2014 |  | 04/12/2021
Intermatic, Inc. | Grasslin | PC2-D30-120-LS1 | Automatic Daylighting Control | Device | True | True | True | False |  | True | True | True | True | True | True | [10 empty] | Non Federally-Regulated | 08/05/2014 |  | 04/12/2021
Light Corporation | Kanepi | LS-W-00 | Photosensor / Photocontrol Dev | Device | True | True | True | [18 empty] | Non Federally-Regulated | 04/02/2014 |  | 04/12/2021
Leviton Manufacturing Co., Inc. | Leviton | IPV05 -*** | Occupant Sensing Device | Device | True | True | True | True | True | False |  |  |  | False |  |  | False |  | False |  | False | False | True | True | True | Non Federally-Regulated | 11/12/2014 |  | 04/12/2021
Lutron Electronics Co., Inc. | Lutron | SZ-3PD***** | Dimmer | Device | True | True | True | True | True | True | True | False | [13 empty] | Non Federally-Regulated | 01/21/2014 |  | 04/12/2021
Leviton Manufacturing Co., Inc. | Leviton | 6683 | Dimmer | Device | True | True | True | True | True | False |  | True | True | [12 empty] | Non Federally-Regulated | 12/01/2014 |  | 04/12/2021
Sensor Switch, Inc. | Sensor Switch | SBGR ** OEX ************** | Occupant Sensing Device | Device | True | True | True | True | True | False |  |  |  | False |  |  | False |  | True | True | False | False | False |  |  | Non Federally-Regulated | 07/08/2014 |  | 04/12/2021
Enlighted, Inc. | Enlighted | SU-3E-** | Automatic Daylighting Control | Device | True | True | True | True | True | True | True | True | True | True | True | [10 empty] | Non Federally-Regulated | 09/18/2014 |  | 04/12/2021
Legrand / Pass & Seymour | Pass & Seymour | WS1000I | Dimmer | Device | True | True | True | True | True | True | True | True | True | [12 empty] | Non Federally-Regulated | 02/13/2015 |  | 04/12/2021
Cooper Controls | Greengate | OMC-DT-* | Occupant Sensing Device | Device | True | True | True | True | True | True | True | True | True | False |  |  | False |  | False |  | False | False | False |  |  | Non Federally-Regulated | 08/26/2014 |  | 04/12/2021
NSi Industries | Tork | DG200A | Automatic Time Switch Control | Device | True | True | True | True | True | True | [15 empty] | Non Federally-Regulated | 10/10/2014 |  | 04/12/2021
Lighting Control & Design | Lighting Control & Design | GR2400SBP******DTC***** | Automatic Time Switch Control | Device | True | True | True | True | True | True | [15 empty] | Non Federally-Regulated | 07/15/2014 |  | 04/12/2021
IR-TEC International, Ltd. | IR-TEC International, Ltd. | COS-516S** | Occupant Sensing Device | Device | True | True | True | True | True | False |  |  |  | False |  |  | True | True | False |  | False | False | False |  |  | Non Federally-Regulated | 10/23/2014 |  | 04/12/2021
Intense Lighting | Intense Lighting | IS135**-7A-T24 | Track Lighting Integral Curren | Device | True | True | True | True | True | True | True | True | True | [12 empty] | Non Federally-Regulated | 05/20/2015 |  | 04/12/2021
Intermatic, Inc. | Grasslin | GMXFM1D20-I-120 | Automatic Time Switch Control | Device | True | True | True | False | [17 empty] | Non Federally-Regulated | 08/05/2014 |  | 04/12/2021
ELCO Lighting | ELCO Lighting | EP840W-7A | Track Lighting Integral Curren | Device | True | True | True | True | True | True | True | True | True | [12 empty] | Non Federally-Regulated | 08/07/2014 |  | 04/12/2021
Legrand / Pass & Seymour | Pass & Seymour | TDLV703PBK | Dimmer | Device | True | True | True | True | True | True | True | True | True | [12 empty] | Non Federally-Regulated | 02/13/2015 |  | 04/12/2021
Legrand / Pass & Seymour | Pass & Seymour | TDDH163PI | Dimmer | Device | True | True | True | True | True | True | True | True | True | [12 empty] | Non Federally-Regulated | 02/13/2015 |  | 04/12/2021
Intense Lighting | Intense Lighting | IS235**-12A | Track Lighting Integral Curren | Device | True | True | True | True | True | True | True | True | True | [12 empty] | Non Federally-Regulated | 05/27/2015 |  | 04/12/2021
Vantage Controls, Inc. | Vantage Controls, Inc. | DS14**-**** | Dimmer | Device | True | True | True | True | True | True | True | True | True | [12 empty] | Non Federally-Regulated | 12/02/2014 |  | 04/12/2021
WattStopper, Inc. | WattStopper, Inc. | DW-103-* | Occupant Sensing Device | Device | True | True | True | True | True | True | True | True | True | False |  |  | False |  | False |  | False | False | False |  |  | Non Federally-Regulated | 09/15/2014 |  | 04/12/2021
Legrand/WattStopper | WattStopper | WSP101NGRY | Occupant Sensing Device | Device | True | True | True | True | True | False |  |  |  | False |  |  | False |  | False |  | False | False | False |  |  | Non Federally-Regulated | 01/07/2015 |  | 04/12/2021
Leviton Manufacturing Co., Inc. | Leviton | VPI06-*** | Dimmer | Device | True | True | True | True | True | False |  | True | True | [12 empty] | Non Federally-Regulated | 12/01/2014 |  | 04/12/2021
Legrand / Pass & Seymour | Pass & Seymour | HDH163PMMTC | Dimmer | Device | True | True | True | True | True | True | True | True | True | [12 empty] | Non Federally-Regulated | 02/13/2015 |  | 04/12/2021
IR-TEC International, Ltd. | IR-TEC International, Ltd. | BOM-515S** | Occupant Sensing Device | Device | True | True | True | True | True | False |  |  |  | False |  |  | False |  | False |  | False | False | False |  |  | Non Federally-Regulated | 04/10/2015 |  | 04/12/2021
Distech Controls | Distech Controls | ECx-Light-4D-ST | Dimmer | Device | True | True | True | True | True | True | True | True | True | [12 empty] | Non Federally-Regulated | 10/28/2014 |  | 04/12/2021
Legrand / Pass & Seymour | Pass & Seymour | WS1100I | Dimmer | Device | True | True | True | True | True | True | True | True | True | [12 empty] | Non Federally-Regulated | 02/13/2015 |  | 04/12/2021
Legrand / Pass & Seymour | Pass & Seymour | WS700LACCV6 | Dimmer | Device | True | True | True | True | True | True | True | True | True | [12 empty] | Non Federally-Regulated | 02/13/2015 |  | 04/12/2021
Lutron Electronics Co., Inc. | Lutron | T-1000********** | Dimmer | Device | True | True | True | True | True | True | True | False | [13 empty] | Non Federally-Regulated | 01/21/2014 |  | 04/12/2021
Legrand / Pass & Seymour | Pass & Seymour | TD1103PBK | Dimmer | Device | True | True | True | True | True | True | True | True | True | [12 empty] | Non Federally-Regulated | 02/13/2015 |  | 04/12/2021
Legrand/WattStopper | WattStopper | WSP101DLA | Occupant Sensing Device | Device | True | True | True | True | True | False |  |  |  | False |  |  | True | True | False |  | False | False | False |  |  | Non Federally-Regulated | 01/07/2015 |  | 04/12/2021
Cooper Controls | Greengate | CK4A-****-** | Automatic Time Switch Control | Device | True | True | True | True | True | True | [15 empty] | Non Federally-Regulated | 08/26/2014 |  | 04/12/2021
WattStopper, Inc. | WattStopper, Inc. | LMCP-LI48 | Automatic Time Switch Control | Device | True | True | True | True | True | True | [15 empty] | Non Federally-Regulated | 12/15/2014 |  | 04/12/2021
Leviton Manufacturing Co., Inc. | Leviton | ODC0S-I** | Occupant Sensing Device | Device | True | True | True | True | True | False |  |  |  | False |  |  | False |  | False |  | False | False | False |  |  | Non Federally-Regulated | 07/15/2014 |  | 04/12/2021
Intermatic, Inc. | Grasslin | MIL72EQTUZH-24 | Automatic Time Switch Control | Device | True | True | True | False | [17 empty] | Non Federally-Regulated | 08/05/2014 |  | 04/12/2021
Hubbell Building Automation | Hubbell Building Automation | WIH-OS-LODT* | Occupant Sensing Device | Device | True | True | True | True | True | True | True | True | True | False |  |  | False |  | False |  | False | False | False |  |  | Non Federally-Regulated | 02/04/2014 |  | 04/12/2021
Gentec, Inc. | Schneider Electric | SERPL48HS | Automatic Time Switch Control | Device | True | True | True | True | True | True | [15 empty] | Non Federally-Regulated | 09/10/2014 |  | 04/12/2021
Nora Lighting | Nora Current Limiter for Track Lighting | NT-348*/7.5A | Track Lighting Integral Curren | Device | True | True | True | True | True | True | True | True | True | [12 empty] | Non Federally-Regulated | 06/16/2014 |  | 04/12/2021
Intense Lighting | Intense Lighting | IPS126**-1A | Track Lighting Integral Curren | Device | True | True | True | True | True | True | True | True | True | [12 empty] | Non Federally-Regulated | 06/09/2015 |  | 04/12/2021
Legrand / Pass & Seymour | Pass & Seymour | DRLV1103PLA | Dimmer | Device | True | True | True | True | True | True | True | True | True | [12 empty] | Non Federally-Regulated | 02/13/2015 |  | 04/12/2021
NSi Industries | Tork | 454E | Automatic Time Switch Control | Device | True | True | True | False | [17 empty] | Non Federally-Regulated | 10/10/2014 |  | 04/12/2021
IR-TEC International, Ltd. | IR-TEC International, Ltd. | OS-550T | Occupant Sensing Device | Device | True | True | True | True | True | False |  |  |  | False |  |  | False |  | False |  | False | False | False |  |  | Non Federally-Regulated | 04/10/2015 |  | 04/12/2021
Intermatic, Inc. | Grasslin | GMXFM1D20-O-24 | Automatic Time Switch Control | Device | True | True | True | False | [17 empty] | Non Federally-Regulated | 08/05/2014 |  | 04/12/2021
NSi Industries | Tork | DZS400BP | Astronomical Time Switch Contr | Device | True | True | True | True | True | True | True | True | True | True | [11 empty] | Non Federally-Regulated | 10/10/2014 |  | 04/12/2021
Intermatic, Inc. | Grasslin | PC1-Di20-277-LS1 | Photosensor / Photocontrol Dev | Device | True | True | True | [18 empty] | Non Federally-Regulated | 08/05/2014 |  | 04/12/2021
Douglas Lighting Controls | Diversa | WOWCDD2-DPR-N | Occupant Sensing Device | Device | True | True | True | True | True | False |  |  |  | False |  |  | True | True | False |  | False | True | True | True | True | Non Federally-Regulated | 10/10/2014 |  | 04/12/2021
Sensor Switch, Inc. | Sensor Switch | NCMRB *** LP | Occupant Sensing Device | Device | True | True | True | True | True | False |  |  |  | False |  |  | False |  | False |  | False | False | False |  |  | Non Federally-Regulated | 07/08/2014 |  | 04/12/2021
Leviton Manufacturing Co., Inc. | Leviton | AWSMG-7** | Dimmer | Device | True | True | True | True | True | False |  | True | True | [12 empty] | Non Federally-Regulated | 07/30/2014 |  | 04/12/2021
NSi Industries | Tork | 2005B | Photosensor / Photocontrol Dev | Device | True | True | True | [18 empty] | Non Federally-Regulated | 10/10/2014 |  | 04/12/2021
Danfoss, Inc. | Danfoss, Inc. | AK-XM 204B | Automatic Time Switch Control | Device | True | True | True | True | True | True | [15 empty] | Non Federally-Regulated | 05/02/2014 |  | 04/12/2021
Douglas Lighting Controls | Diversa | WORSD32-P-N | Occupant Sensing Device | Device | True | True | True | True | True | False |  |  |  | False |  |  | False |  | False |  | False | True | True | True | True | Non Federally-Regulated | 10/10/2014 |  | 04/12/2021
Hubbell Building Automation | Hubbell Building Automation | WIH-SW-******-** | Automatic Time Switch Control | Device | True | True | True | True | True | True | [15 empty] | Non Federally-Regulated | 02/04/2014 |  | 04/12/2021
Legrand / Pass & Seymour | Pass & Seymour | LSCL453P | Dimmer | Device | True | True | True | True | True | True | True | True | True | [12 empty] | Non Federally-Regulated | 02/13/2015 |  | 04/12/2021
Intense Lighting | Intense Lighting | IS225**-1A | Track Lighting Integral Curren | Device | True | True | True | True | True | True | True | True | True | [12 empty] | Non Federally-Regulated | 05/27/2015 |  | 04/12/2021
Intermatic, Inc. | Grasslin | FM1D50-24 | Automatic Time Switch Control | Device | True | True | True | False | [17 empty] | Non Federally-Regulated | 08/05/2014 |  | 04/12/2021
WattStopper, Inc. | WattStopper, Inc. | LILM48-*-*-*-* | Automatic Time Switch Control | Device | True | True | True | True | True | True | [15 empty] | Non Federally-Regulated | 09/15/2014 |  | 04/12/2021
Legrand / Pass & Seymour | Pass & Seymour | LS1000P | Dimmer | Device | True | True | True | True | True | True | True | True | True | [12 empty] | Non Federally-Regulated | 02/13/2015 |  | 04/12/2021
Legrand / Pass & Seymour | Pass & Seymour | DRSC53PBKV | Dimmer | Device | True | True | True | True | True | True | True | True | True | [12 empty] | Non Federally-Regulated | 02/13/2015 |  | 04/12/2021
Legrand / Pass & Seymour | Pass & Seymour | LSDC16IV | Dimmer | Device | True | True | True | True | True | True | True | True | True | [12 empty] | Non Federally-Regulated | 02/13/2015 |  | 04/12/2021
Cooper Controls | Greengate | ONW-D-1001-MV-N-* | Occupant Sensing Device | Device | True | True | True | True | True | True | True | True | True | False |  |  | False |  | False |  | False | False | False |  |  | Non Federally-Regulated | 08/26/2014 |  | 04/12/2021
Cooper Controls | Greengate | ONW-P-1001-D347-* | Occupant Sensing Device | Device | True | True | True | True | True | True | True | True | True | False |  |  | False |  | False |  | False | False | False |  |  | Non Federally-Regulated | 08/26/2014 |  | 04/12/2021
Legrand / Pass & Seymour | Pass & Seymour | H1103PTC | Dimmer | Device | True | True | True | True | True | True | True | True | True | [12 empty] | Non Federally-Regulated | 02/13/2015 |  | 04/12/2021
Cooper Controls | Greengate | CK2-277** | Astronomical Time Switch Contr | Device | True | True | True | True | True | True | True | True | True | True | [11 empty] | Non Federally-Regulated | 08/26/2014 |  | 04/12/2021
Crestron Electronics | Crestron Electronics | DIN-4DIMFLV4 | Dimmer | Device | True | True | True | True | True | True | True | True | True | [12 empty] | Non Federally-Regulated | 07/25/2014 |  | 04/12/2021
GE Lighting, a Savant company | GE Lighting Controls | CLCINT24-INTD24-000-003* | Dimmer | Device | True | True | True | True | True | False |  | False | [13 empty] | Non Federally-Regulated | 08/04/2014 |  | 04/12/2021
Intermatic, Inc. | Intermatic, Inc. | ET90115CR | Astronomical Time Switch Contr | Device | True | True | True | True | True | True | True | True | True | True | [11 empty] | Non Federally-Regulated | 12/03/2014 |  | 04/12/2021
Intense Lighting | Intense Lighting | IS235**-5A | Track Lighting Integral Curren | Device | True | True | True | True | True | True | True | True | True | [12 empty] | Non Federally-Regulated | 05/27/2015 |  | 04/12/2021
Light Corporation | Kanepi | OS-L4W-W**-** | Occupant Sensing Device | Device | True | True | True | True | True | False |  |  |  | False |  |  | True | True | True | True | True | True | True | True | True | Non Federally-Regulated | 04/02/2014 |  | 04/12/2021
Legrand / Pass & Seymour | Pass & Seymour | LSCL453PWCCV4 | Dimmer | Device | True | True | True | True | True | True | True | True | True | [12 empty] | Non Federally-Regulated | 02/13/2015 |  | 04/12/2021
NSi Industries | Tork | DTS200B | Automatic Time Switch Control | Device | True | True | True | True | True | True | [15 empty] | Non Federally-Regulated | 10/10/2014 |  | 04/12/2021
NSi Industries | Tork | 2008B | Photosensor / Photocontrol Dev | Device | True | True | True | [18 empty] | Non Federally-Regulated | 10/10/2014 |  | 04/12/2021
Exergy Controls, LLC | Exergy Controls | XRG-502 | Astronomical Time Switch Contr | Device | True | True | True | True | True | True | True | True | True | True | [11 empty] | Non Federally-Regulated | 07/28/2014 |  | 04/12/2021
Legrand / Pass & Seymour | Pass & Seymour | R1000PLAV | Dimmer | Device | True | True | True | True | True | True | True | True | True | [12 empty] | Non Federally-Regulated | 02/13/2015 |  | 04/12/2021
Intelligent Lighting Controls, Inc. | Light Master | LM** | Astronomical Time Switch Contr | Device | True | True | True | True | True | True | True | True | True | True | [11 empty] | Non Federally-Regulated | 06/23/2014 |  | 04/12/2021
WattStopper, Inc. | WattStopper, Inc. | WD-280-* | Dimmer | Device | True | True | True | True | True | True | True | True | True | [12 empty] | Non Federally-Regulated | 08/28/2014 |  | 04/12/2021
Legrand / Pass & Seymour | Pass & Seymour | WSKITBPCC6 | Dimmer | Device | True | True | True | True | True | True | True | True | True | [12 empty] | Non Federally-Regulated | 02/13/2015 |  | 04/12/2021
Lightolier | Lightolier | 6033** | Track Lighting Integral Curren | Device | True | True | True | True | True | True | True | True | True | [12 empty] | Non Federally-Regulated | 01/27/2015 |  | 04/12/2021
Intermatic, Inc. | Grasslin | PC1-D20-120-LS2 | Photosensor / Photocontrol Dev | Device | True | True | True | [18 empty] | Non Federally-Regulated | 08/05/2014 |  | 04/12/2021
Legrand / Pass & Seymour | Pass & Seymour | TDLV703PLA | Dimmer | Device | True | True | True | True | True | True | True | True | True | [12 empty] | Non Federally-Regulated | 02/13/2015 |  | 04/12/2021
GE Lighting, a Savant company | GE Lighting Controls | CLCINT48-INTR48-***-*B*0 | Dimmer | Device | True | True | True | True | True | False |  | False | [13 empty] | Non Federally-Regulated | 08/04/2014 |  | 04/12/2021
Leviton Manufacturing Co., Inc. | Leviton | IPI06 | Dimmer | Device | True | True | True | True | True | False |  | True | True | [12 empty] | Non Federally-Regulated | 12/01/2014 |  | 04/12/2021
Legrand / Pass & Seymour | Pass & Seymour | DRDH163PV | Dimmer | Device | True | True | True | True | True | True | True | True | True | [12 empty] | Non Federally-Regulated | 02/13/2015 |  | 04/12/2021
Intelligent Lighting Controls, Inc. | LightLEEDer | LL2RC | Automatic Daylighting Control | Device | True | True | True | True | True | True | True | True | True | True | True | [10 empty] | Non Federally-Regulated | 06/15/2015 |  | 04/12/2021
Signify North America Corporation | Philips | LRM2240/** | Occupant Sensing Device | Device | True | True | True | True | True | False |  |  |  | False |  |  | False |  | False |  | False | False | False |  |  | Non Federally-Regulated | 08/15/2014 |  | 04/12/2021
Signify North America Corporation | Philips | LRL1220TL** | Dimmer | Device | True | True | True | True | True | False |  | False | [13 empty] | Non Federally-Regulated | 07/17/2014 |  | 04/12/2021
The Lighting Quotient | The Lighting Quotient | CLC-EN-07-**-*-* | Occupant Sensing Device | Device | True | True | True | True | True | False |  |  |  | False |  |  | True | True | False |  | True | True | True | True | True | Non Federally-Regulated | 09/10/2014 |  | 04/12/2021
Legrand / Pass & Seymour | Pass & Seymour | WS700TCCCV6 | Dimmer | Device | True | True | True | True | True | True | True | True | True | [12 empty] | Non Federally-Regulated | 02/13/2015 |  | 04/12/2021
Intermatic, Inc. | Intermatic, Inc. | ET2715CR | Automatic Time Switch Control | Device | True | True | True | True | True | True | [15 empty] | Non Federally-Regulated | 04/28/2015 |  | 04/12/2021
Acuity Brands Lighting | Juno | TCLF**** | Track Lighting Integral Curren | Device | True | True | True | True | True | True | True | True | True | [12 empty] | Non Federally-Regulated | 12/05/2014 |  | 04/12/2021
Danfoss, Inc. | Danfoss, Inc. | AK-XM 205B | Automatic Time Switch Control | Device | True | True | True | True | True | True | [15 empty] | Non Federally-Regulated | 05/02/2014 |  | 04/12/2021
Light Corporation | Kanepi | SR-S-C**-****-** | Automatic Time Switch Control | Device | True | True | True | True | True | True | [15 empty] | Non Federally-Regulated | 04/02/2014 |  | 04/12/2021
Leviton Manufacturing Co., Inc. | Leviton | 6615 | Dimmer | Device | True | True | True | True | True | False |  | True | True | [12 empty] | Non Federally-Regulated | 12/01/2014 |  | 04/12/2021
Intermatic, Inc. | Grasslin | PC2-120-LS2 | Photosensor / Photocontrol Dev | Device | True | True | True | [18 empty] | Non Federally-Regulated | 08/05/2014 |  | 04/12/2021
Schneider Electric | SERP | SERPTC811 | Automatic Time Switch Control | Device | True | True | True | True | True | True | [15 empty] | Non Federally-Regulated | 07/28/2014 |  | 04/12/2021
Sensor Switch, Inc. | Sensor Switch | SBOR ** PC *************** | Photosensor / Photocontrol Dev | Device | True | True | True | [18 empty] | Non Federally-Regulated | 07/08/2014 |  | 04/12/2021
Leviton Manufacturing Co., Inc. | Leviton | D3204 | Dimmer | Device | True | True | True | True | True | False |  | True | True | [12 empty] | Non Federally-Regulated | 12/01/2014 |  | 04/12/2021
Legrand/WattStopper | WattStopper | CS500R | Occupant Sensing Device | Device | True | True | True | True | True | False |  |  |  | False |  |  | False |  | False |  | False | False | False |  |  | Non Federally-Regulated | 01/07/2015 |  | 04/12/2021
Crestron Electronics | Crestron Electronics | CLS-C6MRF* | Dimmer | Device | True | True | True | True | True | True | True | True | True | [12 empty] | Non Federally-Regulated | 07/25/2014 |  | 04/12/2021
Douglas Lighting Controls | Douglas | WPC-5700 | Photosensor / Photocontrol Dev | Device | True | True | True | [18 empty] | Non Federally-Regulated | 10/10/2014 |  | 04/12/2021
Signify North America Corporation | Philips | LRD1730/** | Automatic Daylighting Control | Device | True | True | True | True | True | True | True | True | True | True | True | [10 empty] | Non Federally-Regulated | 07/17/2014 |  | 04/12/2021
Intermatic, Inc. | Grasslin | MIL72AQWUZH-24 | Automatic Time Switch Control | Device | True | True | True | False | [17 empty] | Non Federally-Regulated | 08/05/2014 |  | 04/12/2021
TacTouch, Inc. | TT-L Series | TT-L4-* | Dimmer | Device | True | True | True | True | True | False |  | True | True | [12 empty] | Non Federally-Regulated | 02/04/2014 |  | 04/12/2021
Intermatic, Inc. | Grasslin | FM1D50-120U | Automatic Time Switch Control | Device | True | True | True | False | [17 empty] | Non Federally-Regulated | 08/05/2014 |  | 04/12/2021
Leviton Manufacturing Co., Inc. | Leviton | DDL06-*** | Dimmer | Device | True | True | True | True | True | False |  | True | True | [12 empty] | Non Federally-Regulated | 12/01/2014 |  | 04/12/2021
Legrand / Pass & Seymour | Pass & Seymour | TDFB83PI | Dimmer | Device | True | True | True | True | True | True | True | True | True | [12 empty] | Non Federally-Regulated | 02/13/2015 |  | 04/12/2021
WattStopper, Inc. | WattStopper, Inc. | LI8-*-*-*-* | Automatic Time Switch Control | Device | True | True | True | True | True | True | [15 empty] | Non Federally-Regulated | 09/15/2014 |  | 04/12/2021
Intermatic, Inc. | Intermatic, Inc. | ET1115CPD82 | Automatic Time Switch Control | Device | True | True | True | False | [17 empty] | Non Federally-Regulated | 07/17/2014 |  | 04/12/2021
Legrand / Pass & Seymour | Pass & Seymour | T603I | Dimmer | Device | True | True | True | True | True | True | True | True | True | [12 empty] | Non Federally-Regulated | 02/13/2015 |  | 04/12/2021
Vantage Controls, Inc. | Vantage Controls, Inc. | DS22**-**** | Dimmer | Device | True | True | True | True | True | True | True | True | True | [12 empty] | Non Federally-Regulated | 12/02/2014 |  | 04/12/2021
Intermatic, Inc. | Grasslin | LM2-O-277-LS1 | Photosensor / Photocontrol Dev | Device | True | True | True | [18 empty] | Non Federally-Regulated | 08/05/2014 |  | 04/12/2021
Douglas Lighting Controls | Douglas | WSP-2718-S2-FIP | Automatic Daylighting Control | Device | True | True | True | False |  | True | True | True | True | True | True | [10 empty] | Non Federally-Regulated | 10/10/2014 |  | 04/12/2021
WattStopper, Inc. | WattStopper, Inc. | LICA8-*-*-*-*-* | Automatic Time Switch Control | Device | True | True | True | True | True | True | [15 empty] | Non Federally-Regulated | 09/15/2014 |  | 04/12/2021
Cooper Controls | Novitas | 01-400* | Occupant Sensing Device | Device | True | True | True | True | True | True | True | True | True | False |  |  | False |  | False |  | False | False | False |  |  | Non Federally-Regulated | 08/26/2014 |  | 04/12/2021
Legrand/WattStopper | WattStopper | EWS100BK | Occupant Sensing Device | Device | True | True | True | True | True | False |  |  |  | False |  |  | False |  | False |  | False | False | False |  |  | Non Federally-Regulated | 01/07/2015 |  | 04/12/2021
Douglas Lighting Controls | Diversa | WORXIU2-P-N | Occupant Sensing Device | Device | True | True | True | True | True | False |  |  |  | False |  |  | False |  | False |  | False | True | True | True | True | Non Federally-Regulated | 10/10/2014 |  | 04/12/2021
Schneider Electric | SERP | SERPB48HS | Automatic Time Switch Control | Device | True | True | True | True | True | True | [15 empty] | Non Federally-Regulated | 07/28/2014 |  | 04/12/2021
Lutron Electronics Co., Inc. | Sensors | MSCL-OP********* | Dimmer | Device | True | True | True | True | True | True | True | True | True | [12 empty] | Non Federally-Regulated | 01/21/2014 |  | 04/12/2021
Enerlites, Inc. | Enerlites, Inc. | MDW-L-* | Occupant Sensing Device | Device | True | True | True | True | True | True | True | True | True | False |  |  | False |  | False |  | False | False | False |  |  | Non Federally-Regulated | 09/16/2014 |  | 04/12/2021
Leviton Manufacturing Co., Inc. | Leviton | ATE04 | Dimmer | Device | True | True | True | True | True | False |  | True | True | [12 empty] | Non Federally-Regulated | 12/01/2014 |  | 04/12/2021
Intense Lighting | Intense Lighting | IS126**-1A-T24 | Track Lighting Integral Curren | Device | True | True | True | True | True | True | True | True | True | [12 empty] | Non Federally-Regulated | 05/27/2015 |  | 04/12/2021
Enlighted, Inc. | Enlighted | SU-FM-** | Photosensor / Photocontrol Dev | Device | True | True | True | [18 empty] | Non Federally-Regulated | 08/20/2014 |  | 04/12/2021
Legrand / Pass & Seymour | Pass & Seymour | TDFB83PW | Dimmer | Device | True | True | True | True | True | True | True | True | True | [12 empty] | Non Federally-Regulated | 02/13/2015 |  | 04/12/2021
Lighting Control & Design | Lighting Control & Design | GR14**/****DTC*********** | Astronomical Time Switch Contr | Device | True | True | True | True | True | True | True | True | True | True | [11 empty] | Non Federally-Regulated | 07/15/2014 |  | 04/12/2021
Intermatic, Inc. | Grasslin | MIL72EQWUZH-240 | Automatic Time Switch Control | Device | True | True | True | False | [17 empty] | Non Federally-Regulated | 08/05/2014 |  | 04/12/2021
Intense Lighting | Intense Lighting | IS225**-12A-T24 | Track Lighting Integral Curren | Device | True | True | True | True | True | True | True | True | True | [12 empty] | Non Federally-Regulated | 05/20/2015 |  | 04/12/2021
Cooper Controls | Greengate | ONW-P-1001-MV-* | Occupant Sensing Device | Device | True | True | True | True | True | True | True | True | True | False |  |  | False |  | False |  | False | False | False |  |  | Non Federally-Regulated | 08/26/2014 |  | 04/12/2021
Gentec, Inc. | Schneider Electric | SERPTC411 | Automatic Time Switch Control | Device | True | True | True | True | True | True | [15 empty] | Non Federally-Regulated | 07/30/2014 |  | 04/12/2021
Legrand / Pass & Seymour | Pass & Seymour | T603W | Dimmer | Device | True | True | True | True | True | True | True | True | True | [12 empty] | Non Federally-Regulated | 02/13/2015 |  | 04/12/2021
Intermatic, Inc. | Grasslin | FM1D50A-240 | Automatic Time Switch Control | Device | True | True | True | False | [17 empty] | Non Federally-Regulated | 08/05/2014 |  | 04/12/2021
Leviton Manufacturing Co., Inc. | HLC | 55A00-*** | Dimmer | Device | True | True | True | True | True | True | True | True | True | [12 empty] | Non Federally-Regulated | 01/08/2015 |  | 04/12/2021
GE Lighting, a Savant company | GE Lighting Controls | HB-12-SR-* | Occupant Sensing Device | Device | True | True | True | True | True | False |  |  |  | False |  |  | False |  | False |  | True | False | False | True |  | Non Federally-Regulated | 08/04/2014 |  | 04/12/2021
Cooper Controls | Greengate | VNW-D-1001-MV-N-* | Occupant Sensing Device | Device | True | True | True | True | True | True | True | True | True | False |  |  | False |  | False |  | True | True | True | True | True | Non Federally-Regulated | 08/26/2014 |  | 04/12/2021
Signify North America Corporation | Philips | LLC1681/** | Dimmer | Device | True | True | True | True | True | False |  | False | [13 empty] | Non Federally-Regulated | 07/17/2014 |  | 04/12/2021
Intermatic, Inc. | Grasslin | MIL72AQWUZ-120 | Automatic Time Switch Control | Device | True | True | True | False | [17 empty] | Non Federally-Regulated | 08/05/2014 |  | 04/12/2021
Lightolier | Lightolier | 9099** | Track Lighting Integral Curren | Device | True | True | True | True | True | True | True | True | True | [12 empty] | Non Federally-Regulated | 01/27/2015 |  | 04/12/2021
Intermatic, Inc. | Intermatic, Inc. | ET1725CM | Automatic Time Switch Control | Device | True | True | True | False | [17 empty] | Non Federally-Regulated | 07/17/2014 |  | 04/12/2021
Cooper Controls | Greengate | LK4-277** | Automatic Time Switch Control | Device | True | True | True | True | True | True | [15 empty] | Non Federally-Regulated | 08/26/2014 |  | 04/12/2021
Schneider Electric | Schneider Electric | SLSPWS1277A* | Occupant Sensing Device | Device | True | True | True | True | True | False |  |  |  | False |  |  | False |  | False |  | False | False | False |  |  | Non Federally-Regulated | 07/28/2014 |  | 04/12/2021
Light Corporation | Kanepi | OS-L3W-C**-****-** | Occupant Sensing Device | Device | True | True | True | True | True | False |  |  |  | False |  |  | True | True | True | True | True | True | True | True | True | Non Federally-Regulated | 04/02/2014 |  | 04/12/2021
Enerlites, Inc. | Intermatic, Inc. | IOS-CMP-LV | Occupant Sensing Device | Device | True | True | True | True | True | False |  |  |  | False |  |  | False |  | False |  | False | False | True | True | True | Non Federally-Regulated | 08/06/2014 |  | 04/12/2021
Gentec, Inc. | Schneider Electric | SERPB32HS | Automatic Time Switch Control | Device | True | True | True | True | True | True | [15 empty] | Non Federally-Regulated | 09/10/2014 |  | 04/12/2021
Signify North America Corporation | Philips | CS2045II*** | Dimmer | Device | True | True | True | True | True | True | True | True | True | [12 empty] | Non Federally-Regulated | 07/17/2014 |  | 04/12/2021
IR-TEC International, Ltd. | IR-TEC International, Ltd. | OS-550 | Occupant Sensing Device | Device | True | True | True | True | True | False |  |  |  | False |  |  | False |  | False |  | False | False | False |  |  | Non Federally-Regulated | 04/10/2015 |  | 04/12/2021
Signify North America Corporation | Philips | MSP300QE** | Dimmer | Device | True | True | True | True | True | True | True | True | True | [12 empty] | Non Federally-Regulated | 07/17/2014 |  | 04/12/2021
Intermatic, Inc. | Intermatic, Inc. | EI600WC | Automatic Time Switch Control | Device | True | True | True | False | [17 empty] | Non Federally-Regulated | 01/09/2015 |  | 04/12/2021
IR-TEC International, Ltd. | IR-TEC International, Ltd. | BOM-315S** | Occupant Sensing Device | Device | True | True | True | True | True | False |  |  |  | False |  |  | False |  | False |  | False | False | False |  |  | Non Federally-Regulated | 04/10/2015 |  | 04/12/2021
Intermatic, Inc. | Intermatic, Inc. | ET2805CP | Astronomical Time Switch Contr | Device | True | True | True | True | True | True | True | True | True | True | [11 empty] | Non Federally-Regulated | 04/28/2015 |  | 04/12/2021
WattStopper, Inc. | WattStopper, Inc. | DW-203-* | Occupant Sensing Device | Device | True | True | True | True | True | True | True | True | True | False |  |  | False |  | False |  | True | True | True | True | True | Non Federally-Regulated | 09/15/2014 |  | 04/12/2021
Hubbell Building Automation | Hubbell Building Automation | OMNIUS****BP****** | Occupant Sensing Device | Device | True | True | True | True | True | True | True | True | True | False |  |  | False |  | False |  | False | False | False |  |  | Non Federally-Regulated | 02/04/2014 |  | 04/12/2021
Intermatic, Inc. | Intermatic, Inc. | ET8215C | Automatic Time Switch Control | Device | True | True | True | False | [17 empty] | Non Federally-Regulated | 07/17/2014 |  | 04/12/2021
Legrand/WattStopper | WattStopper | EWS201I | Occupant Sensing Device | Device | True | True | True | True | True | False |  |  |  | False |  |  | False |  | False |  | True | True | True | True | True | Non Federally-Regulated | 01/07/2015 |  | 04/12/2021
Lutron Electronics Co., Inc. | Grafik Eye | QSGRJ-*********** | Dimmer | Device | True | True | True | True | True | True | True | False | [13 empty] | Non Federally-Regulated | 01/21/2014 |  | 04/12/2021
Legrand / Pass & Seymour | Pass & Seymour | LS1003P | Dimmer | Device | True | True | True | True | True | True | True | True | True | [12 empty] | Non Federally-Regulated | 02/13/2015 |  | 04/12/2021
Eaton Corp. | Eaton/Cooper Lighting | SF8AP7** | Dimmer | Device | True | True | True | True | True | True | True | True | True | [12 empty] | Non Federally-Regulated | 03/06/2015 |  | 04/12/2021
Eaton Corp. | Eaton/Cooper Lighting | OSP10** | Occupant Sensing Device | Device | True | True | True | True | True | False |  |  |  | False |  |  | False |  | False |  | False | False | False |  |  | Non Federally-Regulated | 03/06/2015 |  | 04/12/2021
Lutron Electronics Co., Inc. | HomeWorks QS | HQR-3LD | Dimmer | Device | True | True | True | True | True | True | True | False | [13 empty] | Non Federally-Regulated | 01/21/2014 |  | 04/12/2021
GE Lighting, a Savant company | GE Lighting Controls | CDT-20-360-R | Occupant Sensing Device | Device | True | True | True | True | True | True | True | True | True | False |  |  | False |  | False |  | False | False | False |  |  | Non Federally-Regulated | 07/15/2014 |  | 04/12/2021
Leviton Manufacturing Co., Inc. | Leviton | O4C10-*** | Occupant Sensing Device | Device | True | True | True | True | True | True | True | True | True | False |  |  | False |  | False |  | False | False | True | True | True | Non Federally-Regulated | 07/15/2014 |  | 04/12/2021
Legrand / Pass & Seymour | Pass & Seymour | DRLV1103PBK | Dimmer | Device | True | True | True | True | True | True | True | True | True | [12 empty] | Non Federally-Regulated | 02/13/2015 |  | 04/12/2021
Cooper Controls | Greengate | OSW-P-0451-MV | Occupant Sensing Device | Device | True | True | True | True | True | True | True | True | True | False |  |  | False |  | False |  | False | False | False |  |  | Non Federally-Regulated | 08/26/2014 |  | 04/12/2021
Intermatic, Inc. | Grasslin | GM40AV-Q | Automatic Time Switch Control | Device | True | True | True | False | [17 empty] | Non Federally-Regulated | 08/05/2014 |  | 04/12/2021
Signify North America Corporation | Philips | OS600LV* | Dimmer | Device | True | True | True | True | True | True | True | True | True | [12 empty] | Non Federally-Regulated | 07/17/2014 |  | 04/12/2021
NSi Industries | Tork | 2115 | Photosensor / Photocontrol Dev | Device | True | True | True | [18 empty] | Non Federally-Regulated | 10/10/2014 |  | 04/12/2021
Distech Controls | Distech Controls | ECx-Light-4DALI-ST | Automatic Daylighting Control | Device | True | True | True | True | True | True | True | True | True | True | True | [10 empty] | Non Federally-Regulated | 10/28/2014 |  | 04/12/2021
Gentec, Inc. | Schneider Electric | SERPB8HS | Automatic Time Switch Control | Device | True | True | True | True | True | True | [15 empty] | Non Federally-Regulated | 09/10/2014 |  | 04/12/2021
Cooper Controls | Greengate | OSW-U-0721-SP-V-* | Occupant Sensing Device | Device | True | True | True | True | True | True | True | True | True | False |  |  | False |  | False |  | False | False | False |  |  | Non Federally-Regulated | 08/26/2014 |  | 04/12/2021
Cooper Controls | Greengate | RCQK-**-***-***-***-***-***-**-*-* | Dimmer | Device | True | True | True | True | True | True | True | True | True | [12 empty] | Non Federally-Regulated | 08/26/2014 |  | 04/12/2021
Signify North America Corporation | Philips | LRL2390I | Automatic Daylighting Control | Device | True | True | True | True | True | True | True | True | True | True | True | [10 empty] | Non Federally-Regulated | 07/17/2014 |  | 04/12/2021
Electronic Theatre Controls, Inc. | Unison | MSC1 | Automatic Time Switch Control | Device | True | True | True | True | True | True | [15 empty] | Non Federally-Regulated | 12/26/2013 |  | 04/12/2021
Distech Controls | Distech Controls | EC-Light-8 + EC-BOS-*** | Astronomical Time Switch Contr | Device | True | True | True | True | True | True | True | True | True | True | [11 empty] | Non Federally-Regulated | 10/28/2014 |  | 04/12/2021
Intermatic, Inc. | Grasslin | GMXQW-I-120 | Automatic Time Switch Control | Device | True | True | True | False | [17 empty] | Non Federally-Regulated | 08/05/2014 |  | 04/12/2021
NSi Industries | Tork | ELC78 | Astronomical Time Switch Contr | Device | True | True | True | True | True | True | True | True | True | True | [11 empty] | Non Federally-Regulated | 10/10/2014 |  | 04/12/2021
Legrand / Pass & Seymour | Pass & Seymour | H703PW | Dimmer | Device | True | True | True | True | True | True | True | True | True | [12 empty] | Non Federally-Regulated | 02/13/2015 |  | 04/12/2021
Intermatic, Inc. | Intermatic, Inc. | ET90115CR | Automatic Time Switch Control | Device | True | True | True | True | True | True | [15 empty] | Non Federally-Regulated | 12/03/2014 |  | 04/12/2021
Sensor Switch, Inc. | Sensor Switch | CMRB PC******* | Photosensor / Photocontrol Dev | Device | True | True | True | [18 empty] | Non Federally-Regulated | 07/08/2014 |  | 04/12/2021
Legrand / Pass & Seymour | Pass & Seymour | WS700LA | Dimmer | Device | True | True | True | True | True | True | True | True | True | [12 empty] | Non Federally-Regulated | 02/13/2015 |  | 04/12/2021
Eaton Corp. | Eaton/Cooper Lighting | DF10P* | Dimmer | Device | True | True | True | True | True | True | True | True | True | [12 empty] | Non Federally-Regulated | 03/06/2015 |  | 04/12/2021
Eaton Corp. | Eaton/Cooper Lighting | 9531* | Dimmer | Device | True | True | True | True | True | True | True | True | True | [12 empty] | Non Federally-Regulated | 03/06/2015 |  | 04/12/2021
Intense Lighting | Intense Lighting | IPS25**-5A | Track Lighting Integral Curren | Device | True | True | True | True | True | True | True | True | True | [12 empty] | Non Federally-Regulated | 07/02/2015 |  | 04/12/2021
Legrand / Pass & Seymour | Pass & Seymour | TLV603LA | Dimmer | Device | True | True | True | True | True | True | True | True | True | [12 empty] | Non Federally-Regulated | 02/13/2015 |  | 04/12/2021
WattStopper, Inc. | WattStopper, Inc. | FS-755 | Occupant Sensing Device | Device | True | True | True | True | True | False |  |  |  | False |  |  | False |  | False |  | False | False | False |  |  | Non Federally-Regulated | 04/02/2015 |  | 04/12/2021
Legrand / Pass & Seymour | Pass & Seymour | LSCLDC163P | Dimmer | Device | True | True | True | True | True | True | True | True | True | [12 empty] | Non Federally-Regulated | 02/13/2015 |  | 04/12/2021
Signify North America Corporation | Philips | LLC7320 | Dimmer | Device | True | True | True | True | True | False |  | False | [13 empty] | Non Federally-Regulated | 07/17/2014 |  | 04/12/2021
NSi Industries | Tork | 2005A | Photosensor / Photocontrol Dev | Device | True | True | True | [18 empty] | Non Federally-Regulated | 10/10/2014 |  | 04/12/2021
GE Lighting, a Savant company | GE Lighting Controls | CLCINT12-INTD12-000-002* | Automatic Daylighting Control | Device | True | True | True | True | True | False |  | True | True | True | True | [10 empty] | Non Federally-Regulated | 08/04/2014 |  | 04/12/2021
Eaton Corp. | Eaton/Cooper Lighting | RF9534** | Dimmer | Device | True | True | True | True | True | True | True | True | True | [12 empty] | Non Federally-Regulated | 03/06/2015 |  | 04/12/2021
Leviton Manufacturing Co., Inc. | Leviton | DSX10-*** | Dimmer | Device | True | True | True | True | True | False |  | True | True | [12 empty] | Non Federally-Regulated | 12/01/2014 |  | 04/12/2021
Distech Controls | Distech Controls | ECx-Light-4DALI-ST | Astronomical Time Switch Contr | Device | True | True | True | True | True | True | True | True | True | True | [11 empty] | Non Federally-Regulated | 10/28/2014 |  | 04/12/2021
IR-TEC International, Ltd. | IR-TEC International, Ltd | BBS-702S** | Occupant Sensing Device | Device | True | True | True | True | True | False |  |  |  | False |  |  | False |  | False |  | False | False | True | True | True | Non Federally-Regulated | 07/23/2015 |  | 04/12/2021
Lutron Electronics Co., Inc. | PowPak | UFCJ-010 | Automatic Daylighting Control | Device | True | True | True | True | True | True | True | True | True | True | True | [10 empty] | Non Federally-Regulated | 01/07/2015 |  | 04/12/2021
Intermatic, Inc. | Grasslin | LM2-O-120-LS2 | Photosensor / Photocontrol Dev | Device | True | True | True | [18 empty] | Non Federally-Regulated | 08/05/2014 |  | 04/12/2021
Cooper Controls | Greengate | ONW-D-1001-DMV-* | Occupant Sensing Device | Device | True | True | True | True | True | True | True | True | True | False |  |  | False |  | False |  | False | False | False |  |  | Non Federally-Regulated | 08/26/2014 |  | 04/12/2021
Leviton Manufacturing Co., Inc. | Leviton | 6633 | Dimmer | Device | True | True | True | True | True | False |  | True | True | [12 empty] | Non Federally-Regulated | 12/01/2014 |  | 04/12/2021
Enlighted, Inc. | Enlighted | SU-2-00 | Automatic Daylighting Control | Device | True | True | True | True | True | True | True | True | True | True | True | [10 empty] | Non Federally-Regulated | 09/18/2014 |  | 04/12/2021
Honeywell International | Honeywell | CLB1433S | Photosensor / Photocontrol Dev | Device | True | True | True | [18 empty] | Non Federally-Regulated | 02/20/2014 |  | 04/12/2021
Leviton Manufacturing Co., Inc. | Leviton | AWSMG-I** | Dimmer | Device | True | True | True | True | True | True | True | True | True | [12 empty] | Non Federally-Regulated | 07/30/2014 |  | 04/12/2021
Carolina Products, Inc. | Carolina Products | CPI-3000 | Automatic Time Switch Control | Device | True | True | True | True | True | True | [15 empty] | Non Federally-Regulated | 08/25/2014 |  | 04/12/2021
Intermatic, Inc. | Intermatic, Inc. | ET2145CP | Automatic Time Switch Control | Device | True | True | True | True | True | True | [15 empty] | Non Federally-Regulated | 04/28/2015 |  | 04/12/2021
Crestron Electronics | Crestron Electronics | GL-IPAC-SW8 | Astronomical Time Switch Contr | Device | True | True | True | True | True | True | True | True | True | True | [11 empty] | Non Federally-Regulated | 04/02/2014 |  | 04/12/2021
IR-TEC International, Ltd. | IR-TEC International, Ltd. | BOM-313N** | Occupant Sensing Device | Device | True | True | True | True | True | False |  |  |  | False |  |  | False |  | False |  | False | False | False |  |  | Non Federally-Regulated | 04/10/2015 |  | 04/12/2021
Signify North America Corporation | Philips | MSP600QE** | Dimmer | Device | True | True | True | True | True | True | True | True | True | [12 empty] | Non Federally-Regulated | 07/17/2014 |  | 04/12/2021
Enerlites, Inc. | Enerlites, Inc. | MPC-52V-DC-* | Occupant Sensing Device | Device | True | True | True | True | True | False |  |  |  | False |  |  | False |  | False |  | False | False | False |  |  | Non Federally-Regulated | 09/16/2014 |  | 04/12/2021
Signify North America Corporation | Philips | LLC1655/** | Photosensor / Photocontrol Dev | Device | True | True | True | [18 empty] | Non Federally-Regulated | 07/09/2014 |  | 04/12/2021
Lightolier | Lightolier | PLD600** | Track Lighting Integral Curren | Device | True | True | True | True | True | True | True | True | True | [12 empty] | Non Federally-Regulated | 01/27/2015 |  | 04/12/2021
Intense Lighting | Intense Lighting | IS125**-12A | Track Lighting Integral Curren | Device | True | True | True | True | True | True | True | True | True | [12 empty] | Non Federally-Regulated | 05/27/2015 |  | 04/12/2021
McWong International | PacWave | PSC-BL-I-FM-DC0 | Photosensor / Photocontrol Dev | Device | True | True | True | [18 empty] | Non Federally-Regulated | 03/06/2015 |  | 04/12/2021
Legrand / Pass & Seymour | Pass & Seymour | HCL453PMMW | Dimmer | Device | True | True | True | True | True | True | True | True | True | [12 empty] | Non Federally-Regulated | 02/13/2015 |  | 04/12/2021
Schneider Electric | SERP | SERPL48HS | Automatic Time Switch Control | Device | True | True | True | True | True | True | [15 empty] | Non Federally-Regulated | 07/28/2014 |  | 04/12/2021
Sensor Switch, Inc. | Sensor Switch | RMR PC ********** | Photosensor / Photocontrol Dev | Device | True | True | True | [18 empty] | Non Federally-Regulated | 07/08/2014 |  | 04/12/2021
Signify North America Corporation | Philips | ZP600VA* | Dimmer | Device | True | True | True | True | True | True | True | True | True | [12 empty] | Non Federally-Regulated | 07/17/2014 |  | 04/12/2021
Intermatic, Inc. | Intermatic, Inc. | EI600LAC | Automatic Time Switch Control | Device | True | True | True | False | [17 empty] | Non Federally-Regulated | 01/09/2015 |  | 04/12/2021
Honeywell International | Honeywell | ECDIRWH | Photosensor / Photocontrol Dev | Device | True | True | True | [18 empty] | Non Federally-Regulated | 02/20/2014 |  | 04/12/2021
Cooper Controls | Greengate | OSW-P-0451-MV-* | Occupant Sensing Device | Device | True | True | True | True | True | True | True | True | True | False |  |  | False |  | False |  | False | False | False |  |  | Non Federally-Regulated | 08/26/2014 |  | 04/12/2021
Signify North America Corporation | Philips | V600W | Dimmer | Device | True | True | True | True | True | True | True | True | True | [12 empty] | Non Federally-Regulated | 07/17/2014 |  | 04/12/2021
WattStopper, Inc. | WattStopper, Inc. | WD-170-* | Occupant Sensing Device | Device | True | True | True | True | True | False |  |  |  | False |  |  | True | True | False |  | False | False | False |  |  | Non Federally-Regulated | 09/15/2014 |  | 04/12/2021
Legrand/WattStopper | WattStopper | WA2000R | Occupant Sensing Device | Device | True | True | True | True | True | False |  |  |  | False |  |  | False |  | False |  | False | False | False |  |  | Non Federally-Regulated | 01/07/2015 |  | 04/12/2021
Gentec, Inc. | Schneider Electric | SERP16HS | Automatic Time Switch Control | Device | True | True | True | True | True | True | [15 empty] | Non Federally-Regulated | 09/10/2014 |  | 04/12/2021
Legrand / Pass & Seymour | Pass & Seymour | WS1100ICCV6 | Dimmer | Device | True | True | True | True | True | True | True | True | True | [12 empty] | Non Federally-Regulated | 02/13/2015 |  | 04/12/2021
Lutron Electronics Co., Inc. | Sensors | UMS-OPS*-DDV***** | Occupant Sensing Device | Device | True | True | True | True | True | False |  |  |  | False |  |  | False |  | False |  | False | False | True | True | True | Non Federally-Regulated | 01/27/2014 |  | 04/12/2021
Signify North America Corporation | Philips | MSP600EB** | Dimmer | Device | True | True | True | True | True | False |  | True | True | [12 empty] | Non Federally-Regulated | 07/17/2014 |  | 04/12/2021
IR-TEC International, Ltd. | IR-TEC International, Ltd. | BBS-700N** | Occupant Sensing Device | Device | True | True | True | True | True | False |  |  |  | False |  |  | False |  | False |  | False | False | True | True | True | Non Federally-Regulated | 04/10/2015 |  | 04/12/2021
Honeywell International | Honeywell | CLMSCLVP153MWH | Occupant Sensing Device | Device | True | True | True | True | True | False |  |  |  | False |  |  | True | True | False |  | True | True | True | True | True | Non Federally-Regulated | 02/20/2014 |  | 04/12/2021
Intense Lighting | Intense Lighting | IS226**-10A-T24 | Track Lighting Integral Curren | Device | True | True | True | True | True | True | True | True | True | [12 empty] | Non Federally-Regulated | 05/20/2015 |  | 04/12/2021
Schneider Electric | Schneider Electric | SLSUWD1277U* | Occupant Sensing Device | Device | True | True | True | True | True | True | True | True | True | False |  |  | False |  | False |  | True | True | False | True |  | Non Federally-Regulated | 07/28/2014 |  | 04/12/2021
Leviton Manufacturing Co., Inc. | Leviton | 6674 | Dimmer | Device | True | True | True | True | True | False |  | True | True | [12 empty] | Non Federally-Regulated | 12/01/2014 |  | 04/12/2021
Carolina Products, Inc. | Carolina Products | CPI-800 | Automatic Time Switch Control | Device | True | True | True | True | True | True | [15 empty] | Non Federally-Regulated | 08/25/2014 |  | 04/12/2021
Legrand / Pass & Seymour | Pass & Seymour | LS1000PW | Dimmer | Device | True | True | True | True | True | True | True | True | True | [12 empty] | Non Federally-Regulated | 02/13/2015 |  | 04/12/2021
Leviton Manufacturing Co., Inc. | Leviton | O3C10-*** | Occupant Sensing Device | Device | True | True | True | True | True | True | True | True | True | False |  |  | False |  | False |  | False | False | True | True | True | Non Federally-Regulated | 07/15/2014 |  | 04/12/2021
WattStopper, Inc. | WattStopper, Inc. | DT-300 | Occupant Sensing Device | Device | True | True | True | True | True | True | True | True | True | False |  |  | False |  | False |  | False | False | False |  |  | Non Federally-Regulated | 09/15/2014 |  | 04/12/2021
Lehigh Electric Products Co. | Solitaire | STM-6DC | Dimmer | Device | True | True | True | True | True | True | True | True | True | [12 empty] | Non Federally-Regulated | 03/18/2015 |  | 04/12/2021
Signify North America Corporation | Philips | LLC1682/** | Automatic Daylighting Control | Device | True | True | True | True | True | True | True | True | True | True | True | [10 empty] | Non Federally-Regulated | 07/17/2014 |  | 04/12/2021
Crestron Electronics | Crestron Electronics | CLS-EXP-DIM | Dimmer | Device | True | True | True | True | True | True | True | True | True | [12 empty] | Non Federally-Regulated | 07/25/2014 |  | 04/12/2021
Distech Controls | Distech Controls | ECx-Light-4DALI-WD | Occupant Sensing Device | Device | True | True | True | True | True | False |  |  |  | False |  |  | True | True | False |  | False | False | False |  |  | Non Federally-Regulated | 10/28/2014 |  | 04/12/2021
WattStopper, Inc. | WattStopper, Inc. | UT-305-* | Occupant Sensing Device | Device | True | True | True | True | True | True | True | True | True | False |  |  | False |  | False |  | False | False | False |  |  | Non Federally-Regulated | 09/15/2014 |  | 04/12/2021
ELCO Lighting | ELCO Lighting | EP840W-2A | Track Lighting Integral Curren | Device | True | True | True | True | True | True | True | True | True | [12 empty] | Non Federally-Regulated | 08/07/2014 |  | 04/12/2021
Signify North America Corporation | Philips | LRM2376 | Automatic Daylighting Control | Device | True | True | True | True | True | True | True | True | True | True | True | [10 empty] | Non Federally-Regulated | 07/17/2014 |  | 04/12/2021
Leviton Manufacturing Co., Inc. | Leviton | VPT24-*** | Automatic Time Switch Control | Device | True | True | True | False | [17 empty] | Non Federally-Regulated | 12/01/2014 |  | 04/12/2021
Eaton Corp. | Eaton/Cooper Lighting | 9537** | Dimmer | Device | True | True | True | True | True | True | True | True | True | [12 empty] | Non Federally-Regulated | 03/06/2015 |  | 04/12/2021
Nora Lighting | Nora Current Limiter for Track Lighting | NT-358*/12A | Track Lighting Integral Curren | Device | True | True | True | True | True | True | True | True | True | [12 empty] | Non Federally-Regulated | 06/16/2014 |  | 04/12/2021
Intelligent Lighting Controls, Inc. | LightLEEDer | LL4X | Astronomical Time Switch Contr | Device | True | True | True | True | True | True | True | True | True | True | [11 empty] | Non Federally-Regulated | 06/15/2015 |  | 04/12/2021
NSi Industries | Tork | ELC74 | Astronomical Time Switch Contr | Device | True | True | True | True | True | True | True | True | True | True | [11 empty] | Non Federally-Regulated | 10/10/2014 |  | 04/12/2021
Eaton Corp. | Eaton/Cooper Lighting | RF9534* | Dimmer | Device | True | True | True | True | True | True | True | True | True | [12 empty] | Non Federally-Regulated | 03/06/2015 |  | 04/12/2021
Legrand / Pass & Seymour | Pass & Seymour | LS1000PI | Dimmer | Device | True | True | True | True | True | True | True | True | True | [12 empty] | Non Federally-Regulated | 02/13/2015 |  | 04/12/2021
Hubbell Building Automation | Hubbell Building Automation | LUXSTATDNCM*** | Automatic Daylighting Control | Device | True | True | True | False |  | True | True | True | True | True | True | [10 empty] | Non Federally-Regulated | 02/04/2014 |  | 04/12/2021
GE Lighting, a Savant company | GE Lighting Controls | SDT-WIDE-* | Occupant Sensing Device | Device | True | True | True | True | True | True | True | True | True | False |  |  | False |  | False |  | False | False | False |  |  | Non Federally-Regulated | 07/15/2014 |  | 04/12/2021
Leviton Manufacturing Co., Inc. | Leviton | IPV0R -*** | Occupant Sensing Device | Device | True | True | True | True | True | False |  |  |  | False |  |  | False |  | False |  | False | False | True | True | True | Non Federally-Regulated | 12/01/2014 |  | 04/12/2021
Douglas Lighting Controls | Douglas | WRV-DF-***** | Dimmer | Device | True | True | True | True | True | False |  | False | [13 empty] | Non Federally-Regulated | 09/24/2014 |  | 04/12/2021
Signify North America Corporation | Philips | LRS2215/** | Occupant Sensing Device | Device | True | True | True | True | True | False |  |  |  | False |  |  | False |  | False |  | False | True | True | True | True | Non Federally-Regulated | 08/15/2014 |  | 04/12/2021
Legrand/WattStopper | WattStopper | WSP100DI | Dimmer | Device | True | True | True | True | True | True | True | True | True | [12 empty] | Non Federally-Regulated | 01/07/2015 |  | 04/12/2021
WattStopper, Inc. | WattStopper, Inc. | CI-305-* | Occupant Sensing Device | Device | True | True | True | True | True | False |  |  |  | False |  |  | False |  | False |  | False | False | False |  |  | Non Federally-Regulated | 09/15/2014 |  | 04/12/2021
Legrand / Pass & Seymour | Pass & Seymour | T603WV | Dimmer | Device | True | True | True | True | True | True | True | True | True | [12 empty] | Non Federally-Regulated | 02/13/2015 |  | 04/12/2021
Light Corporation | Kanepi | LS-W-00 | Automatic Daylighting Control | Device | True | True | True | True | True | True | True | True | True | True | True | [10 empty] | Non Federally-Regulated | 04/02/2014 |  | 04/12/2021
IR-TEC International, Ltd. | IR-TEC International, Ltd. | LOS-501S** | Occupant Sensing Device | Device | True | True | True | True | True | False |  |  |  | False |  |  | False |  | False |  | False | False | False |  |  | Non Federally-Regulated | 04/10/2015 |  | 04/12/2021
Intermatic, Inc. | Intermatic, Inc. | ET2745CR | Automatic Time Switch Control | Device | True | True | True | True | True | True | [15 empty] | Non Federally-Regulated | 04/28/2015 |  | 04/12/2021
Intermatic, Inc. | Intermatic, Inc. | ET90215M | Astronomical Time Switch Contr | Device | True | True | True | True | True | True | True | True | True | True | [11 empty] | Non Federally-Regulated | 12/03/2014 |  | 04/12/2021
Light Corporation | Kanepi | B-W-SE | Dimmer | Device | True | True | True | True | True | False |  | False | [13 empty] | Non Federally-Regulated | 04/02/2014 |  | 04/12/2021
Power Integrity Corporation | Power Integrity Corporation | LCS-******** | Astronomical Time Switch Contr | Device | True | True | True | True | True | True | True | True | True | True | [11 empty] | Non Federally-Regulated | 04/27/2015 |  | 04/12/2021
Self Electronics Co., Ltd. | Self | SHA-B-277V | Dimmer | Device | True | True | True | True | True | True | True | False | [13 empty] | Non Federally-Regulated | 07/23/2015 |  | 04/12/2021
Vantage Controls, Inc. | Vantage Controls, Inc. | DS13**-**** | Dimmer | Device | True | True | True | True | True | True | True | True | True | [12 empty] | Non Federally-Regulated | 12/02/2014 |  | 04/12/2021
Schneider Electric | Schneider Electric | SLSWPS1500 | Occupant Sensing Device | Device | True | True | True | True | True | False |  |  |  | False |  |  | True | True | False |  | False | False | False |  |  | Non Federally-Regulated | 07/28/2014 |  | 04/12/2021
Legrand / Pass & Seymour | Pass & Seymour | LSDH16V | Dimmer | Device | True | True | True | True | True | True | True | True | True | [12 empty] | Non Federally-Regulated | 02/13/2015 |  | 04/12/2021
Legrand / Pass & Seymour | Pass & Seymour | H4FBL3PW | Dimmer | Device | True | True | True | True | True | True | True | True | True | [12 empty] | Non Federally-Regulated | 02/13/2015 |  | 04/12/2021
Intermatic, Inc. | Grasslin | FM1D20E-240 | Automatic Time Switch Control | Device | True | True | True | False | [17 empty] | Non Federally-Regulated | 08/05/2014 |  | 04/12/2021
WattStopper, Inc. | WattStopper, Inc. | LILM8-*-*-*-* | Automatic Time Switch Control | Device | True | True | True | True | True | True | [15 empty] | Non Federally-Regulated | 09/15/2014 |  | 04/12/2021
Hubbell Building Automation | Hubbell Building Automation | OMNIDIABP********* | Occupant Sensing Device | Device | True | True | True | True | True | False |  |  |  | False |  |  | False |  | False |  | False | False | False |  |  | Non Federally-Regulated | 02/04/2014 |  | 04/12/2021
Legrand / Pass & Seymour | Pass & Seymour | TDLV703PW | Dimmer | Device | True | True | True | True | True | True | True | True | True | [12 empty] | Non Federally-Regulated | 02/13/2015 |  | 04/12/2021
Intermatic, Inc. | Grasslin | MIL72AQTUZ-240 | Automatic Time Switch Control | Device | True | True | True | False | [17 empty] | Non Federally-Regulated | 08/05/2014 |  | 04/12/2021
Intense Lighting | Intense Lighting | IS125**-10A-T24 | Track Lighting Integral Curren | Device | True | True | True | True | True | True | True | True | True | [12 empty] | Non Federally-Regulated | 05/27/2015 |  | 04/12/2021
Honeywell International | Honeywell | PP120H | Photosensor / Photocontrol Dev | Device | True | True | True | [18 empty] | Non Federally-Regulated | 02/20/2014 |  | 04/12/2021
Intermatic, Inc. | Intermatic, Inc. | ET2825C | Astronomical Time Switch Contr | Device | True | True | True | True | True | True | True | True | True | True | [11 empty] | Non Federally-Regulated | 03/12/2015 |  | 04/12/2021
Douglas Lighting Controls | Douglas | WSP-2718-D2S1P | Dimmer | Device | True | True | True | True | True | False |  | False | [13 empty] | Non Federally-Regulated | 10/10/2014 |  | 04/12/2021
Intermatic, Inc. | Intermatic, Inc. | ET2825CP | Astronomical Time Switch Contr | Device | True | True | True | True | True | True | True | True | True | True | [11 empty] | Non Federally-Regulated | 03/12/2015 |  | 04/12/2021
Lutron Electronics Co., Inc. | Homeworks | HWD-6D****** | Dimmer | Device | True | True | True | True | True | True | True | True | True | [12 empty] | Non Federally-Regulated | 01/21/2014 |  | 04/12/2021
Enlighted, Inc. | Enlighted | MD-1E-** | Dimmer | Device | True | True | True | True | True | True | True | True | True | [12 empty] | Non Federally-Regulated | 09/18/2014 |  | 04/12/2021
Intelligent Lighting Controls, Inc. | Light Master | LM** | Automatic Time Switch Control | Device | True | True | True | True | True | True | [15 empty] | Non Federally-Regulated | 06/23/2014 |  | 04/12/2021
Legrand / Pass & Seymour | Pass & Seymour | H703PTUTC | Dimmer | Device | True | True | True | True | True | True | True | True | True | [12 empty] | Non Federally-Regulated | 02/13/2015 |  | 04/12/2021
Legrand / Pass & Seymour | Pass & Seymour | DRLV703PV | Dimmer | Device | True | True | True | True | True | True | True | True | True | [12 empty] | Non Federally-Regulated | 02/13/2015 |  | 04/12/2021
Lutron Electronics Co., Inc. | Sensors | MW-FPS******* | Photosensor / Photocontrol Dev | Device | True | True | True | [18 empty] | Non Federally-Regulated | 01/27/2014 |  | 04/12/2021
Legrand / Pass & Seymour | Pass & Seymour | LSDC16LAV | Dimmer | Device | True | True | True | True | True | True | True | True | True | [12 empty] | Non Federally-Regulated | 02/13/2015 |  | 04/12/2021
NSi Industries | Tork | 5024M | Photosensor / Photocontrol Dev | Device | True | True | True | [18 empty] | Non Federally-Regulated | 10/10/2014 |  | 04/12/2021
GE Lighting, a Savant company | GE Lighting Controls | CUS-05-180 | Occupant Sensing Device | Device | True | True | True | True | True | True | True | True | True | False |  |  | False |  | False |  | False | False | False |  |  | Non Federally-Regulated | 07/15/2014 |  | 04/12/2021
Legrand / Pass & Seymour | Pass & Seymour | LSLV600P | Dimmer | Device | True | True | True | True | True | True | True | True | True | [12 empty] | Non Federally-Regulated | 02/13/2015 |  | 04/12/2021
Digital Lumens | Digital Lumens | DLA-LLE-* | Dimmer | Device | True | True | True | True | True | False |  | False | [13 empty] | Non Federally-Regulated | 07/31/2014 |  | 04/12/2021
Legrand / Pass & Seymour | Pass & Seymour | H703PMMTUTC | Dimmer | Device | True | True | True | True | True | True | True | True | True | [12 empty] | Non Federally-Regulated | 02/13/2015 |  | 04/12/2021
Hubbell Building Automation | Hubbell Building Automation | WSPEM***LWO******* | Occupant Sensing Device | Device | True | True | True | True | True | False |  |  |  | False |  |  | False |  | True | True | False | False | False |  |  | Non Federally-Regulated | 02/04/2014 |  | 04/12/2021
Leviton Manufacturing Co., Inc. | Leviton | MDM06 | Dimmer | Device | True | True | True | True | True | False |  | True | True | [12 empty] | Non Federally-Regulated | 12/01/2014 |  | 04/12/2021
Eaton Corp. | Eaton/Cooper Lighting | VS106D1* | Dimmer | Device | True | True | True | True | True | True | True | True | True | [12 empty] | Non Federally-Regulated | 03/06/2015 |  | 04/12/2021
Cooper Controls | Novitas | 01-361-PC | Occupant Sensing Device | Device | True | True | True | True | True | True | True | True | True | False |  |  | False |  | False |  | False | False | False |  |  | Non Federally-Regulated | 08/26/2014 |  | 04/12/2021
Carolina Products, Inc. | Carolina Products | CPI-400 | Photosensor / Photocontrol Dev | Device | True | True | True | [18 empty] | Non Federally-Regulated | 08/25/2014 |  | 04/12/2021
Legrand / Pass & Seymour | Pass & Seymour | LS600LWV | Dimmer | Device | True | True | True | True | True | True | True | True | True | [12 empty] | Non Federally-Regulated | 02/13/2015 |  | 04/12/2021
Intermatic, Inc. | Intermatic, Inc. | ET2725CP | Automatic Time Switch Control | Device | True | True | True | True | True | True | [15 empty] | Non Federally-Regulated | 04/28/2015 |  | 04/12/2021
Intermatic, Inc. | Intermatic, Inc. | ET2705C | Automatic Time Switch Control | Device | True | True | True | True | True | True | [15 empty] | Non Federally-Regulated | 04/28/2015 |  | 04/12/2021
Sensor Switch, Inc. | Sensor Switch | SBR ** P ********** | Photosensor / Photocontrol Dev | Device | True | True | True | [18 empty] | Non Federally-Regulated | 07/08/2014 |  | 04/12/2021
Legrand / Pass & Seymour | Pass & Seymour | TD1103PLACCV6 | Dimmer | Device | True | True | True | True | True | True | True | True | True | [12 empty] | Non Federally-Regulated | 02/13/2015 |  | 04/12/2021
Douglas Lighting Controls | Douglas | WSP-2718-D3F1P | Automatic Time Switch Control | Device | True | True | True | True | True | True | [15 empty] | Non Federally-Regulated | 10/10/2014 |  | 04/12/2021
Hubbell Building Automation | Hubbell Building Automation | WIH-OS-OMUS** | Occupant Sensing Device | Device | True | True | True | True | True | True | True | True | True | False |  |  | False |  | False |  | False | False | False |  |  | Non Federally-Regulated | 02/04/2014 |  | 04/12/2021
Intermatic, Inc. | Intermatic, Inc. | ET1105C | Automatic Time Switch Control | Device | True | True | True | False | [17 empty] | Non Federally-Regulated | 07/17/2014 |  | 04/12/2021
Enerlites, Inc. | Intermatic, Inc. | IOS-DSIMF-** | Occupant Sensing Device | Device | True | True | True | True | True | False |  |  |  | False |  |  | False |  | False |  | False | False | False |  |  | Non Federally-Regulated | 08/06/2014 |  | 04/12/2021
Legrand / Pass & Seymour | Pass & Seymour | LSCLDC163PW | Dimmer | Device | True | True | True | True | True | True | True | True | True | [12 empty] | Non Federally-Regulated | 02/13/2015 |  | 04/12/2021
Legrand/WattStopper | WattStopper | WSP100DI | Occupant Sensing Device | Device | True | True | True | True | True | False |  |  |  | False |  |  | True | True | False |  | False | False | False |  |  | Non Federally-Regulated | 01/07/2015 |  | 04/12/2021
IR-TEC International, Ltd. | IR-TEC International, Ltd. | OS-551T | Occupant Sensing Device | Device | True | True | True | True | True | False |  |  |  | False |  |  | False |  | False |  | False | False | False |  |  | Non Federally-Regulated | 04/10/2015 |  | 04/12/2021
Enerlites, Inc. | Enerlites, Inc. | MDC-50V-* | Occupant Sensing Device | Device | True | True | True | True | True | True | True | True | True | False |  |  | False |  | False |  | False | False | False |  |  | Non Federally-Regulated | 09/16/2014 |  | 04/12/2021
WattStopper, Inc. | WattStopper, Inc. | DW-100-* | Occupant Sensing Device | Device | True | True | True | True | True | True | True | True | True | False |  |  | False |  | False |  | False | False | False |  |  | Non Federally-Regulated | 09/15/2014 |  | 04/12/2021
WattStopper, Inc. | WattStopper, Inc. | LMLS-500 | Photosensor / Photocontrol Dev | Device | True | True | True | [18 empty] | Non Federally-Regulated | 09/15/2014 |  | 04/12/2021
Leviton Manufacturing Co., Inc. | Leviton | DSH06-*** | Dimmer | Device | True | True | True | True | True | False |  | True | True | [12 empty] | Non Federally-Regulated | 12/01/2014 |  | 04/12/2021
Intelligent Lighting Controls, Inc. | LightLEEDer | LL00**** | Astronomical Time Switch Contr | Device | True | True | True | True | True | True | True | True | True | True | [11 empty] | Non Federally-Regulated | 06/15/2015 |  | 04/12/2021
Enerlites, Inc. | Intermatic, Inc. | IOS-DDR-** | Occupant Sensing Device | Device | True | True | True | True | True | False |  |  |  | False |  |  | False |  | False |  | True | True | True | True | True | Non Federally-Regulated | 09/16/2014 |  | 04/12/2021
Douglas Lighting Controls | Diversa | WORSD31-P-N | Occupant Sensing Device | Device | True | True | True | True | True | False |  |  |  | False |  |  | False |  | False |  | False | False | True | True | True | Non Federally-Regulated | 10/10/2014 |  | 04/12/2021
Eaton Corp. | Eaton/Cooper Lighting | 9533** | Dimmer | Device | True | True | True | True | True | True | True | True | True | [12 empty] | Non Federally-Regulated | 03/06/2015 |  | 04/12/2021
WattStopper, Inc. | WattStopper, Inc. | LMCP8F-*-*-*-*-* | Automatic Time Switch Control | Device | True | True | True | True | True | True | [15 empty] | Non Federally-Regulated | 09/15/2014 |  | 04/12/2021
Acuity Brands Lighting | Juno | T90CLF-36-** | Track Lighting Integral Curren | Device | True | True | True | True | True | True | True | True | True | [12 empty] | Non Federally-Regulated | 12/05/2014 |  | 04/12/2021
Schneider Electric | Powerlink | NF MVP POWERLINK PANEL (Master Included) | Astronomical Time Switch Contr | Device | True | True | True | True | True | True | True | True | True | True | [11 empty] | Non Federally-Regulated | 07/28/2014 |  | 04/12/2021
NSi Industries | Tork | DZS200BP | Astronomical Time Switch Contr | Device | True | True | True | True | True | True | True | True | True | True | [11 empty] | Non Federally-Regulated | 10/10/2014 |  | 04/12/2021
Enlighted, Inc. | Enlighted | SU-FM-** | Automatic Daylighting Control | Device | True | True | True | True | True | True | True | True | True | True | True | [10 empty] | Non Federally-Regulated | 09/18/2014 |  | 04/12/2021
NSi Industries | Tork | LC200 | Photosensor / Photocontrol Dev | Device | True | True | True | [18 empty] | Non Federally-Regulated | 10/10/2014 |  | 04/12/2021
Legrand / Pass & Seymour | Pass & Seymour | DRLV1103PIV | Dimmer | Device | True | True | True | True | True | True | True | True | True | [12 empty] | Non Federally-Regulated | 02/13/2015 |  | 04/12/2021
Legrand / Pass & Seymour | Pass & Seymour | TLV1003W | Dimmer | Device | True | True | True | True | True | True | True | True | True | [12 empty] | Non Federally-Regulated | 02/13/2015 |  | 04/12/2021
Intermatic, Inc. | Intermatic, Inc. | ET1725CPD82 | Automatic Time Switch Control | Device | True | True | True | False | [17 empty] | Non Federally-Regulated | 07/17/2014 |  | 04/12/2021
Signify North America Corporation | Philips | LRM2376 | Photosensor / Photocontrol Dev | Device | True | True | True | [18 empty] | Non Federally-Regulated | 07/09/2014 |  | 04/12/2021
Hubbell Building Automation | Hubbell Building Automation | Z5-OS-WSP***** | Occupant Sensing Device | Device | True | True | True | True | True | False |  |  |  | False |  |  | False |  | False |  | False | False | False |  |  | Non Federally-Regulated | 02/04/2014 |  | 04/12/2021
IR-TEC International, Ltd. | IR-TEC International, Ltd. | BPD-500S** | Automatic Daylighting Control | Device | True | True | True | False |  | False |  | True | True | True | True | [10 empty] | Non Federally-Regulated | 04/10/2015 |  | 04/12/2021
Enlighted, Inc. | Enlighted | SU-3E-** | Photosensor / Photocontrol Dev | Device | True | True | True | [18 empty] | Non Federally-Regulated | 08/20/2014 |  | 04/12/2021
Lutron Electronics Co., Inc. | HomeWorks QS | HQR-3PD*** | Dimmer | Device | True | True | True | True | True | True | True | False | [13 empty] | Non Federally-Regulated | 01/21/2014 |  | 04/12/2021
Gentec, Inc. | Kameleon | K4-64-PA-S* | Automatic Time Switch Control | Device | True | True | True | True | True | True | [15 empty] | Non Federally-Regulated | 09/10/2014 |  | 04/12/2021
Legrand / Pass & Seymour | Pass & Seymour | T1000IV | Dimmer | Device | True | True | True | True | True | True | True | True | True | [12 empty] | Non Federally-Regulated | 02/13/2015 |  | 04/12/2021
Enerlites, Inc. | Enerlites, Inc. | HMVS-* | Occupant Sensing Device | Device | True | True | True | True | True | False |  |  |  | False |  |  | False |  | False |  | False | False | True | True | True | Non Federally-Regulated | 09/03/2014 |  | 04/12/2021
Douglas Lighting Controls | Douglas | WLC-3150 | Automatic Daylighting Control | Device | True | True | True | True | True | True | True | True | True | True | True | [10 empty] | Non Federally-Regulated | 10/10/2014 |  | 04/12/2021
Intelligent Lighting Controls, Inc. | LightLEEDer | LLMRI** | Astronomical Time Switch Contr | Device | True | True | True | True | True | True | True | True | True | True | [11 empty] | Non Federally-Regulated | 06/15/2015 |  | 04/12/2021
Enerlites, Inc. | Intermatic, Inc. | IOS-DOV-NL-** | Occupant Sensing Device | Device | True | True | True | True | True | False |  |  |  | False |  |  | False |  | False |  | False | False | True | True | True | Non Federally-Regulated | 09/16/2014 |  | 04/12/2021
Distech Controls | Distech Controls | ECx-Light-4D-STP | Occupant Sensing Device | Device | True | True | True | True | True | False |  |  |  | False |  |  | True | True | False |  | False | False | False |  |  | Non Federally-Regulated | 10/28/2014 |  | 04/12/2021
Crestron Electronics | Crestron Electronics | CLX-1DIM4 | Dimmer | Device | True | True | True | True | True | True | True | True | True | [12 empty] | Non Federally-Regulated | 07/25/2014 |  | 04/12/2021
Legrand / Pass & Seymour | Pass & Seymour | H703PMMTUTCCCV4 | Dimmer | Device | True | True | True | True | True | True | True | True | True | [12 empty] | Non Federally-Regulated | 02/13/2015 |  | 04/12/2021
Light Corporation | Kanepi | OS-00-C**-****-** | Occupant Sensing Device | Device | True | True | True | True | True | False |  |  |  | False |  |  | True | True | True | True | True | True | True | True | True | Non Federally-Regulated | 04/02/2014 |  | 04/12/2021
Intermatic, Inc. | Intermatic, Inc. | ET2705CP | Automatic Time Switch Control | Device | True | True | True | True | True | True | [15 empty] | Non Federally-Regulated | 04/28/2015 |  | 04/12/2021
Legrand/WattStopper | WattStopper | WDT301I | Occupant Sensing Device | Device | True | True | True | True | True | True | True | True | True | False |  |  | False |  | False |  | False | False | False |  |  | Non Federally-Regulated | 01/07/2015 |  | 04/12/2021
NSi Industries | Tork | COS-L | Occupant Sensing Device | Device | True | True | True | True | True | False |  |  |  | False |  |  | False |  | False |  | False | False | False |  |  | Non Federally-Regulated | 11/06/2014 |  | 04/12/2021
Legrand / Pass & Seymour | Pass & Seymour | R603PLAV | Dimmer | Device | True | True | True | True | True | True | True | True | True | [12 empty] | Non Federally-Regulated | 02/13/2015 |  | 04/12/2021
Lutron Electronics Co., Inc. | Sensors | LRF2-DCRB**** | Photosensor / Photocontrol Dev | Device | True | True | True | [18 empty] | Non Federally-Regulated | 01/27/2014 |  | 04/12/2021
Hubbell Building Automation | Hubbell Building Automation | DLC7 | Photosensor / Photocontrol Dev | Device | True | True | True | [18 empty] | Non Federally-Regulated | 01/15/2015 |  | 04/12/2021
Leviton Manufacturing Co., Inc. | Leviton | RS110-7** | Occupant Sensing Device | Device | True | True | True | True | True | False |  |  |  | False |  |  | False |  | True | True | False | False | False |  |  | Non Federally-Regulated | 07/15/2014 |  | 04/12/2021
Leviton Manufacturing Co., Inc. | Leviton | ODS15-ID* | Occupant Sensing Device | Device | True | True | True | True | True | False |  |  |  | False |  |  | False |  | False |  | False | False | True | True | True | Non Federally-Regulated | 07/30/2014 |  | 04/12/2021
NSi Industries | Tork | DZS100BP-** | Astronomical Time Switch Contr | Device | True | True | True | True | True | True | True | True | True | True | [11 empty] | Non Federally-Regulated | 10/10/2014 |  | 04/12/2021
Legrand / Pass & Seymour | Pass & Seymour | WSLV700I | Dimmer | Device | True | True | True | True | True | True | True | True | True | [12 empty] | Non Federally-Regulated | 02/13/2015 |  | 04/12/2021
Danfoss, Inc. | Danfoss, Inc. | AKCOTHP | Photosensor / Photocontrol Dev | Device | True | True | True | [18 empty] | Non Federally-Regulated | 05/02/2014 |  | 04/12/2021
Hubbell Building Automation | Hubbell Building Automation | LODIA************* | Occupant Sensing Device | Device | True | True | True | True | True | False |  |  |  | False |  |  | False |  | False |  | False | False | True | True | True | Non Federally-Regulated | 02/04/2014 |  | 04/12/2021
Intermatic, Inc. | Intermatic, Inc. | ET2845CR | Astronomical Time Switch Contr | Device | True | True | True | True | True | True | True | True | True | True | [11 empty] | Non Federally-Regulated | 03/12/2015 |  | 04/12/2021
Enerlites, Inc. | Enerlites, Inc. | MWOS-* | Occupant Sensing Device | Device | True | True | True | True | True | True | True | True | True | False |  |  | False |  | False |  | False | False | False |  |  | Non Federally-Regulated | 09/16/2014 |  | 04/12/2021
Schneider Electric | Powerlink | NF POWERLINK PANEL (Master Included) | Automatic Time Switch Control | Device | True | True | True | True | True | True | [15 empty] | Non Federally-Regulated | 07/28/2014 |  | 04/12/2021
NSi Industries | Tork | SA220 | Automatic Time Switch Control | Device | True | True | True | False | [17 empty] | Non Federally-Regulated | 10/10/2014 |  | 04/12/2021
Lightolier | Lightolier | PLD900** | Track Lighting Integral Curren | Device | True | True | True | True | True | True | True | True | True | [12 empty] | Non Federally-Regulated | 01/27/2015 |  | 04/12/2021
Wireless Telematics, LLC | Wireless Telematics, LLC | G4i-v2.1 | Astronomical Time Switch Contr | Device | True | True | True | True | True | True | True | True | True | True | [11 empty] | Non Federally-Regulated | 03/09/2015 |  | 04/12/2021
Leviton Manufacturing Co., Inc. | Leviton | AWSMG-E** | Dimmer | Device | True | True | True | True | True | False |  | True | True | [12 empty] | Non Federally-Regulated | 07/30/2014 |  | 04/12/2021
Eaton Corp. | Eaton/Cooper Lighting | SLC03P** | Dimmer | Device | True | True | True | True | True | True | True | True | True | [12 empty] | Non Federally-Regulated | 03/06/2015 |  | 04/12/2021
Gentec, Inc. | Kameleon | K6-32-PA-S* | Automatic Time Switch Control | Device | True | True | True | True | True | True | [15 empty] | Non Federally-Regulated | 09/10/2014 |  | 04/12/2021
Litelab Corp. | Busrun | TEC-12********* | Track Lighting Integral Curren | Device | True | True | True | True | True | True | True | True | True | [12 empty] | Non Federally-Regulated | 10/13/2014 |  | 04/12/2021
WattStopper, Inc. | WattStopper, Inc. | WD-280-* | Occupant Sensing Device | Device | True | True | True | True | True | False |  |  |  | False |  |  | True | True | False |  | False | False | False |  |  | Non Federally-Regulated | 09/15/2014 |  | 04/12/2021
Distech Controls | Distech Controls | ECx-Light-4DALI-WD | Automatic Daylighting Control | Device | True | True | True | True | True | True | True | True | True | True | True | [10 empty] | Non Federally-Regulated | 10/28/2014 |  | 04/12/2021
Intermatic, Inc. | Grasslin | PC2-120-LS1 | Photosensor / Photocontrol Dev | Device | True | True | True | [18 empty] | Non Federally-Regulated | 08/05/2014 |  | 04/12/2021
NSi Industries | Tork | DGM100A | Automatic Time Switch Control | Device | True | True | True | True | True | True | [15 empty] | Non Federally-Regulated | 10/10/2014 |  | 04/12/2021
WattStopper, Inc. | WattStopper, Inc. | EOSW-112 | Occupant Sensing Device | Device | True | True | True | True | True | False |  |  |  | False |  |  | False |  | False |  | True | True | True | True | True | Non Federally-Regulated | 09/15/2014 |  | 04/12/2021
Legrand / Pass & Seymour | Pass & Seymour | WSSC53PTCCCV6 | Dimmer | Device | True | True | True | True | True | True | True | True | True | [12 empty] | Non Federally-Regulated | 02/13/2015 |  | 04/12/2021
Legrand / Pass & Seymour | Pass & Seymour | WSKITPI | Dimmer | Device | True | True | True | True | True | True | True | True | True | [12 empty] | Non Federally-Regulated | 02/13/2015 |  | 04/12/2021
Light Corporation | Kanepi | OS-L4W-W**-** | Dimmer | Device | True | True | True | True | True | False |  | False | [13 empty] | Non Federally-Regulated | 04/02/2014 |  | 04/12/2021
WattStopper, Inc. | WattStopper, Inc. | LMCP-GE12 | Automatic Time Switch Control | Device | True | True | True | True | True | True | [15 empty] | Non Federally-Regulated | 12/15/2014 |  | 04/12/2021
Leviton Manufacturing Co., Inc. | Leviton | DDH08-*** | Dimmer | Device | True | True | True | True | True | False |  | True | True | [12 empty] | Non Federally-Regulated | 12/01/2014 |  | 04/12/2021
Cooper Controls | Greengate | OSW-U-0721-SP-W-* | Occupant Sensing Device | Device | True | True | True | True | True | True | True | True | True | False |  |  | False |  | False |  | False | False | False |  |  | Non Federally-Regulated | 08/26/2014 |  | 04/12/2021
Intermatic, Inc. | Grasslin | PC2-277-LS2 | Photosensor / Photocontrol Dev | Device | True | True | True | [18 empty] | Non Federally-Regulated | 08/05/2014 |  | 04/12/2021
Leviton Manufacturing Co., Inc. | Leviton | 6606 | Dimmer | Device | True | True | True | True | True | False |  | True | True | [12 empty] | Non Federally-Regulated | 12/01/2014 |  | 04/12/2021
Distech Controls | Distech Controls | ECx-Light-4-ST | Automatic Daylighting Control | Device | True | True | True | False |  | True | True | True | True | True | True | [10 empty] | Non Federally-Regulated | 10/28/2014 |  | 04/12/2021
Leviton Manufacturing Co., Inc. | Leviton | OSSMT-G** | Occupant Sensing Device | Device | True | True | True | True | True | True | True | True | True | False |  |  | False |  | False |  | False | False | True | True | True | Non Federally-Regulated | 08/18/2014 |  | 04/12/2021
Legrand / Pass & Seymour | Pass & Seymour | WSKITPGRY | Dimmer | Device | True | True | True | True | True | True | True | True | True | [12 empty] | Non Federally-Regulated | 02/13/2015 |  | 04/12/2021
Legrand / Pass & Seymour | Pass & Seymour | R1003PLAV | Dimmer | Device | True | True | True | True | True | True | True | True | True | [12 empty] | Non Federally-Regulated | 02/13/2015 |  | 04/12/2021
WattStopper, Inc. | WattStopper, Inc. | LMRC-212-* | Dimmer | Device | True | True | True | True | True | True | True | False | [13 empty] | Non Federally-Regulated | 09/15/2014 |  | 04/12/2021
Marlin Controls, Inc. | Marlin Controls | MISORA | Automatic Daylighting Control | Device | True | True | True | True | True | True | True | True | True | True | True | [10 empty] | Non Federally-Regulated | 02/11/2015 |  | 04/12/2021
Vantage Controls, Inc. | Vantage Controls, Inc. | RD13**-**** | Dimmer | Device | True | True | True | True | True | True | True | True | True | [12 empty] | Non Federally-Regulated | 12/02/2014 |  | 04/12/2021
Enerlites, Inc. | Enerlites, Inc. | HET-01-K | Automatic Time Switch Control | Device | True | True | True | False | [17 empty] | Non Federally-Regulated | 07/10/2014 |  | 04/12/2021
Legrand / Pass & Seymour | Pass & Seymour | TLV603W | Dimmer | Device | True | True | True | True | True | True | True | True | True | [12 empty] | Non Federally-Regulated | 02/13/2015 |  | 04/12/2021
Lutron Electronics Co., Inc. | HomeWorks QS | HQRD-F6AN******** | Dimmer | Device | True | True | True | True | True | True | True | True | True | [12 empty] | Non Federally-Regulated | 01/21/2014 |  | 04/12/2021
Intermatic, Inc. | Grasslin | GMXQT-I-120 | Automatic Time Switch Control | Device | True | True | True | False | [17 empty] | Non Federally-Regulated | 08/05/2014 |  | 04/12/2021
Legrand/WattStopper | WattStopper | EWS200I | Occupant Sensing Device | Device | True | True | True | True | True | False |  |  |  | False |  |  | False |  | False |  | True | True | True | True | True | Non Federally-Regulated | 01/07/2015 |  | 04/12/2021
Carolina Products, Inc. | Carolina Products | CPI-400 | Automatic Daylighting Control | Device | True | True | True | False |  | True | True | True | True | True | True | [10 empty] | Non Federally-Regulated | 08/25/2014 |  | 04/12/2021
Legrand / Pass & Seymour | Pass & Seymour | WSCL453PTC | Dimmer | Device | True | True | True | True | True | True | True | True | True | [12 empty] | Non Federally-Regulated | 02/13/2015 |  | 04/12/2021
Nora Lighting | Nora Current Limiter for Track Lighting | NT-358*/5A | Track Lighting Integral Curren | Device | True | True | True | True | True | True | True | True | True | [12 empty] | Non Federally-Regulated | 06/16/2014 |  | 04/12/2021
Intermatic, Inc. | Intermatic, Inc. | LC4535 | Photosensor / Photocontrol Dev | Device | True | True | True | [18 empty] | Non Federally-Regulated | 08/05/2014 |  | 04/12/2021
Lighting Control & Design | Lighting Control & Design | GR2400SBP******DTC***** | Astronomical Time Switch Contr | Device | True | True | True | True | True | True | True | True | True | True | [11 empty] | Non Federally-Regulated | 07/15/2014 |  | 04/12/2021
IR-TEC International, Ltd. | IR-TEC International, Ltd | LRD-509S** | Occupant Sensing Device | Device | True | True | True | True | True | False |  |  |  | False |  |  | True | True | False |  | False | False | False |  |  | Non Federally-Regulated | 07/23/2015 |  | 04/12/2021
Enerlites, Inc. | Enerlites, Inc. | HET-01 | Automatic Time Switch Control | Device | True | True | True | False | [17 empty] | Non Federally-Regulated | 07/10/2014 |  | 04/12/2021
Legrand / Pass & Seymour | Pass & Seymour | H4FBL3PTC | Dimmer | Device | True | True | True | True | True | True | True | True | True | [12 empty] | Non Federally-Regulated | 02/13/2015 |  | 04/12/2021
Douglas Lighting Controls | Douglas | WPS-5951K-FTT | Photosensor / Photocontrol Dev | Device | True | True | True | [18 empty] | Non Federally-Regulated | 10/10/2014 |  | 04/12/2021
WattStopper, Inc. | WattStopper, Inc. | WD-180-* | Dimmer | Device | True | True | True | True | True | True | True | True | True | [12 empty] | Non Federally-Regulated | 08/28/2014 |  | 04/12/2021
Enerlites, Inc. | Intermatic, Inc. | IOS-CMP-DT-U | Occupant Sensing Device | Device | True | True | True | True | True | True | True | True | True | False |  |  | False |  | False |  | False | False | False |  |  | Non Federally-Regulated | 08/18/2015 |  | 04/12/2021
Intense Lighting | Intense Lighting | IS226**-2A | Track Lighting Integral Curren | Device | True | True | True | True | True | True | True | True | True | [12 empty] | Non Federally-Regulated | 05/27/2015 |  | 04/12/2021
Cooper Controls | Greengate | SCM-**-RP-MP-FT-20-S-**-**-** | Automatic Time Switch Control | Device | True | True | True | True | True | True | [15 empty] | Non Federally-Regulated | 08/26/2014 |  | 04/12/2021
Enerlites, Inc. | Intermatic, Inc. | IOS-HB-U | Occupant Sensing Device | Device | True | True | True | True | True | False |  |  |  | False |  |  | False |  | False |  | False | False | True | True | True | Non Federally-Regulated | 08/06/2014 |  | 04/12/2021
Douglas Lighting Controls | Douglas | WPAK-33024-S | Automatic Time Switch Control | Device | True | True | True | True | True | True | [15 empty] | Non Federally-Regulated | 09/24/2014 |  | 04/12/2021
Intermatic, Inc. | Grasslin | LM2-O-120-LS1 | Automatic Daylighting Control | Device | True | True | True | False |  | True | True | True | True | True | True | [10 empty] | Non Federally-Regulated | 08/05/2014 |  | 04/12/2021
The Lighting Quotient | The Lighting Quotient | CLC-EN-07-**-*-* | Automatic Daylighting Control | Device | True | True | True | True | True | True | True | True | True | True | True | [10 empty] | Non Federally-Regulated | 09/10/2014 |  | 04/12/2021
Douglas Lighting Controls | Douglas | WSP-2718-S3-FIP | Automatic Daylighting Control | Device | True | True | True | False |  | True | True | True | True | True | True | [10 empty] | Non Federally-Regulated | 10/10/2014 |  | 04/12/2021
Intermatic, Inc. | Grasslin | LM2-O-277-LS2 | Automatic Daylighting Control | Device | True | True | True | False |  | True | True | True | True | True | True | [10 empty] | Non Federally-Regulated | 08/05/2014 |  | 04/12/2021
Intense Lighting | Intense Lighting | IS225**-12A | Track Lighting Integral Curren | Device | True | True | True | True | True | True | True | True | True | [12 empty] | Non Federally-Regulated | 05/27/2015 |  | 04/12/2021
Legrand / Pass & Seymour | Pass & Seymour | WSKITBK | Dimmer | Device | True | True | True | True | True | True | True | True | True | [12 empty] | Non Federally-Regulated | 02/13/2015 |  | 04/12/2021
Hubbell Building Automation | Hubbell Building Automation | WIH-SP-***-**** | Automatic Time Switch Control | Device | True | True | True | True | True | True | [15 empty] | Non Federally-Regulated | 02/04/2014 |  | 04/12/2021
Gentec, Inc. | Kameleon | K4-32-PA-S* | Automatic Time Switch Control | Device | True | True | True | True | True | True | [15 empty] | Non Federally-Regulated | 09/10/2014 |  | 04/12/2021
The Lighting Quotient | The Lighting Quotient | CLC-EN-11-**-*-* | Dimmer | Device | True | True | True | True | True | True | True | True | True | [12 empty] | Non Federally-Regulated | 09/10/2014 |  | 04/12/2021
WattStopper, Inc. | WattStopper, Inc. | LMPC-100-* | Occupant Sensing Device | Device | True | True | True | True | True | False |  |  |  | False |  |  | False |  | False |  | False | False | False |  |  | Non Federally-Regulated | 09/15/2014 |  | 04/12/2021
Eaton Corp. | Eaton/Cooper Lighting | 9568* | Dimmer | Device | True | True | True | True | True | True | True | True | True | [12 empty] | Non Federally-Regulated | 03/06/2015 |  | 04/12/2021
NSi Industries | Tork | DTU40 | Automatic Time Switch Control | Device | True | True | True | False | [17 empty] | Non Federally-Regulated | 10/10/2014 |  | 04/12/2021
Legrand/WattStopper | WattStopper | EWS200LA | Occupant Sensing Device | Device | True | True | True | True | True | False |  |  |  | False |  |  | False |  | False |  | True | True | True | True | True | Non Federally-Regulated | 01/07/2015 |  | 04/12/2021
Legrand / Pass & Seymour | Pass & Seymour | R1000PWV | Dimmer | Device | True | True | True | True | True | True | True | True | True | [12 empty] | Non Federally-Regulated | 02/13/2015 |  | 04/12/2021
WattStopper, Inc. | WattStopper, Inc. | HB-350* | Occupant Sensing Device | Device | True | True | True | True | True | False |  |  |  | False |  |  | False |  | False |  | False | False | False |  |  | Non Federally-Regulated | 10/21/2014 |  | 04/12/2021
WattStopper, Inc. | WattStopper, Inc. | LMCP-LI8 | Automatic Time Switch Control | Device | True | True | True | True | True | True | [15 empty] | Non Federally-Regulated | 12/15/2014 |  | 04/12/2021
Gentec, Inc. | Kameleon | K6-32-PA-S* | Automatic Time Switch Control | Device | True | True | True | True | True | True | [15 empty] | Non Federally-Regulated | 09/10/2014 |  | 04/12/2021
Cooper Controls | Greengate | OXC-P-* | Occupant Sensing Device | Device | True | True | True | True | True | True | True | True | True | False |  |  | False |  | False |  | False | False | False |  |  | Non Federally-Regulated | 08/26/2014 |  | 04/12/2021
Douglas Lighting Controls | Douglas | WPAK-33018-S | Automatic Time Switch Control | Device | True | True | True | True | True | True | [15 empty] | Non Federally-Regulated | 09/24/2014 |  | 04/12/2021
WattStopper, Inc. | WattStopper, Inc. | LIB8-*-*-*-* | Automatic Time Switch Control | Device | True | True | True | True | True | True | [15 empty] | Non Federally-Regulated | 09/15/2014 |  | 04/12/2021
Light Corporation | Kanepi | OS-00-W**-** | Dimmer | Device | True | True | True | True | True | False |  | False | [13 empty] | Non Federally-Regulated | 04/02/2014 |  | 04/12/2021
Legrand / Pass & Seymour | Pass & Seymour | WSKITLA | Dimmer | Device | True | True | True | True | True | True | True | True | True | [12 empty] | Non Federally-Regulated | 02/13/2015 |  | 04/12/2021
Douglas Lighting Controls | Diversa | WOSSID2-DP-V* | Occupant Sensing Device | Device | True | True | True | True | True | False |  |  |  | False |  |  | True | True | False |  | False | True | True | True | True | Non Federally-Regulated | 10/10/2014 |  | 04/12/2021
Vantage Controls, Inc. | Vantage Controls, Inc. | RD21**-**** | Dimmer | Device | True | True | True | True | True | True | True | True | True | [12 empty] | Non Federally-Regulated | 12/02/2014 |  | 04/12/2021
Leviton Manufacturing Co., Inc. | Leviton | AWSMT-X** | Dimmer | Device | True | True | True | True | True | False |  | True | True | [12 empty] | Non Federally-Regulated | 07/30/2014 |  | 04/12/2021
Intermatic, Inc. | Intermatic, Inc. | ET1715CPD82 | Automatic Time Switch Control | Device | True | True | True | False | [17 empty] | Non Federally-Regulated | 07/17/2014 |  | 04/12/2021
Douglas Lighting Controls | Diversa | WVSSD31-P-V* | Occupant Sensing Device | Device | True | True | True | True | True | False |  |  |  | False |  |  | False |  | False |  | False | False | True | True | True | Non Federally-Regulated | 10/10/2014 |  | 04/12/2021
Legrand / Pass & Seymour | Pass & Seymour | T600 | Dimmer | Device | True | True | True | True | True | True | True | True | True | [12 empty] | Non Federally-Regulated | 02/13/2015 |  | 04/12/2021
WAC Lighting Co. | L Track Current Limiter | TLL-LI-*-*/**-** | Track Lighting Integral Curren | Device | True | True | True | True | True | True | True | True | True | [12 empty] | Non Federally-Regulated | 08/14/2015 |  | 04/12/2021
Legrand / Pass & Seymour | Pass & Seymour | R600PI | Dimmer | Device | True | True | True | True | True | True | True | True | True | [12 empty] | Non Federally-Regulated | 02/13/2015 |  | 04/12/2021
Cooper Controls | Greengate | CK4AP-****-** | Automatic Time Switch Control | Device | True | True | True | True | True | True | [15 empty] | Non Federally-Regulated | 08/26/2014 |  | 04/12/2021
Vantage Controls, Inc. | Vantage Controls, Inc. | DS24**-**** | Dimmer | Device | True | True | True | True | True | True | True | True | True | [12 empty] | Non Federally-Regulated | 12/02/2014 |  | 04/12/2021
Legrand/WattStopper | WattStopper | WSP301GRY | Occupant Sensing Device | Device | True | True | True | True | True | False |  |  |  | False |  |  | False |  | False |  | False | False | False |  |  | Non Federally-Regulated | 01/07/2015 |  | 04/12/2021
Eaton Corp. | Eaton/Cooper Lighting | OS106D1* | Dimmer | Device | True | True | True | True | True | True | True | True | True | [12 empty] | Non Federally-Regulated | 03/06/2015 |  | 04/12/2021
Douglas Lighting Controls | Douglas | WPC-5621K | Photosensor / Photocontrol Dev | Device | True | True | True | [18 empty] | Non Federally-Regulated | 10/10/2014 |  | 04/12/2021
Intermatic, Inc. | Intermatic, Inc. | ET2805C | Automatic Time Switch Control | Device | True | True | True | True | True | True | [15 empty] | Non Federally-Regulated | 04/28/2015 |  | 04/12/2021
Hubbell Building Automation | Hubbell Building Automation | WIH-OS-WSP******** | Occupant Sensing Device | Device | True | True | True | True | True | False |  |  |  | False |  |  | False |  | False |  | False | False | False |  |  | Non Federally-Regulated | 02/04/2014 |  | 04/12/2021
TacTouch, Inc. | TT-L Series | TT-L4*-* | Dimmer | Device | True | True | True | True | True | False |  | True | True | [12 empty] | Non Federally-Regulated | 02/04/2014 |  | 04/12/2021
Crestron Electronics | Crestron Electronics | CLS-EXP-DIMFDB | Dimmer | Device | True | True | True | True | True | True | True | True | True | [12 empty] | Non Federally-Regulated | 07/25/2014 |  | 04/12/2021
Signify North America Corporation | Philips | LRM2340 | Photosensor / Photocontrol Dev | Device | True | True | True | [18 empty] | Non Federally-Regulated | 02/27/2015 |  | 04/12/2021
Eaton Corp. | Eaton/Cooper Lighting | 9532* | Dimmer | Device | True | True | True | True | True | True | True | True | True | [12 empty] | Non Federally-Regulated | 03/06/2015 |  | 04/12/2021
Leviton Manufacturing Co., Inc. | Leviton | AWSMT-E** | Dimmer | Device | True | True | True | True | True | False |  | True | True | [12 empty] | Non Federally-Regulated | 07/30/2014 |  | 04/12/2021
Legrand/WattStopper | WattStopper | WSP101DW | Dimmer | Device | True | True | True | True | True | True | True | True | True | [12 empty] | Non Federally-Regulated | 01/07/2015 |  | 04/12/2021
Lutron Electronics Co., Inc. | PowPak | LMJ-5T-DV-B | Dimmer | Device | True | True | True | True | True | True | True | False | [13 empty] | Non Federally-Regulated | 10/31/2014 |  | 04/12/2021
GE Lighting, a Savant company | GE Lighting Controls | CLCINT48-INTR48-***-**2* | Dimmer | Device | True | True | True | True | True | False |  | False | [13 empty] | Non Federally-Regulated | 08/04/2014 |  | 04/12/2021
NSi Industries | Tork | DG100A | Automatic Time Switch Control | Device | True | True | True | True | True | True | [15 empty] | Non Federally-Regulated | 10/10/2014 |  | 04/12/2021
Intermatic, Inc. | Intermatic, Inc. | STO1A | Automatic Time Switch Control | Device | True | True | True | False | [17 empty] | Non Federally-Regulated | 07/17/2014 |  | 04/12/2021
Legrand / Pass & Seymour | Pass & Seymour | R1000WV | Dimmer | Device | True | True | True | True | True | True | True | True | True | [12 empty] | Non Federally-Regulated | 02/13/2015 |  | 04/12/2021
Legrand / Pass & Seymour | Pass & Seymour | R603PI | Dimmer | Device | True | True | True | True | True | True | True | True | True | [12 empty] | Non Federally-Regulated | 02/13/2015 |  | 04/12/2021
Intense Lighting | Intense Lighting | IPS225**-7A | Track Lighting Integral Curren | Device | True | True | True | True | True | True | True | True | True | [12 empty] | Non Federally-Regulated | 07/02/2015 |  | 04/12/2021
Sensor Switch, Inc. | Sensor Switch | CMRB ** 2P********** | Occupant Sensing Device | Device | True | True | True | True | True | False |  |  |  | False |  |  | False |  | False |  | False | False | False |  |  | Non Federally-Regulated | 07/08/2014 |  | 04/12/2021
Douglas Lighting Controls | Diversa | WOWCDD2-R-N | Occupant Sensing Device | Device | True | True | True | True | True | False |  |  |  | False |  |  | True | True | False |  | False | True | True | True | True | Non Federally-Regulated | 10/10/2014 |  | 04/12/2021
Honeywell International | Honeywell | CLB6438S | Automatic Daylighting Control | Device | True | True | True | True | True | True | True | True | True | True | True | [10 empty] | Non Federally-Regulated | 02/20/2014 |  | 04/12/2021
Leviton Manufacturing Co., Inc. | Leviton | AWSMG-M** | Dimmer | Device | True | True | True | True | True | False |  | True | True | [12 empty] | Non Federally-Regulated | 07/30/2014 |  | 04/12/2021
WattStopper, Inc. | WattStopper, Inc. | CH-250-* | Occupant Sensing Device | Device | True | True | True | True | True | False |  |  |  | False |  |  | False |  | False |  | False | False | False |  |  | Non Federally-Regulated | 09/15/2014 |  | 04/12/2021
WattStopper, Inc. | WattStopper, Inc. | LIC8-*-*-*-*-* | Automatic Time Switch Control | Device | True | True | True | True | True | True | [15 empty] | Non Federally-Regulated | 09/15/2014 |  | 04/12/2021
Enerlites, Inc. | Enerlites, Inc. | DWOS-* | Occupant Sensing Device | Device | True | True | True | True | True | False |  |  |  | False |  |  | False |  | False |  | False | False | True | True | True | Non Federally-Regulated | 09/16/2014 |  | 04/12/2021
Intermatic, Inc. | Intermatic, Inc. | EI600C | Automatic Time Switch Control | Device | True | True | True | False | [17 empty] | Non Federally-Regulated | 01/09/2015 |  | 04/12/2021
WAC Lighting Co. | H Track Current Limiter | THL-HLE-*/**-** | Track Lighting Integral Curren | Device | True | True | True | True | True | True | True | True | True | [12 empty] | Non Federally-Regulated | 08/14/2015 |  | 04/12/2021
Con-Tech Lighting | Regulator Series | HLA-233-R**/***** | Track Lighting Integral Curren | Device | True | True | True | True | True | True | True | True | True | [12 empty] | Non Federally-Regulated | 04/27/2015 |  | 04/12/2021
Legrand / Pass & Seymour | Pass & Seymour | WSCL450W | Dimmer | Device | True | True | True | True | True | True | True | True | True | [12 empty] | Non Federally-Regulated | 02/13/2015 |  | 04/12/2021
Cooper Controls | Greengate | CK4-120** | Astronomical Time Switch Contr | Device | True | True | True | True | True | True | True | True | True | True | [11 empty] | Non Federally-Regulated | 08/26/2014 |  | 04/12/2021
Legrand / Pass & Seymour | Pass & Seymour | LSSC5BK | Dimmer | Device | True | True | True | True | True | True | True | True | True | [12 empty] | Non Federally-Regulated | 02/13/2015 |  | 04/12/2021
Eaton Corp. | Eaton/Cooper Lighting | DF8AP7* | Dimmer | Device | True | True | True | True | True | True | True | True | True | [12 empty] | Non Federally-Regulated | 03/06/2015 |  | 04/12/2021
Douglas Lighting Controls | Douglas | WPAK-33524-S | Automatic Time Switch Control | Device | True | True | True | True | True | True | [15 empty] | Non Federally-Regulated | 09/24/2014 |  | 04/12/2021
Cree LED Lighting Solutions | Cree LED Lighting | CIF-10VC1-CWC-SNSR | Photosensor / Photocontrol Dev | Device | True | True | True | [18 empty] | Non Federally-Regulated | 04/02/2014 |  | 04/12/2021
Leviton Manufacturing Co., Inc. | Leviton | ODS10-IF* | Occupant Sensing Device | Device | True | True | True | True | True | False |  |  |  | False |  |  | False |  | False |  | False | False | True | True | True | Non Federally-Regulated | 07/30/2014 |  | 04/12/2021
Distech Controls | Distech Controls | ECx-Light-4D-WD | Dimmer | Device | True | True | True | True | True | True | True | True | True | [12 empty] | Non Federally-Regulated | 10/28/2014 |  | 04/12/2021
Intermatic, Inc. | Intermatic, Inc. | ET2115CP | Automatic Time Switch Control | Device | True | True | True | True | True | True | [15 empty] | Non Federally-Regulated | 04/28/2015 |  | 04/12/2021
WattStopper, Inc. | WattStopper, Inc. | LIC24-*-*-*-*-* | Automatic Time Switch Control | Device | True | True | True | True | True | True | [15 empty] | Non Federally-Regulated | 09/15/2014 |  | 04/12/2021
Crestron Electronics | Crestron Electronics | GLPP-DIMFLVCN | Dimmer | Device | True | True | True | True | True | True | True | True | True | [12 empty] | Non Federally-Regulated | 07/25/2014 |  | 04/12/2021
Intelligent Lighting Controls, Inc. | LightLEEDer | LL00**** | Automatic Daylighting Control | Device | True | True | True | True | True | True | True | True | True | True | True | [10 empty] | Non Federally-Regulated | 06/15/2015 |  | 04/12/2021
Schneider Electric | Schneider Electric | SLSCPS**** | Occupant Sensing Device | Device | True | True | True | True | True | False |  |  |  | False |  |  | True | True | False |  | True | True | False | True |  | Non Federally-Regulated | 07/28/2014 |  | 04/12/2021
Enerlites, Inc. | Enerlites, Inc. | MPW-J-* | Occupant Sensing Device | Device | True | True | True | True | True | False |  |  |  | False |  |  | False |  | False |  | False | False | False |  |  | Non Federally-Regulated | 09/16/2014 |  | 04/12/2021
Evolve Controls | Evolve Controls | CR-150 | Occupant Sensing Device | Device | True | True | True | True | True | False |  |  |  | False |  |  | True | True | False |  | False | False | True | True | True | Non Federally-Regulated | 09/08/2015 |  | 04/12/2021
Douglas Lighting Controls | Douglas | WPAK-16-3351-S | Automatic Time Switch Control | Device | True | True | True | True | True | True | [15 empty] | Non Federally-Regulated | 09/24/2014 |  | 04/12/2021
Leviton Manufacturing Co., Inc. | Leviton | AWSMT-H** | Dimmer | Device | True | True | True | True | True | False |  | True | True | [12 empty] | Non Federally-Regulated | 07/30/2014 |  | 04/12/2021
WattStopper, Inc. | WattStopper, Inc. | HB-340D* | Occupant Sensing Device | Device | True | True | True | True | True | False |  |  |  | False |  |  | False |  | False |  | False | False | False |  |  | Non Federally-Regulated | 10/21/2014 |  | 04/12/2021
Legrand / Pass & Seymour | Pass & Seymour | TD703PW | Dimmer | Device | True | True | True | True | True | True | True | True | True | [12 empty] | Non Federally-Regulated | 02/13/2015 |  | 04/12/2021
Vantage Controls, Inc. | Vantage Controls, Inc. | RD15**-**** | Dimmer | Device | True | True | True | True | True | True | True | True | True | [12 empty] | Non Federally-Regulated | 12/02/2014 |  | 04/12/2021
Legrand / Pass & Seymour | Pass & Seymour | LSCL453PBK | Dimmer | Device | True | True | True | True | True | True | True | True | True | [12 empty] | Non Federally-Regulated | 02/13/2015 |  | 04/12/2021
Acuity Brands Lighting | Juno | HTEK12CL-** | Track Lighting Integral Curren | Device | True | True | True | True | True | True | True | True | True | [12 empty] | Non Federally-Regulated | 12/05/2014 |  | 04/12/2021
ELCO Lighting | ELCO Lighting | EP840W-5A | Track Lighting Integral Curren | Device | True | True | True | True | True | True | True | True | True | [12 empty] | Non Federally-Regulated | 08/07/2014 |  | 04/12/2021
Legrand/WattStopper | WattStopper | WDT321W | Occupant Sensing Device | Device | True | True | True | True | True | True | True | True | True | False |  |  | False |  | False |  | True | True | True | True | True | Non Federally-Regulated | 01/07/2015 |  | 04/12/2021
Lutron Electronics Co., Inc. | HomeWorks QS | HQRA-6NE | Dimmer | Device | True | True | True | True | True | True | True | True | True | [12 empty] | Non Federally-Regulated | 01/21/2014 |  | 04/12/2021
NSi Industries | Tork | SA300 | Automatic Time Switch Control | Device | True | True | True | False | [17 empty] | Non Federally-Regulated | 10/10/2014 |  | 04/12/2021
Crestron Electronics | Crestron Electronics | CLS-C6M* | Dimmer | Device | True | True | True | True | True | True | True | True | True | [12 empty] | Non Federally-Regulated | 07/25/2014 |  | 04/12/2021
WattStopper, Inc. | WattStopper, Inc. | CI-12-* | Occupant Sensing Device | Device | True | True | True | True | True | False |  |  |  | False |  |  | False |  | False |  | False | False | False |  |  | Non Federally-Regulated | 09/15/2014 |  | 04/12/2021
GE Lighting, a Savant company | GE Lighting Controls | SIR-LONG-* | Occupant Sensing Device | Device | True | True | True | True | True | False |  |  |  | False |  |  | False |  | False |  | False | False | False |  |  | Non Federally-Regulated | 07/15/2014 |  | 04/12/2021
Gentec, Inc. | Schneider Electric | SERPL48HS | Automatic Time Switch Control | Device | True | True | True | True | True | True | [15 empty] | Non Federally-Regulated | 09/10/2014 |  | 04/12/2021
ELCO Lighting | ELCO Lighting | EP840B-10A | Track Lighting Integral Curren | Device | True | True | True | True | True | True | True | True | True | [12 empty] | Non Federally-Regulated | 08/07/2014 |  | 04/12/2021
WattStopper, Inc. | WattStopper, Inc. | FSP-211 | Occupant Sensing Device | Device | True | True | True | True | True | False |  |  |  | False |  |  | False |  | False |  | False | False | False |  |  | Non Federally-Regulated | 09/15/2014 |  | 04/12/2021
Enerlites, Inc. | Enerlites, Inc. | MPW-V-* | Occupant Sensing Device | Device | True | True | True | True | True | False |  |  |  | False |  |  | False |  | False |  | False | False | False |  |  | Non Federally-Regulated | 09/16/2014 |  | 04/12/2021
ZHEJIANG YUANTAI ELECTRICAL TECHNOLOGY CO., LTD. | Yoti | YM183 | Occupant Sensing Device | Device | True | True | True | True | True | False |  |  |  | False |  |  | False |  | False |  | False | False | False |  |  | Non Federally-Regulated | 02/28/2014 |  | 04/12/2021
Schneider Electric | Schneider Electric | SLSD*S****** | Occupant Sensing Device | Device | True | True | True | True | True | True | True | True | True | False |  |  | True | True | False |  | False | False | False |  |  | Non Federally-Regulated | 07/28/2014 |  | 04/12/2021
Legrand / Pass & Seymour | Pass & Seymour | R1000LAV | Dimmer | Device | True | True | True | True | True | True | True | True | True | [12 empty] | Non Federally-Regulated | 02/13/2015 |  | 04/12/2021
Intermatic, Inc. | Intermatic, Inc. | ET90415CR | Automatic Time Switch Control | Device | True | True | True | True | True | True | [15 empty] | Non Federally-Regulated | 12/03/2014 |  | 04/12/2021
Douglas Lighting Controls | Douglas | WRM-5104 | Occupant Sensing Device | Device | True | True | True | True | True | False |  |  |  | False |  |  | True | True | False |  | False | False | True | True | True | Non Federally-Regulated | 10/10/2014 |  | 04/12/2021
Schneider Electric | SERP | SERP4HS | Astronomical Time Switch Contr | Device | True | True | True | True | True | True | True | True | True | True | [11 empty] | Non Federally-Regulated | 07/28/2014 |  | 04/12/2021
Lutron Electronics Co., Inc. | Grafik Eye | QSGR-*********** | Dimmer | Device | True | True | True | True | True | True | True | False | [13 empty] | Non Federally-Regulated | 01/21/2014 |  | 04/12/2021
Lutron Electronics Co., Inc. | Sensors | MS-B102-V******** | Occupant Sensing Device | Device | True | True | True | True | True | True | True | True | True | False |  |  | False |  | False |  | False | False | True | True | True | Non Federally-Regulated | 01/21/2014 |  | 04/12/2021
Legrand/WattStopper | WattStopper | EWS101W | Occupant Sensing Device | Device | True | True | True | True | True | False |  |  |  | False |  |  | False |  | False |  | False | False | False |  |  | Non Federally-Regulated | 01/07/2015 |  | 04/12/2021
Trane BAS | Tracer | UC600 | Automatic Time Switch Control | Device | True | True | True | True | True | True | [15 empty] | Non Federally-Regulated | 10/05/2015 |  | 04/12/2021
IR-TEC International, Ltd. | IR-TEC International, Ltd | LPS-509S** | Photosensor / Photocontrol Dev | Device | True | True | True | [18 empty] | Non Federally-Regulated | 07/23/2015 |  | 04/12/2021
Intermatic, Inc. | Intermatic, Inc. | ET2745C | Automatic Time Switch Control | Device | True | True | True | True | True | True | [15 empty] | Non Federally-Regulated | 04/28/2015 |  | 04/12/2021
Signify North America Corporation | Philips | OS1000LV* | Dimmer | Device | True | True | True | True | True | True | True | True | True | [12 empty] | Non Federally-Regulated | 07/17/2014 |  | 04/12/2021
Hubbell Building Automation | Hubbell Building Automation | LINEVAS******* | Automatic Time Switch Control | Device | True | True | True | True | True | True | [15 empty] | Non Federally-Regulated | 02/04/2014 |  | 04/12/2021
Crestron Electronics | Crestron Electronics | GLX-DIMFLV8 | Dimmer | Device | True | True | True | True | True | True | True | True | True | [12 empty] | Non Federally-Regulated | 07/25/2014 |  | 04/12/2021
Nora Lighting | Nora Current Limiter for Track Lighting | NT-2358*/2.5A | Track Lighting Integral Curren | Device | True | True | True | True | True | True | True | True | True | [12 empty] | Non Federally-Regulated | 06/16/2014 |  | 04/12/2021
Gentec, Inc. | Kameleon | K6-08-PA-S* | Automatic Time Switch Control | Device | True | True | True | True | True | True | [15 empty] | Non Federally-Regulated | 09/10/2014 |  | 04/12/2021
Intense Lighting | Intense Lighting | IS225**-10A | Track Lighting Integral Curren | Device | True | True | True | True | True | True | True | True | True | [12 empty] | Non Federally-Regulated | 05/27/2015 |  | 04/12/2021
Distech Controls | Distech Controls | ECx-Light-4D-ST | Occupant Sensing Device | Device | True | True | True | True | True | False |  |  |  | False |  |  | True | True | False |  | False | False | False |  |  | Non Federally-Regulated | 10/28/2014 |  | 04/12/2021
WattStopper, Inc. | WattStopper, Inc. | DSW-100-* | Occupant Sensing Device | Device | True | True | True | True | True | True | True | True | True | False |  |  | False |  | False |  | False | False | False |  |  | Non Federally-Regulated | 09/15/2014 |  | 04/12/2021
Leviton Manufacturing Co., Inc. | Leviton | OSSMT-TM* | Occupant Sensing Device | Device | True | True | True | True | True | True | True | True | True | False |  |  | False |  | False |  | False | False | True | True | True | Non Federally-Regulated | 07/30/2014 |  | 04/12/2021
Douglas Lighting Controls | Douglas | WSP-2718-D2F1P | Dimmer | Device | True | True | True | True | True | False |  | False | [13 empty] | Non Federally-Regulated | 10/10/2014 |  | 04/12/2021
Douglas Lighting Controls | Douglas | WPAK-33318-S | Automatic Time Switch Control | Device | True | True | True | True | True | True | [15 empty] | Non Federally-Regulated | 09/24/2014 |  | 04/12/2021
Eaton Corp. | Eaton/Cooper Lighting | 9536** | Dimmer | Device | True | True | True | True | True | True | True | True | True | [12 empty] | Non Federally-Regulated | 03/06/2015 |  | 04/12/2021
ZHEJIANG YUANTAI ELECTRICAL TECHNOLOGY CO., LTD. | Yoti | YM2106T | Occupant Sensing Device | Device | True | True | True | True | True | False |  |  |  | False |  |  | False |  | False |  | False | False | False |  |  | Non Federally-Regulated | 02/28/2014 |  | 04/12/2021
Distech Controls | Distech Controls | ECx-Light-4-WD | Occupant Sensing Device | Device | True | True | True | True | True | False |  |  |  | False |  |  | False |  | False |  | False | False | False |  |  | Non Federally-Regulated | 10/28/2014 |  | 04/12/2021
Digital Lumens | Digital Lumens | DLA-LLE-* | Automatic Daylighting Control | Device | True | True | True | True | True | True | True | True | True | True | True | [10 empty] | Non Federally-Regulated | 07/31/2014 |  | 04/12/2021
Intense Lighting | Intense Lighting | IS225**-7A | Track Lighting Integral Curren | Device | True | True | True | True | True | True | True | True | True | [12 empty] | Non Federally-Regulated | 05/27/2015 |  | 04/12/2021
Legrand / Pass & Seymour | Legrand / Pass & Seymour | D703PNA* | Dimmer | Device | True | True |  | True | True | True | True | True | True | True | True | False | [9 empty] | Non Federally-Regulated | 09/14/2012 |  | 04/12/2021
Legrand / Pass & Seymour | Pass & Seymour | H703PTC | Dimmer | Device | True | True | True | True | True | True | True | True | True | [12 empty] | Non Federally-Regulated | 02/13/2015 |  | 04/12/2021
Cooper Lighting | Halo | LC943************** | Track Lighting Integral Curren | Device | True | True | True | True | True | True | True | True | True | [12 empty] | Non Federally-Regulated | 11/13/2014 |  | 04/12/2021
Hubbell Building Automation | Hubbell Building Automation | WIR-GATEWAY*** | Automatic Time Switch Control | Device | True | True | True | True | True | True | [15 empty] | Non Federally-Regulated | 05/12/2014 |  | 04/12/2021
Intense Lighting | Intense Lighting | IS235**-12A-T24 | Track Lighting Integral Curren | Device | True | True | True | True | True | True | True | True | True | [12 empty] | Non Federally-Regulated | 05/20/2015 |  | 04/12/2021
Lutron Electronics Co., Inc. | PowPak | RMJ-ECO32-DV-B | Dimmer | Device | True | True | True | True | True | False |  | False | [13 empty] | Non Federally-Regulated | 10/31/2014 |  | 04/12/2021
Nora Lighting | Nora Current Limiter for Track Lighting | NT-358*/2.5A | Track Lighting Integral Curren | Device | True | True | True | True | True | True | True | True | True | [12 empty] | Non Federally-Regulated | 06/16/2014 |  | 04/12/2021
Digital Lumens | Digital Lumens | HLE-*-** | Dimmer | Device | True | True | True | True | True | False |  | False | [13 empty] | Non Federally-Regulated | 07/29/2014 |  | 04/12/2021
WAC Lighting Co. | W Track Current Limiter | WEDL-*/**-** | Track Lighting Integral Curren | Device | True | True | True | True | True | True | True | True | True | [12 empty] | Non Federally-Regulated | 08/14/2015 |  | 04/12/2021
Danfoss, Inc. | Danfoss, Inc. | AK-XM 103A | Automatic Daylighting Control | Device | True | True | True | False |  | True | True | True | True | True | True | [10 empty] | Non Federally-Regulated | 05/02/2014 |  | 04/12/2021
Distech Controls | Distech Controls | ECx-Light-4D-WD | Astronomical Time Switch Contr | Device | True | True | True | True | True | True | True | True | True | True | [11 empty] | Non Federally-Regulated | 10/28/2014 |  | 04/12/2021
Leviton Manufacturing Co., Inc. | Leviton | 6691G | Dimmer | Device | True | True | True | True | True | False |  | True | True | [12 empty] | Non Federally-Regulated | 12/01/2014 |  | 04/12/2021
GE Lighting, a Savant company | GE Lighting Controls | ELWG* | Photosensor / Photocontrol Dev | Device | True | True | True | [18 empty] | Non Federally-Regulated | 07/15/2014 |  | 04/12/2021
Sensor Switch, Inc. | Sensor Switch | CMR ** 208****** | Occupant Sensing Device | Device | True | True | True | True | True | False |  |  |  | False |  |  | False |  | False |  | False | False | False |  |  | Non Federally-Regulated | 07/08/2014 |  | 04/12/2021
Legrand / Pass & Seymour | Pass & Seymour | TD703PICCV6 | Dimmer | Device | True | True | True | True | True | True | True | True | True | [12 empty] | Non Federally-Regulated | 02/13/2015 |  | 04/12/2021
Legrand / Pass & Seymour | Pass & Seymour | HDH163PWCCV6 | Dimmer | Device | True | True | True | True | True | True | True | True | True | [12 empty] | Non Federally-Regulated | 02/13/2015 |  | 04/12/2021
Legrand / Pass & Seymour | Pass & Seymour | LSDH16IV | Dimmer | Device | True | True | True | True | True | True | True | True | True | [12 empty] | Non Federally-Regulated | 02/13/2015 |  | 04/12/2021
Intermatic, Inc. | Grasslin | FM1D50A-120 | Automatic Time Switch Control | Device | True | True | True | False | [17 empty] | Non Federally-Regulated | 08/05/2014 |  | 04/12/2021
WattStopper, Inc. | WattStopper, Inc. | LP8F-*-*-* | Automatic Time Switch Control | Device | True | True | True | True | True | True | [15 empty] | Non Federally-Regulated | 09/15/2014 |  | 04/12/2021
Cooper Controls | Greengate | OSW-P-0451-347-* | Occupant Sensing Device | Device | True | True | True | True | True | True | True | True | True | False |  |  | False |  | False |  | False | False | False |  |  | Non Federally-Regulated | 08/26/2014 |  | 04/12/2021
Crestron Electronics | Crestron Electronics | GLPP-SWCN | Dimmer | Device | True | True | True | True | True | True | True | True | True | [12 empty] | Non Federally-Regulated | 07/25/2014 |  | 04/12/2021
Leviton Manufacturing Co., Inc. | Leviton | IPX10 | Dimmer | Device | True | True | True | True | True | False |  | True | True | [12 empty] | Non Federally-Regulated | 12/01/2014 |  | 04/12/2021
Legrand / Pass & Seymour | Pass & Seymour | H1103PWCCV6 | Dimmer | Device | True | True | True | True | True | True | True | True | True | [12 empty] | Non Federally-Regulated | 02/13/2015 |  | 04/12/2021
Intense Lighting | Intense Lighting | IS135**-10A | Track Lighting Integral Curren | Device | True | True | True | True | True | True | True | True | True | [12 empty] | Non Federally-Regulated | 05/27/2015 |  | 04/12/2021
Intermatic, Inc. | Intermatic, Inc. | ET2815C | Automatic Time Switch Control | Device | True | True | True | True | True | True | [15 empty] | Non Federally-Regulated | 04/28/2015 |  | 04/12/2021
Cooper Controls | Greengate | OAC-U-* | Occupant Sensing Device | Device | True | True | True | True | True | True | True | True | True | False |  |  | False |  | False |  | True | True | True | True | True | Non Federally-Regulated | 08/26/2014 |  | 04/12/2021
Intermatic, Inc. | Grasslin | FM1QTUZH-120U | Automatic Time Switch Control | Device | True | True | True | False | [17 empty] | Non Federally-Regulated | 08/05/2014 |  | 04/12/2021
Electronic Theatre Controls, Inc. | Unison | MSC1 | Astronomical Time Switch Contr | Device | True | True | True | True | True | True | True | True | True | True | [11 empty] | Non Federally-Regulated | 12/26/2013 |  | 04/12/2021
B.E.G. Controls | B.E.G. Controls | FLAT P 1C FC | Occupant Sensing Device | Device | True | True | True | True | True | False |  |  |  | False |  |  | False |  | False |  | False | False | False |  |  | Non Federally-Regulated | 09/23/2014 |  | 04/12/2021
NSi Industries | Tork | 5008M | Photosensor / Photocontrol Dev | Device | True | True | True | [18 empty] | Non Federally-Regulated | 10/10/2014 |  | 04/12/2021
Signify North America Corporation | Philips | MSP600VA** | Dimmer | Device | True | True | True | True | True | False |  | True | True | [12 empty] | Non Federally-Regulated | 07/17/2014 |  | 04/12/2021
The Lighting Quotient | The Lighting Quotient | CLS-EN-02-**-* | Photosensor / Photocontrol Dev | Device | True | True | True | [18 empty] | Non Federally-Regulated | 09/17/2014 |  | 04/12/2021
NSi Industries | Tork | 5737TZ | Photosensor / Photocontrol Dev | Device | True | True | True | [18 empty] | Non Federally-Regulated | 10/10/2014 |  | 04/12/2021
Leviton Manufacturing Co., Inc. | Leviton | VPX10-*** | Dimmer | Device | True | True | True | True | True | False |  | True | True | [12 empty] | Non Federally-Regulated | 12/01/2014 |  | 04/12/2021
Enlighted, Inc. | Enlighted | SU-3-0* | Occupant Sensing Device | Device | True | True | True | True | True | False |  |  |  | False |  |  | True | True | False |  | True | True | True | True | True | Non Federally-Regulated | 09/18/2014 |  | 04/12/2021
Hubbell Building Automation | Hubbell Building Automation | WIH-OS-OMIR** | Occupant Sensing Device | Device | True | True | True | True | True | False |  |  |  | False |  |  | False |  | False |  | False | False | False |  |  | Non Federally-Regulated | 02/04/2014 |  | 04/12/2021
Honeywell International | Honeywell | CLB1311S | Dimmer | Device | True | True | True | True | True | True | True | False | [13 empty] | Non Federally-Regulated | 02/20/2014 |  | 04/12/2021
Legrand / Pass & Seymour | Pass & Seymour | DR1103PLAV | Dimmer | Device | True | True | True | True | True | True | True | True | True | [12 empty] | Non Federally-Regulated | 02/13/2015 |  | 04/12/2021
Intense Lighting | Intense Lighting | IS226**-7A | Track Lighting Integral Curren | Device | True | True | True | True | True | True | True | True | True | [12 empty] | Non Federally-Regulated | 05/27/2015 |  | 04/12/2021
Honeywell International | Honeywell | CLLRF2VCR2BPWH | Occupant Sensing Device | Device | True | True | True | True | True | False |  |  |  | False |  |  | False |  | False |  | True | True | True | True | True | Non Federally-Regulated | 02/20/2014 |  | 04/12/2021
Leviton Manufacturing Co., Inc. | Leviton | VPX12-*** | Dimmer | Device | True | True | True | True | True | False |  | True | True | [12 empty] | Non Federally-Regulated | 12/01/2014 |  | 04/12/2021
Entouch Controls | Entouch Controls | LCM-100 | Automatic Time Switch Control | Device | True | True | True | True | True | True | [15 empty] | Non Federally-Regulated | 08/05/2014 |  | 04/12/2021
Lutron Electronics Co., Inc. | HomeWorks QS | HQRA-F6AN-DV | Dimmer | Device | True | True | True | True | True | True | True | True | True | [12 empty] | Non Federally-Regulated | 01/21/2014 |  | 04/12/2021
Hubbell Building Automation | Hubbell Building Automation | TD300 | Automatic Time Switch Control | Device | True | True | True | True | True | True | [15 empty] | Non Federally-Regulated | 02/04/2014 |  | 04/12/2021
Legrand / Pass & Seymour | Pass & Seymour | WS700I | Dimmer | Device | True | True | True | True | True | True | True | True | True | [12 empty] | Non Federally-Regulated | 02/13/2015 |  | 04/12/2021
GE Lighting, a Savant company | GE Lighting Controls | PCD-OUT | Photosensor / Photocontrol Dev | Device | True | True | True | [18 empty] | Non Federally-Regulated | 08/04/2014 |  | 04/12/2021
Legrand / Pass & Seymour | Pass & Seymour | DRLV1103PI | Dimmer | Device | True | True | True | True | True | True | True | True | True | [12 empty] | Non Federally-Regulated | 02/13/2015 |  | 04/12/2021
Legrand / Pass & Seymour | Pass & Seymour | H1103PW | Dimmer | Device | True | True | True | True | True | True | True | True | True | [12 empty] | Non Federally-Regulated | 02/13/2015 |  | 04/12/2021
Signify North America Corporation | Philips | DMRC820FR-***-NA | Automatic Daylighting Control | Device | True | True | True | False |  | True | True | True | True | True | True | [10 empty] | Non Federally-Regulated | 07/17/2014 |  | 04/12/2021
Eaton Corp. | Eaton/Cooper Lighting | DLC03P* | Dimmer | Device | True | True | True | True | True | True | True | True | True | [12 empty] | Non Federally-Regulated | 03/06/2015 |  | 04/12/2021
Douglas Lighting Controls | Diversa | WORXID2-DPR-L | Dimmer | Device | True | True | True | True | True | False |  | False | [13 empty] | Non Federally-Regulated | 10/10/2014 |  | 04/12/2021
WattStopper, Inc. | WattStopper, Inc. | HD-1103-* | Dimmer | Device | True | True | True | True | True | True | True | True | True | [12 empty] | Non Federally-Regulated | 08/28/2014 |  | 04/12/2021
GE Lighting, a Savant company | GE Lighting Controls | CLCINT36-INTR36-***-*0*S | Dimmer | Device | True | True | True | True | True | False |  | False | [13 empty] | Non Federally-Regulated | 08/04/2014 |  | 04/12/2021
Legrand / Pass & Seymour | Pass & Seymour | WSLV700CCV6 | Dimmer | Device | True | True | True | True | True | True | True | True | True | [12 empty] | Non Federally-Regulated | 02/13/2015 |  | 04/12/2021
Intense Lighting | Intense Lighting | IS225**-10A-T24 | Track Lighting Integral Curren | Device | True | True | True | True | True | True | True | True | True | [12 empty] | Non Federally-Regulated | 05/20/2015 |  | 04/12/2021
Intermatic, Inc. | Intermatic, Inc. | ET2725C | Automatic Time Switch Control | Device | True | True | True | True | True | True | [15 empty] | Non Federally-Regulated | 04/28/2015 |  | 04/12/2021
Legrand / Pass & Seymour | Pass & Seymour | WSLV700BK | Dimmer | Device | True | True | True | True | True | True | True | True | True | [12 empty] | Non Federally-Regulated | 02/13/2015 |  | 04/12/2021
Intermatic, Inc. | Grasslin | PC2-D30-277-LS2 | Automatic Daylighting Control | Device | True | True | True | False |  | True | True | True | True | True | True | [10 empty] | Non Federally-Regulated | 08/05/2014 |  | 04/12/2021
Legrand / Pass & Seymour | Pass & Seymour | WS1000TC | Dimmer | Device | True | True | True | True | True | True | True | True | True | [12 empty] | Non Federally-Regulated | 02/13/2015 |  | 04/12/2021
Steinel America, Inc. | Steinel | IR WLS 1-W | Occupant Sensing Device | Device | True | True | True | True | True | False |  |  |  | False |  |  | False |  | False |  | False | False | False |  |  | Non Federally-Regulated | 10/28/2014 |  | 04/12/2021
Douglas Lighting Controls | Diversa | WORBID2-DPR-L | Occupant Sensing Device | Device | True | True | True | True | True | False |  |  |  | False |  |  | True | True | False |  | False | True | True | True | True | Non Federally-Regulated | 10/10/2014 |  | 04/12/2021
Hubbell Building Automation | Hubbell Building Automation | LOIR************** | Occupant Sensing Device | Device | True | True | True | True | True | False |  |  |  | False |  |  | False |  | False |  | False | False | True | True | True | Non Federally-Regulated | 02/04/2014 |  | 04/12/2021
B.E.G. Controls | B.E.G. Controls | CONNECT P 1C COR E ** | Occupant Sensing Device | Device | True | True | True | True | True | False |  |  |  | False |  |  | False |  | False |  | False | False | False |  |  | Non Federally-Regulated | 09/23/2014 |  | 04/12/2021
Sensor Switch, Inc. | Sensor Switch | SBR PDT ************* | Occupant Sensing Device | Device | True | True | True | True | True | False |  |  |  | False |  |  | False |  | False |  | False | False | False |  |  | Non Federally-Regulated | 07/08/2014 |  | 04/12/2021
Legrand / Pass & Seymour | Pass & Seymour | HDH163PW | Dimmer | Device | True | True | True | True | True | True | True | True | True | [12 empty] | Non Federally-Regulated | 02/13/2015 |  | 04/12/2021
Gentec, Inc. | Schneider Electric | SERPL32HS | Automatic Time Switch Control | Device | True | True | True | True | True | True | [15 empty] | Non Federally-Regulated | 09/10/2014 |  | 04/12/2021
Schneider Electric | SERP | SERPL8HS | Automatic Time Switch Control | Device | True | True | True | True | True | True | [15 empty] | Non Federally-Regulated | 07/28/2014 |  | 04/12/2021
Cooper Controls | Greengate | LK32-120/***-S*-L*-M*-T*-HVB* | Automatic Time Switch Control | Device | True | True | True | True | True | True | [15 empty] | Non Federally-Regulated | 08/26/2014 |  | 04/12/2021
Leviton Manufacturing Co., Inc. | Leviton | MSSMT-*** | Occupant Sensing Device | Device | True | True | True | True | True | True | True | True | True | False |  |  | False |  | False |  | False | False | True | True | True | Non Federally-Regulated | 08/18/2014 |  | 04/12/2021
Distech Controls | Distech Controls | ECx-Light-4DALI-ST | Dimmer | Device | True | True | True | True | True | True | True | True | True | [12 empty] | Non Federally-Regulated | 10/28/2014 |  | 04/12/2021
Signify North America Corporation | Philips | LRL2390I | Photosensor / Photocontrol Dev | Device | True | True | True | [18 empty] | Non Federally-Regulated | 07/09/2014 |  | 04/12/2021
GE Lighting, a Savant company | GE Lighting Controls | CLCINT48-INTR48-***-*0*S | Dimmer | Device | True | True | True | True | True | False |  | False | [13 empty] | Non Federally-Regulated | 08/04/2014 |  | 04/12/2021
GE Lighting, a Savant company | GE Lighting Controls | CLCINT24-INTR24-***-*B*0 | Dimmer | Device | True | True | True | True | True | False |  | False | [13 empty] | Non Federally-Regulated | 08/04/2014 |  | 04/12/2021
Intense Lighting | Intense Lighting | IS235**-5A-T24 | Track Lighting Integral Curren | Device | True | True | True | True | True | True | True | True | True | [12 empty] | Non Federally-Regulated | 05/20/2015 |  | 04/12/2021
Intermatic, Inc. | Intermatic, Inc. | ET91215CR | Astronomical Time Switch Contr | Device | True | True | True | True | True | True | True | True | True | True | [11 empty] | Non Federally-Regulated | 12/03/2014 |  | 04/12/2021
Legrand / Pass & Seymour | Pass & Seymour | R1003PWV | Dimmer | Device | True | True | True | True | True | True | True | True | True | [12 empty] | Non Federally-Regulated | 02/13/2015 |  | 04/12/2021
Legrand / Pass & Seymour | Pass & Seymour | T1003W | Dimmer | Device | True | True | True | True | True | True | True | True | True | [12 empty] | Non Federally-Regulated | 02/13/2015 |  | 04/12/2021
GE Lighting, a Savant company | GE Lighting Controls | CLCINT24-INTD24-000-003* | Automatic Daylighting Control | Device | True | True | True | True | True | False |  | True | True | True | True | [10 empty] | Non Federally-Regulated | 08/04/2014 |  | 04/12/2021
Cooper Controls | Greengate | SC347V-**-RPB-**-**-20-S-**-**-** | Automatic Time Switch Control | Device | True | True | True | True | True | True | [15 empty] | Non Federally-Regulated | 08/26/2014 |  | 04/12/2021
Nora Lighting | Nora Current Limiter for Track Lighting | NT-2358*/12A | Track Lighting Integral Curren | Device | True | True | True | True | True | True | True | True | True | [12 empty] | Non Federally-Regulated | 06/16/2014 |  | 04/12/2021
NSi Industries | Tork | 2000 | Photosensor / Photocontrol Dev | Device | True | True | True | [18 empty] | Non Federally-Regulated | 10/10/2014 |  | 04/12/2021
Distech Controls | Distech Controls | ECx-Light-4-ST | Occupant Sensing Device | Device | True | True | True | True | True | False |  |  |  | False |  |  | False |  | False |  | False | False | False |  |  | Non Federally-Regulated | 10/28/2014 |  | 04/12/2021
Intermatic, Inc. | Grasslin | FM1D50-12U | Automatic Time Switch Control | Device | True | True | True | False | [17 empty] | Non Federally-Regulated | 08/05/2014 |  | 04/12/2021
Cooper Controls | Greengate | ONW-P-1001-RR7-* | Occupant Sensing Device | Device | True | True | True | True | True | True | True | True | True | False |  |  | False |  | False |  | False | False | False |  |  | Non Federally-Regulated | 08/26/2014 |  | 04/12/2021
Hubbell Building Automation | Hubbell Building Automation | LUXSTATOCM***** | Automatic Daylighting Control | Device | True | True | True | False |  | True | True | True | True | True | True | [10 empty] | Non Federally-Regulated | 02/04/2014 |  | 04/12/2021
Vantage Controls, Inc. | Vantage Controls, Inc. | RD1C**-**** | Dimmer | Device | True | True | True | True | True | True | True | True | True | [12 empty] | Non Federally-Regulated | 12/02/2014 |  | 04/12/2021
WattStopper, Inc. | WattStopper, Inc. | PW-200-*-* | Occupant Sensing Device | Device | True | True | True | True | True | False |  |  |  | False |  |  | False |  | False |  | True | True | True | True | True | Non Federally-Regulated | 04/02/2015 |  | 04/12/2021
GE Lighting, a Savant company | GE Lighting Controls | CLCINT12-INTR12-***-*0*S | Dimmer | Device | True | True | True | True | True | False |  | False | [13 empty] | Non Federally-Regulated | 08/04/2014 |  | 04/12/2021
Crestron Electronics | Crestron Electronics | CLX-2DIM2 | Dimmer | Device | True | True | True | True | True | True | True | True | True | [12 empty] | Non Federally-Regulated | 07/25/2014 |  | 04/12/2021
Vantage Controls, Inc. | Vantage Controls, Inc. | RD24**-**** | Dimmer | Device | True | True | True | True | True | True | True | True | True | [12 empty] | Non Federally-Regulated | 12/02/2014 |  | 04/12/2021
Leviton Manufacturing Co., Inc. | HLC | 35A00-1 | Dimmer | Device | True | True | True | True | True | True | True | True | True | [12 empty] | Non Federally-Regulated | 01/08/2015 |  | 04/12/2021
Signify North America Corporation | Philips | MP600* | Dimmer | Device | True | True | True | True | True | True | True | True | True | [12 empty] | Non Federally-Regulated | 07/17/2014 |  | 04/12/2021
Legrand / Pass & Seymour | Pass & Seymour | LS603PBK | Dimmer | Device | True | True | True | True | True | True | True | True | True | [12 empty] | Non Federally-Regulated | 02/13/2015 |  | 04/12/2021
WattStopper, Inc. | WattStopper, Inc. | SD-603-* | Dimmer | Device | True | True | True | True | True | True | True | True | True | [12 empty] | Non Federally-Regulated | 08/28/2014 |  | 04/12/2021
Carolina Products, Inc. | Carolina Products | CPI-800 | Astronomical Time Switch Contr | Device | True | True | True | True | True | True | True | True | True | True | [11 empty] | Non Federally-Regulated | 03/12/2015 |  | 04/12/2021
Honeywell International | Honeywell | PP277H | Photosensor / Photocontrol Dev | Device | True | True | True | [18 empty] | Non Federally-Regulated | 02/20/2014 |  | 04/12/2021
WattStopper, Inc. | WattStopper, Inc. | CI-300-* | Occupant Sensing Device | Device | True | True | True | True | True | False |  |  |  | False |  |  | False |  | False |  | False | False | False |  |  | Non Federally-Regulated | 09/15/2014 |  | 04/12/2021
Intense Lighting | Intense Lighting | IPS225**-2A | Track Lighting Integral Curren | Device | True | True | True | True | True | True | True | True | True | [12 empty] | Non Federally-Regulated | 07/02/2015 |  | 04/12/2021
Legrand / Pass & Seymour | Pass & Seymour | LS1000W | Dimmer | Device | True | True | True | True | True | True | True | True | True | [12 empty] | Non Federally-Regulated | 02/13/2015 |  | 04/12/2021
Hill Phoenix, Inc. | PowerWall | EDS1 | Automatic Time Switch Control | Device | True | True | True | True | True | True | [15 empty] | Non Federally-Regulated | 02/20/2014 |  | 04/12/2021
Eaton Corp. | Eaton/Cooper Lighting | RF9537-N** | Dimmer | Device | True | True | True | True | True | True | True | True | True | [12 empty] | Non Federally-Regulated | 03/06/2015 |  | 04/12/2021
Douglas Lighting Controls | Diversa | WOSSDD2-DPR-V* | Dimmer | Device | True | True | True | True | True | False |  | False | [13 empty] | Non Federally-Regulated | 10/10/2014 |  | 04/12/2021
Intense Lighting | Intense Lighting | IS235**-2A | Track Lighting Integral Curren | Device | True | True | True | True | True | True | True | True | True | [12 empty] | Non Federally-Regulated | 05/27/2015 |  | 04/12/2021
Schneider Electric | Schneider Electric | SLSP*S****** | Occupant Sensing Device | Device | True | True | True | True | True | False |  |  |  | False |  |  | True | True | False |  | False | False | False |  |  | Non Federally-Regulated | 07/28/2014 |  | 04/12/2021
Intermatic, Inc. | Grasslin | MIL72EQTUZH-120 | Automatic Time Switch Control | Device | True | True | True | False | [17 empty] | Non Federally-Regulated | 08/05/2014 |  | 04/12/2021
Douglas Lighting Controls | Douglas | WPS-3711 | Photosensor / Photocontrol Dev | Device | True | True | True | [18 empty] | Non Federally-Regulated | 10/10/2014 |  | 04/12/2021
Lutron Electronics Co., Inc. | Sensors | UMS-VP600M******* | Occupant Sensing Device | Device | True | True | True | True | True | False |  |  |  | False |  |  | True | True | False |  | False | False | True | True | True | Non Federally-Regulated | 01/21/2014 |  | 04/12/2021
Leviton Manufacturing Co., Inc. | Vizia RF+ | VRI06-*** | Dimmer | Device | True | True | True | True | True | True | True | True | True | [12 empty] | Non Federally-Regulated | 01/08/2015 |  | 04/12/2021
Legrand / Pass & Seymour | Pass & Seymour | T600IV | Dimmer | Device | True | True | True | True | True | True | True | True | True | [12 empty] | Non Federally-Regulated | 02/13/2015 |  | 04/12/2021
Signify North America Corporation | Philips | LRM2348 | Occupant Sensing Device | Device | True | True | True | True | True | False |  |  |  | False |  |  | False |  | False |  | False | False | False |  |  | Non Federally-Regulated | 02/27/2015 |  | 04/12/2021
Leviton Manufacturing Co., Inc. | Leviton | AWRMG-H** | Dimmer | Device | True | True | True | True | True | False |  | True | True | [12 empty] | Non Federally-Regulated | 07/30/2014 |  | 04/12/2021
Schneider Electric | Powerlink | NF MLO MVP POWERLINK PANEL (Master Included) | Automatic Time Switch Control | Device | True | True | True | True | True | True | [15 empty] | Non Federally-Regulated | 07/28/2014 |  | 04/12/2021
Enerlites, Inc. | Enerlites, Inc. | DWVS-J-* | Occupant Sensing Device | Device | True | True | True | True | True | False |  |  |  | False |  |  | False |  | False |  | False | False | True | True | True | Non Federally-Regulated | 09/16/2014 |  | 04/12/2021
Nora Lighting | Nora Current Limiter for Track Lighting | NT-358*/14A | Track Lighting Integral Curren | Device | True | True | True | True | True | True | True | True | True | [12 empty] | Non Federally-Regulated | 06/16/2014 |  | 04/12/2021
Con-Tech Lighting | Regulator Series | LA-33-R**/***** | Track Lighting Integral Curren | Device | True | True | True | True | True | True | True | True | True | [12 empty] | Non Federally-Regulated | 07/14/2014 |  | 04/12/2021
Lutron Electronics Co., Inc. | Single Fixture Control | FC-1 | Dimmer | Device | True | True | True | True | True | True | True | False | [13 empty] | Non Federally-Regulated | 10/31/2014 |  | 04/12/2021
Legrand / Pass & Seymour | Pass & Seymour | HCL453PTC | Dimmer | Device | True | True | True | True | True | True | True | True | True | [12 empty] | Non Federally-Regulated | 02/13/2015 |  | 04/12/2021
Sensor Switch, Inc. | Sensor Switch | LSXR *** P ********** | Photosensor / Photocontrol Dev | Device | True | True | True | [18 empty] | Non Federally-Regulated | 07/08/2014 |  | 04/12/2021
Legrand / Pass & Seymour | Pass & Seymour | WS1100BKCCV6 | Dimmer | Device | True | True | True | True | True | True | True | True | True | [12 empty] | Non Federally-Regulated | 02/13/2015 |  | 04/12/2021
Legrand/WattStopper | WattStopper | WSP321BK | Occupant Sensing Device | Device | True | True | True | True | True | False |  |  |  | False |  |  | False |  | False |  | True | True | True | True | True | Non Federally-Regulated | 01/07/2015 |  | 04/12/2021
Legrand / Pass & Seymour | Pass & Seymour | WS700BKCCV6 | Dimmer | Device | True | True | True | True | True | True | True | True | True | [12 empty] | Non Federally-Regulated | 02/13/2015 |  | 04/12/2021
Intense Lighting | Intense Lighting | IS225**-1A-T24 | Track Lighting Integral Curren | Device | True | True | True | True | True | True | True | True | True | [12 empty] | Non Federally-Regulated | 05/20/2015 |  | 04/12/2021
Schneider Electric | SERP | SERP16HS | Automatic Time Switch Control | Device | True | True | True | True | True | True | [15 empty] | Non Federally-Regulated | 07/28/2014 |  | 04/12/2021
Enlighted, Inc. | Enlighted | SU-3-0* | Dimmer | Device | True | True | True | True | True | False |  | True | True | [12 empty] | Non Federally-Regulated | 09/18/2014 |  | 04/12/2021
Schneider Electric | Powerlink | NF MB POWERLINK PNL (Master Included) | Astronomical Time Switch Contr | Device | True | True | True | True | True | True | True | True | True | True | [11 empty] | Non Federally-Regulated | 07/28/2014 |  | 04/12/2021
WattStopper, Inc. | WattStopper, Inc. | LMUC-100-* | Occupant Sensing Device | Device | True | True | True | True | True | True | True | True | True | False |  |  | False |  | False |  | False | False | False |  |  | Non Federally-Regulated | 09/15/2014 |  | 04/12/2021
Intermatic, Inc. | Intermatic, Inc. | ET1715C | Automatic Time Switch Control | Device | True | True | True | False | [17 empty] | Non Federally-Regulated | 07/17/2014 |  | 04/12/2021
Sensor Switch, Inc. | Sensor Switch | CMR PC********** | Photosensor / Photocontrol Dev | Device | True | True | True | [18 empty] | Non Federally-Regulated | 07/08/2014 |  | 04/12/2021
Legrand / Pass & Seymour | Pass & Seymour | LSCLDC163PBK | Dimmer | Device | True | True | True | True | True | True | True | True | True | [12 empty] | Non Federally-Regulated | 02/13/2015 |  | 04/12/2021
Douglas Lighting Controls | Douglas | WSP-2718-D2S1P | Automatic Time Switch Control | Device | True | True | True | True | True | True | [15 empty] | Non Federally-Regulated | 10/10/2014 |  | 04/12/2021
Eaton Corp. | Eaton/Cooper Lighting | RF9536-N* | Dimmer | Device | True | True | True | True | True | True | True | True | True | [12 empty] | Non Federally-Regulated | 03/06/2015 |  | 04/12/2021
Leviton Manufacturing Co., Inc. | HLC | 35A00-1CFL | Dimmer | Device | True | True | True | True | True | True | True | True | True | [12 empty] | Non Federally-Regulated | 01/08/2015 |  | 04/12/2021
Leviton Manufacturing Co., Inc. | Leviton | ODS10-IN* | Occupant Sensing Device | Device | True | True | True | True | True | False |  |  |  | False |  |  | False |  | False |  | False | False | True | True | True | Non Federally-Regulated | 07/30/2014 |  | 04/12/2021
Intermatic, Inc. | Intermatic, Inc. | ET90115CE | Automatic Time Switch Control | Device | True | True | True | True | True | True | [15 empty] | Non Federally-Regulated | 12/03/2014 |  | 04/12/2021
B.E.G. Controls | B.E.G. Controls | FLEX 280 | Occupant Sensing Device | Device | True | True | True | True | True | False |  |  |  | False |  |  | False |  | True | True | False | False | False |  |  | Non Federally-Regulated | 09/23/2014 |  | 04/12/2021
Intense Lighting | Intense Lighting | IS226**-5A | Track Lighting Integral Curren | Device | True | True | True | True | True | True | True | True | True | [12 empty] | Non Federally-Regulated | 05/27/2015 |  | 04/12/2021
Legrand / Pass & Seymour | Pass & Seymour | WSLV700 | Dimmer | Device | True | True | True | True | True | True | True | True | True | [12 empty] | Non Federally-Regulated | 02/13/2015 |  | 04/12/2021
Legrand/WattStopper | WattStopper | EWS100GRY | Occupant Sensing Device | Device | True | True | True | True | True | False |  |  |  | False |  |  | False |  | False |  | False | False | False |  |  | Non Federally-Regulated | 01/07/2015 |  | 04/12/2021
NSi Industries | Tork | 2117 | Photosensor / Photocontrol Dev | Device | True | True | True | [18 empty] | Non Federally-Regulated | 10/10/2014 |  | 04/12/2021
Light Corporation | Kanepi | B-WBK-** | Dimmer | Device | True | True | True | True | True | False |  | False | [13 empty] | Non Federally-Regulated | 04/02/2014 |  | 04/12/2021
Cree LED Lighting Solutions | Cree LED Lighting | CS**-**L-**K-CMA | Photosensor / Photocontrol Dev | Device | True | True | True | [18 empty] | Non Federally-Regulated | 04/02/2014 |  | 04/12/2021
The Lighting Quotient | The Lighting Quotient | CPP-EN-02-**-*-* | Occupant Sensing Device | Device | True | True | True | True | True | False |  |  |  | False |  |  | True | True | False |  | True | True | True | True | True | Non Federally-Regulated | 09/10/2014 |  | 04/12/2021
Steinel America, Inc. | Steinel | HBS 200-WL | Occupant Sensing Device | Device | True | True | True | True | True | False |  |  |  | False |  |  | False |  | False |  | False | False | False |  |  | Non Federally-Regulated | 10/28/2014 |  | 04/12/2021
Leviton Manufacturing Co., Inc. | Leviton | PCC1D-*** | Photosensor / Photocontrol Dev | Device | True | True | True | [18 empty] | Non Federally-Regulated | 07/15/2014 |  | 04/12/2021
Intermatic, Inc. | Intermatic, Inc. | ET90215C | Astronomical Time Switch Contr | Device | True | True | True | True | True | True | True | True | True | True | [11 empty] | Non Federally-Regulated | 12/03/2014 |  | 04/12/2021
WAC Lighting Co. | J Track Current Limiter | TJL-LEFT-*-*/**-** | Track Lighting Integral Curren | Device | True | True | True | True | True | True | True | True | True | [12 empty] | Non Federally-Regulated | 08/14/2015 |  | 04/12/2021
WAC Lighting Co. | W Track Current Limiter | WHEDL-RTL | Track Lighting Integral Curren | Device | True | True | True | True | True | True | True | True | True | [12 empty] | Non Federally-Regulated | 08/14/2015 |  | 04/12/2021
Douglas Lighting Controls | Douglas | WSP-2718 | Automatic Time Switch Control | Device | True | True | True | True | True | True | [15 empty] | Non Federally-Regulated | 10/10/2014 |  | 04/12/2021
Lutron Electronics Co., Inc. | Sensors | MS-VPS*********** | Occupant Sensing Device | Device | True | True | True | True | True | False |  |  |  | False |  |  | False |  | False |  | False | False | True | True | True | Non Federally-Regulated | 01/21/2014 |  | 04/12/2021
Signify North America Corporation | Philips | LLC1654/** | Automatic Daylighting Control | Device | True | True | True | True | True | True | True | True | True | True | True | [10 empty] | Non Federally-Regulated | 07/17/2014 |  | 04/12/2021
IR-TEC International, Ltd. | IR-TEC International, Ltd. | LBS-700N** | Occupant Sensing Device | Device | True | True | True | True | True | False |  |  |  | False |  |  | False |  | False |  | False | False | True | True | True | Non Federally-Regulated | 09/22/2014 |  | 04/12/2021
Intermatic, Inc. | Grasslin | LM2-O-882T | Automatic Daylighting Control | Device | True | True | True | False |  | True | True | True | True | True | True | [10 empty] | Non Federally-Regulated | 01/09/2015 |  | 04/12/2021
Intermatic, Inc. | Grasslin | LM2-O-120-LS2 | Automatic Daylighting Control | Device | True | True | True | False |  | True | True | True | True | True | True | [10 empty] | Non Federally-Regulated | 08/05/2014 |  | 04/12/2021
Eaton Corp. | Eaton/Cooper Lighting | RI06P** | Dimmer | Device | True | True | True | True | True | True | True | True | True | [12 empty] | Non Federally-Regulated | 03/06/2015 |  | 04/12/2021
Intense Lighting | Intense Lighting | IPS126**-10A | Track Lighting Integral Curren | Device | True | True | True | True | True | True | True | True | True | [12 empty] | Non Federally-Regulated | 06/09/2015 |  | 04/12/2021
Cooper Controls | Greengate | VNW-P-1001-MV-* | Occupant Sensing Device | Device | True | True | True | True | True | True | True | True | True | False |  |  | False |  | False |  | True | True | True | True | True | Non Federally-Regulated | 08/26/2014 |  | 04/12/2021
Lighting Control & Design | Lighting Control & Design | GR40**/**DTC*********** | Astronomical Time Switch Contr | Device | True | True | True | True | True | True | True | True | True | True | [11 empty] | Non Federally-Regulated | 07/15/2014 |  | 04/12/2021
IR-TEC International, Ltd. | IR-TEC International, Ltd. | OS-363 | Occupant Sensing Device | Device | True | True | True | True | True | False |  |  |  | False |  |  | False |  | False |  | False | False | False |  |  | Non Federally-Regulated | 04/10/2015 |  | 04/12/2021
Honeywell International | Honeywell | CLB6438S | Dimmer | Device | True | True | True | True | True | True | True | False | [13 empty] | Non Federally-Regulated | 02/20/2014 |  | 04/12/2021
Enerlites, Inc. | Enerlites, Inc. | DWOS-J-* | Occupant Sensing Device | Device | True | True | True | True | True | False |  |  |  | False |  |  | False |  | False |  | False | False | True | True | True | Non Federally-Regulated | 09/16/2014 |  | 04/12/2021
Leviton Manufacturing Co., Inc. | Leviton | OSFH*-*** | Occupant Sensing Device | Device | True | True | True | True | True | False |  |  |  | False |  |  | False |  | False |  | False | False | False |  |  | Non Federally-Regulated | 07/30/2014 |  | 04/12/2021
Lighting Control & Design | Lighting Control & Design | GR40**/**DTC*********** | Automatic Time Switch Control | Device | True | True | True | True | True | True | [15 empty] | Non Federally-Regulated | 07/15/2014 |  | 04/12/2021
Signify North America Corporation | Philips | LRL1220TL** | Automatic Daylighting Control | Device | True | True | True | True | True | True | True | True | True | True | True | [10 empty] | Non Federally-Regulated | 07/17/2014 |  | 04/12/2021
Enlighted, Inc. | Enlighted | SU-2-00 | Dimmer | Device | True | True | True | True | True | False |  | True | True | [12 empty] | Non Federally-Regulated | 09/18/2014 |  | 04/12/2021
Intermatic, Inc. | Grasslin | FM2D50-120 | Automatic Time Switch Control | Device | True | True | True | False | [17 empty] | Non Federally-Regulated | 08/05/2014 |  | 04/12/2021
WattStopper, Inc. | WattStopper, Inc. | LMCP-LI24 | Automatic Time Switch Control | Device | True | True | True | True | True | True | [15 empty] | Non Federally-Regulated | 12/15/2014 |  | 04/12/2021
GE Lighting, a Savant company | GE Lighting Controls | PCD-SKY | Photosensor / Photocontrol Dev | Device | True | True | True | [18 empty] | Non Federally-Regulated | 08/04/2014 |  | 04/12/2021
Legrand / Pass & Seymour | Pass & Seymour | LSDC16WV | Dimmer | Device | True | True | True | True | True | True | True | True | True | [12 empty] | Non Federally-Regulated | 02/13/2015 |  | 04/12/2021
Enlighted, Inc. | Enlighted | SU-3E-** | Dimmer | Device | True | True | True | True | True | False |  | True | True | [12 empty] | Non Federally-Regulated | 09/18/2014 |  | 04/12/2021
Leviton Manufacturing Co., Inc. | Leviton | AWSMT-I** | Dimmer | Device | True | True | True | True | True | True | True | True | True | [12 empty] | Non Federally-Regulated | 07/30/2014 |  | 04/12/2021
WAC Lighting Co. | W Track Current Limiter | WHEDR-RTL-**-** | Track Lighting Integral Curren | Device | True | True | True | True | True | True | True | True | True | [12 empty] | Non Federally-Regulated | 08/14/2015 |  | 04/12/2021
Lutron Electronics Co., Inc. | Single Fixture Control | FC-1 | Automatic Daylighting Control | Device | True | True | True | True | True | True | True | True | True | True | True | [10 empty] | Non Federally-Regulated | 10/31/2014 |  | 04/12/2021
Leviton Manufacturing Co., Inc. | Leviton | AWSMT-M** | Dimmer | Device | True | True | True | True | True | False |  | True | True | [12 empty] | Non Federally-Regulated | 07/30/2014 |  | 04/12/2021
Intermatic, Inc. | Grasslin | GMXQT-O-120 | Automatic Time Switch Control | Device | True | True | True | False | [17 empty] | Non Federally-Regulated | 08/05/2014 |  | 04/12/2021
WattStopper, Inc. | WattStopper, Inc. | WT-2205 | Occupant Sensing Device | Device | True | True | True | True | True | True | True | True | True | False |  |  | False |  | False |  | False | False | False |  |  | Non Federally-Regulated | 09/15/2014 |  | 04/12/2021
Intermatic, Inc. | Grasslin | PC1-277-LS2 | Photosensor / Photocontrol Dev | Device | True | True | True | [18 empty] | Non Federally-Regulated | 08/05/2014 |  | 04/12/2021
Intermatic, Inc. | Intermatic, Inc. | ET90115M | Automatic Time Switch Control | Device | True | True | True | True | True | True | [15 empty] | Non Federally-Regulated | 12/03/2014 |  | 04/12/2021
Exergy Controls, LLC | Exergy Controls | XRG-750 | Automatic Daylighting Control | Device | True | True | True | True | True | True | True | True | True | True | True | [10 empty] | Non Federally-Regulated | 02/03/2015 |  | 04/12/2021
Douglas Lighting Controls | Diversa | WVSSDU1-P-V* | Occupant Sensing Device | Device | True | True | True | True | True | False |  |  |  | False |  |  | False |  | False |  | False | False | True | True | True | Non Federally-Regulated | 10/10/2014 |  | 04/12/2021
Lutron Electronics Co., Inc. | Single Fixture Control | FC-2 | Automatic Daylighting Control | Device | True | True | True | True | True | True | True | True | True | True | True | [10 empty] | Non Federally-Regulated | 10/31/2014 |  | 04/12/2021
Intense Lighting | Intense Lighting | IS226**-1A-T24 | Track Lighting Integral Curren | Device | True | True | True | True | True | True | True | True | True | [12 empty] | Non Federally-Regulated | 05/20/2015 |  | 04/12/2021
Lutron Electronics Co., Inc. | HomeWorks QS | HQRD-6NE | Dimmer | Device | True | True | True | True | True | True | True | True | True | [12 empty] | Non Federally-Regulated | 01/21/2014 |  | 04/12/2021
Eaton Corp. | Eaton/Cooper Lighting | RF9540-N** | Dimmer | Device | True | True | True | True | True | True | True | True | True | [12 empty] | Non Federally-Regulated | 03/06/2015 |  | 04/12/2021
Lutron Electronics Co., Inc. | Sensors | MS-OP600******** | Occupant Sensing Device | Device | True | True | True | True | True | False |  |  |  | False |  |  | True | True | False |  | False | False | True | True | True | Non Federally-Regulated | 01/27/2014 |  | 04/12/2021
Hubbell Building Automation | Hubbell Building Automation | LXEN*** | Automatic Time Switch Control | Device | True | True | True | True | True | True | [15 empty] | Non Federally-Regulated | 02/04/2014 |  | 04/12/2021
Hubbell Building Automation | Hubbell Building Automation | OMNIDT****BP****** | Occupant Sensing Device | Device | True | True | True | True | True | True | True | True | True | False |  |  | False |  | False |  | False | False | False |  |  | Non Federally-Regulated | 02/04/2014 |  | 04/12/2021
Legrand / Pass & Seymour | Pass & Seymour | LS600PIV | Dimmer | Device | True | True | True | True | True | True | True | True | True | [12 empty] | Non Federally-Regulated | 02/13/2015 |  | 04/12/2021
Leviton Manufacturing Co., Inc. | Leviton | VPE06-*** | Dimmer | Device | True | True | True | True | True | False |  | True | True | [12 empty] | Non Federally-Regulated | 12/01/2014 |  | 04/12/2021
Digital Lumens | Digital Lumens | DLA-*-* | Automatic Daylighting Control | Device | True | True | True | True | True | True | True | True | True | True | True | [10 empty] | Non Federally-Regulated | 07/31/2014 |  | 04/12/2021
WattStopper, Inc. | WattStopper, Inc. | AD-1103-* | Dimmer | Device | True | True | True | True | True | True | True | True | True | [12 empty] | Non Federally-Regulated | 08/28/2014 |  | 04/12/2021
Legrand / Pass & Seymour | Pass & Seymour | LS603PLA | Dimmer | Device | True | True | True | True | True | True | True | True | True | [12 empty] | Non Federally-Regulated | 02/13/2015 |  | 04/12/2021
Intermatic, Inc. | Intermatic, Inc. | ET2825CR | Automatic Time Switch Control | Device | True | True | True | True | True | True | [15 empty] | Non Federally-Regulated | 03/12/2015 |  | 04/12/2021
Vantage Controls, Inc. | Vantage Controls, Inc. | RD18**-**** | Dimmer | Device | True | True | True | True | True | True | True | True | True | [12 empty] | Non Federally-Regulated | 12/02/2014 |  | 04/12/2021
Douglas Lighting Controls | Douglas | WSP-2718-S2-SIP | Automatic Daylighting Control | Device | True | True | True | False |  | True | True | True | True | True | True | [10 empty] | Non Federally-Regulated | 10/10/2014 |  | 04/12/2021
Leviton Manufacturing Co., Inc. | Leviton | OSSMT-GT* | Occupant Sensing Device | Device | True | True | True | True | True | True | True | True | True | False |  |  | False |  | False |  | False | False | True | True | True | Non Federally-Regulated | 07/30/2014 |  | 04/12/2021
Intense Lighting | Intense Lighting | IS135**-5A | Track Lighting Integral Curren | Device | True | True | True | True | True | True | True | True | True | [12 empty] | Non Federally-Regulated | 05/27/2015 |  | 04/12/2021
Intense Lighting | Intense Lighting | IS225**-2A-T24 | Track Lighting Integral Curren | Device | True | True | True | True | True | True | True | True | True | [12 empty] | Non Federally-Regulated | 05/20/2015 |  | 04/12/2021
Gentec, Inc. | Schneider Electric | SERPB16HS | Automatic Time Switch Control | Device | True | True | True | True | True | True | [15 empty] | Non Federally-Regulated | 09/10/2014 |  | 04/12/2021
Light Corporation | Kanepi | SR-00-C**-****-** | Dimmer | Device | True | True | True | True | True | False |  | False | [13 empty] | Non Federally-Regulated | 04/02/2014 |  | 04/12/2021
Leviton Manufacturing Co., Inc. | Leviton | TGM10 | Dimmer | Device | True | True | True | True | True | False |  | True | True | [12 empty] | Non Federally-Regulated | 12/01/2014 |  | 04/12/2021
GE Lighting, a Savant company | GE Lighting Controls | CLCINT24-INTD24-000-00*S | Automatic Daylighting Control | Device | True | True | True | True | True | False |  | True | True | True | True | [10 empty] | Non Federally-Regulated | 08/04/2014 |  | 04/12/2021
WattStopper, Inc. | WattStopper, Inc. | LP24S-*-*-* | Automatic Time Switch Control | Device | True | True | True | True | True | True | [15 empty] | Non Federally-Regulated | 09/15/2014 |  | 04/12/2021
GE Lighting, a Savant company | GE Lighting Controls | CLCINT24-INTR24-***-*0*S | Dimmer | Device | True | True | True | True | True | False |  | False | [13 empty] | Non Federally-Regulated | 08/04/2014 |  | 04/12/2021
Intermatic, Inc. | Grasslin | MIL72AQTUZH-24 | Automatic Time Switch Control | Device | True | True | True | False | [17 empty] | Non Federally-Regulated | 08/05/2014 |  | 04/12/2021
Crestron Electronics | Crestron Electronics | GLPAC-DIMFLV* | Dimmer | Device | True | True | True | True | True | True | True | True | True | [12 empty] | Non Federally-Regulated | 07/25/2014 |  | 04/12/2021
Light Corporation | Kanepi | OS-L4W-C**-****-** | Dimmer | Device | True | True | True | True | True | False |  | False | [13 empty] | Non Federally-Regulated | 04/02/2014 |  | 04/12/2021
Legrand / Pass & Seymour | Pass & Seymour | LSSC5LA | Dimmer | Device | True | True | True | True | True | True | True | True | True | [12 empty] | Non Federally-Regulated | 02/13/2015 |  | 04/12/2021
Lutron Electronics Co., Inc. | Sensors | UMS-B102-V******** | Occupant Sensing Device | Device | True | True | True | True | True | True | True | True | True | False |  |  | False |  | False |  | False | False | True | True | True | Non Federally-Regulated | 01/21/2014 |  | 04/12/2021
Intense Lighting | Intense Lighting | IS126**-10A-T24 | Track Lighting Integral Curren | Device | True | True | True | True | True | True | True | True | True | [12 empty] | Non Federally-Regulated | 05/27/2015 |  | 04/12/2021
WattStopper, Inc. | WattStopper, Inc. | LMSM-6E | Automatic Time Switch Control | Device | True | True | True | True | True | True | [15 empty] | Non Federally-Regulated | 12/15/2014 |  | 04/12/2021
Schneider Electric | SERP | SERPB48HS | Astronomical Time Switch Contr | Device | True | True | True | True | True | True | True | True | True | True | [11 empty] | Non Federally-Regulated | 07/28/2014 |  | 04/12/2021
Legrand / Pass & Seymour | Pass & Seymour | TSC5IV | Dimmer | Device | True | True | True | True | True | True | True | True | True | [12 empty] | Non Federally-Regulated | 02/13/2015 |  | 04/12/2021
Leviton Manufacturing Co., Inc. | Leviton | ATE06 | Dimmer | Device | True | True | True | True | True | False |  | True | True | [12 empty] | Non Federally-Regulated | 12/01/2014 |  | 04/12/2021
Schneider Electric | Powerlink | NF POWERLINK PANEL (Master Included) | Astronomical Time Switch Contr | Device | True | True | True | True | True | True | True | True | True | True | [11 empty] | Non Federally-Regulated | 07/28/2014 |  | 04/12/2021
NSi Industries | Tork | DG100A-Y | Automatic Time Switch Control | Device | True | True | True | True | True | True | [15 empty] | Non Federally-Regulated | 10/10/2014 |  | 04/12/2021
WattStopper, Inc. | WattStopper, Inc. | LMRC-211-* | Dimmer | Device | True | True | True | True | True | True | True | False | [13 empty] | Non Federally-Regulated | 09/15/2014 |  | 04/12/2021
Sensor Switch, Inc. | Sensor Switch | RMR ** 208*** | Occupant Sensing Device | Device | True | True | True | True | True | False |  |  |  | False |  |  | False |  | False |  | False | False | False |  |  | Non Federally-Regulated | 07/08/2014 |  | 04/12/2021
Legrand / Pass & Seymour | Pass & Seymour | LS600P | Dimmer | Device | True | True | True | True | True | True | True | True | True | [12 empty] | Non Federally-Regulated | 02/13/2015 |  | 04/12/2021
WattStopper, Inc. | WattStopper, Inc. | DT-355 | Occupant Sensing Device | Device | True | True | True | True | True | True | True | True | True | False |  |  | False |  | False |  | False | False | False |  |  | Non Federally-Regulated | 10/21/2014 |  | 04/12/2021
Legrand / Pass & Seymour | Pass & Seymour | WSKITPBK | Dimmer | Device | True | True | True | True | True | True | True | True | True | [12 empty] | Non Federally-Regulated | 02/13/2015 |  | 04/12/2021
WattStopper, Inc. | WattStopper, Inc. | LI24-*-*-*-* | Automatic Time Switch Control | Device | True | True | True | True | True | True | [15 empty] | Non Federally-Regulated | 09/15/2014 |  | 04/12/2021
Electronic Theatre Controls, Inc. | Unison | MSC3 | Astronomical Time Switch Contr | Device | True | True | True | True | True | True | True | True | True | True | [11 empty] | Non Federally-Regulated | 12/26/2013 |  | 04/12/2021
Legrand / Pass & Seymour | Pass & Seymour | DRLV1103P | Dimmer | Device | True | True | True | True | True | True | True | True | True | [12 empty] | Non Federally-Regulated | 02/13/2015 |  | 04/12/2021
Intermatic, Inc. | Grasslin | LM2-I-120-LS2 | Photosensor / Photocontrol Dev | Device | True | True | True | [18 empty] | Non Federally-Regulated | 08/05/2014 |  | 04/12/2021
Acuity Brands Lighting | Juno | T91CLF-36-** | Track Lighting Integral Curren | Device | True | True | True | True | True | True | True | True | True | [12 empty] | Non Federally-Regulated | 12/05/2014 |  | 04/12/2021
Leviton Manufacturing Co., Inc. | Leviton | VPH08-*** | Dimmer | Device | True | True | True | True | True | False |  | True | True | [12 empty] | Non Federally-Regulated | 12/01/2014 |  | 04/12/2021
Hubbell Building Automation | Hubbell Building Automation | WIR-SW-***-** | Automatic Time Switch Control | Device | True | True | True | True | True | True | [15 empty] | Non Federally-Regulated | 05/12/2014 |  | 04/12/2021
Crestron Electronics | Crestron Electronics | DIN-1DIM4 | Dimmer | Device | True | True | True | True | True | True | True | True | True | [12 empty] | Non Federally-Regulated | 07/25/2014 |  | 04/12/2021
WAC Lighting Co. | W Track Current Limiter | WEDR-RT-*/**-** | Track Lighting Integral Curren | Device | True | True | True | True | True | True | True | True | True | [12 empty] | Non Federally-Regulated | 08/14/2015 |  | 04/12/2021
Signify North America Corporation | Philips | LRL2380I | Photosensor / Photocontrol Dev | Device | True | True | True | [18 empty] | Non Federally-Regulated | 07/09/2014 |  | 04/12/2021
GE Lighting, a Savant company | GE Lighting Controls | PCD-IN-SA | Photosensor / Photocontrol Dev | Device | True | True | True | [18 empty] | Non Federally-Regulated | 07/15/2014 |  | 04/12/2021
B.E.G. Controls | B.E.G. Controls | CONNECT P 1C ** | Occupant Sensing Device | Device | True | True | True | True | True | False |  |  |  | False |  |  | False |  | False |  | False | False | False |  |  | Non Federally-Regulated | 10/10/2014 |  | 04/12/2021
Intermatic, Inc. | Grasslin | TALENTO 894-24 | Automatic Time Switch Control | Device | True | True | True | False | [17 empty] | Non Federally-Regulated | 08/05/2014 |  | 04/12/2021
Lutron Electronics Co., Inc. | PowPak | FC-VSENSOR | Photosensor / Photocontrol Dev | Device | True | True | True | [18 empty] | Non Federally-Regulated | 01/07/2015 |  | 04/12/2021
WattStopper, Inc. | WattStopper, Inc. | EOPC-100 | Occupant Sensing Device | Device | True | True | True | True | True | False |  |  |  | False |  |  | False |  | False |  | False | False | False |  |  | Non Federally-Regulated | 09/15/2014 |  | 04/12/2021
Intermatic, Inc. | Intermatic, Inc. | ET2105C | Automatic Time Switch Control | Device | True | True | True | True | True | True | [15 empty] | Non Federally-Regulated | 04/28/2015 |  | 04/12/2021
WattStopper, Inc. | WattStopper, Inc. | LIC48-*-*-*-*-* | Automatic Time Switch Control | Device | True | True | True | True | True | True | [15 empty] | Non Federally-Regulated | 09/15/2014 |  | 04/12/2021
WattStopper, Inc. | WattStopper, Inc. | DSW-301 | Occupant Sensing Device | Device | True | True | True | True | True | True | True | True | True | False |  |  | False |  | False |  | False | False | False |  |  | Non Federally-Regulated | 09/15/2014 |  | 04/12/2021
Gentec, Inc. | Kameleon | K6-16-PA-S* | Automatic Time Switch Control | Device | True | True | True | True | True | True | [15 empty] | Non Federally-Regulated | 09/10/2014 |  | 04/12/2021
Legrand / Pass & Seymour | Pass & Seymour | WS1100CCV6 | Dimmer | Device | True | True | True | True | True | True | True | True | True | [12 empty] | Non Federally-Regulated | 02/13/2015 |  | 04/12/2021
Distech Controls | Distech Controls | ECx-Light-4D-WD | Automatic Daylighting Control | Device | True | True | True | True | True | True | True | True | True | True | True | [10 empty] | Non Federally-Regulated | 10/28/2014 |  | 04/12/2021
Lutron Electronics Co., Inc. | Sensors | UMSCL-VP********* | Dimmer | Device | True | True | True | True | True | True | True | True | True | [12 empty] | Non Federally-Regulated | 01/21/2014 |  | 04/12/2021
Eaton Corp. | Eaton/Cooper Lighting | RF9536-ND** | Dimmer | Device | True | True | True | True | True | True | True | True | True | [12 empty] | Non Federally-Regulated | 03/06/2015 |  | 04/12/2021
Signify North America Corporation | Philips | MHP1000VA** | Dimmer | Device | True | True | True | True | True | False |  | True | True | [12 empty] | Non Federally-Regulated | 07/17/2014 |  | 04/12/2021
Legrand / Pass & Seymour | Pass & Seymour | LS1000I | Dimmer | Device | True | True | True | True | True | True | True | True | True | [12 empty] | Non Federally-Regulated | 02/13/2015 |  | 04/12/2021
Hubbell Building Automation | Hubbell Building Automation | WIH-OS-OMDT** | Occupant Sensing Device | Device | True | True | True | True | True | True | True | True | True | False |  |  | False |  | False |  | False | False | False |  |  | Non Federally-Regulated | 02/04/2014 |  | 04/12/2021
Leviton Manufacturing Co., Inc. | Leviton | O2C15-*** | Occupant Sensing Device | Device | True | True | True | True | True | True | True | True | True | False |  |  | False |  | False |  | False | True | False | True |  | Non Federally-Regulated | 07/30/2014 |  | 04/12/2021
Intermatic, Inc. | Intermatic, Inc. | ET90115CE | Astronomical Time Switch Contr | Device | True | True | True | True | True | True | True | True | True | True | [11 empty] | Non Federally-Regulated | 12/03/2014 |  | 04/12/2021
Legrand/WattStopper | WattStopper | WSP251GRY | Occupant Sensing Device | Device | True | True | True | True | True | False |  |  |  | False |  |  | False |  | False |  | False | False | False |  |  | Non Federally-Regulated | 01/07/2015 |  | 04/12/2021
ELCO Lighting | ELCO Lighting | EP840B-7A | Track Lighting Integral Curren | Device | True | True | True | True | True | True | True | True | True | [12 empty] | Non Federally-Regulated | 08/07/2014 |  | 04/12/2021
Intense Lighting | Intense Lighting | IS125**-2A-T24 | Track Lighting Integral Curren | Device | True | True | True | True | True | True | True | True | True | [12 empty] | Non Federally-Regulated | 05/27/2015 |  | 04/12/2021
Legrand/WattStopper | WattStopper | WSP101DW | Occupant Sensing Device | Device | True | True | True | True | True | False |  |  |  | False |  |  | True | True | False |  | False | False | False |  |  | Non Federally-Regulated | 01/07/2015 |  | 04/12/2021
Leviton Manufacturing Co., Inc. | Leviton | AWRMG-X** | Dimmer | Device | True | True | True | True | True | False |  | True | True | [12 empty] | Non Federally-Regulated | 07/30/2014 |  | 04/12/2021
Leviton Manufacturing Co., Inc. | Leviton | DDE06-*** | Dimmer | Device | True | True | True | True | True | False |  | True | True | [12 empty] | Non Federally-Regulated | 12/01/2014 |  | 04/12/2021
Leviton Manufacturing Co., Inc. | Leviton | ODC15-*** | Occupant Sensing Device | Device | True | True | True | True | True | False |  |  |  | False |  |  | False |  | False |  | False | False | False |  |  | Non Federally-Regulated | 07/15/2014 |  | 04/12/2021
TacTouch, Inc. | TT-L Series | TT-L6-* | Dimmer | Device | True | True | True | True | True | False |  | True | True | [12 empty] | Non Federally-Regulated | 02/04/2014 |  | 04/12/2021
Legrand / Pass & Seymour | Pass & Seymour | WSSC53PW | Dimmer | Device | True | True | True | True | True | True | True | True | True | [12 empty] | Non Federally-Regulated | 02/13/2015 |  | 04/12/2021
Lutron Electronics Co., Inc. | Single Fixture Control | FC-2 | Dimmer | Device | True | True | True | True | True | True | True | False | [13 empty] | Non Federally-Regulated | 10/31/2014 |  | 04/12/2021
Sensor Switch, Inc. | Sensor Switch | SBR PDT ** P ********** | Photosensor / Photocontrol Dev | Device | True | True | True | [18 empty] | Non Federally-Regulated | 07/08/2014 |  | 04/12/2021
Cooper Lighting | Halo | LC903******** | Track Lighting Integral Curren | Device | True | True | True | True | True | True | True | True | True | [12 empty] | Non Federally-Regulated | 11/13/2014 |  | 04/12/2021
Vantage Controls, Inc. | Vantage Controls, Inc. | DS2C**-**** | Dimmer | Device | True | True | True | True | True | True | True | True | True | [12 empty] | Non Federally-Regulated | 12/02/2014 |  | 04/12/2021
Carolina Products, Inc. | Carolina Products | CPI-2000 | Automatic Time Switch Control | Device | True | True | True | True | True | True | [15 empty] | Non Federally-Regulated | 08/25/2014 |  | 04/12/2021
WattStopper, Inc. | WattStopper, Inc. | LMDM-101-* | Dimmer | Device | True | True | True | True | True | False |  | True | True | [12 empty] | Non Federally-Regulated | 09/15/2014 |  | 04/12/2021
Digital Lumens | Digital Lumens | HLE-*-** | Photosensor / Photocontrol Dev | Device | True | True | True | [18 empty] | Non Federally-Regulated | 07/29/2014 |  | 04/12/2021
Power Integrity Corporation | Power Integrity Corporation | LCS-****PC** | Photosensor / Photocontrol Dev | Device | True | True | True | [18 empty] | Non Federally-Regulated | 04/27/2015 |  | 04/12/2021
WattStopper, Inc. | WattStopper, Inc. | FS-305-RC | Occupant Sensing Device | Device | True | True | True | True | True | False |  |  |  | False |  |  | False |  | False |  | False | False | False |  |  | Non Federally-Regulated | 04/02/2015 |  | 04/12/2021
Leviton Manufacturing Co., Inc. | Leviton | OSW12-*** | Occupant Sensing Device | Device | True | True | True | True | True | True | True | True | True | False |  |  | False |  | False |  | False | False | True | True | True | Non Federally-Regulated | 07/15/2014 |  | 04/12/2021
WAC Lighting Co. | W Track Current Limiter | WEDL-RTL-*/**-** | Track Lighting Integral Curren | Device | True | True | True | True | True | True | True | True | True | [12 empty] | Non Federally-Regulated | 08/14/2015 |  | 04/12/2021
Legrand / Pass & Seymour | Pass & Seymour | T600LA | Dimmer | Device | True | True | True | True | True | True | True | True | True | [12 empty] | Non Federally-Regulated | 02/13/2015 |  | 04/12/2021
Cooper Controls | Greengate | CKT32-120/277-SS*-SL*-ST*-SHVB*-SHVD* | Astronomical Time Switch Contr | Device | True | True | True | True | True | True | True | True | True | True | [11 empty] | Non Federally-Regulated | 08/26/2014 |  | 04/12/2021
Legrand / Pass & Seymour | Pass & Seymour | WSLV700LACCV6 | Dimmer | Device | True | True | True | True | True | True | True | True | True | [12 empty] | Non Federally-Regulated | 02/13/2015 |  | 04/12/2021
Light Corporation | Kanepi | LS-C-BL**-** | Automatic Daylighting Control | Device | True | True | True | True | True | True | True | True | True | True | True | [10 empty] | Non Federally-Regulated | 04/02/2014 |  | 04/12/2021
IR-TEC International, Ltd. | IR-TEC International, Ltd. | LBS-700S** | Occupant Sensing Device | Device | True | True | True | True | True | False |  |  |  | False |  |  | False |  | False |  | False | False | True | True | True | Non Federally-Regulated | 09/22/2014 |  | 04/12/2021
Hubbell Building Automation | Hubbell Building Automation | LUXSTATDCM | Automatic Daylighting Control | Device | True | True | True | False |  | True | True | True | True | True | True | [10 empty] | Non Federally-Regulated | 02/04/2014 |  | 04/12/2021
Leviton Manufacturing Co., Inc. | Leviton | IPE04 | Dimmer | Device | True | True | True | True | True | False |  | True | True | [12 empty] | Non Federally-Regulated | 12/01/2014 |  | 04/12/2021
Enerlites, Inc. | Intermatic, Inc. | IOS-DSR-** | Occupant Sensing Device | Device | True | True | True | True | True | False |  |  |  | False |  |  | False |  | False |  | False | False | True | True | True | Non Federally-Regulated | 09/16/2014 |  | 04/12/2021
Intermatic, Inc. | Grasslin | MIL72AQWUZH-120 | Automatic Time Switch Control | Device | True | True | True | False | [17 empty] | Non Federally-Regulated | 08/05/2014 |  | 04/12/2021
Intermatic, Inc. | Intermatic, Inc. | ET90415CR | Astronomical Time Switch Contr | Device | True | True | True | True | True | True | True | True | True | True | [11 empty] | Non Federally-Regulated | 12/03/2014 |  | 04/12/2021
Vantage Controls, Inc. | Vantage Controls, Inc. | DS11**-**** | Dimmer | Device | True | True | True | True | True | True | True | True | True | [12 empty] | Non Federally-Regulated | 12/02/2014 |  | 04/12/2021
IR-TEC International, Ltd. | IR-TEC International, Ltd | LRD-509S** | Dimmer | Device | True | True | True | True | True | False |  | False | [13 empty] | Non Federally-Regulated | 07/23/2015 |  | 04/12/2021
Electronic Theatre Controls, Inc. | Unison | MSC4 | Astronomical Time Switch Contr | Device | True | True | True | True | True | True | True | True | True | True | [11 empty] | Non Federally-Regulated | 12/26/2013 |  | 04/12/2021
Nora Lighting | Nora Current Limiter for Track Lighting | NT-2348*/2.5A | Track Lighting Integral Curren | Device | True | True | True | True | True | True | True | True | True | [12 empty] | Non Federally-Regulated | 06/16/2014 |  | 04/12/2021
Legrand / Pass & Seymour | Pass & Seymour | LS600PI | Dimmer | Device | True | True | True | True | True | True | True | True | True | [12 empty] | Non Federally-Regulated | 02/13/2015 |  | 04/12/2021
Douglas Lighting Controls | Diversa | WORXD32-P-N | Occupant Sensing Device | Device | True | True | True | True | True | False |  |  |  | False |  |  | False |  | False |  | False | True | True | True | True | Non Federally-Regulated | 10/10/2014 |  | 04/12/2021
Cooper Controls | Greengate | VAC-U-* | Occupant Sensing Device | Device | True | True | True | True | True | True | True | True | True | False |  |  | False |  | False |  | True | True | True | True | True | Non Federally-Regulated | 08/26/2014 |  | 04/12/2021
Lutron Electronics Co., Inc. | HomeWorks QS | HQRD-6D | Dimmer | Device | True | True | True | True | True | True | True | True | True | [12 empty] | Non Federally-Regulated | 01/21/2014 |  | 04/12/2021
Legrand/WattStopper | WattStopper | WDT301W | Occupant Sensing Device | Device | True | True | True | True | True | True | True | True | True | False |  |  | False |  | False |  | False | False | False |  |  | Non Federally-Regulated | 01/07/2015 |  | 04/12/2021
Sensor Switch, Inc. | Sensor Switch | SBOR ** ODP ********** | Photosensor / Photocontrol Dev | Device | True | True | True | [18 empty] | Non Federally-Regulated | 07/08/2014 |  | 04/12/2021
Light Corporation | Kanepi | OS-00-W**-** | Occupant Sensing Device | Device | True | True | True | True | True | False |  |  |  | False |  |  | True | True | True | True | True | True | True | True | True | Non Federally-Regulated | 04/02/2014 |  | 04/12/2021
GE Lighting, a Savant company | GE Lighting Controls | CLCINT24-INTD24-000-00*S | Dimmer | Device | True | True | True | True | True | False |  | False | [13 empty] | Non Federally-Regulated | 08/04/2014 |  | 04/12/2021
Enerlites, Inc. | Intermatic, Inc. | IOS-DPBIMF-** | Occupant Sensing Device | Device | True | True | True | True | True | False |  |  |  | False |  |  | False |  | False |  | False | False | False |  |  | Non Federally-Regulated | 08/06/2014 |  | 04/12/2021
GE Lighting, a Savant company | GE Lighting Controls | CUS-10-180-R | Occupant Sensing Device | Device | True | True | True | True | True | True | True | True | True | False |  |  | False |  | False |  | False | False | False |  |  | Non Federally-Regulated | 07/15/2014 |  | 04/12/2021
Gentec, Inc. | Schneider Electric | SERPL32HS | Automatic Time Switch Control | Device | True | True | True | True | True | True | [15 empty] | Non Federally-Regulated | 09/10/2014 |  | 04/12/2021
Signify North America Corporation | Philips | LRM1743/** | Occupant Sensing Device | Device | True | True | True | True | True | False |  |  |  | False |  |  | False |  | False |  | False | False | True | True | True | Non Federally-Regulated | 08/15/2014 |  | 04/12/2021
Sensor Switch, Inc. | Sensor Switch | SBGR ** ************** | Occupant Sensing Device | Device | True | True | True | True | True | False |  |  |  | False |  |  | False |  | True | True | False | False | False |  |  | Non Federally-Regulated | 07/08/2014 |  | 04/12/2021
Universal Lighting Technologies | Cento | OSRUS2-P-* | Occupant Sensing Device | Device | True | True | True | True | True | False |  |  |  | False |  |  | False |  | False |  | False | False | True | True | True | Non Federally-Regulated | 09/18/2014 |  | 04/12/2021
Steinel America, Inc. | Steinel | DT WLS 2-W | Occupant Sensing Device | Device | True | True | True | True | True | True | True | True | True | False |  |  | False |  | False |  | False | False | False |  |  | Non Federally-Regulated | 10/28/2014 |  | 04/12/2021
IR-TEC International, Ltd. | IR-TEC International, Ltd. | LOD-500S** | Occupant Sensing Device | Device | True | True | True | True | True | False |  |  |  | False |  |  | True | True | False |  | False | False | False |  |  | Non Federally-Regulated | 10/23/2014 |  | 04/12/2021
Legrand / Pass & Seymour | Pass & Seymour | WSSC53PICCV6 | Dimmer | Device | True | True | True | True | True | True | True | True | True | [12 empty] | Non Federally-Regulated | 02/13/2015 |  | 04/12/2021
Eaton Corp. | Eaton/Cooper Lighting | DF8AP7** | Dimmer | Device | True | True | True | True | True | True | True | True | True | [12 empty] | Non Federally-Regulated | 03/06/2015 |  | 04/12/2021
Crestron Electronics | Crestron Electronics | CLX-1DIMU4 | Dimmer | Device | True | True | True | True | True | True | True | True | True | [12 empty] | Non Federally-Regulated | 07/25/2014 |  | 04/12/2021
Universal Lighting Technologies | Cento | OCR3S2-P-N | Occupant Sensing Device | Device | True | True | True | True | True | False |  |  |  | False |  |  | False |  | False |  | False | False | True | True | True | Non Federally-Regulated | 09/18/2014 |  | 04/12/2021
Intermatic, Inc. | Grasslin | TALENTO 891-120 | Automatic Time Switch Control | Device | True | True | True | False | [17 empty] | Non Federally-Regulated | 08/05/2014 |  | 04/12/2021
NSi Industries | Tork | 3002 | Photosensor / Photocontrol Dev | Device | True | True | True | [18 empty] | Non Federally-Regulated | 10/10/2014 |  | 04/12/2021
Douglas Lighting Controls | Diversa | WOSSDU1-P-V* | Occupant Sensing Device | Device | True | True | True | True | True | False |  |  |  | False |  |  | False |  | False |  | False | False | True | True | True | Non Federally-Regulated | 10/10/2014 |  | 04/12/2021
Signify North America Corporation | Philips | SR600MK10*** | Dimmer | Device | True | True | True | True | True | False |  | True | True | [12 empty] | Non Federally-Regulated | 07/17/2014 |  | 04/12/2021
IR-TEC International, Ltd. | IR-TEC International, Ltd | BOA-517S** | Dimmer | Device | True | True | True | True | True | False |  | False | [13 empty] | Non Federally-Regulated | 07/23/2015 |  | 04/12/2021
Cooper Controls | Greengate | AP-33-***-***-****-** | Astronomical Time Switch Contr | Device | True | True | True | True | True | True | True | True | True | True | [11 empty] | Non Federally-Regulated | 08/26/2014 |  | 04/12/2021
Cooper Controls | Novitas | 01-DL451* | Photosensor / Photocontrol Dev | Device | True | True | True | [18 empty] | Non Federally-Regulated | 08/26/2014 |  | 04/12/2021
Intermatic, Inc. | Intermatic, Inc. | ET8115CR | Automatic Time Switch Control | Device | True | True | True | False | [17 empty] | Non Federally-Regulated | 07/17/2014 |  | 04/12/2021
Legrand/WattStopper | WattStopper | WSP251LA | Occupant Sensing Device | Device | True | True | True | True | True | False |  |  |  | False |  |  | False |  | False |  | False | False | False |  |  | Non Federally-Regulated | 01/07/2015 |  | 04/12/2021
Legrand / Pass & Seymour | Pass & Seymour | WSKITI | Dimmer | Device | True | True | True | True | True | True | True | True | True | [12 empty] | Non Federally-Regulated | 02/13/2015 |  | 04/12/2021
Legrand / Pass & Seymour | Pass & Seymour | T603LAV | Dimmer | Device | True | True | True | True | True | True | True | True | True | [12 empty] | Non Federally-Regulated | 02/13/2015 |  | 04/12/2021
Leviton Manufacturing Co., Inc. | Leviton | O2C05-*** | Occupant Sensing Device | Device | True | True | True | True | True | True | True | True | True | False |  |  | False |  | False |  | False | True | False | True |  | Non Federally-Regulated | 07/30/2014 |  | 04/12/2021
Steinel America, Inc. | Steinel | US WLS 2-LA | Occupant Sensing Device | Device | True | True | True | True | True | True | True | True | True | False |  |  | False |  | False |  | False | False | False |  |  | Non Federally-Regulated | 10/28/2014 |  | 04/12/2021
Legrand / Pass & Seymour | Pass & Seymour | R600PWV | Dimmer | Device | True | True | True | True | True | True | True | True | True | [12 empty] | Non Federally-Regulated | 02/13/2015 |  | 04/12/2021
Intermatic, Inc. | Grasslin | LM1-O-277-LS1 | Photosensor / Photocontrol Dev | Device | True | True | True | [18 empty] | Non Federally-Regulated | 08/05/2014 |  | 04/12/2021
GE Lighting, a Savant company | GE Lighting Controls | SIR-WIDE-* | Occupant Sensing Device | Device | True | True | True | True | True | False |  |  |  | False |  |  | False |  | False |  | False | False | False |  |  | Non Federally-Regulated | 07/15/2014 |  | 04/12/2021
Legrand / Pass & Seymour | Pass & Seymour | WSLV703PTCCCV6 | Dimmer | Device | True | True | True | True | True | True | True | True | True | [12 empty] | Non Federally-Regulated | 02/13/2015 |  | 04/12/2021
Intermatic, Inc. | Grasslin | FM1D50E-24 | Automatic Time Switch Control | Device | True | True | True | False | [17 empty] | Non Federally-Regulated | 08/05/2014 |  | 04/12/2021
Legrand / Pass & Seymour | Pass & Seymour | WS1100TC | Dimmer | Device | True | True | True | True | True | True | True | True | True | [12 empty] | Non Federally-Regulated | 02/13/2015 |  | 04/12/2021
Douglas Lighting Controls | Douglas | WPAK-33518-S | Automatic Time Switch Control | Device | True | True | True | True | True | True | [15 empty] | Non Federally-Regulated | 09/24/2014 |  | 04/12/2021
Honeywell International | Honeywell | CLRMJCCO124B | Photosensor / Photocontrol Dev | Device | True | True | True | [18 empty] | Non Federally-Regulated | 02/20/2014 |  | 04/12/2021
WattStopper, Inc. | WattStopper, Inc. | ADMLV-1603-* | Dimmer | Device | True | True | True | True | True | True | True | True | True | [12 empty] | Non Federally-Regulated | 08/28/2014 |  | 04/12/2021
Acuity Brands Lighting | Juno | T90CLF-18-** | Track Lighting Integral Curren | Device | True | True | True | True | True | True | True | True | True | [12 empty] | Non Federally-Regulated | 12/05/2014 |  | 04/12/2021
Nora Lighting | Nora Current Limiter for Track Lighting | NT-348*/5A | Track Lighting Integral Curren | Device | True | True | True | True | True | True | True | True | True | [12 empty] | Non Federally-Regulated | 06/16/2014 |  | 04/12/2021
Distech Controls | Distech Controls | ECx-Light-4D-STP | Dimmer | Device | True | True | True | True | True | True | True | True | True | [12 empty] | Non Federally-Regulated | 10/28/2014 |  | 04/12/2021
Intense Lighting | Intense Lighting | IS125**-2A | Track Lighting Integral Curren | Device | True | True | True | True | True | True | True | True | True | [12 empty] | Non Federally-Regulated | 05/27/2015 |  | 04/12/2021
Douglas Lighting Controls | Douglas | WSP-2718-D3S1P | Automatic Time Switch Control | Device | True | True | True | True | True | True | [15 empty] | Non Federally-Regulated | 10/10/2014 |  | 04/12/2021
Hubbell Building Automation | Hubbell Building Automation | DLCPCS | Photosensor / Photocontrol Dev | Device | True | True | True | [18 empty] | Non Federally-Regulated | 02/04/2014 |  | 04/12/2021
Sensor Switch, Inc. | Sensor Switch | CMRB ** 480***** | Occupant Sensing Device | Device | True | True | True | True | True | False |  |  |  | False |  |  | False |  | False |  | False | False | False |  |  | Non Federally-Regulated | 07/08/2014 |  | 04/12/2021
Douglas Lighting Controls | Diversa | WORSDD2-R-N | Occupant Sensing Device | Device | True | True | True | True | True | False |  |  |  | False |  |  | False |  | False |  | False | True | True | True | True | Non Federally-Regulated | 10/10/2014 |  | 04/12/2021
WAC Lighting Co. | J2 Track Current Limiter | TJL-J2I-*-*/**-** | Track Lighting Integral Curren | Device | True | True | True | True | True | True | True | True | True | [12 empty] | Non Federally-Regulated | 08/14/2015 |  | 04/12/2021
Lutron Electronics Co., Inc. | Lutron | T-2000********** | Dimmer | Device | True | True | True | True | True | True | True | False | [13 empty] | Non Federally-Regulated | 01/21/2014 |  | 04/12/2021
Legrand / Pass & Seymour | Pass & Seymour | R603PWV | Dimmer | Device | True | True | True | True | True | True | True | True | True | [12 empty] | Non Federally-Regulated | 02/13/2015 |  | 04/12/2021
Steinel America, Inc. | Steinel | IR WLS 2-LA | Occupant Sensing Device | Device | True | True | True | True | True | False |  |  |  | False |  |  | False |  | False |  | False | False | False |  |  | Non Federally-Regulated | 10/28/2014 |  | 04/12/2021
Profile Systems LLC | Profile Systems | P1902 | Automatic Time Switch Control | Device | True | True | True | True | True | True | [15 empty] | Non Federally-Regulated | 04/02/2014 |  | 04/12/2021
Leviton Manufacturing Co., Inc. | Leviton | 6693G | Dimmer | Device | True | True | True | True | True | False |  | True | True | [12 empty] | Non Federally-Regulated | 12/01/2014 |  | 04/12/2021
Lutron Electronics Co., Inc. | Sensors | UMSCL-VP********* | Occupant Sensing Device | Device | True | True | True | True | True | False |  |  |  | False |  |  | True | True | False |  | False | False | True | True | True | Non Federally-Regulated | 01/21/2014 |  | 04/12/2021
Intermatic, Inc. | Grasslin | FM1D20-24U | Automatic Time Switch Control | Device | True | True | True | False | [17 empty] | Non Federally-Regulated | 08/05/2014 |  | 04/12/2021
Leviton Manufacturing Co., Inc. | Leviton | 6682 | Dimmer | Device | True | True | True | True | True | False |  | True | True | [12 empty] | Non Federally-Regulated | 12/01/2014 |  | 04/12/2021
Intermatic, Inc. | Grasslin | TALENTO 891-24 | Automatic Time Switch Control | Device | True | True | True | False | [17 empty] | Non Federally-Regulated | 08/05/2014 |  | 04/12/2021
Cooper Controls | Greengate | RC3D*** | Dimmer | Device | True | True | True | True | True | True | True | True | True | [12 empty] | Non Federally-Regulated | 08/26/2014 |  | 04/12/2021
Eaton Corp. | Eaton/Cooper Lighting | SF8AP7* | Dimmer | Device | True | True | True | True | True | True | True | True | True | [12 empty] | Non Federally-Regulated | 03/06/2015 |  | 04/12/2021
Intermatic, Inc. | Grasslin | MIL72EQWUZ-120 | Automatic Time Switch Control | Device | True | True | True | False | [17 empty] | Non Federally-Regulated | 08/05/2014 |  | 04/12/2021
Intermatic, Inc. | Intermatic, Inc. | ET2115CR | Automatic Time Switch Control | Device | True | True | True | True | True | True | [15 empty] | Non Federally-Regulated | 04/28/2015 |  | 04/12/2021
Legrand / Pass & Seymour | Pass & Seymour | R600IV | Dimmer | Device | True | True | True | True | True | True | True | True | True | [12 empty] | Non Federally-Regulated | 02/13/2015 |  | 04/12/2021
Cooper Controls | Greengate | AP-32-***-***-****-** | Astronomical Time Switch Contr | Device | True | True | True | True | True | True | True | True | True | True | [11 empty] | Non Federally-Regulated | 08/26/2014 |  | 04/12/2021
Intermatic, Inc. | Grasslin | LM1-O-120-LS2 | Photosensor / Photocontrol Dev | Device | True | True | True | [18 empty] | Non Federally-Regulated | 08/05/2014 |  | 04/12/2021
The Lighting Quotient | The Lighting Quotient | CLC-EN-11-**-*-* | Automatic Daylighting Control | Device | True | True | True | True | True | True | True | True | True | True | True | [10 empty] | Non Federally-Regulated | 09/10/2014 |  | 04/12/2021
IR-TEC International, Ltd. | IR-TEC International, Ltd. | OS-551DT | Occupant Sensing Device | Device | True | True | True | True | True | False |  |  |  | True | True | True | False |  | False |  | False | False | False |  |  | Non Federally-Regulated | 04/10/2015 |  | 04/12/2021
Schneider Electric | SERP | SERPB8HS | Astronomical Time Switch Contr | Device | True | True | True | True | True | True | True | True | True | True | [11 empty] | Non Federally-Regulated | 07/28/2014 |  | 04/12/2021
Marlin Controls, Inc. | Marlin Controls | STAR BRITE | Dimmer | Device | True | True | True | True | True | True | True | False | [13 empty] | Non Federally-Regulated | 02/11/2015 |  | 04/12/2021
Signify North America Corporation | Philips | LLC1654/** | Dimmer | Device | True | True | True | True | True | True | True | False | [13 empty] | Non Federally-Regulated | 07/17/2014 |  | 04/12/2021
Legrand / Pass & Seymour | Pass & Seymour | H703PMMTUW | Dimmer | Device | True | True | True | True | True | True | True | True | True | [12 empty] | Non Federally-Regulated | 02/13/2015 |  | 04/12/2021
NSi Industries | Tork | WOS-M2R | Occupant Sensing Device | Device | True | True | True | True | True | False |  |  |  | False |  |  | False |  | False |  | False | True | True | True | True | Non Federally-Regulated | 10/10/2014 |  | 04/12/2021
Legrand / Pass & Seymour | Pass & Seymour | LS603PI | Dimmer | Device | True | True | True | True | True | True | True | True | True | [12 empty] | Non Federally-Regulated | 02/13/2015 |  | 04/12/2021
Legrand/WattStopper | WattStopper | WSP100DW | Dimmer | Device | True | True | True | True | True | True | True | True | True | [12 empty] | Non Federally-Regulated | 01/07/2015 |  | 04/12/2021
Legrand / Pass & Seymour | Pass & Seymour | DRLV1103PBKV | Dimmer | Device | True | True | True | True | True | True | True | True | True | [12 empty] | Non Federally-Regulated | 02/13/2015 |  | 04/12/2021
Schneider Electric | SERP | SERPTC411 | Astronomical Time Switch Contr | Device | True | True | True | True | True | True | True | True | True | True | [11 empty] | Non Federally-Regulated | 07/28/2014 |  | 04/12/2021
Intelligent Lighting Controls, Inc. | ILC Apprentice II | APII*** | Astronomical Time Switch Contr | Device | True | True | True | True | True | True | True | True | True | True | [11 empty] | Non Federally-Regulated | 06/23/2014 |  | 04/12/2021
Legrand / Pass & Seymour | Pass & Seymour | DRLV703P | Dimmer | Device | True | True | True | True | True | True | True | True | True | [12 empty] | Non Federally-Regulated | 02/13/2015 |  | 04/12/2021
Douglas Lighting Controls | Douglas | WSP-2718-D2F1P | Automatic Daylighting Control | Device | True | True | True | True | True | True | True | True | True | True | True | [10 empty] | Non Federally-Regulated | 10/10/2014 |  | 04/12/2021
WattStopper, Inc. | WattStopper, Inc. | LMSM-201 | Automatic Time Switch Control | Device | True | True | True | True | True | True | [15 empty] | Non Federally-Regulated | 09/15/2014 |  | 04/12/2021
Leviton Manufacturing Co., Inc. | Leviton | ODC04-*** | Occupant Sensing Device | Device | True | True | True | True | True | False |  |  |  | False |  |  | False |  | False |  | False | False | False |  |  | Non Federally-Regulated | 07/15/2014 |  | 04/12/2021
Legrand / Pass & Seymour | Pass & Seymour | H4FBL3PTCCCV6 | Dimmer | Device | True | True | True | True | True | True | True | True | True | [12 empty] | Non Federally-Regulated | 02/13/2015 |  | 04/12/2021
Cree LED Lighting Solutions | Cree LED Lighting | CR**-**L-**K-CMA | Automatic Daylighting Control | Device | True | True | True | False |  | True | True | True | True | True | True | [10 empty] | Non Federally-Regulated | 04/02/2014 |  | 04/12/2021
WattStopper, Inc. | WattStopper, Inc. | PW-301 | Occupant Sensing Device | Device | True | True | True | True | True | False |  |  |  | False |  |  | False |  | False |  | False | False | False |  |  | Non Federally-Regulated | 09/15/2014 |  | 04/12/2021
Light Corporation | Kanepi | OS-L2W-W**-** | Dimmer | Device | True | True | True | True | True | False |  | False | [13 empty] | Non Federally-Regulated | 04/02/2014 |  | 04/12/2021
Distech Controls | Distech Controls | EC-Light-32* | Astronomical Time Switch Contr | Device | True | True | True | True | True | True | True | True | True | True | [11 empty] | Non Federally-Regulated | 10/28/2014 |  | 04/12/2021
NSi Industries | Tork | 2018 | Photosensor / Photocontrol Dev | Device | True | True | True | [18 empty] | Non Federally-Regulated | 10/10/2014 |  | 04/12/2021
Intermatic, Inc. | Grasslin | LM2-I-120-LS1 | Automatic Daylighting Control | Device | True | True | True | False |  | True | True | True | True | True | True | [10 empty] | Non Federally-Regulated | 08/05/2014 |  | 04/12/2021
Legrand / Pass & Seymour | Pass & Seymour | LSDH16BKV | Dimmer | Device | True | True | True | True | True | True | True | True | True | [12 empty] | Non Federally-Regulated | 02/13/2015 |  | 04/12/2021
Legrand / Pass & Seymour | Pass & Seymour | HDH163PTCCCV6 | Dimmer | Device | True | True | True | True | True | True | True | True | True | [12 empty] | Non Federally-Regulated | 02/13/2015 |  | 04/12/2021
Intermatic, Inc. | Grasslin | TALENTO882 | Astronomical Time Switch Contr | Device | True | True | True | True | True | True | True | True | True | True | [11 empty] | Non Federally-Regulated | 12/03/2014 |  | 04/12/2021
Gentec, Inc. | Kameleon | K6-16-PA-S* | Automatic Time Switch Control | Device | True | True | True | True | True | True | [15 empty] | Non Federally-Regulated | 09/10/2014 |  | 04/12/2021
Leviton Manufacturing Co., Inc. | Leviton | VP50C | Dimmer | Device | True | True | True | True | True | False |  | True | True | [12 empty] | Non Federally-Regulated | 12/01/2014 |  | 04/12/2021
Enerlites, Inc. | Enerlites, Inc. | DWOS-JD-* | Occupant Sensing Device | Device | True | True | True | True | True | False |  |  |  | False |  |  | False |  | False |  | True | True | True | True | True | Non Federally-Regulated | 07/10/2014 |  | 04/12/2021
Enlighted, Inc. | Enlighted | SU-FM-** | Dimmer | Device | True | True | True | True | True | False |  | True | True | [12 empty] | Non Federally-Regulated | 09/18/2014 |  | 04/12/2021
Eaton Corp. | Eaton/Cooper Lighting | RF9534-N* | Dimmer | Device | True | True | True | True | True | True | True | True | True | [12 empty] | Non Federally-Regulated | 03/06/2015 |  | 04/12/2021
Distech Controls | Distech Controls | EC-Multi-Sensor-ML | Photosensor / Photocontrol Dev | Device | True | True | True | [18 empty] | Non Federally-Regulated | 10/28/2014 |  | 04/12/2021
Intermatic, Inc. | Intermatic, Inc. | ET2745CP | Automatic Time Switch Control | Device | True | True | True | True | True | True | [15 empty] | Non Federally-Regulated | 04/28/2015 |  | 04/12/2021
Digital Lumens | Digital Lumens | DLE-**-**-*-*** | Dimmer | Device | True | True | True | True | True | False |  | False | [13 empty] | Non Federally-Regulated | 07/29/2014 |  | 04/12/2021
Intense Lighting | Intense Lighting | IS126**-5A | Track Lighting Integral Curren | Device | True | True | True | True | True | True | True | True | True | [12 empty] | Non Federally-Regulated | 05/27/2015 |  | 04/12/2021
Sensor Switch, Inc. | Sensor Switch | CMR ** 2P********** | Occupant Sensing Device | Device | True | True | True | True | True | False |  |  |  | False |  |  | False |  | False |  | False | False | False |  |  | Non Federally-Regulated | 07/08/2014 |  | 04/12/2021
Steinel America, Inc. | Steinel | US WLS 1-LA | Occupant Sensing Device | Device | True | True | True | True | True | True | True | True | True | False |  |  | False |  | False |  | False | False | False |  |  | Non Federally-Regulated | 10/28/2014 |  | 04/12/2021
Signify North America Corporation | Philips | OS600* | Dimmer | Device | True | True | True | True | True | True | True | True | True | [12 empty] | Non Federally-Regulated | 07/17/2014 |  | 04/12/2021
Light Corporation | Kanepi | OS-L4W-C**-****-** | Occupant Sensing Device | Device | True | True | True | True | True | False |  |  |  | False |  |  | True | True | True | True | True | True | True | True | True | Non Federally-Regulated | 04/02/2014 |  | 04/12/2021
B.E.G. Controls | B.E.G. Controls | GOLF 180 P | Occupant Sensing Device | Device | True | True | True | True | True | False |  |  |  | False |  |  | False |  | False |  | False | False | False |  |  | Non Federally-Regulated | 09/22/2014 |  | 04/12/2021
Digital Lumens | Digital Lumens | LLE=*-ST-*-*** | Dimmer | Device | True | True | True | True | True | False |  | False | [13 empty] | Non Federally-Regulated | 07/29/2014 |  | 04/12/2021
Eaton Corp. | Eaton/Cooper Lighting | 9532** | Dimmer | Device | True | True | True | True | True | True | True | True | True | [12 empty] | Non Federally-Regulated | 03/06/2015 |  | 04/12/2021
Nora Lighting | Nora Current Limiter for Track Lighting | NT-2358*/5A | Track Lighting Integral Curren | Device | True | True | True | True | True | True | True | True | True | [12 empty] | Non Federally-Regulated | 06/16/2014 |  | 04/12/2021
Douglas Lighting Controls | Douglas | WDB-3314 | Dimmer | Device | True | True | True | True | True | False |  | False | [13 empty] | Non Federally-Regulated | 10/10/2014 |  | 04/12/2021
Musco Sports Lighting, LLC | Control-Link | REC-4 | Astronomical Time Switch Contr | Device | True | True | True | True | True | True | True | True | True | True | [11 empty] | Non Federally-Regulated | 05/12/2015 |  | 04/12/2021
Intermatic, Inc. | Intermatic, Inc. | ET1705CM | Automatic Time Switch Control | Device | True | True | True | False | [17 empty] | Non Federally-Regulated | 07/17/2014 |  | 04/12/2021
Legrand / Pass & Seymour | Pass & Seymour | LSCL450W | Dimmer | Device | True | True | True | True | True | True | True | True | True | [12 empty] | Non Federally-Regulated | 02/13/2015 |  | 04/12/2021
Universal Lighting Technologies | Cento | VSRUS2-P-* | Occupant Sensing Device | Device | True | True | True | True | True | False |  |  |  | False |  |  | False |  | False |  | False | False | True | True | True | Non Federally-Regulated | 09/03/2014 |  | 04/12/2021
Intermatic, Inc. | Grasslin | TALENTO 472-120 | Automatic Time Switch Control | Device | True | True | True | False | [17 empty] | Non Federally-Regulated | 08/05/2014 |  | 04/12/2021
Eaton Corp. | Eaton/Cooper Lighting | SI10P** | Dimmer | Device | True | True | True | True | True | True | True | True | True | [12 empty] | Non Federally-Regulated | 03/06/2015 |  | 04/12/2021
Legrand/WattStopper | WattStopper | WSP100DBK | Dimmer | Device | True | True | True | True | True | True | True | True | True | [12 empty] | Non Federally-Regulated | 01/07/2015 |  | 04/12/2021
Intermatic, Inc. | Grasslin | PC1-D20-277-LS2 | Photosensor / Photocontrol Dev | Device | True | True | True | [18 empty] | Non Federally-Regulated | 08/05/2014 |  | 04/12/2021
WattStopper, Inc. | WattStopper, Inc. | W-1000A | Occupant Sensing Device | Device | True | True | True | True | True | True | True | True | True | False |  |  | False |  | False |  | False | False | False |  |  | Non Federally-Regulated | 09/15/2014 |  | 04/12/2021
WattStopper, Inc. | WattStopper, Inc. | HB-300* | Occupant Sensing Device | Device | True | True | True | True | True | False |  |  |  | False |  |  | False |  | False |  | False | False | False |  |  | Non Federally-Regulated | 10/21/2014 |  | 04/12/2021
GE Lighting, a Savant company | GE Lighting Controls | CLCINT24-INTR24-***-**2* | Dimmer | Device | True | True | True | True | True | False |  | False | [13 empty] | Non Federally-Regulated | 08/04/2014 |  | 04/12/2021
Signify North America Corporation | Philips | OS600HDF120* | Dimmer | Device | True | True | True | True | True | False |  | True | True | [12 empty] | Non Federally-Regulated | 07/17/2014 |  | 04/12/2021
Cooper Controls | Greengate | ONW-D-1001-DMV-N-* | Occupant Sensing Device | Device | True | True | True | True | True | True | True | True | True | False |  |  | False |  | False |  | False | False | False |  |  | Non Federally-Regulated | 08/26/2014 |  | 04/12/2021
Lutron Electronics Co., Inc. | Radio RA | RA-GRX-3***** | Dimmer | Device | True | True | True | True | True | True | True | False | [13 empty] | Non Federally-Regulated | 01/21/2014 |  | 04/12/2021
Electronic Theatre Controls, Inc. | Unison | ERPA-**R1-**B1 | Dimmer | Device | True | True | True | True | True | True | True | True | True | [12 empty] | Non Federally-Regulated | 12/26/2013 |  | 04/12/2021
WAC Lighting Co. | H Track Current Limiter | THL-HI-**-**/**-** | Track Lighting Integral Curren | Device | True | True | True | True | True | True | True | True | True | [12 empty] | Non Federally-Regulated | 08/14/2015 |  | 04/12/2021
Intermatic, Inc. | Intermatic, Inc. | ET2705CR | Automatic Time Switch Control | Device | True | True | True | True | True | True | [15 empty] | Non Federally-Regulated | 04/28/2015 |  | 04/12/2021
Sensor Switch, Inc. | Sensor Switch | SBGR PC ************ | Photosensor / Photocontrol Dev | Device | True | True | True | [18 empty] | Non Federally-Regulated | 07/08/2014 |  | 04/12/2021
Litelab Corp. | Busrun | TEC-8********** | Track Lighting Integral Curren | Device | True | True | True | True | True | True | True | True | True | [12 empty] | Non Federally-Regulated | 10/13/2014 |  | 04/12/2021
Legrand / Pass & Seymour | Pass & Seymour | DRLV1103PW | Dimmer | Device | True | True | True | True | True | True | True | True | True | [12 empty] | Non Federally-Regulated | 02/13/2015 |  | 04/12/2021
Eaton Corp. | Eaton/Cooper Lighting | 9533* | Dimmer | Device | True | True | True | True | True | True | True | True | True | [12 empty] | Non Federally-Regulated | 03/06/2015 |  | 04/12/2021
Sensor Switch, Inc. | Sensor Switch | SBGR PDT ************** | Occupant Sensing Device | Device | True | True | True | True | True | False |  |  |  | False |  |  | False |  | True | True | False | False | False |  |  | Non Federally-Regulated | 07/08/2014 |  | 04/12/2021
Intermatic, Inc. | Intermatic, Inc. | ET2145CR | Automatic Time Switch Control | Device | True | True | True | True | True | True | [15 empty] | Non Federally-Regulated | 04/28/2015 |  | 04/12/2021
Cooper Controls | Greengate | OEC-U-* | Occupant Sensing Device | Device | True | True | True | True | True | True | True | True | True | False |  |  | False |  | False |  | False | False | False |  |  | Non Federally-Regulated | 08/26/2014 |  | 04/12/2021
Self Electronics Co., Ltd. | Self | JDKZH-H-40 | Automatic Daylighting Control | Device | True | True | True | True | True | False |  | True | True | True | True | [10 empty] | Non Federally-Regulated | 06/01/2015 |  | 04/12/2021
Evolve Controls | Evolve Controls | DS-100R | Occupant Sensing Device | Device | True | True | True | True | True | False |  |  |  | False |  |  | True | True | False |  | False | False | True | True | True | Non Federally-Regulated | 09/08/2015 |  | 04/12/2021
Honeywell International | Honeywell | CLMRF28SDVWH | Photosensor / Photocontrol Dev | Device | True | True | True | [18 empty] | Non Federally-Regulated | 02/20/2014 |  | 04/12/2021
Intermatic, Inc. | Intermatic, Inc. | ET2115C | Automatic Time Switch Control | Device | True | True | True | True | True | True | [15 empty] | Non Federally-Regulated | 04/28/2015 |  | 04/12/2021
Legrand / Pass & Seymour | Pass & Seymour | H703PNICCV4 | Dimmer | Device | True | True | True | True | True | True | True | True | True | [12 empty] | Non Federally-Regulated | 02/13/2015 |  | 04/12/2021
Legrand / Pass & Seymour | Pass & Seymour | WSLV700LA | Dimmer | Device | True | True | True | True | True | True | True | True | True | [12 empty] | Non Federally-Regulated | 02/13/2015 |  | 04/12/2021
WattStopper, Inc. | WattStopper, Inc. | HB-330* | Occupant Sensing Device | Device | True | True | True | True | True | False |  |  |  | False |  |  | False |  | False |  | False | False | False |  |  | Non Federally-Regulated | 10/21/2014 |  | 04/12/2021
Enerlites, Inc. | Enerlites, Inc. | DWOS-NL-* | Occupant Sensing Device | Device | True | True | True | True | True | False |  |  |  | False |  |  | False |  | False |  | False | False | True | True | True | Non Federally-Regulated | 09/16/2014 |  | 04/12/2021
Legrand/WattStopper | WattStopper | EWS200BK | Occupant Sensing Device | Device | True | True | True | True | True | False |  |  |  | False |  |  | False |  | False |  | True | True | True | True | True | Non Federally-Regulated | 01/07/2015 |  | 04/12/2021
Sensor Switch, Inc. | Sensor Switch | SBOR PC ********* | Photosensor / Photocontrol Dev | Device | True | True | True | [18 empty] | Non Federally-Regulated | 07/08/2014 |  | 04/12/2021
Leviton Manufacturing Co., Inc. | Leviton | ODC05-*** | Occupant Sensing Device | Device | True | True | True | True | True | True | True | True | True | False |  |  | False |  | False |  | False | False | False |  |  | Non Federally-Regulated | 07/15/2014 |  | 04/12/2021
Legrand / Pass & Seymour | Pass & Seymour | WSSC53PCCV6 | Dimmer | Device | True | True | True | True | True | True | True | True | True | [12 empty] | Non Federally-Regulated | 02/13/2015 |  | 04/12/2021
Cree LED Lighting Solutions | Cree LED Lighting | CIF-10V-CWC-SNSR | Occupant Sensing Device | Device | True | True | True | True | True | False |  |  |  | False |  |  | False |  | False |  | True | True | True | True | True | Non Federally-Regulated | 04/02/2014 |  | 04/12/2021
Douglas Lighting Controls | Diversa | WOSSD31-P-V* | Occupant Sensing Device | Device | True | True | True | True | True | False |  |  |  | False |  |  | False |  | False |  | False | False | True | True | True | Non Federally-Regulated | 10/10/2014 |  | 04/12/2021
Con-Tech Lighting | Regulator Series | LA-233-R**/***** | Track Lighting Integral Curren | Device | True | True | True | True | True | True | True | True | True | [12 empty] | Non Federally-Regulated | 07/14/2014 |  | 04/12/2021
Intermatic, Inc. | Grasslin | FM1QTUZH-24U | Automatic Time Switch Control | Device | True | True | True | False | [17 empty] | Non Federally-Regulated | 08/05/2014 |  | 04/12/2021
Eaton Corp. | Eaton/Cooper Lighting | DF10P** | Dimmer | Device | True | True | True | True | True | True | True | True | True | [12 empty] | Non Federally-Regulated | 03/06/2015 |  | 04/12/2021
GE Lighting, a Savant company | GE Lighting Controls | CLCINT24-INTD24-000-0060 | Automatic Daylighting Control | Device | True | True | True | True | True | False |  | True | True | True | True | [10 empty] | Non Federally-Regulated | 08/04/2014 |  | 04/12/2021
Carolina Products, Inc. | Carolina Products | CPI-400 | Astronomical Time Switch Contr | Device | True | True | True | True | True | True | True | True | True | True | [11 empty] | Non Federally-Regulated | 03/12/2015 |  | 04/12/2021
Cooper Controls | Greengate | OAWC-DT-* | Occupant Sensing Device | Device | True | True | True | True | True | True | True | True | True | False |  |  | False |  | False |  | True | True | True | True | True | Non Federally-Regulated | 08/26/2014 |  | 04/12/2021
Nora Lighting | Nora Current Limiter for Track Lighting | NT-348*/12A | Track Lighting Integral Curren | Device | True | True | True | True | True | True | True | True | True | [12 empty] | Non Federally-Regulated | 06/16/2014 |  | 04/12/2021
The Lighting Quotient | The Lighting Quotient | CBC-EN-10-**-*-* | Photosensor / Photocontrol Dev | Device | True | True | True | [18 empty] | Non Federally-Regulated | 09/10/2014 |  | 04/12/2021
Intermatic, Inc. | Grasslin | GMXQW-I-240 | Automatic Time Switch Control | Device | True | True | True | False | [17 empty] | Non Federally-Regulated | 08/05/2014 |  | 04/12/2021
Con-Tech Lighting | Regulator Series | LA-23-R**/***** | Track Lighting Integral Curren | Device | True | True | True | True | True | True | True | True | True | [12 empty] | Non Federally-Regulated | 07/14/2014 |  | 04/12/2021
WattStopper, Inc. | WattStopper, Inc. | DT-205 | Occupant Sensing Device | Device | True | True | True | True | True | True | True | True | True | False |  |  | False |  | False |  | False | False | False |  |  | Non Federally-Regulated | 09/15/2014 |  | 04/12/2021
Legrand / Pass & Seymour | Pass & Seymour | WS1100LA | Dimmer | Device | True | True | True | True | True | True | True | True | True | [12 empty] | Non Federally-Regulated | 02/13/2015 |  | 04/12/2021
Cooper Controls | Cooper Controls | ADMX-***-****-* | Dimmer | Device | True | True | True | True | True | True | True | True | True | [12 empty] | Non Federally-Regulated | 08/26/2014 |  | 04/12/2021
WattStopper, Inc. | WattStopper, Inc. | LMLS-600 | Photosensor / Photocontrol Dev | Device | True | True | True | [18 empty] | Non Federally-Regulated | 09/15/2014 |  | 04/12/2021
GE Lighting, a Savant company | GE Lighting Controls | CLCINT36-INTR36-***-*B*0 | Dimmer | Device | True | True | True | True | True | False |  | False | [13 empty] | Non Federally-Regulated | 08/04/2014 |  | 04/12/2021
Cooper Controls | Greengate | PC-A | Photosensor / Photocontrol Dev | Device | True | True | True | [18 empty] | Non Federally-Regulated | 08/26/2014 |  | 04/12/2021
Legrand / Pass & Seymour | Pass & Seymour | LS1000BK | Dimmer | Device | True | True | True | True | True | True | True | True | True | [12 empty] | Non Federally-Regulated | 02/13/2015 |  | 04/12/2021
Eaton Corp. | Eaton/Cooper Lighting | 9534* | Dimmer | Device | True | True | True | True | True | True | True | True | True | [12 empty] | Non Federally-Regulated | 03/06/2015 |  | 04/12/2021
Intermatic, Inc. | Intermatic, Inc. | ET2825CR | Astronomical Time Switch Contr | Device | True | True | True | True | True | True | True | True | True | True | [11 empty] | Non Federally-Regulated | 03/12/2015 |  | 04/12/2021
Lutron Electronics Co., Inc. | Sensors | MS-VP600M******* | Dimmer | Device | True | True | True | True | True | True | True | True | True | [12 empty] | Non Federally-Regulated | 01/21/2014 |  | 04/12/2021
Signify North America Corporation | Philips | LRS2235/00 | Occupant Sensing Device | Device | True | True | True | True | True | False |  |  |  | False |  |  | False |  | False |  | False | False | False |  |  | Non Federally-Regulated | 08/15/2014 |  | 04/12/2021
WAC Lighting Co. | W Track Current Limiter | WEDL-RT-*/**-** | Track Lighting Integral Curren | Device | True | True | True | True | True | True | True | True | True | [12 empty] | Non Federally-Regulated | 08/14/2015 |  | 04/12/2021
Douglas Lighting Controls | Douglas | WPS-5527K | Photosensor / Photocontrol Dev | Device | True | True | True | [18 empty] | Non Federally-Regulated | 10/10/2014 |  | 04/12/2021
GE Lighting, a Savant company | GE Lighting Controls | RPSEN3OUT | Photosensor / Photocontrol Dev | Device | True | True | True | [18 empty] | Non Federally-Regulated | 08/04/2014 |  | 04/12/2021
Intense Lighting | Intense Lighting | IS135**-2A | Track Lighting Integral Curren | Device | True | True | True | True | True | True | True | True | True | [12 empty] | Non Federally-Regulated | 05/27/2015 |  | 04/12/2021
Legrand / Pass & Seymour | Pass & Seymour | WS700ICCV6 | Dimmer | Device | True | True | True | True | True | True | True | True | True | [12 empty] | Non Federally-Regulated | 02/13/2015 |  | 04/12/2021
Legrand / Pass & Seymour | Pass & Seymour | TDFB83P | Dimmer | Device | True | True | True | True | True | True | True | True | True | [12 empty] | Non Federally-Regulated | 02/13/2015 |  | 04/12/2021
Intermatic, Inc. | Intermatic, Inc. | ET2105CR | Automatic Time Switch Control | Device | True | True | True | True | True | True | [15 empty] | Non Federally-Regulated | 04/28/2015 |  | 04/12/2021
Schneider Electric | Schneider Electric | SLSPWD1277U* | Occupant Sensing Device | Device | True | True | True | True | True | False |  |  |  | False |  |  | False |  | False |  | True | True | False | True |  | Non Federally-Regulated | 07/28/2014 |  | 04/12/2021
Leviton Manufacturing Co., Inc. | Leviton | AWRMG-7** | Dimmer | Device | True | True | True | True | True | False |  | True | True | [12 empty] | Non Federally-Regulated | 07/30/2014 |  | 04/12/2021
NSi Industries | Tork | 2000-2 | Photosensor / Photocontrol Dev | Device | True | True | True | [18 empty] | Non Federally-Regulated | 10/10/2014 |  | 04/12/2021
Distech Controls | Distech Controls | EC-Light-64 + EC-BOS-*** | Astronomical Time Switch Contr | Device | True | True | True | True | True | True | True | True | True | True | [11 empty] | Non Federally-Regulated | 10/28/2014 |  | 04/12/2021
Enerlites, Inc. | Enerlites, Inc. | MDC-52L-* | Occupant Sensing Device | Device | True | True | True | True | True | True | True | True | True | False |  |  | False |  | False |  | False | False | False |  |  | Non Federally-Regulated | 09/16/2014 |  | 04/12/2021
Sensor Switch, Inc. | Sensor Switch | SBR ************* | Occupant Sensing Device | Device | True | True | True | True | True | False |  |  |  | False |  |  | False |  | False |  | False | False | False |  |  | Non Federally-Regulated | 07/08/2014 |  | 04/12/2021
Eaton Corp. | Eaton/Cooper Lighting | 95687** | Dimmer | Device | True | True | True | True | True | True | True | True | True | [12 empty] | Non Federally-Regulated | 03/06/2015 |  | 04/12/2021
Leviton Manufacturing Co., Inc. | Leviton | MDM10 | Dimmer | Device | True | True | True | True | True | False |  | True | True | [12 empty] | Non Federally-Regulated | 12/01/2014 |  | 04/12/2021
Legrand / Pass & Seymour | Pass & Seymour | T600V | Dimmer | Device | True | True | True | True | True | True | True | True | True | [12 empty] | Non Federally-Regulated | 02/13/2015 |  | 04/12/2021
Leviton Manufacturing Co., Inc. | Leviton | DSL06-*** | Dimmer | Device | True | True | True | True | True | False |  | True | True | [12 empty] | Non Federally-Regulated | 12/01/2014 |  | 04/12/2021
Legrand / Pass & Seymour | Pass & Seymour | LS603P | Dimmer | Device | True | True | True | True | True | True | True | True | True | [12 empty] | Non Federally-Regulated | 02/13/2015 |  | 04/12/2021
Lutron Electronics Co., Inc. | Sensors | UMS-PPS*-DDV***** | Occupant Sensing Device | Device | True | True | True | True | True | False |  |  |  | False |  |  | False |  | False |  | False | True | True | True | True | Non Federally-Regulated | 01/21/2014 |  | 04/12/2021
Intermatic, Inc. | Grasslin | GMXFM1D20-O-120 | Automatic Time Switch Control | Device | True | True | True | False | [17 empty] | Non Federally-Regulated | 08/05/2014 |  | 04/12/2021
Eaton Corp. | Eaton/Cooper Lighting | RF9534-N** | Dimmer | Device | True | True | True | True | True | True | True | True | True | [12 empty] | Non Federally-Regulated | 03/06/2015 |  | 04/12/2021
GE Lighting, a Savant company | GE Lighting Controls | WIR-05-SR-G-* | Occupant Sensing Device | Device | True | True | True | True | True | False |  |  |  | False |  |  | False |  | False |  | False | False | False |  |  | Non Federally-Regulated | 07/15/2014 |  | 04/12/2021
Legrand / Pass & Seymour | Pass & Seymour | DRSC53PIV | Dimmer | Device | True | True | True | True | True | True | True | True | True | [12 empty] | Non Federally-Regulated | 02/13/2015 |  | 04/12/2021
Lutron Electronics Co., Inc. | Lutron | FAELV-500******* | Dimmer | Device | True | True | True | True | True | True | True | False | [13 empty] | Non Federally-Regulated | 01/21/2014 |  | 04/12/2021
Lutron Electronics Co., Inc. | PowPak | FC-SENSOR | Photosensor / Photocontrol Dev | Device | True | True | True | [18 empty] | Non Federally-Regulated | 01/07/2015 |  | 04/12/2021
Leviton Manufacturing Co., Inc. | Leviton | IPV06 -*** | Occupant Sensing Device | Device | True | True | True | True | True | False |  |  |  | False |  |  | False |  | False |  | False | False | True | True | True | Non Federally-Regulated | 11/12/2014 |  | 04/12/2021
Intermatic, Inc. | Intermatic, Inc. | ET2815C | Astronomical Time Switch Contr | Device | True | True | True | True | True | True | True | True | True | True | [11 empty] | Non Federally-Regulated | 04/28/2015 |  | 04/12/2021
Crestron Electronics | Crestron Electronics | GLX-DIM6 | Dimmer | Device | True | True | True | True | True | True | True | True | True | [12 empty] | Non Federally-Regulated | 07/25/2014 |  | 04/12/2021
Lutron Electronics Co., Inc. | Lutron | MRF2-2S8A-*** | Occupant Sensing Device | Device | True | True | True | True | True | False |  |  |  | False |  |  | False |  | False |  | False | False | True | True | True | Non Federally-Regulated | 02/24/2014 |  | 04/12/2021
Lutron Electronics Co., Inc. | Radio RA2 | RRD-H*********** | Dimmer | Device | True | True | True | True | True | True | True | True | True | [12 empty] | Non Federally-Regulated | 01/21/2014 |  | 04/12/2021
Legrand / Pass & Seymour | Pass & Seymour | WSSC53PBKCCV6 | Dimmer | Device | True | True | True | True | True | True | True | True | True | [12 empty] | Non Federally-Regulated | 02/13/2015 |  | 04/12/2021
Legrand / Pass & Seymour | Pass & Seymour | HLV1103PTC | Dimmer | Device | True | True | True | True | True | True | True | True | True | [12 empty] | Non Federally-Regulated | 02/13/2015 |  | 04/12/2021
Intermatic, Inc. | Grasslin | GMX2FM2D50I-24 | Automatic Time Switch Control | Device | True | True | True | False | [17 empty] | Non Federally-Regulated | 08/05/2014 |  | 04/12/2021
Intermatic, Inc. | Grasslin | FM1D14-12U | Automatic Time Switch Control | Device | True | True | True | False | [17 empty] | Non Federally-Regulated | 08/05/2014 |  | 04/12/2021
Hubbell Building Automation | Hubbell Building Automation | LODT************** | Occupant Sensing Device | Device | True | True | True | True | True | True | True | True | True | False |  |  | False |  | False |  | False | False | True | True | True | Non Federally-Regulated | 02/04/2014 |  | 04/12/2021
Schneider Electric | SERP | SERPL32HS | Automatic Time Switch Control | Device | True | True | True | True | True | True | [15 empty] | Non Federally-Regulated | 07/28/2014 |  | 04/12/2021
Intelligent Lighting Controls, Inc. | LightLEEDer | LSPC | Photosensor / Photocontrol Dev | Device | True | True | True | [18 empty] | Non Federally-Regulated | 06/15/2015 |  | 04/12/2021
Douglas Lighting Controls | Douglas | WPAK-16-3331-S | Automatic Time Switch Control | Device | True | True | True | True | True | True | [15 empty] | Non Federally-Regulated | 09/24/2014 |  | 04/12/2021
WattStopper, Inc. | WattStopper, Inc. | CI-200-* | Occupant Sensing Device | Device | True | True | True | True | True | False |  |  |  | False |  |  | False |  | False |  | False | False | False |  |  | Non Federally-Regulated | 09/15/2014 |  | 04/12/2021
Douglas Lighting Controls | Douglas | WPAK-16-3352-S | Automatic Time Switch Control | Device | True | True | True | True | True | True | [15 empty] | Non Federally-Regulated | 09/24/2014 |  | 04/12/2021
Schneider Electric | SERP | SERPB32HS | Astronomical Time Switch Contr | Device | True | True | True | True | True | True | True | True | True | True | [11 empty] | Non Federally-Regulated | 07/28/2014 |  | 04/12/2021
Intermatic, Inc. | Grasslin | FM1D14-24U | Automatic Time Switch Control | Device | True | True | True | False | [17 empty] | Non Federally-Regulated | 08/05/2014 |  | 04/12/2021
Light Corporation | Kanepi | SR-S-W**-** | Dimmer | Device | True | True | True | True | True | False |  | False | [13 empty] | Non Federally-Regulated | 04/02/2014 |  | 04/12/2021
Lutron Electronics Co., Inc. | Sensors | MS-PPS*-DDV***** | Occupant Sensing Device | Device | True | True | True | True | True | False |  |  |  | False |  |  | False |  | False |  | False | True | True | True | True | Non Federally-Regulated | 01/21/2014 |  | 04/12/2021
Eaton Corp. | Eaton/Cooper Lighting | DAL06P** | Dimmer | Device | True | True | True | True | True | True | True | True | True | [12 empty] | Non Federally-Regulated | 03/06/2015 |  | 04/12/2021
Steinel America, Inc. | Steinel | DT WLS 1-W | Occupant Sensing Device | Device | True | True | True | True | True | True | True | True | True | False |  |  | False |  | False |  | False | False | False |  |  | Non Federally-Regulated | 10/28/2014 |  | 04/12/2021
NSi Industries | Tork | 2116 | Photosensor / Photocontrol Dev | Device | True | True | True | [18 empty] | Non Federally-Regulated | 10/10/2014 |  | 04/12/2021
Distech Controls | Distech Controls | ECx-Light-4DALI-WD | Astronomical Time Switch Contr | Device | True | True | True | True | True | True | True | True | True | True | [11 empty] | Non Federally-Regulated | 10/28/2014 |  | 04/12/2021
Douglas Lighting Controls | Diversa | WVSSD32-P-V* | Occupant Sensing Device | Device | True | True | True | True | True | False |  |  |  | False |  |  | False |  | False |  | False | True | True | True | True | Non Federally-Regulated | 10/10/2014 |  | 04/12/2021
WAC Lighting Co. | H Track Current Limiter | THL-RIGHT-*-*/**-** | Track Lighting Integral Curren | Device | True | True | True | True | True | True | True | True | True | [12 empty] | Non Federally-Regulated | 08/14/2015 |  | 04/12/2021
Legrand/WattStopper | WattStopper | WDT321LA | Occupant Sensing Device | Device | True | True | True | True | True | True | True | True | True | False |  |  | False |  | False |  | True | True | True | True | True | Non Federally-Regulated | 01/07/2015 |  | 04/12/2021
Intermatic, Inc. | Grasslin | FM1D20A-120 | Automatic Time Switch Control | Device | True | True | True | False | [17 empty] | Non Federally-Regulated | 08/05/2014 |  | 04/12/2021
Acuity Brands Lighting | Juno | TUCLF**** | Track Lighting Integral Curren | Device | True | True | True | True | True | True | True | True | True | [12 empty] | Non Federally-Regulated | 12/05/2014 |  | 04/12/2021
Legrand / Pass & Seymour | Pass & Seymour | WS4FBL3PTC | Dimmer | Device | True | True | True | True | True | True | True | True | True | [12 empty] | Non Federally-Regulated | 02/13/2015 |  | 04/12/2021
The Lighting Quotient | The Lighting Quotient | CMS-EN-04-**-* | Occupant Sensing Device | Device | True | True | True | True | True | False |  |  |  | False |  |  | True | True | False |  | True | True | True | True | True | Non Federally-Regulated | 09/17/2014 |  | 04/12/2021
Nora Lighting | Nora Current Limiter for Track Lighting | NT-348*/2.5A | Track Lighting Integral Curren | Device | True | True | True | True | True | True | True | True | True | [12 empty] | Non Federally-Regulated | 06/16/2014 |  | 04/12/2021
Sensor Switch, Inc. | Sensor Switch | SBR ** 208*** | Occupant Sensing Device | Device | True | True | True | True | True | False |  |  |  | False |  |  | False |  | False |  | False | False | False |  |  | Non Federally-Regulated | 07/08/2014 |  | 04/12/2021
Cooper Controls | Greengate | DSRC-***** | Photosensor / Photocontrol Dev | Device | True | True | True | [18 empty] | Non Federally-Regulated | 08/26/2014 |  | 04/12/2021
Hubbell Building Automation | Hubbell Building Automation | WIR-STPDNXFMR-*** | Automatic Time Switch Control | Device | True | True | True | True | True | True | [15 empty] | Non Federally-Regulated | 05/12/2014 |  | 04/12/2021
Enerlites, Inc. | Intermatic, Inc. | IOS-DSIF-** | Occupant Sensing Device | Device | True | True | True | True | True | False |  |  |  | False |  |  | False |  | False |  | False | False | False |  |  | Non Federally-Regulated | 08/06/2014 |  | 04/12/2021
Danfoss, Inc. | Danfoss, Inc. | AK-XM 204A | Automatic Daylighting Control | Device | True | True | True | False |  | True | True | True | True | True | True | [10 empty] | Non Federally-Regulated | 05/02/2014 |  | 04/12/2021
Lutron Electronics Co., Inc. | Homeworks | HRD-6ND*** | Dimmer | Device | True | True | True | True | True | True | True | True | True | [12 empty] | Non Federally-Regulated | 01/21/2014 |  | 04/12/2021
Intense Lighting | Intense Lighting | IS135**-7A | Track Lighting Integral Curren | Device | True | True | True | True | True | True | True | True | True | [12 empty] | Non Federally-Regulated | 05/27/2015 |  | 04/12/2021
Intermatic, Inc. | Grasslin | GMX894-I-120 | Automatic Time Switch Control | Device | True | True | True | False | [17 empty] | Non Federally-Regulated | 08/05/2014 |  | 04/12/2021
Legrand / Pass & Seymour | Pass & Seymour | T600LAV | Dimmer | Device | True | True | True | True | True | True | True | True | True | [12 empty] | Non Federally-Regulated | 02/13/2015 |  | 04/12/2021
Legrand/WattStopper | WattStopper | WSP101DBK | Occupant Sensing Device | Device | True | True | True | True | True | False |  |  |  | False |  |  | True | True | False |  | False | False | False |  |  | Non Federally-Regulated | 01/07/2015 |  | 04/12/2021
Legrand / Pass & Seymour | Pass & Seymour | LS1003PLA | Dimmer | Device | True | True | True | True | True | True | True | True | True | [12 empty] | Non Federally-Regulated | 02/13/2015 |  | 04/12/2021
Acuity Brands Lighting | Juno | TEK12CL-** | Track Lighting Integral Curren | Device | True | True | True | True | True | True | True | True | True | [12 empty] | Non Federally-Regulated | 12/05/2014 |  | 04/12/2021
Vantage Controls, Inc. | Vantage Controls, Inc. | RD22**-**** | Dimmer | Device | True | True | True | True | True | True | True | True | True | [12 empty] | Non Federally-Regulated | 12/02/2014 |  | 04/12/2021
Legrand / Pass & Seymour | Pass & Seymour | LSLV600I | Dimmer | Device | True | True | True | True | True | True | True | True | True | [12 empty] | Non Federally-Regulated | 02/13/2015 |  | 04/12/2021
GE Lighting, a Savant company | GE Lighting Controls | PED-HV-LED | Photosensor / Photocontrol Dev | Device | True | True | True | [18 empty] | Non Federally-Regulated | 07/15/2014 |  | 04/12/2021
Crestron Electronics | Crestron Electronics | CLX-1DELV4 | Dimmer | Device | True | True | True | True | True | True | True | True | True | [12 empty] | Non Federally-Regulated | 07/25/2014 |  | 04/12/2021
Eaton Corp. | Eaton/Cooper Lighting | 9530** | Dimmer | Device | True | True | True | True | True | True | True | True | True | [12 empty] | Non Federally-Regulated | 03/06/2015 |  | 04/12/2021
Intermatic, Inc. | Grasslin | MIL72AQTUZ-120 | Automatic Time Switch Control | Device | True | True | True | False | [17 empty] | Non Federally-Regulated | 08/05/2014 |  | 04/12/2021
Lutron Electronics Co., Inc. | Sensors | MW-PS******** | Photosensor / Photocontrol Dev | Device | True | True | True | [18 empty] | Non Federally-Regulated | 01/27/2014 |  | 04/12/2021
Danfoss, Inc. | Danfoss, Inc. | AK-SC255 | Automatic Daylighting Control | Device | True | True | True | False |  | True | True | True | True | True | True | [10 empty] | Non Federally-Regulated | 05/02/2014 |  | 04/12/2021
Enlighted, Inc. | Enlighted | SU-3-0* | Photosensor / Photocontrol Dev | Device | True | True | True | [18 empty] | Non Federally-Regulated | 08/20/2014 |  | 04/12/2021
IR-TEC International, Ltd. | IR-TEC International, Ltd. | LOS-510S** | Occupant Sensing Device | Device | True | True | True | True | True | False |  |  |  | False |  |  | False |  | False |  | False | False | False |  |  | Non Federally-Regulated | 10/23/2014 |  | 04/12/2021
Douglas Lighting Controls | Douglas | WSP-2718-D3S1P | Automatic Daylighting Control | Device | True | True | True | True | True | True | True | True | True | True | True | [10 empty] | Non Federally-Regulated | 10/10/2014 |  | 04/12/2021
Lutron Electronics Co., Inc. | Sensors | MS-VP600******** | Dimmer | Device | True | True | True | True | True | True | True | False | [13 empty] | Non Federally-Regulated | 01/21/2014 |  | 04/12/2021
Intermatic, Inc. | Grasslin | FM1QWUZ-240U | Automatic Time Switch Control | Device | True | True | True | False | [17 empty] | Non Federally-Regulated | 08/05/2014 |  | 04/12/2021
WattStopper, Inc. | WattStopper, Inc. | LMPX-100-* | Occupant Sensing Device | Device | True | True | True | True | True | False |  |  |  | False |  |  | False |  | False |  | False | False | False |  |  | Non Federally-Regulated | 09/15/2014 |  | 04/12/2021
WattStopper, Inc. | WattStopper, Inc. | WT-2255 | Occupant Sensing Device | Device | True | True | True | True | True | True | True | True | True | False |  |  | False |  | False |  | False | False | False |  |  | Non Federally-Regulated | 09/15/2014 |  | 04/12/2021
Hubbell Building Automation | Hubbell Building Automation | Z5-DS** | Photosensor / Photocontrol Dev | Device | True | True | True | [18 empty] | Non Federally-Regulated | 02/04/2014 |  | 04/12/2021
Cooper Controls | Greengate | PC-I | Photosensor / Photocontrol Dev | Device | True | True | True | [18 empty] | Non Federally-Regulated | 08/26/2014 |  | 04/12/2021
Intense Lighting | Intense Lighting | IS125**-1A | Track Lighting Integral Curren | Device | True | True | True | True | True | True | True | True | True | [12 empty] | Non Federally-Regulated | 05/27/2015 |  | 04/12/2021
Legrand / Pass & Seymour | Pass & Seymour | WSLV700TCCCV6 | Dimmer | Device | True | True | True | True | True | True | True | True | True | [12 empty] | Non Federally-Regulated | 02/13/2015 |  | 04/12/2021
Leviton Manufacturing Co., Inc. | Leviton | IPS06 -*** | Occupant Sensing Device | Device | True | True | True | True | True | False |  |  |  | False |  |  | False |  | False |  | False | False | True | True | True | Non Federally-Regulated | 11/12/2014 |  | 04/12/2021
Douglas Lighting Controls | Diversa | WORSDD2-N-N | Occupant Sensing Device | Device | True | True | True | True | True | False |  |  |  | False |  |  | False |  | False |  | False | True | True | True | True | Non Federally-Regulated | 10/10/2014 |  | 04/12/2021
WattStopper, Inc. | WattStopper, Inc. | LMIO-301 | Automatic Daylighting Control | Device | True | True | True | True | True | True | True | True | True | True | True | [10 empty] | Non Federally-Regulated | 12/15/2014 |  | 04/12/2021
Enlighted, Inc. | Enlighted | SU-LP-** | Dimmer | Device | True | True | True | True | True | False |  | True | True | [12 empty] | Non Federally-Regulated | 09/18/2014 |  | 04/12/2021
Cree LED Lighting Solutions | Cree LED Lighting | CS**-**L-**K-CMA | Automatic Daylighting Control | Device | True | True | True | False |  | True | True | True | True | True | True | [10 empty] | Non Federally-Regulated | 04/02/2014 |  | 04/12/2021
Intermatic, Inc. | Grasslin | LM1-I-120-LS2 | Photosensor / Photocontrol Dev | Device | True | True | True | [18 empty] | Non Federally-Regulated | 08/05/2014 |  | 04/12/2021
Steinel America, Inc. | Steinel | HBS 200 (347-480V) | Occupant Sensing Device | Device | True | True | True | True | True | False |  |  |  | False |  |  | False |  | False |  | False | False | False |  |  | Non Federally-Regulated | 10/28/2014 |  | 04/12/2021
GE Lighting, a Savant company | GE Lighting Controls | CLCINT24-INTD24-000-0B*0 | Dimmer | Device | True | True | True | True | True | False |  | False | [13 empty] | Non Federally-Regulated | 08/04/2014 |  | 04/12/2021
GE Lighting, a Savant company | GE Lighting Controls | CLCINT12-INTD12-000-0030 | Automatic Daylighting Control | Device | True | True | True | True | True | False |  | True | True | True | True | [10 empty] | Non Federally-Regulated | 08/04/2014 |  | 04/12/2021
Crestron Electronics | Crestron Electronics | GLPAC-DIMFLV*-PM | Astronomical Time Switch Contr | Device | True | True | True | True | True | True | True | True | True | True | [11 empty] | Non Federally-Regulated | 07/25/2014 |  | 04/12/2021
NSi Industries | Tork | DGU100A | Astronomical Time Switch Contr | Device | True | True | True | True | True | True | True | True | True | True | [11 empty] | Non Federally-Regulated | 10/10/2014 |  | 04/12/2021
Acuity Brands Lighting | Juno | T91CLF-24-** | Track Lighting Integral Curren | Device | True | True | True | True | True | True | True | True | True | [12 empty] | Non Federally-Regulated | 12/05/2014 |  | 04/12/2021
Evolve Controls | Evolve Controls | LTM-5 | Dimmer | Device | True | True | True | True | True | True | True | True | True | [12 empty] | Non Federally-Regulated | 09/08/2015 |  | 04/12/2021
Light Corporation | Kanepi | SR-00-W**-** | Dimmer | Device | True | True | True | True | True | False |  | False | [13 empty] | Non Federally-Regulated | 04/02/2014 |  | 04/12/2021
Intense Lighting | Intense Lighting | IS135**-5A-T24 | Track Lighting Integral Curren | Device | True | True | True | True | True | True | True | True | True | [12 empty] | Non Federally-Regulated | 05/20/2015 |  | 04/12/2021
Douglas Lighting Controls | Diversa | WORXDD2-DPR-L | Occupant Sensing Device | Device | True | True | True | True | True | False |  |  |  | False |  |  | True | True | False |  | False | True | True | True | True | Non Federally-Regulated | 10/10/2014 |  | 04/12/2021
Intelligent Lighting Controls, Inc. | LightLEEDer | LL2RC | Astronomical Time Switch Contr | Device | True | True | True | True | True | True | True | True | True | True | [11 empty] | Non Federally-Regulated | 06/15/2015 |  | 04/12/2021
Leviton Manufacturing Co., Inc. | Leviton | DD710-*** | Dimmer | Device | True | True | True | True | True | False |  | True | True | [12 empty] | Non Federally-Regulated | 12/01/2014 |  | 04/12/2021
Signify North America Corporation | Philips | LRS22110/** | Occupant Sensing Device | Device | True | True | True | True | True | False |  |  |  | False |  |  | False |  | False |  | False | False | True | True | True | Non Federally-Regulated | 02/27/2015 |  | 04/12/2021
Legrand / Pass & Seymour | Pass & Seymour | T1003LAV | Dimmer | Device | True | True | True | True | True | True | True | True | True | [12 empty] | Non Federally-Regulated | 02/13/2015 |  | 04/12/2021
Cooper Controls | Greengate | AP-23-***-***-****-** | Astronomical Time Switch Contr | Device | True | True | True | True | True | True | True | True | True | True | [11 empty] | Non Federally-Regulated | 08/26/2014 |  | 04/12/2021
Leviton Manufacturing Co., Inc. | Leviton | DSM10-*** | Dimmer | Device | True | True | True | True | True | False |  | True | True | [12 empty] | Non Federally-Regulated | 12/01/2014 |  | 04/12/2021
Eaton Corp. | Eaton/Cooper Lighting | RF9536D* | Dimmer | Device | True | True | True | True | True | True | True | True | True | [12 empty] | Non Federally-Regulated | 03/06/2015 |  | 04/12/2021
Gentec, Inc. | Schneider Electric | SERPB48HS | Automatic Time Switch Control | Device | True | True | True | True | True | True | [15 empty] | Non Federally-Regulated | 09/10/2014 |  | 04/12/2021
Cooper Controls | Greengate | ONW-P-1001-SP-* | Occupant Sensing Device | Device | True | True | True | True | True | True | True | True | True | False |  |  | False |  | False |  | False | False | False |  |  | Non Federally-Regulated | 08/26/2014 |  | 04/12/2021
Distech Controls | Distech Controls | ECx-Light-4D-STP | Astronomical Time Switch Contr | Device | True | True | True | True | True | True | True | True | True | True | [11 empty] | Non Federally-Regulated | 10/28/2014 |  | 04/12/2021
Cooper Controls | Greengate | SC120V-**-RPB-**-**-20-S-**-**-** | Automatic Time Switch Control | Device | True | True | True | True | True | True | [15 empty] | Non Federally-Regulated | 08/26/2014 |  | 04/12/2021
Nora Lighting | Nora Current Limiter for Track Lighting | NT-2348*/7.5A | Track Lighting Integral Curren | Device | True | True | True | True | True | True | True | True | True | [12 empty] | Non Federally-Regulated | 06/16/2014 |  | 04/12/2021
Schneider Electric | Schneider Electric | SLSPWS1277M* | Occupant Sensing Device | Device | True | True | True | True | True | False |  |  |  | False |  |  | False |  | False |  | False | False | False |  |  | Non Federally-Regulated | 07/28/2014 |  | 04/12/2021
WAC Lighting Co. | W Track Current Limiter | WEDR-RTL-*/**-** | Track Lighting Integral Curren | Device | True | True | True | True | True | True | True | True | True | [12 empty] | Non Federally-Regulated | 08/14/2015 |  | 04/12/2021
Legrand / Pass & Seymour | Pass & Seymour | T1000LAV | Dimmer | Device | True | True | True | True | True | True | True | True | True | [12 empty] | Non Federally-Regulated | 02/13/2015 |  | 04/12/2021
Intermatic, Inc. | Grasslin | FM1QTUZ-24U | Automatic Time Switch Control | Device | True | True | True | False | [17 empty] | Non Federally-Regulated | 08/05/2014 |  | 04/12/2021
ZHEJIANG YUANTAI ELECTRICAL TECHNOLOGY CO., LTD. | Yoti | YM2106 | Occupant Sensing Device | Device | True | True | True | True | True | False |  |  |  | False |  |  | False |  | False |  | False | False | False |  |  | Non Federally-Regulated | 02/28/2014 |  | 04/12/2021
Intermatic, Inc. | Intermatic, Inc. | ET1115CM | Automatic Time Switch Control | Device | True | True | True | False | [17 empty] | Non Federally-Regulated | 07/17/2014 |  | 04/12/2021
WattStopper, Inc. | WattStopper, Inc. | WS-250-* | Occupant Sensing Device | Device | True | True | True | True | True | False |  |  |  | False |  |  | False |  | False |  | False | False | False |  |  | Non Federally-Regulated | 09/15/2014 |  | 04/12/2021
Intermatic, Inc. | Grasslin | PC2-120-LS2 | Automatic Daylighting Control | Device | True | True | True | False |  | True | True | True | True | True | True | [10 empty] | Non Federally-Regulated | 08/05/2014 |  | 04/12/2021
Carolina Products, Inc. | Carolina Products | CPI-3000 | Photosensor / Photocontrol Dev | Device | True | True | True | [18 empty] | Non Federally-Regulated | 08/25/2014 |  | 04/12/2021
Honeywell International | Honeywell | CLMSCLVP153MWH | Dimmer | Device | True | True | True | True | True | True | True | True | True | [12 empty] | Non Federally-Regulated | 02/20/2014 |  | 04/12/2021
Legrand / Pass & Seymour | Pass & Seymour | LS1003PWV | Dimmer | Device | True | True | True | True | True | True | True | True | True | [12 empty] | Non Federally-Regulated | 02/13/2015 |  | 04/12/2021
Legrand/WattStopper | WattStopper | WSP301LA | Occupant Sensing Device | Device | True | True | True | True | True | False |  |  |  | False |  |  | False |  | False |  | False | False | False |  |  | Non Federally-Regulated | 01/07/2015 |  | 04/12/2021
Legrand / Pass & Seymour | Pass & Seymour | WSLV700W | Dimmer | Device | True | True | True | True | True | True | True | True | True | [12 empty] | Non Federally-Regulated | 02/13/2015 |  | 04/12/2021
Gentec, Inc. | Kameleon | K8-64-PA-S* | Automatic Time Switch Control | Device | True | True | True | True | True | True | [15 empty] | Non Federally-Regulated | 09/10/2014 |  | 04/12/2021
IR-TEC International, Ltd. | IR-TEC International, Ltd. | LOS-501N** | Occupant Sensing Device | Device | True | True | True | True | True | False |  |  |  | False |  |  | False |  | False |  | False | False | False |  |  | Non Federally-Regulated | 04/10/2015 |  | 04/12/2021
Lutron Electronics Co., Inc. | Sensors | MS-B102********** | Occupant Sensing Device | Device | True | True | True | True | True | True | True | True | True | False |  |  | False |  | False |  | False | True | True | True | True | Non Federally-Regulated | 01/27/2014 |  | 04/12/2021
Legrand / Pass & Seymour | Pass & Seymour | LSLV600PI | Dimmer | Device | True | True | True | True | True | True | True | True | True | [12 empty] | Non Federally-Regulated | 02/13/2015 |  | 04/12/2021
Sensor Switch, Inc. | Sensor Switch | SBGR PDT ** 2P ************** | Occupant Sensing Device | Device | True | True | True | True | True | False |  |  |  | False |  |  | False |  | True | True | False | False | False |  |  | Non Federally-Regulated | 07/08/2014 |  | 04/12/2021
Legrand / Pass & Seymour | Pass & Seymour | H1103PTCCCV6 | Dimmer | Device | True | True | True | True | True | True | True | True | True | [12 empty] | Non Federally-Regulated | 02/13/2015 |  | 04/12/2021
Sensor Switch, Inc. | Sensor Switch | SBOR ** OEX P ********** | Photosensor / Photocontrol Dev | Device | True | True | True | [18 empty] | Non Federally-Regulated | 07/08/2014 |  | 04/12/2021
IR-TEC International, Ltd. | IR-TEC International, Ltd | BDS-700S** | Occupant Sensing Device | Device | True | True | True | True | True | False |  |  |  | True | True | True | False |  | False |  | False | False | True | True | True | Non Federally-Regulated | 07/23/2015 |  | 04/12/2021
WAC Lighting Co. | W Track Current Limiter | WHEDR-RT-**-** | Track Lighting Integral Curren | Device | True | True | True | True | True | True | True | True | True | [12 empty] | Non Federally-Regulated | 08/14/2015 |  | 04/12/2021
IR-TEC International, Ltd. | IR-TEC International, Ltd. | LBS-701S** | Occupant Sensing Device | Device | True | True | True | True | True | False |  |  |  | False |  |  | False |  | False |  | False | False | True | True | True | Non Federally-Regulated | 12/26/2013 |  | 04/12/2021
Legrand / Pass & Seymour | Pass & Seymour | LSCL450LA | Dimmer | Device | True | True | True | True | True | True | True | True | True | [12 empty] | Non Federally-Regulated | 02/13/2015 |  | 04/12/2021
Legrand / Pass & Seymour | Pass & Seymour | LS1000LAV | Dimmer | Device | True | True | True | True | True | True | True | True | True | [12 empty] | Non Federally-Regulated | 02/13/2015 |  | 04/12/2021
Light Corporation | Kanepi | OS-00-C**-****-** | Dimmer | Device | True | True | True | True | True | False |  | False | [13 empty] | Non Federally-Regulated | 04/02/2014 |  | 04/12/2021
Signify North America Corporation | Philips | DC-DPD-I-1*-101 | Automatic Daylighting Control | Device | True | True | True | True | True | True | True | True | True | True | True | [10 empty] | Non Federally-Regulated | 07/17/2014 |  | 04/12/2021
Intermatic, Inc. | Grasslin | FM1QWUZH-BW-24U | Automatic Time Switch Control | Device | True | True | True | False | [17 empty] | Non Federally-Regulated | 08/05/2014 |  | 04/12/2021
Honeywell International | Honeywell | CLB1433S | Dimmer | Device | True | True | True | True | True | True | True | False | [13 empty] | Non Federally-Regulated | 02/20/2014 |  | 04/12/2021
Signify North America Corporation | Philips | LRM2370/** | Occupant Sensing Device | Device | True | True | True | True | True | False |  |  |  | False |  |  | False |  | False |  | False | False | False |  |  | Non Federally-Regulated | 02/27/2015 |  | 04/12/2021
Signify North America Corporation | Philips | LRM2362 | Occupant Sensing Device | Device | True | True | True | True | True | False |  |  |  | False |  |  | False |  | False |  | False | False | False |  |  | Non Federally-Regulated | 02/27/2015 |  | 04/12/2021
Cooper Controls | Greengate | CK4-120** | Automatic Time Switch Control | Device | True | True | True | True | True | True | [15 empty] | Non Federally-Regulated | 08/26/2014 |  | 04/12/2021
TacTouch, Inc. | TT-L Series | TT-L6*-* | Dimmer | Device | True | True | True | True | True | False |  | True | True | [12 empty] | Non Federally-Regulated | 02/04/2014 |  | 04/12/2021
Legrand / Pass & Seymour | Pass & Seymour | DR703PBKV | Dimmer | Device | True | True | True | True | True | True | True | True | True | [12 empty] | Non Federally-Regulated | 02/13/2015 |  | 04/12/2021
Lutron Electronics Co., Inc. | Radio RA | RA-GRX-4***** | Dimmer | Device | True | True | True | True | True | True | True | False | [13 empty] | Non Federally-Regulated | 01/21/2014 |  | 04/12/2021
Intermatic, Inc. | Intermatic, Inc. | ET2105CP | Automatic Time Switch Control | Device | True | True | True | True | True | True | [15 empty] | Non Federally-Regulated | 04/28/2015 |  | 04/12/2021
Cooper Controls | Greengate | OSW-P-0451-DMV | Occupant Sensing Device | Device | True | True | True | True | True | True | True | True | True | False |  |  | False |  | False |  | False | False | False |  |  | Non Federally-Regulated | 08/26/2014 |  | 04/12/2021
Hubbell Building Automation | Hubbell Building Automation | LHUS*************M | Occupant Sensing Device | Device | True | True | True | True | True | True | True | True | True | False |  |  | False |  | False |  | False | False | True | True | True | Non Federally-Regulated | 02/04/2014 |  | 04/12/2021
Hill Phoenix, Inc. | PowerControl | EDS1 | Automatic Time Switch Control | Device | True | True | True | True | True | True | [15 empty] | Non Federally-Regulated | 02/20/2014 |  | 04/12/2021
Eaton Corp. | Eaton/Cooper Lighting | SF10P* | Dimmer | Device | True | True | True | True | True | True | True | True | True | [12 empty] | Non Federally-Regulated | 03/06/2015 |  | 04/12/2021
WattStopper, Inc. | WattStopper, Inc. | ADFE277-10A-* | Dimmer | Device | True | True | True | True | True | True | True | True | True | [12 empty] | Non Federally-Regulated | 08/28/2014 |  | 04/12/2021
Distech Controls | Distech Controls | ECx-Light-4D-ST | Astronomical Time Switch Contr | Device | True | True | True | True | True | True | True | True | True | True | [11 empty] | Non Federally-Regulated | 10/28/2014 |  | 04/12/2021
McWong International | PacWave | PSC-BL-I-FM-DC0 | Occupant Sensing Device | Device | True | True | True | True | True | False |  |  |  | False |  |  | True | True | False |  | True | True | False | True |  | Non Federally-Regulated | 03/06/2015 |  | 04/12/2021
Legrand / Pass & Seymour | Pass & Seymour | TDLV1103P | Dimmer | Device | True | True | True | True | True | True | True | True | True | [12 empty] | Non Federally-Regulated | 02/13/2015 |  | 04/12/2021
WattStopper, Inc. | WattStopper, Inc. | DT-305 | Occupant Sensing Device | Device | True | True | True | True | True | True | True | True | True | False |  |  | False |  | False |  | False | False | False |  |  | Non Federally-Regulated | 09/15/2014 |  | 04/12/2021
Leviton Manufacturing Co., Inc. | Leviton | ODS15-I** | Occupant Sensing Device | Device | True | True | True | True | True | False |  |  |  | False |  |  | False |  | False |  | False | False | True | True | True | Non Federally-Regulated | 07/30/2014 |  | 04/12/2021
Intermatic, Inc. | Intermatic, Inc. | ET2845C | Astronomical Time Switch Contr | Device | True | True | True | True | True | True | True | True | True | True | [11 empty] | Non Federally-Regulated | 03/12/2015 |  | 04/12/2021
Light Corporation | Kanepi | LS-C-MC**-** | Photosensor / Photocontrol Dev | Device | True | True | True | [18 empty] | Non Federally-Regulated | 04/02/2014 |  | 04/12/2021
Intermatic, Inc. | Grasslin | PC2-277-LS1 | Photosensor / Photocontrol Dev | Device | True | True | True | [18 empty] | Non Federally-Regulated | 08/05/2014 |  | 04/12/2021
Eaton Corp. | Eaton/Cooper Lighting | DI10P** | Dimmer | Device | True | True | True | True | True | True | True | True | True | [12 empty] | Non Federally-Regulated | 03/06/2015 |  | 04/12/2021
Legrand / Pass & Seymour | Pass & Seymour | LS1003PBK | Dimmer | Device | True | True | True | True | True | True | True | True | True | [12 empty] | Non Federally-Regulated | 02/13/2015 |  | 04/12/2021
Signify North America Corporation | Philips | DC-DRE-I-****-*** | Automatic Time Switch Control | Device | True | True | True | True | True | True | [15 empty] | Non Federally-Regulated | 07/09/2014 |  | 04/12/2021
Cree LED Lighting Solutions | Cree LED Lighting | CIF-10VC1-CWC-SNSR | Dimmer | Device | True | True | True | True | True | False |  | False | [13 empty] | Non Federally-Regulated | 04/02/2014 |  | 04/12/2021
Cooper Controls | Greengate | VNW-P-1001-D347-* | Occupant Sensing Device | Device | True | True | True | True | True | True | True | True | True | False |  |  | False |  | False |  | True | True | True | True | True | Non Federally-Regulated | 08/26/2014 |  | 04/12/2021
Intermatic, Inc. | Grasslin | GMXFM1D50-I-24 | Automatic Time Switch Control | Device | True | True | True | False | [17 empty] | Non Federally-Regulated | 08/05/2014 |  | 04/12/2021
Hubbell Building Automation | Hubbell Building Automation | LXBC********* | Automatic Time Switch Control | Device | True | True | True | True | True | True | [15 empty] | Non Federally-Regulated | 02/04/2014 |  | 04/12/2021
Intermatic, Inc. | Grasslin | GM40AVE | Automatic Time Switch Control | Device | True | True | True | False | [17 empty] | Non Federally-Regulated | 08/05/2014 |  | 04/12/2021
Leviton Manufacturing Co., Inc. | Leviton | O3C20-*** | Occupant Sensing Device | Device | True | True | True | True | True | True | True | True | True | False |  |  | False |  | False |  | False | False | True | True | True | Non Federally-Regulated | 07/15/2014 |  | 04/12/2021
Sensor Switch, Inc. | Sensor Switch | CMRB ************* | Occupant Sensing Device | Device | True | True | True | True | True | False |  |  |  | False |  |  | False |  | False |  | False | False | False |  |  | Non Federally-Regulated | 07/08/2014 |  | 04/12/2021
WattStopper, Inc. | WattStopper, Inc. | ADF120277-* | Dimmer | Device | True | True | True | True | True | False |  | True | True | [12 empty] | Non Federally-Regulated | 09/15/2014 |  | 04/12/2021
Cooper Controls | Greengate | CKMB-120V**-S-**-**-**-**-S-**-****-*** | Astronomical Time Switch Contr | Device | True | True | True | True | True | True | True | True | True | True | [11 empty] | Non Federally-Regulated | 08/26/2014 |  | 04/12/2021
Vantage Controls, Inc. | Vantage Controls, Inc. | RD23**-**** | Dimmer | Device | True | True | True | True | True | True | True | True | True | [12 empty] | Non Federally-Regulated | 12/02/2014 |  | 04/12/2021
Intermatic, Inc. | Grasslin | FM1D50E-12 | Automatic Time Switch Control | Device | True | True | True | False | [17 empty] | Non Federally-Regulated | 08/05/2014 |  | 04/12/2021
WattStopper, Inc. | WattStopper, Inc. | LMPD-102 | Occupant Sensing Device | Device | True | True | True | True | True | False |  |  |  | False |  |  | False |  | False |  | False | False | False |  |  | Non Federally-Regulated | 09/15/2014 |  | 04/12/2021
Legrand / Pass & Seymour | Pass & Seymour | DR703PV | Dimmer | Device | True | True | True | True | True | True | True | True | True | [12 empty] | Non Federally-Regulated | 02/13/2015 |  | 04/12/2021
Lutron Electronics Co., Inc. | Sensors | MSCL-OP********* | Occupant Sensing Device | Device | True | True | True | True | True | False |  |  |  | False |  |  | True | True | False |  | False | False | True | True | True | Non Federally-Regulated | 01/27/2014 |  | 04/12/2021
Intermatic, Inc. | Intermatic, Inc. | ET90115CRE | Astronomical Time Switch Contr | Device | True | True | True | True | True | True | True | True | True | True | [11 empty] | Non Federally-Regulated | 12/03/2014 |  | 04/12/2021
Legrand / Pass & Seymour | Pass & Seymour | WS703PWCCV6 | Dimmer | Device | True | True | True | True | True | True | True | True | True | [12 empty] | Non Federally-Regulated | 02/13/2015 |  | 04/12/2021
Signify North America Corporation | Philips | SR1000FPC120 | Dimmer | Device | True | True | True | True | True | True | True | True | True | [12 empty] | Non Federally-Regulated | 07/17/2014 |  | 04/12/2021
Legrand / Pass & Seymour | Pass & Seymour | LSSC5PBK | Dimmer | Device | True | True | True | True | True | True | True | True | True | [12 empty] | Non Federally-Regulated | 02/13/2015 |  | 04/12/2021
Leviton Manufacturing Co., Inc. | Leviton | IPVD6 -*** | Occupant Sensing Device | Device | True | True | True | True | True | False |  |  |  | False |  |  | False |  | False |  | False | False | True | True | True | Non Federally-Regulated | 11/12/2014 |  | 04/12/2021
Lutron Electronics Co., Inc. | Grafik Eye | QSGRJ-*********** | Astronomical Time Switch Contr | Device | True | True | True | True | True | True | True | True | True | True | [11 empty] | Non Federally-Regulated | 01/21/2014 |  | 04/12/2021
Electronic Theatre Controls, Inc. | Unison | MSC4 | Automatic Time Switch Control | Device | True | True | True | True | True | True | [15 empty] | Non Federally-Regulated | 12/26/2013 |  | 04/12/2021
Douglas Lighting Controls | Douglas | WSP-2718-S3-FIP | Automatic Time Switch Control | Device | True | True | True | True | True | True | [15 empty] | Non Federally-Regulated | 10/10/2014 |  | 04/12/2021
Legrand / Pass & Seymour | Pass & Seymour | DRLV703PW | Dimmer | Device | True | True | True | True | True | True | True | True | True | [12 empty] | Non Federally-Regulated | 02/13/2015 |  | 04/12/2021
Legrand / Pass & Seymour | Pass & Seymour | T1003WV | Dimmer | Device | True | True | True | True | True | True | True | True | True | [12 empty] | Non Federally-Regulated | 02/13/2015 |  | 04/12/2021
Leviton Manufacturing Co., Inc. | Leviton | O4C20-*** | Occupant Sensing Device | Device | True | True | True | True | True | True | True | True | True | False |  |  | False |  | False |  | False | False | True | True | True | Non Federally-Regulated | 07/15/2014 |  | 04/12/2021
Lehigh Electric Products Co. | Solitaire | STM-6DC | Astronomical Time Switch Contr | Device | True | True | True | True | True | True | True | True | True | True | [11 empty] | Non Federally-Regulated | 03/10/2015 |  | 04/12/2021
WattStopper, Inc. | WattStopper, Inc. | LIB48-*-*-*-* | Automatic Time Switch Control | Device | True | True | True | True | True | True | [15 empty] | Non Federally-Regulated | 09/15/2014 |  | 04/12/2021
Douglas Lighting Controls | Douglas | WPS-3741 | Photosensor / Photocontrol Dev | Device | True | True | True | [18 empty] | Non Federally-Regulated | 10/10/2014 |  | 04/12/2021
Intense Lighting | Intense Lighting | IS125**-12A-T24 | Track Lighting Integral Curren | Device | True | True | True | True | True | True | True | True | True | [12 empty] | Non Federally-Regulated | 05/27/2015 |  | 04/12/2021
Schneider Electric | SERP | SERPL16HS | Astronomical Time Switch Contr | Device | True | True | True | True | True | True | True | True | True | True | [11 empty] | Non Federally-Regulated | 07/28/2014 |  | 04/12/2021
Marlin Controls, Inc. | Marlin Controls | MATRIX | Astronomical Time Switch Contr | Device | True | True | True | True | True | True | True | True | True | True | [11 empty] | Non Federally-Regulated | 02/11/2015 |  | 04/12/2021
ZHEJIANG YUANTAI ELECTRICAL TECHNOLOGY CO., LTD. | Yoti | YM185 | Occupant Sensing Device | Device | True | True | True | True | True | False |  |  |  | False |  |  | False |  | False |  | False | False | False |  |  | Non Federally-Regulated | 02/28/2014 |  | 04/12/2021
Intermatic, Inc. | Grasslin | GMXFM1D20-O-240 | Automatic Time Switch Control | Device | True | True | True | False | [17 empty] | Non Federally-Regulated | 08/05/2014 |  | 04/12/2021
WattStopper, Inc. | WattStopper, Inc. | RD-250-** | Dimmer | Device | True | True | True | True | True | True | True | True | True | [12 empty] | Non Federally-Regulated | 08/28/2014 |  | 04/12/2021
Legrand / Pass & Seymour | Pass & Seymour | T603LA | Dimmer | Device | True | True | True | True | True | True | True | True | True | [12 empty] | Non Federally-Regulated | 02/13/2015 |  | 04/12/2021
Douglas Lighting Controls | Douglas | WSP-2718-S3-SIP | Automatic Time Switch Control | Device | True | True | True | True | True | True | [15 empty] | Non Federally-Regulated | 10/10/2014 |  | 04/12/2021
B.E.G. Controls | B.E.G. Controls | MINI P 1C W FC | Occupant Sensing Device | Device | True | True | True | True | True | False |  |  |  | False |  |  | False |  | True | True | False | False | False |  |  | Non Federally-Regulated | 10/10/2014 |  | 04/12/2021
Legrand / Pass & Seymour | Pass & Seymour | WSCL450TCCCV4 | Dimmer | Device | True | True | True | True | True | True | True | True | True | [12 empty] | Non Federally-Regulated | 02/13/2015 |  | 04/12/2021
Legrand / Pass & Seymour | Pass & Seymour | LSSC5PLA | Dimmer | Device | True | True | True | True | True | True | True | True | True | [12 empty] | Non Federally-Regulated | 02/13/2015 |  | 04/12/2021
Legrand / Pass & Seymour | Pass & Seymour | T603IV | Dimmer | Device | True | True | True | True | True | True | True | True | True | [12 empty] | Non Federally-Regulated | 02/13/2015 |  | 04/12/2021
Distech Controls | Distech Controls | ECx-Light-4D-WD | Occupant Sensing Device | Device | True | True | True | True | True | False |  |  |  | False |  |  | True | True | False |  | False | False | False |  |  | Non Federally-Regulated | 10/28/2014 |  | 04/12/2021
Eaton Corp. | Eaton/Cooper Lighting | SI10P* | Dimmer | Device | True | True | True | True | True | True | True | True | True | [12 empty] | Non Federally-Regulated | 03/06/2015 |  | 04/12/2021
Legrand / Pass & Seymour | Pass & Seymour | TDFB83PBK | Dimmer | Device | True | True | True | True | True | True | True | True | True | [12 empty] | Non Federally-Regulated | 02/13/2015 |  | 04/12/2021
GE Lighting, a Savant company | GE Lighting Controls | CLCINT**-INTR**-***-**1* | Dimmer | Device | True | True | True | True | True | False |  | False | [13 empty] | Non Federally-Regulated | 08/04/2014 |  | 04/12/2021
B.E.G. Controls | B.E.G. Controls | PUCK 1C | Occupant Sensing Device | Device | True | True | True | True | True | False |  |  |  | False |  |  | False |  | False |  | False | False | True | True | True | Non Federally-Regulated | 09/23/2014 |  | 04/12/2021
NSi Industries | Tork | 5237A | Photosensor / Photocontrol Dev | Device | True | True | True | [18 empty] | Non Federally-Regulated | 10/10/2014 |  | 04/12/2021
Hubbell Building Automation | Hubbell Building Automation | WSPSM************* | Occupant Sensing Device | Device | True | True | True | True | True | False |  |  |  | False |  |  | False |  | False |  | False | False | False |  |  | Non Federally-Regulated | 02/04/2014 |  | 04/12/2021
Signify North America Corporation | Philips | MHP500QE** | Dimmer | Device | True | True | True | True | True | True | True | True | True | [12 empty] | Non Federally-Regulated | 07/17/2014 |  | 04/12/2021
Leviton Manufacturing Co., Inc. | Leviton | ODS0D-I** | Occupant Sensing Device | Device | True | True | True | True | True | False |  |  |  | False |  |  | False |  | False |  | False | True | True | True | True | Non Federally-Regulated | 07/30/2014 |  | 04/12/2021
Sensor Switch, Inc. | Sensor Switch | RMR ** 480*** | Occupant Sensing Device | Device | True | True | True | True | True | False |  |  |  | False |  |  | False |  | False |  | False | False | False |  |  | Non Federally-Regulated | 07/08/2014 |  | 04/12/2021
Marlin Controls, Inc. | Marlin Controls | MATRIX | Automatic Time Switch Control | Device | True | True | True | True | True | True | [15 empty] | Non Federally-Regulated | 02/11/2015 |  | 04/12/2021
Enerlites, Inc. | Enerlites, Inc. | DWVS-* | Occupant Sensing Device | Device | True | True | True | True | True | False |  |  |  | False |  |  | False |  | False |  | False | False | True | True | True | Non Federally-Regulated | 09/03/2014 |  | 04/12/2021
WattStopper, Inc. | WattStopper, Inc. | WD-270-* | Occupant Sensing Device | Device | True | True | True | True | True | False |  |  |  | False |  |  | True | True | False |  | False | False | False |  |  | Non Federally-Regulated | 09/15/2014 |  | 04/12/2021
Honeywell International | Honeywell | CLMSVPS6MDVWH | Occupant Sensing Device | Device | True | True | True | True | True | False |  |  |  | False |  |  | False |  | False |  | True | True | True | True | True | Non Federally-Regulated | 02/20/2014 |  | 04/12/2021
Eaton Corp. | Eaton/Cooper Lighting | VS106D1** | Dimmer | Device | True | True | True | True | True | True | True | True | True | [12 empty] | Non Federally-Regulated | 03/06/2015 |  | 04/12/2021
Vantage Controls, Inc. | Vantage Controls, Inc. | DS18**-**** | Dimmer | Device | True | True | True | True | True | True | True | True | True | [12 empty] | Non Federally-Regulated | 12/02/2014 |  | 04/12/2021
Light Corporation | Kanepi | B-C-BL**-** | Dimmer | Device | True | True | True | True | True | False |  | False | [13 empty] | Non Federally-Regulated | 04/02/2014 |  | 04/12/2021
Legrand / Pass & Seymour | Pass & Seymour | H703PTUW | Dimmer | Device | True | True | True | True | True | True | True | True | True | [12 empty] | Non Federally-Regulated | 02/13/2015 |  | 04/12/2021
Legrand / Pass & Seymour | Pass & Seymour | T603 | Dimmer | Device | True | True | True | True | True | True | True | True | True | [12 empty] | Non Federally-Regulated | 02/13/2015 |  | 04/12/2021
Leviton Manufacturing Co., Inc. | DZC | DZMX1-1LZ | Dimmer | Device | True | True | True | True | True | True | True | True | True | [12 empty] | Non Federally-Regulated | 01/21/2015 |  | 04/12/2021
ZHEJIANG YUANTAI ELECTRICAL TECHNOLOGY CO., LTD. | Yoti | YM181 | Occupant Sensing Device | Device | True | True | True | True | True | False |  |  |  | False |  |  | False |  | False |  | False | False | False |  |  | Non Federally-Regulated | 02/28/2014 |  | 04/12/2021
Legrand / Pass & Seymour | Pass & Seymour | TD1103P | Dimmer | Device | True | True | True | True | True | True | True | True | True | [12 empty] | Non Federally-Regulated | 02/13/2015 |  | 04/12/2021
Lutron Electronics Co., Inc. | Sensors | UMS-A102******** | Occupant Sensing Device | Device | True | True | True | True | True | True | True | True | True | False |  |  | False |  | False |  | False | False | True | True | True | Non Federally-Regulated | 10/17/2014 |  | 04/12/2021
Schneider Electric | SERP | SERPL8HS | Astronomical Time Switch Contr | Device | True | True | True | True | True | True | True | True | True | True | [11 empty] | Non Federally-Regulated | 07/28/2014 |  | 04/12/2021
Legrand / Pass & Seymour | Pass & Seymour | WS700BK | Dimmer | Device | True | True | True | True | True | True | True | True | True | [12 empty] | Non Federally-Regulated | 02/13/2015 |  | 04/12/2021
Gentec, Inc. | Kameleon | K8-32-PA-S* | Automatic Time Switch Control | Device | True | True | True | True | True | True | [15 empty] | Non Federally-Regulated | 09/10/2014 |  | 04/12/2021
Signify North America Corporation | Philips | MP1500EB* | Dimmer | Device | True | True | True | True | True | False |  | True | True | [12 empty] | Non Federally-Regulated | 07/17/2014 |  | 04/12/2021
Legrand / Pass & Seymour | Pass & Seymour | DRLV1103PV | Dimmer | Device | True | True | True | True | True | True | True | True | True | [12 empty] | Non Federally-Regulated | 02/13/2015 |  | 04/12/2021
Gentec, Inc. | Kameleon | K6-08-PA-S* | Automatic Time Switch Control | Device | True | True | True | True | True | True | [15 empty] | Non Federally-Regulated | 09/10/2014 |  | 04/12/2021
Cree LED Lighting Solutions | Cree LED Lighting | CIF-10V-CWC-SNSR | Dimmer | Device | True | True | True | True | True | False |  | False | [13 empty] | Non Federally-Regulated | 04/02/2014 |  | 04/12/2021
Legrand / Pass & Seymour | Pass & Seymour | HLV1103PW | Dimmer | Device | True | True | True | True | True | True | True | True | True | [12 empty] | Non Federally-Regulated | 02/13/2015 |  | 04/12/2021
Legrand / Pass & Seymour | Pass & Seymour | LSSC5LAV | Dimmer | Device | True | True | True | True | True | True | True | True | True | [12 empty] | Non Federally-Regulated | 02/13/2015 |  | 04/12/2021
Intermatic, Inc. | Intermatic, Inc. | ET1125CM | Automatic Time Switch Control | Device | True | True | True | False | [17 empty] | Non Federally-Regulated | 07/17/2014 |  | 04/12/2021
Schneider Electric | SERP | SERPL64HS | Astronomical Time Switch Contr | Device | True | True | True | True | True | True | True | True | True | True | [11 empty] | Non Federally-Regulated | 07/28/2014 |  | 04/12/2021
Signify North America Corporation | Philips | LRS2210/** | Occupant Sensing Device | Device | True | True | True | True | True | False |  |  |  | False |  |  | False |  | False |  | False | False | True | True | True | Non Federally-Regulated | 08/15/2014 |  | 04/12/2021
GE Lighting, a Savant company | GE Lighting Controls | CUS-10-180 | Occupant Sensing Device | Device | True | True | True | True | True | True | True | True | True | False |  |  | False |  | False |  | False | False | False |  |  | Non Federally-Regulated | 07/15/2014 |  | 04/12/2021
Cree LED Lighting Solutions | Cree LED Lighting | CIF-10VC1-CWC-SNSR | Occupant Sensing Device | Device | True | True | True | True | True | False |  |  |  | False |  |  | False |  | False |  | True | True | True | True | True | Non Federally-Regulated | 04/02/2014 |  | 04/12/2021
Legrand / Pass & Seymour | Pass & Seymour | LS1003PI | Dimmer | Device | True | True | True | True | True | True | True | True | True | [12 empty] | Non Federally-Regulated | 02/13/2015 |  | 04/12/2021
Sensor Switch, Inc. | Sensor Switch | RMR ************* | Occupant Sensing Device | Device | True | True | True | True | True | False |  |  |  | False |  |  | False |  | False |  | False | False | False |  |  | Non Federally-Regulated | 07/08/2014 |  | 04/12/2021
Enerlites, Inc. | Enerlites, Inc. | DWOS-1277-3R-* | Occupant Sensing Device | Device | True | True | True | True | True | False |  |  |  | False |  |  | False |  | False |  | False | False | True | True | True | Non Federally-Regulated | 05/21/2015 |  | 04/12/2021
Legrand / Pass & Seymour | Pass & Seymour | WSKITGRYBPCC6 | Dimmer | Device | True | True | True | True | True | True | True | True | True | [12 empty] | Non Federally-Regulated | 02/13/2015 |  | 04/12/2021
Cooper Controls | Greengate | ONW-D-1001-347-* | Occupant Sensing Device | Device | True | True | True | True | True | True | True | True | True | False |  |  | False |  | False |  | False | False | False |  |  | Non Federally-Regulated | 08/26/2014 |  | 04/12/2021
Legrand / Pass & Seymour | Pass & Seymour | LS600BK | Dimmer | Device | True | True | True | True | True | True | True | True | True | [12 empty] | Non Federally-Regulated | 02/13/2015 |  | 04/12/2021
Hubbell Building Automation | Hubbell Building Automation | WSPEM*****LWO***** | Occupant Sensing Device | Device | True | True | True | True | True | False |  |  |  | False |  |  | False |  | True | True | False | False | False |  |  | Non Federally-Regulated | 02/04/2014 |  | 04/12/2021
Leviton Manufacturing Co., Inc. | Vizia RF+ | VRI10-1LX | Dimmer | Device | True | True | True | True | True | True | True | True | True | [12 empty] | Non Federally-Regulated | 01/08/2015 |  | 04/12/2021
Intermatic, Inc. | Intermatic, Inc. | ET2715CP | Automatic Time Switch Control | Device | True | True | True | True | True | True | [15 empty] | Non Federally-Regulated | 04/28/2015 |  | 04/12/2021
Legrand / Pass & Seymour | Pass & Seymour | HLV703PW | Dimmer | Device | True | True | True | True | True | True | True | True | True | [12 empty] | Non Federally-Regulated | 02/13/2015 |  | 04/12/2021
Douglas Lighting Controls | Diversa | WOWCDD2-DPR-N | Dimmer | Device | True | True | True | True | True | False |  | False | [13 empty] | Non Federally-Regulated | 10/10/2014 |  | 04/12/2021
GE Lighting, a Savant company | GE Lighting Controls | CLCINT12-INTD12-000-00*S | Dimmer | Device | True | True | True | True | True | False |  | False | [13 empty] | Non Federally-Regulated | 08/04/2014 |  | 04/12/2021
WattStopper, Inc. | WattStopper, Inc. | FS-705 | Occupant Sensing Device | Device | True | True | True | True | True | False |  |  |  | False |  |  | False |  | False |  | False | False | False |  |  | Non Federally-Regulated | 04/02/2015 |  | 04/12/2021
Danfoss, Inc. | Danfoss, Inc. | AK-XM 205B | Automatic Daylighting Control | Device | True | True | True | False |  | True | True | True | True | True | True | [10 empty] | Non Federally-Regulated | 05/02/2014 |  | 04/12/2021
WattStopper, Inc. | WattStopper, Inc. | PW-100-* | Occupant Sensing Device | Device | True | True | True | True | True | False |  |  |  | False |  |  | False |  | False |  | False | False | False |  |  | Non Federally-Regulated | 09/15/2014 |  | 04/12/2021
Schneider Electric | SERP | SERPB64HS | Astronomical Time Switch Contr | Device | True | True | True | True | True | True | True | True | True | True | [11 empty] | Non Federally-Regulated | 07/28/2014 |  | 04/12/2021
Douglas Lighting Controls | Diversa | WOSSID1-P-V* | Occupant Sensing Device | Device | True | True | True | True | True | False |  |  |  | False |  |  | False |  | False |  | False | False | True | True | True | Non Federally-Regulated | 10/10/2014 |  | 04/12/2021
Legrand / Pass & Seymour | Pass & Seymour | WSLV700TC | Dimmer | Device | True | True | True | True | True | True | True | True | True | [12 empty] | Non Federally-Regulated | 02/13/2015 |  | 04/12/2021
Sensor Switch, Inc. | Sensor Switch | SBR ** 2P********** | Occupant Sensing Device | Device | True | True | True | True | True | False |  |  |  | False |  |  | False |  | False |  | False | False | False |  |  | Non Federally-Regulated | 07/08/2014 |  | 04/12/2021
Legrand / Pass & Seymour | Pass & Seymour | DRSC53PV | Dimmer | Device | True | True | True | True | True | True | True | True | True | [12 empty] | Non Federally-Regulated | 02/13/2015 |  | 04/12/2021
Legrand / Pass & Seymour | Pass & Seymour | LSSC5PBKV | Dimmer | Device | True | True | True | True | True | True | True | True | True | [12 empty] | Non Federally-Regulated | 02/13/2015 |  | 04/12/2021
Hubbell Building Automation | Hubbell Building Automation | WIH-OM-*** | Automatic Time Switch Control | Device | True | True | True | True | True | True | [15 empty] | Non Federally-Regulated | 02/04/2014 |  | 04/12/2021
Enlighted, Inc. | Enlighted | RS-2O-** | Dimmer | Device | True | True | True | True | True | False |  | True | True | [12 empty] | Non Federally-Regulated | 09/18/2014 |  | 04/12/2021
Intermatic, Inc. | Intermatic, Inc. | ET8015CR | Automatic Time Switch Control | Device | True | True | True | False | [17 empty] | Non Federally-Regulated | 07/17/2014 |  | 04/12/2021
Lutron Electronics Co., Inc. | PowPak | FCJ-010 | Automatic Daylighting Control | Device | True | True | True | True | True | True | True | True | True | True | True | [10 empty] | Non Federally-Regulated | 01/07/2015 |  | 04/12/2021
Intense Lighting | Intense Lighting | IS235**-1A | Track Lighting Integral Curren | Device | True | True | True | True | True | True | True | True | True | [12 empty] | Non Federally-Regulated | 05/27/2015 |  | 04/12/2021
NSi Industries | Tork | DGUM100A-Y | Astronomical Time Switch Contr | Device | True | True | True | True | True | True | True | True | True | True | [11 empty] | Non Federally-Regulated | 10/10/2014 |  | 04/12/2021
Legrand / Pass & Seymour | Pass & Seymour | WSKITIBPCC6 | Dimmer | Device | True | True | True | True | True | True | True | True | True | [12 empty] | Non Federally-Regulated | 02/13/2015 |  | 04/12/2021
Vantage Controls, Inc. | Vantage Controls, Inc. | RD14**-**** | Dimmer | Device | True | True | True | True | True | True | True | True | True | [12 empty] | Non Federally-Regulated | 12/02/2014 |  | 04/12/2021
Acuity Brands Lighting | Juno | T90CLF-12-** | Track Lighting Integral Curren | Device | True | True | True | True | True | True | True | True | True | [12 empty] | Non Federally-Regulated | 12/05/2014 |  | 04/12/2021
Signify North America Corporation | Philips | LLC1681/** | Photosensor / Photocontrol Dev | Device | True | True | True | [18 empty] | Non Federally-Regulated | 07/09/2014 |  | 04/12/2021
Gentec, Inc. | Schneider Electric | SERPB64HS | Automatic Time Switch Control | Device | True | True | True | True | True | True | [15 empty] | Non Federally-Regulated | 09/10/2014 |  | 04/12/2021
Intense Lighting | Intense Lighting | IS135**-12A | Track Lighting Integral Curren | Device | True | True | True | True | True | True | True | True | True | [12 empty] | Non Federally-Regulated | 05/27/2015 |  | 04/12/2021
Signify North America Corporation | Philips | LRS2220/** | Occupant Sensing Device | Device | True | True | True | True | True | True | True | True | True | False |  |  | False |  | False |  | False | False | True | True | True | Non Federally-Regulated | 02/27/2015 |  | 04/12/2021
Legrand/WattStopper | WattStopper | WSP101DBK | Dimmer | Device | True | True | True | True | True | True | True | True | True | [12 empty] | Non Federally-Regulated | 01/07/2015 |  | 04/12/2021
Schneider Electric | SERP | SERP24HS | Astronomical Time Switch Contr | Device | True | True | True | True | True | True | True | True | True | True | [11 empty] | Non Federally-Regulated | 07/28/2014 |  | 04/12/2021
Lutron Electronics Co., Inc. | Homeworks | HRD-5NE*** | Dimmer | Device | True | True | True | True | True | True | True | True | True | [12 empty] | Non Federally-Regulated | 01/21/2014 |  | 04/12/2021
Legrand / Pass & Seymour | Pass & Seymour | LS1000WV | Dimmer | Device | True | True | True | True | True | True | True | True | True | [12 empty] | Non Federally-Regulated | 02/13/2015 |  | 04/12/2021
IR-TEC International, Ltd. | IR-TEC International, Ltd. | LOS-509N** | Occupant Sensing Device | Device | True | True | True | True | True | False |  |  |  | False |  |  | False |  | False |  | False | False | False |  |  | Non Federally-Regulated | 04/10/2015 |  | 04/12/2021
Intermatic, Inc. | Intermatic, Inc. | ET8215B | Automatic Time Switch Control | Device | True | True | True | False | [17 empty] | Non Federally-Regulated | 07/17/2014 |  | 04/12/2021
Signify North America Corporation | Philips | LRM2350 | Occupant Sensing Device | Device | True | True | True | True | True | False |  |  |  | False |  |  | False |  | False |  | False | False | False |  |  | Non Federally-Regulated | 02/27/2015 |  | 04/12/2021
Legrand / Pass & Seymour | Pass & Seymour | T1003 | Dimmer | Device | True | True | True | True | True | True | True | True | True | [12 empty] | Non Federally-Regulated | 02/13/2015 |  | 04/12/2021
Eaton Corp. | Eaton/Cooper Lighting | DF8AP** | Dimmer | Device | True | True | True | True | True | True | True | True | True | [12 empty] | Non Federally-Regulated | 03/06/2015 |  | 04/12/2021
Signify North America Corporation | Philips | DMRC820FR-***-NA | Photosensor / Photocontrol Dev | Device | True | True | True | [18 empty] | Non Federally-Regulated | 07/09/2014 |  | 04/12/2021
Signify North America Corporation | Philips | LRM2360 | Photosensor / Photocontrol Dev | Device | True | True | True | [18 empty] | Non Federally-Regulated | 02/27/2015 |  | 04/12/2021
Leviton Manufacturing Co., Inc. | Leviton | ATX10 | Dimmer | Device | True | True | True | True | True | False |  | True | True | [12 empty] | Non Federally-Regulated | 12/01/2014 |  | 04/12/2021
Cooper Controls | Greengate | CKT16-120/277-SS*-SL*-ST*-SHVB*-SHVD* | Astronomical Time Switch Contr | Device | True | True | True | True | True | True | True | True | True | True | [11 empty] | Non Federally-Regulated | 08/26/2014 |  | 04/12/2021
Sensor Switch, Inc. | Sensor Switch | SBGR ** PC *************** | Photosensor / Photocontrol Dev | Device | True | True | True | [18 empty] | Non Federally-Regulated | 07/08/2014 |  | 04/12/2021
WattStopper, Inc. | WattStopper, Inc. | UW-100-* | Occupant Sensing Device | Device | True | True | True | True | True | True | True | True | True | False |  |  | False |  | False |  | False | False | False |  |  | Non Federally-Regulated | 09/15/2014 |  | 04/12/2021
Sensor Switch, Inc. | Sensor Switch | RMR PDT ************* | Occupant Sensing Device | Device | True | True | True | True | True | False |  |  |  | False |  |  | False |  | False |  | False | False | False |  |  | Non Federally-Regulated | 07/08/2014 |  | 04/12/2021
Sensor Switch, Inc. | Sensor Switch | CMR ** 480****** | Occupant Sensing Device | Device | True | True | True | True | True | False |  |  |  | False |  |  | False |  | False |  | False | False | False |  |  | Non Federally-Regulated | 07/08/2014 |  | 04/12/2021
Marlin Controls, Inc. | Marlin Controls | HERCULES | Astronomical Time Switch Contr | Device | True | True | True | True | True | True | True | True | True | True | [11 empty] | Non Federally-Regulated | 02/11/2015 |  | 04/12/2021
WattStopper, Inc. | WattStopper, Inc. | FS-555 | Occupant Sensing Device | Device | True | True | True | True | True | True | True | True | True | False |  |  | False |  | False |  | False | False | False |  |  | Non Federally-Regulated | 09/15/2014 |  | 04/12/2021
Leviton Manufacturing Co., Inc. | Leviton | ODS0D-T** | Occupant Sensing Device | Device | True | True | True | True | True | False |  |  |  | False |  |  | False |  | False |  | False | True | True | True | True | Non Federally-Regulated | 07/30/2014 |  | 04/12/2021
WattStopper, Inc. | WattStopper, Inc. | ADFE-16A-* | Dimmer | Device | True | True | True | True | True | True | True | True | True | [12 empty] | Non Federally-Regulated | 08/28/2014 |  | 04/12/2021
Litelab Corp. | Busrun | EEC-12********* | Track Lighting Integral Curren | Device | True | True | True | True | True | True | True | True | True | [12 empty] | Non Federally-Regulated | 10/13/2014 |  | 04/12/2021
Schneider Electric | Powerlink | NF MB POWERLINK PNL (Master Included) | Automatic Time Switch Control | Device | True | True | True | True | True | True | [15 empty] | Non Federally-Regulated | 07/28/2014 |  | 04/12/2021
Intermatic, Inc. | Intermatic, Inc. | ET90215CR | Automatic Time Switch Control | Device | True | True | True | True | True | True | [15 empty] | Non Federally-Regulated | 12/03/2014 |  | 04/12/2021
WattStopper, Inc. | WattStopper, Inc. | SD-1003-* | Dimmer | Device | True | True | True | True | True | True | True | True | True | [12 empty] | Non Federally-Regulated | 08/28/2014 |  | 04/12/2021
Legrand / Pass & Seymour | Pass & Seymour | LS600IV | Dimmer | Device | True | True | True | True | True | True | True | True | True | [12 empty] | Non Federally-Regulated | 02/13/2015 |  | 04/12/2021
Enerlites, Inc. | Enerlites, Inc. | HMOS-* | Occupant Sensing Device | Device | True | True | True | True | True | False |  |  |  | False |  |  | False |  | False |  | False | False | True | True | True | Non Federally-Regulated | 09/16/2014 |  | 04/12/2021
Lutron Electronics Co., Inc. | HomeWorks QS | HQRD-10D | Dimmer | Device | True | True | True | True | True | True | True | True | True | [12 empty] | Non Federally-Regulated | 01/21/2014 |  | 04/12/2021
Legrand / Pass & Seymour | Pass & Seymour | R600LAV | Dimmer | Device | True | True | True | True | True | True | True | True | True | [12 empty] | Non Federally-Regulated | 02/13/2015 |  | 04/12/2021
Intermatic, Inc. | Grasslin | LM2-O-120-LS1 | Photosensor / Photocontrol Dev | Device | True | True | True | [18 empty] | Non Federally-Regulated | 08/05/2014 |  | 04/12/2021
Lutron Electronics Co., Inc. | Sensors | UMS-B202-V******** | Occupant Sensing Device | Device | True | True | True | True | True | True | True | True | True | False |  |  | False |  | False |  | False | True | True | True | True | Non Federally-Regulated | 01/21/2014 |  | 04/12/2021
Hubbell Building Automation | Hubbell Building Automation | OMNIDIA*********** | Occupant Sensing Device | Device | True | True | True | True | True | False |  |  |  | False |  |  | False |  | False |  | False | False | True | True | True | Non Federally-Regulated | 02/04/2014 |  | 04/12/2021
Leviton Manufacturing Co., Inc. | Leviton | D3208 | Dimmer | Device | True | True | True | True | True | False |  | True | True | [12 empty] | Non Federally-Regulated | 12/01/2014 |  | 04/12/2021
Enerlites, Inc. | Enerlites, Inc. | HMVS-J-* | Occupant Sensing Device | Device | True | True | True | True | True | False |  |  |  | False |  |  | False |  | False |  | False | False | True | True | True | Non Federally-Regulated | 09/03/2014 |  | 04/12/2021
Cooper Controls | Greengate | ONW-D-1001-MV-* | Occupant Sensing Device | Device | True | True | True | True | True | True | True | True | True | False |  |  | False |  | False |  | False | False | False |  |  | Non Federally-Regulated | 08/26/2014 |  | 04/12/2021
Universal Lighting Technologies | Cento | OSR3S1-W | Occupant Sensing Device | Device | True | True | True | True | True | False |  |  |  | False |  |  | False |  | False |  | False | False | True | True | True | Non Federally-Regulated | 09/18/2014 |  | 04/12/2021
Lighting Control & Design | Lighting Control & Design | XPA-CMRB******* | Dimmer | Device | True | True | True | True | True | False |  | False | [13 empty] | Non Federally-Regulated | 07/15/2014 |  | 04/12/2021
Hubbell Building Automation | Hubbell Building Automation | DLCPCA | Photosensor / Photocontrol Dev | Device | True | True | True | [18 empty] | Non Federally-Regulated | 02/04/2014 |  | 04/12/2021
WattStopper, Inc. | WattStopper, Inc. | ADMLV-703-* | Dimmer | Device | True | True | True | True | True | True | True | True | True | [12 empty] | Non Federally-Regulated | 08/28/2014 |  | 04/12/2021
Cooper Controls | Greengate | CK4AP-****-** | Astronomical Time Switch Contr | Device | True | True | True | True | True | True | True | True | True | True | [11 empty] | Non Federally-Regulated | 08/26/2014 |  | 04/12/2021
Legrand / Pass & Seymour | Pass & Seymour | LSLV600PLA | Dimmer | Device | True | True | True | True | True | True | True | True | True | [12 empty] | Non Federally-Regulated | 02/13/2015 |  | 04/12/2021
Vantage Controls, Inc. | Vantage Controls, Inc. | LVOS-0-10-PWM | Dimmer | Device | True | True | True | True | True | True | True | False | [13 empty] | Non Federally-Regulated | 12/02/2014 |  | 04/12/2021
Legrand / Pass & Seymour | Pass & Seymour | HCL453PW | Dimmer | Device | True | True | True | True | True | True | True | True | True | [12 empty] | Non Federally-Regulated | 02/13/2015 |  | 04/12/2021
Legrand / Pass & Seymour | Pass & Seymour | DR1103PBKV | Dimmer | Device | True | True | True | True | True | True | True | True | True | [12 empty] | Non Federally-Regulated | 02/13/2015 |  | 04/12/2021
Cooper Controls | Greengate | CKT48-120/277-SS*-SL*-ST*-SHVB*-SHVD* | Astronomical Time Switch Contr | Device | True | True | True | True | True | True | True | True | True | True | [11 empty] | Non Federally-Regulated | 08/26/2014 |  | 04/12/2021
Lutron Electronics Co., Inc. | HomeWorks QS | HQRD-10ND | Dimmer | Device | True | True | True | True | True | True | True | True | True | [12 empty] | Non Federally-Regulated | 01/21/2014 |  | 04/12/2021
Signify North America Corporation | Philips | DC-DPD-I-1*-101 | Dimmer | Device | True | True | True | True | True | True | True | False | [13 empty] | Non Federally-Regulated | 07/17/2014 |  | 04/12/2021
Danfoss, Inc. | Danfoss, Inc. | 080Z2169 | Photosensor / Photocontrol Dev | Device | True | True | True | [18 empty] | Non Federally-Regulated | 05/02/2014 |  | 04/12/2021
Vantage Controls, Inc. | Vantage Controls, Inc. | RD16**-**** | Dimmer | Device | True | True | True | True | True | True | True | True | True | [12 empty] | Non Federally-Regulated | 12/02/2014 |  | 04/12/2021
WattStopper, Inc. | WattStopper, Inc. | CI-205-* | Occupant Sensing Device | Device | True | True | True | True | True | False |  |  |  | False |  |  | False |  | False |  | False | False | False |  |  | Non Federally-Regulated | 09/15/2014 |  | 04/12/2021
Exergy Controls, LLC | Exergy Controls | XRG-1000 | Astronomical Time Switch Contr | Device | True | True | True | True | True | True | True | True | True | True | [11 empty] | Non Federally-Regulated | 08/28/2014 |  | 04/12/2021
Enlighted, Inc. | Enlighted | SU-LP-** | Photosensor / Photocontrol Dev | Device | True | True | True | [18 empty] | Non Federally-Regulated | 08/20/2014 |  | 04/12/2021
Leviton Manufacturing Co., Inc. | Leviton | O2C10-*** | Occupant Sensing Device | Device | True | True | True | True | True | True | True | True | True | False |  |  | False |  | False |  | False | True | False | True |  | Non Federally-Regulated | 07/30/2014 |  | 04/12/2021
Legrand / Pass & Seymour | Pass & Seymour | DR703PWV | Dimmer | Device | True | True | True | True | True | True | True | True | True | [12 empty] | Non Federally-Regulated | 02/13/2015 |  | 04/12/2021
Douglas Lighting Controls | Diversa | WVSSDU2-P-V* | Occupant Sensing Device | Device | True | True | True | True | True | False |  |  |  | False |  |  | False |  | False |  | False | True | True | True | True | Non Federally-Regulated | 10/10/2014 |  | 04/12/2021
Crestron Electronics | Crestron Electronics | CLS-EXP-DIMFLV | Dimmer | Device | True | True | True | True | True | True | True | True | True | [12 empty] | Non Federally-Regulated | 07/25/2014 |  | 04/12/2021
Intermatic, Inc. | Grasslin | LM2-O-277-LS2 | Photosensor / Photocontrol Dev | Device | True | True | True | [18 empty] | Non Federally-Regulated | 08/05/2014 |  | 04/12/2021
Legrand/WattStopper | WattStopper | EWS100W | Occupant Sensing Device | Device | True | True | True | True | True | False |  |  |  | False |  |  | False |  | False |  | False | False | False |  |  | Non Federally-Regulated | 01/07/2015 |  | 04/12/2021
Lutron Electronics Co., Inc. | HomeWorks QS | HQRA-6D | Dimmer | Device | True | True | True | True | True | True | True | True | True | [12 empty] | Non Federally-Regulated | 01/21/2014 |  | 04/12/2021
Crestron Electronics | Crestron Electronics | CLW-DIMEX | Dimmer | Device | True | True | True | True | True | True | True | True | True | [12 empty] | Non Federally-Regulated | 07/25/2014 |  | 04/12/2021
Schneider Electric | SERP | SERPB16HS | Astronomical Time Switch Contr | Device | True | True | True | True | True | True | True | True | True | True | [11 empty] | Non Federally-Regulated | 07/28/2014 |  | 04/12/2021
Lutron Electronics Co., Inc. | Radio RA | RA-10D**** | Dimmer | Device | True | True | True | True | True | True | True | True | True | [12 empty] | Non Federally-Regulated | 01/21/2014 |  | 04/12/2021
Intelligent Lighting Controls, Inc. | LightLEEDer | LSPC-4 | Photosensor / Photocontrol Dev | Device | True | True | True | [18 empty] | Non Federally-Regulated | 06/15/2015 |  | 04/12/2021
Intermatic, Inc. | Grasslin | FM1D20-120U | Automatic Time Switch Control | Device | True | True | True | False | [17 empty] | Non Federally-Regulated | 08/05/2014 |  | 04/12/2021
Legrand / Pass & Seymour | Pass & Seymour | DR703PLAV | Dimmer | Device | True | True | True | True | True | True | True | True | True | [12 empty] | Non Federally-Regulated | 02/13/2015 |  | 04/12/2021
WattStopper, Inc. | WattStopper, Inc. | LMSM-3E | Automatic Time Switch Control | Device | True | True | True | True | True | True | [15 empty] | Non Federally-Regulated | 12/15/2014 |  | 04/12/2021
Danfoss, Inc. | Danfoss, Inc. | AK-XM 204B | Automatic Daylighting Control | Device | True | True | True | False |  | True | True | True | True | True | True | [10 empty] | Non Federally-Regulated | 05/02/2014 |  | 04/12/2021
Intermatic, Inc. | Grasslin | FM1D50-240 | Automatic Time Switch Control | Device | True | True | True | False | [17 empty] | Non Federally-Regulated | 08/05/2014 |  | 04/12/2021
Leviton Manufacturing Co., Inc. | Leviton | ODS10-ID* | Occupant Sensing Device | Device | True | True | True | True | True | False |  |  |  | False |  |  | False |  | False |  | False | False | True | True | True | Non Federally-Regulated | 07/30/2014 |  | 04/12/2021
Acuity Brands Lighting | Juno | TEK11CL-** | Track Lighting Integral Curren | Device | True | True | True | True | True | True | True | True | True | [12 empty] | Non Federally-Regulated | 12/05/2014 |  | 04/12/2021
Intermatic, Inc. | Grasslin | GMX2FM2D50O-120 | Automatic Time Switch Control | Device | True | True | True | False | [17 empty] | Non Federally-Regulated | 08/05/2014 |  | 04/12/2021
Legrand / Pass & Seymour | Pass & Seymour | T1003I | Dimmer | Device | True | True | True | True | True | True | True | True | True | [12 empty] | Non Federally-Regulated | 02/13/2015 |  | 04/12/2021
Signify North America Corporation | Philips | SR1000MK10120 | Dimmer | Device | True | True | True | True | True | False |  | True | True | [12 empty] | Non Federally-Regulated | 07/17/2014 |  | 04/12/2021
Intense Lighting | Intense Lighting | IS235**-7A | Track Lighting Integral Curren | Device | True | True | True | True | True | True | True | True | True | [12 empty] | Non Federally-Regulated | 05/27/2015 |  | 04/12/2021
Hubbell Building Automation | Hubbell Building Automation | WIR-PLC-*** | Automatic Time Switch Control | Device | True | True | True | True | True | True | [15 empty] | Non Federally-Regulated | 05/12/2014 |  | 04/12/2021
Legrand / Pass & Seymour | Pass & Seymour | R600PLAV | Dimmer | Device | True | True | True | True | True | True | True | True | True | [12 empty] | Non Federally-Regulated | 02/13/2015 |  | 04/12/2021
Legrand/WattStopper | WattStopper | EWS201W | Occupant Sensing Device | Device | True | True | True | True | True | False |  |  |  | False |  |  | False |  | False |  | True | True | True | True | True | Non Federally-Regulated | 01/07/2015 |  | 04/12/2021
Legrand / Pass & Seymour | Pass & Seymour | LSCLDC163PI | Dimmer | Device | True | True | True | True | True | True | True | True | True | [12 empty] | Non Federally-Regulated | 02/13/2015 |  | 04/12/2021
Lutron Electronics Co., Inc. | Homeworks | HWV-FDB-8A***** | Dimmer | Device | True | True | True | True | True | True | True | True | True | [12 empty] | Non Federally-Regulated | 01/21/2014 |  | 04/12/2021
Hubbell Building Automation | Hubbell Building Automation | DLCPCO | Photosensor / Photocontrol Dev | Device | True | True | True | [18 empty] | Non Federally-Regulated | 02/04/2014 |  | 04/12/2021
Lutron Electronics Co., Inc. | Homeworks | HWD-5NE***** | Dimmer | Device | True | True | True | True | True | True | True | True | True | [12 empty] | Non Federally-Regulated | 01/21/2014 |  | 04/12/2021
Cooper Controls | Greengate | OSW-U-0721-MV-* | Occupant Sensing Device | Device | True | True | True | True | True | True | True | True | True | False |  |  | False |  | False |  | False | False | False |  |  | Non Federally-Regulated | 08/26/2014 |  | 04/12/2021
Carolina Products, Inc. | Carolina Products | CPI-400 | Automatic Time Switch Control | Device | True | True | True | True | True | True | [15 empty] | Non Federally-Regulated | 08/25/2014 |  | 04/12/2021
TacTouch, Inc. | TT-L Series | TT-L6**-* | Dimmer | Device | True | True | True | True | True | False |  | True | True | [12 empty] | Non Federally-Regulated | 02/04/2014 |  | 04/12/2021
Musco Sports Lighting, LLC | Control-Link | REC V | Astronomical Time Switch Contr | Device | True | True | True | True | True | True | True | True | True | True | [11 empty] | Non Federally-Regulated | 02/20/2014 |  | 04/12/2021
Intense Lighting | Intense Lighting | IS226**-7A-T24 | Track Lighting Integral Curren | Device | True | True | True | True | True | True | True | True | True | [12 empty] | Non Federally-Regulated | 05/20/2015 |  | 04/12/2021
Litelab Corp. | Busrun | EEC-3********** | Track Lighting Integral Curren | Device | True | True | True | True | True | True | True | True | True | [12 empty] | Non Federally-Regulated | 10/13/2014 |  | 04/12/2021
GE Lighting, a Savant company | GE Lighting Controls | CLCINT24-INTR24-***-**2* | Automatic Daylighting Control | Device | True | True | True | True | True | False |  | True | True | True | True | [10 empty] | Non Federally-Regulated | 08/04/2014 |  | 04/12/2021
GE Lighting, a Savant company | GE Lighting Controls | RPCON**** | Photosensor / Photocontrol Dev | Device | True | True | True | [18 empty] | Non Federally-Regulated | 08/04/2014 |  | 04/12/2021
Cooper Controls | Greengate | CK4-277** | Astronomical Time Switch Contr | Device | True | True | True | True | True | True | True | True | True | True | [11 empty] | Non Federally-Regulated | 08/26/2014 |  | 04/12/2021
WattStopper, Inc. | WattStopper, Inc. | WT-2250 | Occupant Sensing Device | Device | True | True | True | True | True | True | True | True | True | False |  |  | False |  | False |  | False | False | False |  |  | Non Federally-Regulated | 09/15/2014 |  | 04/12/2021
Sensor Switch, Inc. | Sensor Switch | SBR PDT ** 2P********** | Occupant Sensing Device | Device | True | True | True | True | True | False |  |  |  | False |  |  | False |  | False |  | False | False | False |  |  | Non Federally-Regulated | 07/08/2014 |  | 04/12/2021
Signify North America Corporation | Philips | DUS804C-UP | Photosensor / Photocontrol Dev | Device | True | True | True | [18 empty] | Non Federally-Regulated | 07/09/2014 |  | 04/12/2021
Intermatic, Inc. | Grasslin | MIL72EQWUZH-24 | Automatic Time Switch Control | Device | True | True | True | False | [17 empty] | Non Federally-Regulated | 08/05/2014 |  | 04/12/2021
Legrand / Pass & Seymour | Pass & Seymour | R603PW | Dimmer | Device | True | True | True | True | True | True | True | True | True | [12 empty] | Non Federally-Regulated | 02/13/2015 |  | 04/12/2021
Hubbell Building Automation | Hubbell Building Automation | LHIR*************M | Occupant Sensing Device | Device | True | True | True | True | True | False |  |  |  | False |  |  | False |  | False |  | False | False | True | True | True | Non Federally-Regulated | 02/04/2014 |  | 04/12/2021
Legrand / Pass & Seymour | Pass & Seymour | DRSC53PWV | Dimmer | Device | True | True | True | True | True | True | True | True | True | [12 empty] | Non Federally-Regulated | 02/13/2015 |  | 04/12/2021
Lutron Electronics Co., Inc. | Sensors | C-SR-M1****** | Photosensor / Photocontrol Dev | Device | True | True | True | [18 empty] | Non Federally-Regulated | 01/27/2014 |  | 04/12/2021
Signify North America Corporation | Philips | DC-DRE-I-****-*** | Astronomical Time Switch Contr | Device | True | True | True | True | True | True | True | True | True | True | [11 empty] | Non Federally-Regulated | 07/09/2014 |  | 04/12/2021
Cooper Lighting | Halo | LC941************** | Track Lighting Integral Curren | Device | True | True | True | True | True | True | True | True | True | [12 empty] | Non Federally-Regulated | 11/13/2014 |  | 04/12/2021
Leviton Manufacturing Co., Inc. | Vizia RF+ | VRMX1-1LZ | Dimmer | Device | True | True | True | True | True | True | True | True | True | [12 empty] | Non Federally-Regulated | 01/08/2015 |  | 04/12/2021
Signify North America Corporation | Philips | MP1000VA* | Dimmer | Device | True | True | True | True | True | False |  | True | True | [12 empty] | Non Federally-Regulated | 07/17/2014 |  | 04/12/2021
Honeywell International | Honeywell | CLB1311S | Photosensor / Photocontrol Dev | Device | True | True | True | [18 empty] | Non Federally-Regulated | 02/20/2014 |  | 04/12/2021
Hubbell Building Automation | Hubbell Building Automation | LHN-*************M | Occupant Sensing Device | Device | True | True | True | True | True | False |  |  |  | False |  |  | False |  | False |  | False | False | True | True | True | Non Federally-Regulated | 02/04/2014 |  | 04/12/2021
Lutron Electronics Co., Inc. | Sensors | UMS-A202******** | Occupant Sensing Device | Device | True | True | True | True | True | True | True | True | True | False |  |  | False |  | False |  | True | True | True | True | True | Non Federally-Regulated | 10/17/2014 |  | 04/12/2021
The Lighting Quotient | The Lighting Quotient | CLC-EN-07-**-*-* | Photosensor / Photocontrol Dev | Device | True | True | True | [18 empty] | Non Federally-Regulated | 09/10/2014 |  | 04/12/2021
Signify North America Corporation | Philips | OS300QE* | Dimmer | Device | True | True | True | True | True | True | True | True | True | [12 empty] | Non Federally-Regulated | 07/17/2014 |  | 04/12/2021
Leviton Manufacturing Co., Inc. | Leviton | MDE03 | Dimmer | Device | True | True | True | True | True | False |  | True | True | [12 empty] | Non Federally-Regulated | 12/01/2014 |  | 04/12/2021
Gentec, Inc. | Kameleon | K8-16-PA-S* | Automatic Time Switch Control | Device | True | True | True | True | True | True | [15 empty] | Non Federally-Regulated | 09/10/2014 |  | 04/12/2021
Signify North America Corporation | Philips | LRI1655/** | Photosensor / Photocontrol Dev | Device | True | True | True | [18 empty] | Non Federally-Regulated | 07/09/2014 |  | 04/12/2021
Sensor Switch, Inc. | Sensor Switch | SBGR ** ODP ************** | Occupant Sensing Device | Device | True | True | True | True | True | False |  |  |  | False |  |  | False |  | True | True | False | False | False |  |  | Non Federally-Regulated | 07/08/2014 |  | 04/12/2021
GE Lighting, a Savant company | GE Lighting Controls | CLCINT12-INTD12-000-0030 | Dimmer | Device | True | True | True | True | True | False |  | False | [13 empty] | Non Federally-Regulated | 08/04/2014 |  | 04/12/2021
Signify North America Corporation | Philips | LLC7315 | Photosensor / Photocontrol Dev | Device | True | True | True | [18 empty] | Non Federally-Regulated | 07/09/2014 |  | 04/12/2021
Nora Lighting | Nora Current Limiter for Track Lighting | NT-2358*/1A | Track Lighting Integral Curren | Device | True | True | True | True | True | True | True | True | True | [12 empty] | Non Federally-Regulated | 06/16/2014 |  | 04/12/2021
Legrand / Pass & Seymour | Pass & Seymour | R600PLTKV | Dimmer | Device | True | True | True | True | True | True | True | True | True | [12 empty] | Non Federally-Regulated | 02/13/2015 |  | 04/12/2021
Lutron Electronics Co., Inc. | Homeworks | HWD-10ND*** | Dimmer | Device | True | True | True | True | True | True | True | True | True | [12 empty] | Non Federally-Regulated | 01/21/2014 |  | 04/12/2021
Legrand / Pass & Seymour | Pass & Seymour | LSSC5PIV | Dimmer | Device | True | True | True | True | True | True | True | True | True | [12 empty] | Non Federally-Regulated | 02/13/2015 |  | 04/12/2021
Legrand/WattStopper | WattStopper | WSP101NW | Occupant Sensing Device | Device | True | True | True | True | True | False |  |  |  | False |  |  | False |  | False |  | False | False | False |  |  | Non Federally-Regulated | 01/07/2015 |  | 04/12/2021
GE Lighting, a Savant company | GE Lighting Controls | CIR-2H-360-D-T | Occupant Sensing Device | Device | True | True | True | True | True | False |  |  |  | False |  |  | False |  | False |  | False | False | False |  |  | Non Federally-Regulated | 07/15/2014 |  | 04/12/2021
WattStopper, Inc. | WattStopper, Inc. | LIA8-*-*-*-* | Automatic Time Switch Control | Device | True | True | True | True | True | True | [15 empty] | Non Federally-Regulated | 09/15/2014 |  | 04/12/2021
Intense Lighting | Intense Lighting | IS155**-2A-T24 | Track Lighting Integral Curren | Device | True | True | True | True | True | True | True | True | True | [12 empty] | Non Federally-Regulated | 05/20/2015 |  | 04/12/2021
Intermatic, Inc. | Intermatic, Inc. | ET2145C | Automatic Time Switch Control | Device | True | True | True | True | True | True | [15 empty] | Non Federally-Regulated | 04/28/2015 |  | 04/12/2021
Intermatic, Inc. | Grasslin | LM2-I-120-LS2 | Automatic Daylighting Control | Device | True | True | True | False |  | True | True | True | True | True | True | [10 empty] | Non Federally-Regulated | 08/05/2014 |  | 04/12/2021
Cooper Controls | Novitas | 01-363-PC | Occupant Sensing Device | Device | True | True | True | True | True | True | True | True | True | False |  |  | False |  | False |  | False | False | False |  |  | Non Federally-Regulated | 08/26/2014 |  | 04/12/2021
Sensor Switch, Inc. | Sensor Switch | LWS* PDT************* | Occupant Sensing Device | Device | True | True | True | True | True | False |  |  |  | False |  |  | False |  | False |  | False | False | False |  |  | Non Federally-Regulated | 07/08/2014 |  | 04/12/2021
Signify North America Corporation | Philips | MP1500FAM120* | Dimmer | Device | True | True | True | True | True | True | True | True | True | [12 empty] | Non Federally-Regulated | 07/17/2014 |  | 04/12/2021
Legrand / Pass & Seymour | Pass & Seymour | TD703PLA | Dimmer | Device | True | True | True | True | True | True | True | True | True | [12 empty] | Non Federally-Regulated | 02/13/2015 |  | 04/12/2021
GE Lighting, a Savant company | GE Lighting Controls | CUS-20-360-R | Occupant Sensing Device | Device | True | True | True | True | True | True | True | True | True | False |  |  | False |  | False |  | False | False | False |  |  | Non Federally-Regulated | 07/15/2014 |  | 04/12/2021
Intermatic, Inc. | Intermatic, Inc. | ET8215CM | Automatic Time Switch Control | Device | True | True | True | False | [17 empty] | Non Federally-Regulated | 07/17/2014 |  | 04/12/2021
Legrand / Pass & Seymour | Pass & Seymour | TD1103PLA | Dimmer | Device | True | True | True | True | True | True | True | True | True | [12 empty] | Non Federally-Regulated | 02/13/2015 |  | 04/12/2021
Legrand/WattStopper | WattStopper | EWS101LA | Occupant Sensing Device | Device | True | True | True | True | True | False |  |  |  | False |  |  | False |  | False |  | False | False | False |  |  | Non Federally-Regulated | 01/07/2015 |  | 04/12/2021
Intense Lighting | Intense Lighting | IPS126**-12A | Track Lighting Integral Curren | Device | True | True | True | True | True | True | True | True | True | [12 empty] | Non Federally-Regulated | 06/09/2015 |  | 04/12/2021
Acuity Brands Lighting | Juno | T91CLF-18-** | Track Lighting Integral Curren | Device | True | True | True | True | True | True | True | True | True | [12 empty] | Non Federally-Regulated | 12/05/2014 |  | 04/12/2021
Douglas Lighting Controls | Diversa | WVSSIU2-P-V* | Occupant Sensing Device | Device | True | True | True | True | True | False |  |  |  | False |  |  | False |  | False |  | False | False | True | True | True | Non Federally-Regulated | 09/24/2014 |  | 04/12/2021
Legrand / Pass & Seymour | Pass & Seymour | T1000LA | Dimmer | Device | True | True | True | True | True | True | True | True | True | [12 empty] | Non Federally-Regulated | 02/13/2015 |  | 04/12/2021
Leviton Manufacturing Co., Inc. | Vizia RF+ | VRE06-*** | Dimmer | Device | True | True | True | True | True | True | True | True | True | [12 empty] | Non Federally-Regulated | 01/08/2015 |  | 04/12/2021
Sensor Switch, Inc. | Sensor Switch | LSXR 2P ****************** | Occupant Sensing Device | Device | True | True | True | True | True | False |  |  |  | False |  |  | False |  | False |  | False | False | False |  |  | Non Federally-Regulated | 07/08/2014 |  | 04/12/2021
Danfoss, Inc. | Danfoss, Inc. | AK-XM 101A | Automatic Daylighting Control | Device | True | True | True | False |  | True | True | True | True | True | True | [10 empty] | Non Federally-Regulated | 05/02/2014 |  | 04/12/2021
Leviton Manufacturing Co., Inc. | Leviton | ODS10-TD* | Occupant Sensing Device | Device | True | True | True | True | True | False |  |  |  | False |  |  | False |  | False |  | False | False | True | True | True | Non Federally-Regulated | 07/15/2014 |  | 04/12/2021
Cooper Controls | Greengate | CK2-120** | Astronomical Time Switch Contr | Device | True | True | True | True | True | True | True | True | True | True | [11 empty] | Non Federally-Regulated | 08/26/2014 |  | 04/12/2021
Legrand / Pass & Seymour | Pass & Seymour | LSSC5 | Dimmer | Device | True | True | True | True | True | True | True | True | True | [12 empty] | Non Federally-Regulated | 02/13/2015 |  | 04/12/2021
Leviton Manufacturing Co., Inc. | Leviton | IPS05 -*** | Occupant Sensing Device | Device | True | True | True | True | True | False |  |  |  | False |  |  | False |  | False |  | False | False | True | True | True | Non Federally-Regulated | 11/12/2014 |  | 04/12/2021
Intermatic, Inc. | Grasslin | PC2-D30-277-LS2 | Photosensor / Photocontrol Dev | Device | True | True | True | [18 empty] | Non Federally-Regulated | 08/05/2014 |  | 04/12/2021
Eaton Corp. | Eaton/Cooper Lighting | DI10P* | Dimmer | Device | True | True | True | True | True | True | True | True | True | [12 empty] | Non Federally-Regulated | 03/06/2015 |  | 04/12/2021
Legrand/WattStopper | WattStopper | WSP100DGRY | Dimmer | Device | True | True | True | True | True | True | True | True | True | [12 empty] | Non Federally-Regulated | 01/07/2015 |  | 04/12/2021
Leviton Manufacturing Co., Inc. | Leviton | TTI10 | Dimmer | Device | True | True | True | True | True | False |  | True | True | [12 empty] | Non Federally-Regulated | 12/01/2014 |  | 04/12/2021
WattStopper, Inc. | WattStopper, Inc. | CD-250-** | Dimmer | Device | True | True | True | True | True | True | True | True | True | [12 empty] | Non Federally-Regulated | 09/15/2014 |  | 04/12/2021
Cree LED Lighting Solutions | Cree LED Lighting | CWD-CWC-WH | Dimmer | Device | True | True | True | True | True | False |  | True | True | [12 empty] | Non Federally-Regulated | 04/02/2014 |  | 04/12/2021
Gentec, Inc. | Schneider Electric | SERP32HS | Automatic Time Switch Control | Device | True | True | True | True | True | True | [15 empty] | Non Federally-Regulated | 09/10/2014 |  | 04/12/2021
Light Corporation | Kanepi | OS-L2W-C**-****-** | Dimmer | Device | True | True | True | True | True | False |  | False | [13 empty] | Non Federally-Regulated | 04/02/2014 |  | 04/12/2021
Legrand / Pass & Seymour | Pass & Seymour | LSCL453PLA | Dimmer | Device | True | True | True | True | True | True | True | True | True | [12 empty] | Non Federally-Regulated | 02/13/2015 |  | 04/12/2021
Enerlites, Inc. | Intermatic, Inc. | IOS-CMP-U | Occupant Sensing Device | Device | True | True | True | True | True | False |  |  |  | False |  |  | False |  | False |  | False | False | True | True | True | Non Federally-Regulated | 08/06/2014 |  | 04/12/2021
Litelab Corp. | Busrun | TEC-3********** | Track Lighting Integral Curren | Device | True | True | True | True | True | True | True | True | True | [12 empty] | Non Federally-Regulated | 10/13/2014 |  | 04/12/2021
Intermatic, Inc. | Grasslin | LM1-O-277-LS2 | Photosensor / Photocontrol Dev | Device | True | True | True | [18 empty] | Non Federally-Regulated | 08/05/2014 |  | 04/12/2021
Universal Lighting Technologies | Cento | OCR3X2-P-N | Occupant Sensing Device | Device | True | True | True | True | True | False |  |  |  | False |  |  | False |  | False |  | False | False | True | True | True | Non Federally-Regulated | 09/18/2014 |  | 04/12/2021
Hubbell Building Automation | Hubbell Building Automation | LHMT*************M | Occupant Sensing Device | Device | True | True | True | True | True | True | True | True | True | False |  |  | False |  | False |  | False | False | True | True | True | Non Federally-Regulated | 02/04/2014 |  | 04/12/2021
Cooper Controls | Novitas | 01-440* | Occupant Sensing Device | Device | True | True | True | True | True | True | True | True | True | False |  |  | False |  | False |  | False | False | False |  |  | Non Federally-Regulated | 08/26/2014 |  | 04/12/2021
Legrand/WattStopper | WattStopper | WSP321GRY | Occupant Sensing Device | Device | True | True | True | True | True | False |  |  |  | False |  |  | False |  | False |  | True | True | True | True | True | Non Federally-Regulated | 01/07/2015 |  | 04/12/2021
Self Electronics Co., Ltd. | Self | SHA-B-277V | Automatic Daylighting Control | Device | True | True | True | True | True | True | True | True | True | True | True | [10 empty] | Non Federally-Regulated | 07/23/2015 |  | 04/12/2021
WattStopper, Inc. | WattStopper, Inc. | CD-250-** | Occupant Sensing Device | Device | True | True | True | True | True | False |  |  |  | False |  |  | True | True | False |  | False | False | False |  |  | Non Federally-Regulated | 09/15/2014 |  | 04/12/2021
Digital Lumens | Digital Lumens | DLA-*-* | Photosensor / Photocontrol Dev | Device | True | True | True | [18 empty] | Non Federally-Regulated | 07/31/2014 |  | 04/12/2021
WattStopper, Inc. | WattStopper | RS-150BA-N-* | Manual-On Occupant Sensor | Device | True | True |  | True | True | False | True | True | False |  |  |  |  | False | [7 empty] | Non Federally-Regulated | 02/04/2010 |  | 04/12/2021
Legrand / Pass & Seymour | Pass & Seymour | T1003IV | Dimmer | Device | True | True | True | True | True | True | True | True | True | [12 empty] | Non Federally-Regulated | 02/13/2015 |  | 04/12/2021
Signify North America Corporation | Philips | LRM2342 | Occupant Sensing Device | Device | True | True | True | True | True | False |  |  |  | False |  |  | False |  | False |  | False | False | False |  |  | Non Federally-Regulated | 02/27/2015 |  | 04/12/2021
Intermatic, Inc. | Grasslin | FM1QWUZH-240U | Automatic Time Switch Control | Device | True | True | True | False | [17 empty] | Non Federally-Regulated | 08/05/2014 |  | 04/12/2021
Marlin Controls, Inc. | Marlin Controls | MISORA | Photosensor / Photocontrol Dev | Device | True | True | True | [18 empty] | Non Federally-Regulated | 02/11/2015 |  | 04/12/2021
WattStopper, Inc. | WattStopper, Inc. | HB-300D* | Occupant Sensing Device | Device | True | True | True | True | True | False |  |  |  | False |  |  | False |  | False |  | False | False | False |  |  | Non Federally-Regulated | 10/21/2014 |  | 04/12/2021
B.E.G. Controls | B.E.G. Controls | GOLF 180 T | Occupant Sensing Device | Device | True | True | True | True | True | False |  |  |  | False |  |  | False |  | False |  | False | False | False |  |  | Non Federally-Regulated | 09/22/2014 |  | 04/12/2021
WattStopper, Inc. | WattStopper, Inc. | LMPO-200 | Photosensor / Photocontrol Dev | Device | True | True | True | [18 empty] | Non Federally-Regulated | 12/15/2014 |  | 04/12/2021
Leviton Manufacturing Co., Inc. | Leviton | DSH08-*** | Dimmer | Device | True | True | True | True | True | False |  | True | True | [12 empty] | Non Federally-Regulated | 12/01/2014 |  | 04/12/2021
Sensor Switch, Inc. | Sensor Switch | CMRB ** 208***** | Occupant Sensing Device | Device | True | True | True | True | True | False |  |  |  | False |  |  | False |  | False |  | False | False | False |  |  | Non Federally-Regulated | 07/08/2014 |  | 04/12/2021
Sensor Switch, Inc. | Sensor Switch | SBR PC ********** | Photosensor / Photocontrol Dev | Device | True | True | True | [18 empty] | Non Federally-Regulated | 07/08/2014 |  | 04/12/2021
Legrand / Pass & Seymour | Pass & Seymour | TSC5W | Dimmer | Device | True | True | True | True | True | True | True | True | True | [12 empty] | Non Federally-Regulated | 02/13/2015 |  | 04/12/2021
NSi Industries | Tork | 455E | Automatic Time Switch Control | Device | True | True | True | False | [17 empty] | Non Federally-Regulated | 10/10/2014 |  | 04/12/2021
Leviton Manufacturing Co., Inc. | Leviton | IP710 | Dimmer | Device | True | True | True | True | True | False |  | True | True | [12 empty] | Non Federally-Regulated | 12/01/2014 |  | 04/12/2021
Intermatic, Inc. | Intermatic, Inc. | ET2845CP | Automatic Time Switch Control | Device | True | True | True | True | True | True | [15 empty] | Non Federally-Regulated | 03/12/2015 |  | 04/12/2021
Eaton Corp. | Eaton/Cooper Lighting | AF10* | Dimmer | Device | True | True | True | True | True | True | True | True | True | [12 empty] | Non Federally-Regulated | 03/06/2015 |  | 04/12/2021
WattStopper, Inc. | WattStopper, Inc. | HDMLV-703-* | Dimmer | Device | True | True | True | True | True | True | True | True | True | [12 empty] | Non Federally-Regulated | 08/28/2014 |  | 04/12/2021
WattStopper, Inc. | WattStopper, Inc. | DSW-200-* | Occupant Sensing Device | Device | True | True | True | True | True | True | True | True | True | False |  |  | False |  | False |  | True | True | True | True | True | Non Federally-Regulated | 09/15/2014 |  | 04/12/2021
Legrand / Pass & Seymour | Pass & Seymour | R1003PIV | Dimmer | Device | True | True | True | True | True | True | True | True | True | [12 empty] | Non Federally-Regulated | 02/13/2015 |  | 04/12/2021
IR-TEC International, Ltd. | IR-TEC International, Ltd. | LOS-500N** | Occupant Sensing Device | Device | True | True | True | True | True | False |  |  |  | False |  |  | False |  | False |  | False | False | False |  |  | Non Federally-Regulated | 10/23/2014 |  | 04/12/2021
Gentec, Inc. | Schneider Electric | SERPB32HS | Automatic Time Switch Control | Device | True | True | True | True | True | True | [15 empty] | Non Federally-Regulated | 09/10/2014 |  | 04/12/2021
Enerlites, Inc. | Enerlites, Inc. | MPC-50H-* | Occupant Sensing Device | Device | True | True | True | True | True | False |  |  |  | False |  |  | False |  | False |  | False | False | False |  |  | Non Federally-Regulated | 09/16/2014 |  | 04/12/2021
Intermatic, Inc. | Intermatic, Inc. | ET1105CR | Automatic Time Switch Control | Device | True | True | True | False | [17 empty] | Non Federally-Regulated | 07/17/2014 |  | 04/12/2021
Lutron Electronics Co., Inc. | Radio RA2 | RRD-F6AN****** | Dimmer | Device | True | True | True | True | True | True | True | True | True | [12 empty] | Non Federally-Regulated | 01/21/2014 |  | 04/12/2021
Steinel America, Inc. | Steinel | HBS 300-WL | Occupant Sensing Device | Device | True | True | True | True | True | False |  |  |  | False |  |  | False |  | False |  | False | False | False |  |  | Non Federally-Regulated | 10/28/2014 |  | 04/12/2021
GE Lighting, a Savant company | GE Lighting Controls | CLCINT36-INTR36-***-**2* | Dimmer | Device | True | True | True | True | True | False |  | False | [13 empty] | Non Federally-Regulated | 08/04/2014 |  | 04/12/2021
Vantage Controls, Inc. | Vantage Controls, Inc. | DS23**-**** | Dimmer | Device | True | True | True | True | True | True | True | True | True | [12 empty] | Non Federally-Regulated | 12/02/2014 |  | 04/12/2021
GE Lighting, a Savant company | GE Lighting Controls | CLCINT**-INTR**-***-**1* | Automatic Daylighting Control | Device | True | True | True | True | True | False |  | True | True | True | True | [10 empty] | Non Federally-Regulated | 08/04/2014 |  | 04/12/2021
Intermatic, Inc. | Grasslin | FM1QWUZ-120U | Automatic Time Switch Control | Device | True | True | True | False | [17 empty] | Non Federally-Regulated | 08/05/2014 |  | 04/12/2021
Legrand/WattStopper | WattStopper | WAD2000R | Occupant Sensing Device | Device | True | True | True | True | True | True | True | True | True | False |  |  | False |  | False |  | False | False | False |  |  | Non Federally-Regulated | 01/07/2015 |  | 04/12/2021
Legrand / Pass & Seymour | Pass & Seymour | LS600LAV | Dimmer | Device | True | True | True | True | True | True | True | True | True | [12 empty] | Non Federally-Regulated | 02/13/2015 |  | 04/12/2021
Sensor Switch, Inc. | Sensor Switch | CMRB PC ********** | Photosensor / Photocontrol Dev | Device | True | True | True | [18 empty] | Non Federally-Regulated | 07/08/2014 |  | 04/12/2021
Eaton Corp. | Eaton/Cooper Lighting | VS306U** | Occupant Sensing Device | Device | True | True | True | True | True | False |  |  |  | False |  |  | False |  | False |  | False | False | True | True | True | Non Federally-Regulated | 03/06/2015 |  | 04/12/2021
Exergy Controls, LLC | Exergy Controls | XRG-330 | Photosensor / Photocontrol Dev | Device | True | True | True | [18 empty] | Non Federally-Regulated | 08/28/2014 |  | 04/12/2021
Intermatic, Inc. | Intermatic, Inc. | ET2845C | Automatic Time Switch Control | Device | True | True | True | True | True | True | [15 empty] | Non Federally-Regulated | 03/12/2015 |  | 04/12/2021
GE Lighting, a Savant company | GE Lighting Controls | CUS-05-180-R | Occupant Sensing Device | Device | True | True | True | True | True | True | True | True | True | False |  |  | False |  | False |  | False | False | False |  |  | Non Federally-Regulated | 07/15/2014 |  | 04/12/2021
Douglas Lighting Controls | Douglas | WSP-2718-D2F1P | Automatic Time Switch Control | Device | True | True | True | True | True | True | [15 empty] | Non Federally-Regulated | 10/10/2014 |  | 04/12/2021
GE Lighting, a Savant company | GE Lighting Controls | CLCINT24-INTD24-000-004* | Dimmer | Device | True | True | True | True | True | False |  | False | [13 empty] | Non Federally-Regulated | 08/04/2014 |  | 04/12/2021
Signify North America Corporation | Philips | ZP600EB* | Dimmer | Device | True | True | True | True | True | False |  | True | True | [12 empty] | Non Federally-Regulated | 07/17/2014 |  | 04/12/2021
Gentec, Inc. | Kameleon | K411 | Automatic Time Switch Control | Device | True | True | True | True | True | True | [15 empty] | Non Federally-Regulated | 07/30/2014 |  | 04/12/2021
Gentec, Inc. | Schneider Electric | SERPB64HS | Automatic Time Switch Control | Device | True | True | True | True | True | True | [15 empty] | Non Federally-Regulated | 09/10/2014 |  | 04/12/2021
Legrand / Pass & Seymour | Pass & Seymour | DRLV703PLAV | Dimmer | Device | True | True | True | True | True | True | True | True | True | [12 empty] | Non Federally-Regulated | 02/13/2015 |  | 04/12/2021
Hubbell Building Automation | Hubbell Building Automation | Z5-OS-OMDT****** | Occupant Sensing Device | Device | True | True | True | True | True | True | True | True | True | False |  |  | False |  | False |  | False | False | False |  |  | Non Federally-Regulated | 02/04/2014 |  | 04/12/2021
Leviton Manufacturing Co., Inc. | Leviton | IPS15 -*** | Occupant Sensing Device | Device | True | True | True | True | True | False |  |  |  | False |  |  | False |  | False |  | False | False | True | True | True | Non Federally-Regulated | 11/12/2014 |  | 04/12/2021
WAC Lighting Co. | J Track Current Limiter | TJL-RIGHT-*-*/**-** | Track Lighting Integral Curren | Device | True | True | True | True | True | True | True | True | True | [12 empty] | Non Federally-Regulated | 08/14/2015 |  | 04/12/2021
Carolina Products, Inc. | Carolina Products | CPI-2000 | Photosensor / Photocontrol Dev | Device | True | True | True | [18 empty] | Non Federally-Regulated | 08/25/2014 |  | 04/12/2021
Lutron Electronics Co., Inc. | Radio RA2 | RRD-10D*** | Dimmer | Device | True | True | True | True | True | True | True | True | True | [12 empty] | Non Federally-Regulated | 01/21/2014 |  | 04/12/2021
Legrand/WattStopper | WattStopper | WDT301BK | Occupant Sensing Device | Device | True | True | True | True | True | True | True | True | True | False |  |  | False |  | False |  | False | False | False |  |  | Non Federally-Regulated | 01/07/2015 |  | 04/12/2021
Hubbell Building Automation | Hubbell Building Automation | WIH-DS** | Photosensor / Photocontrol Dev | Device | True | True | True | [18 empty] | Non Federally-Regulated | 02/04/2014 |  | 04/12/2021
Exergy Controls, LLC | Exergy Controls | XRG-750 | Astronomical Time Switch Contr | Device | True | True | True | True | True | True | True | True | True | True | [11 empty] | Non Federally-Regulated | 07/28/2014 |  | 04/12/2021
Digital Lumens | Digital Lumens | DLA-LLE-* | Automatic Time Switch Control | Device | True | True | True | True | True | True | [15 empty] | Non Federally-Regulated | 07/31/2014 |  | 04/12/2021
Douglas Lighting Controls | Diversa | WORSID2-DPR-L | Occupant Sensing Device | Device | True | True | True | True | True | False |  |  |  | False |  |  | True | True | False |  | False | True | True | True | True | Non Federally-Regulated | 10/10/2014 |  | 04/12/2021
Lutron Electronics Co., Inc. | Lutron | MRF2-1S8A-*** | Occupant Sensing Device | Device | True | True | True | True | True | False |  |  |  | False |  |  | False |  | False |  | False | False | True | True | True | Non Federally-Regulated | 02/20/2014 |  | 04/12/2021
WattStopper, Inc. | WattStopper, Inc. | HDMLV-1103-* | Dimmer | Device | True | True | True | True | True | True | True | True | True | [12 empty] | Non Federally-Regulated | 08/28/2014 |  | 04/12/2021
NSi Industries | Tork | DWZ200B | Astronomical Time Switch Contr | Device | True | True | True | True | True | True | True | True | True | True | [11 empty] | Non Federally-Regulated | 02/25/2015 |  | 04/12/2021
Intense Lighting | Intense Lighting | IS226**-2A-T24 | Track Lighting Integral Curren | Device | True | True | True | True | True | True | True | True | True | [12 empty] | Non Federally-Regulated | 05/20/2015 |  | 04/12/2021
Enerlites, Inc. | Enerlites, Inc. | MPW-L-* | Occupant Sensing Device | Device | True | True | True | True | True | False |  |  |  | False |  |  | False |  | False |  | False | False | False |  |  | Non Federally-Regulated | 09/16/2014 |  | 04/12/2021
Lighting Control & Design | Lighting Control & Design | XPA-CMNB******* | Dimmer | Device | True | True | True | True | True | False |  | False | [13 empty] | Non Federally-Regulated | 07/15/2014 |  | 04/12/2021
Signify North America Corporation | Philips | V1000LV* | Dimmer | Device | True | True | True | True | True | True | True | True | True | [12 empty] | Non Federally-Regulated | 07/17/2014 |  | 04/12/2021
Nora Lighting | Nora Current Limiter for Track Lighting | NT-358*/10A | Track Lighting Integral Curren | Device | True | True | True | True | True | True | True | True | True | [12 empty] | Non Federally-Regulated | 06/16/2014 |  | 04/12/2021
Intermatic, Inc. | Intermatic, Inc. | ET1705CPD82 | Automatic Time Switch Control | Device | True | True | True | False | [17 empty] | Non Federally-Regulated | 07/17/2014 |  | 04/12/2021
Douglas Lighting Controls | Diversa | WOSSDD2-P-V* | Occupant Sensing Device | Device | True | True | True | True | True | False |  |  |  | False |  |  | False |  | False |  | False | True | True | True | True | Non Federally-Regulated | 10/10/2014 |  | 04/12/2021
Leviton Manufacturing Co., Inc. | Leviton | PS110-*** | Occupant Sensing Device | Device | True | True | True | True | True | False |  |  |  | False |  |  | False |  | True | True | False | False | False |  |  | Non Federally-Regulated | 08/18/2014 |  | 04/12/2021
Douglas Lighting Controls | Diversa | WORSID2-DPR-L | Dimmer | Device | True | True | True | True | True | False |  | False | [13 empty] | Non Federally-Regulated | 10/10/2014 |  | 04/12/2021
Lynxspring, Inc. | JENEsys | JENE-PC**** | Automatic Time Switch Control | Device | True | True | True | True | True | True | [15 empty] | Non Federally-Regulated | 04/29/2015 |  | 04/12/2021
NSi Industries | Tork | 2107 | Photosensor / Photocontrol Dev | Device | True | True | True | [18 empty] | Non Federally-Regulated | 10/10/2014 |  | 04/12/2021
Leviton Manufacturing Co., Inc. | Leviton | 6641G | Dimmer | Device | True | True | True | True | True | False |  | True | True | [12 empty] | Non Federally-Regulated | 12/01/2014 |  | 04/12/2021
WattStopper, Inc. | WattStopper, Inc. | HCLK8SS | Automatic Time Switch Control | Device | True | True | True | True | True | True | [15 empty] | Non Federally-Regulated | 12/15/2014 |  | 04/12/2021
WattStopper, Inc. | WattStopper, Inc. | CB-100-* | Occupant Sensing Device | Device | True | True | True | True | True | False |  |  |  | False |  |  | False |  | True | True | False | False | False |  |  | Non Federally-Regulated | 09/15/2014 |  | 04/12/2021
Enerlites, Inc. | Intermatic, Inc. | IOS-CMP-DT-LV | Occupant Sensing Device | Device | True | True | True | True | True | True | True | True | True | False |  |  | False |  | False |  | False | False | False |  |  | Non Federally-Regulated | 08/18/2015 |  | 04/12/2021
Gentec, Inc. | Kameleon | K8-16-PA-S* | Automatic Time Switch Control | Device | True | True | True | True | True | True | [15 empty] | Non Federally-Regulated | 09/10/2014 |  | 04/12/2021
Legrand / Pass & Seymour | Pass & Seymour | WSKITBKBPCC6 | Dimmer | Device | True | True | True | True | True | True | True | True | True | [12 empty] | Non Federally-Regulated | 02/13/2015 |  | 04/12/2021
Cooper Controls | Greengate | VAC-P-* | Occupant Sensing Device | Device | True | True | True | True | True | True | True | True | True | False |  |  | False |  | False |  | True | True | True | True | True | Non Federally-Regulated | 08/26/2014 |  | 04/12/2021
WattStopper, Inc. | WattStopper, Inc. | DT-200 | Occupant Sensing Device | Device | True | True | True | True | True | True | True | True | True | False |  |  | False |  | False |  | False | False | False |  |  | Non Federally-Regulated | 09/15/2014 |  | 04/12/2021
NSi Industries | Tork | 2002 | Photosensor / Photocontrol Dev | Device | True | True | True | [18 empty] | Non Federally-Regulated | 10/10/2014 |  | 04/12/2021
Legrand / Pass & Seymour | Pass & Seymour | TSC5LA | Dimmer | Device | True | True | True | True | True | True | True | True | True | [12 empty] | Non Federally-Regulated | 02/13/2015 |  | 04/12/2021
Douglas Lighting Controls | Diversa | WORSI32-P-N | Occupant Sensing Device | Device | True | True | True | True | True | False |  |  |  | False |  |  | False |  | False |  | False | True | True | True | True | Non Federally-Regulated | 10/10/2014 |  | 04/12/2021
Signify North America Corporation | Philips | SR600VA120 | Dimmer | Device | True | True | True | True | True | False |  | True | True | [12 empty] | Non Federally-Regulated | 07/17/2014 |  | 04/12/2021
Legrand / Pass & Seymour | Pass & Seymour | LS600I | Dimmer | Device | True | True | True | True | True | True | True | True | True | [12 empty] | Non Federally-Regulated | 02/13/2015 |  | 04/12/2021
Intermatic, Inc. | Grasslin | GMXFM1D50-I-12 | Automatic Time Switch Control | Device | True | True | True | False | [17 empty] | Non Federally-Regulated | 08/05/2014 |  | 04/12/2021
Hubbell Building Automation | Hubbell Building Automation | LXIN**** | Automatic Time Switch Control | Device | True | True | True | True | True | True | [15 empty] | Non Federally-Regulated | 02/04/2014 |  | 04/12/2021
B.E.G. Controls | B.E.G. Controls | POINT P 1C FC | Occupant Sensing Device | Device | True | True | True | True | True | False |  |  |  | False |  |  | False |  | False |  | False | False | False |  |  | Non Federally-Regulated | 09/23/2014 |  | 04/12/2021
NSi Industries | Tork | HOS-M | Occupant Sensing Device | Device | True | True | True | True | True | False |  |  |  | False |  |  | False |  | False |  | False | False | False |  |  | Non Federally-Regulated | 10/10/2014 |  | 04/12/2021
Legrand / Pass & Seymour | Pass & Seymour | TLV603I | Dimmer | Device | True | True | True | True | True | True | True | True | True | [12 empty] | Non Federally-Regulated | 02/13/2015 |  | 04/12/2021
Intense Lighting | Intense Lighting | IPS225**-1A | Track Lighting Integral Curren | Device | True | True | True | True | True | True | True | True | True | [12 empty] | Non Federally-Regulated | 07/02/2015 |  | 04/12/2021
IR-TEC International, Ltd. | IR-TEC International, Ltd. | OS-551 | Occupant Sensing Device | Device | True | True | True | True | True | False |  |  |  | False |  |  | False |  | False |  | False | False | False |  |  | Non Federally-Regulated | 04/10/2015 |  | 04/12/2021
Sensor Switch, Inc. | Sensor Switch | CMR PC******* | Photosensor / Photocontrol Dev | Device | True | True | True | [18 empty] | Non Federally-Regulated | 07/08/2014 |  | 04/12/2021
Cooper Controls | Greengate | SC120****-UN-******** | Automatic Time Switch Control | Device | True | True | True | True | True | True | [15 empty] | Non Federally-Regulated | 08/26/2014 |  | 04/12/2021
Leviton Manufacturing Co., Inc. | Leviton | DS710-*** | Dimmer | Device | True | True | True | True | True | False |  | True | True | [12 empty] | Non Federally-Regulated | 12/01/2014 |  | 04/12/2021
Exergy Controls, LLC | Exergy Controls | XRG-525 | Astronomical Time Switch Contr | Device | True | True | True | True | True | True | True | True | True | True | [11 empty] | Non Federally-Regulated | 07/28/2014 |  | 04/12/2021
Nora Lighting | Nora Current Limiter for Track Lighting | NT-348*/10A | Track Lighting Integral Curren | Device | True | True | True | True | True | True | True | True | True | [12 empty] | Non Federally-Regulated | 06/16/2014 |  | 04/12/2021
Lutron Electronics Co., Inc. | Sensors | MS-Z101********* | Occupant Sensing Device | Device | True | True | True | True | True | False |  |  |  | False |  |  | True | True | False |  | False | False | True | True | True | Non Federally-Regulated | 10/17/2014 |  | 04/12/2021
Douglas Lighting Controls | Diversa | WOSSI32-P-V* | Occupant Sensing Device | Device | True | True | True | True | True | False |  |  |  | False |  |  | False |  | False |  | False | True | True | True | True | Non Federally-Regulated | 10/10/2014 |  | 04/12/2021
Cooper Controls | Greengate | VNW-P-1001-DMV-* | Occupant Sensing Device | Device | True | True | True | True | True | True | True | True | True | False |  |  | False |  | False |  | True | True | True | True | True | Non Federally-Regulated | 08/26/2014 |  | 04/12/2021
Douglas Lighting Controls | Diversa | WORXDD2-PR-N | Occupant Sensing Device | Device | True | True | True | True | True | False |  |  |  | False |  |  | False |  | False |  | False | True | True | True | True | Non Federally-Regulated | 10/10/2014 |  | 04/12/2021
Cooper Controls | Greengate | CKM-**-**-**-**-S-**-****-*** | Astronomical Time Switch Contr | Device | True | True | True | True | True | True | True | True | True | True | [11 empty] | Non Federally-Regulated | 08/26/2014 |  | 04/12/2021
Hubbell Building Automation | Hubbell Building Automation | DLCPCI | Photosensor / Photocontrol Dev | Device | True | True | True | [18 empty] | Non Federally-Regulated | 02/04/2014 |  | 04/12/2021
Lutron Electronics Co., Inc. | Sensors | MS-OP600******** | Dimmer | Device | True | True | True | True | True | True | True | False | [13 empty] | Non Federally-Regulated | 01/21/2014 |  | 04/12/2021
Cooper Controls | Greengate | OSP-MV-* | Occupant Sensing Device | Device | True | True | True | True | True | True | True | True | True | False |  |  | False |  | False |  | False | False | False |  |  | Non Federally-Regulated | 08/26/2014 |  | 04/12/2021
GE Lighting, a Savant company | GE Lighting Controls | CLCINT24-INTD24-000-004* | Automatic Daylighting Control | Device | True | True | True | True | True | False |  | True | True | True | True | [10 empty] | Non Federally-Regulated | 08/04/2014 |  | 04/12/2021
Lutron Electronics Co., Inc. | Radio RA | RA-6D**** | Dimmer | Device | True | True | True | True | True | True | True | True | True | [12 empty] | Non Federally-Regulated | 01/21/2014 |  | 04/12/2021
Douglas Lighting Controls | Diversa | WOSSI31-N-V* | Occupant Sensing Device | Device | True | True | True | True | True | False |  |  |  | False |  |  | False |  | False |  | False | False | True | True | True | Non Federally-Regulated | 10/10/2014 |  | 04/12/2021
Douglas Lighting Controls | Douglas | MC-6000 | Automatic Time Switch Control | Device | True | True | True | True | True | True | [15 empty] | Non Federally-Regulated | 10/10/2014 |  | 04/12/2021
GE Lighting, a Savant company | GE Lighting Controls | CLCINT12-INTD12-000-001* | Dimmer | Device | True | True | True | True | True | False |  | False | [13 empty] | Non Federally-Regulated | 08/04/2014 |  | 04/12/2021
Lightolier | Lightolier | 6099** | Track Lighting Integral Curren | Device | True | True | True | True | True | True | True | True | True | [12 empty] | Non Federally-Regulated | 01/27/2015 |  | 04/12/2021
Eaton Corp. | Eaton/Cooper Lighting | RF9537-ND** | Dimmer | Device | True | True | True | True | True | True | True | True | True | [12 empty] | Non Federally-Regulated | 03/06/2015 |  | 04/12/2021
Lutron Electronics Co., Inc. | Grafik Eye | QSGR-*********** | Astronomical Time Switch Contr | Device | True | True | True | True | True | True | True | True | True | True | [11 empty] | Non Federally-Regulated | 01/21/2014 |  | 04/12/2021
Honeywell International | Honeywell | CLB1311S | Automatic Daylighting Control | Device | True | True | True | True | True | True | True | True | True | True | True | [10 empty] | Non Federally-Regulated | 02/20/2014 |  | 04/12/2021
NSi Industries | Tork | SA210 | Automatic Time Switch Control | Device | True | True | True | False | [17 empty] | Non Federally-Regulated | 10/10/2014 |  | 04/12/2021
Eaton Corp. | Eaton/Cooper Lighting | SLC03P* | Dimmer | Device | True | True | True | True | True | True | True | True | True | [12 empty] | Non Federally-Regulated | 03/06/2015 |  | 04/12/2021
Signify North America Corporation | Philips | SR1000VA120 | Dimmer | Device | True | True | True | True | True | False |  | True | True | [12 empty] | Non Federally-Regulated | 07/17/2014 |  | 04/12/2021
NSi Industries | Tork | SA400 | Automatic Time Switch Control | Device | True | True | True | False | [17 empty] | Non Federally-Regulated | 10/10/2014 |  | 04/12/2021
Gentec, Inc. | Schneider Electric | SERPB16HS | Automatic Time Switch Control | Device | True | True | True | True | True | True | [15 empty] | Non Federally-Regulated | 09/10/2014 |  | 04/12/2021
Sensor Switch, Inc. | Sensor Switch | SBOR ** 2P ************** | Occupant Sensing Device | Device | True | True | True | True | True | False |  |  |  | False |  |  | False |  | True | True | False | False | False |  |  | Non Federally-Regulated | 07/08/2014 |  | 04/12/2021
Trane BAS | Tracer | UC400 | Automatic Time Switch Control | Device | True | True | True | True | True | True | [15 empty] | Non Federally-Regulated | 10/05/2015 |  | 04/12/2021
Sensor Switch, Inc. | Sensor Switch | SBGR ** ODP *************** | Photosensor / Photocontrol Dev | Device | True | True | True | [18 empty] | Non Federally-Regulated | 07/08/2014 |  | 04/12/2021
Danfoss, Inc. | Danfoss, Inc. | AK-XM 204A | Automatic Time Switch Control | Device | True | True | True | True | True | True | [15 empty] | Non Federally-Regulated | 05/02/2014 |  | 04/12/2021
Enerlites, Inc. | Enerlites, Inc. | MPC-50L-* | Occupant Sensing Device | Device | True | True | True | True | True | False |  |  |  | False |  |  | False |  | False |  | False | False | False |  |  | Non Federally-Regulated | 09/16/2014 |  | 04/12/2021
Light Corporation | Kanepi | OS-L2W-W**-** | Occupant Sensing Device | Device | True | True | True | True | True | False |  |  |  | False |  |  | True | True | True | True | True | True | True | True | True | Non Federally-Regulated | 04/02/2014 |  | 04/12/2021
Legrand / Pass & Seymour | Pass & Seymour | TDLV1103PLA | Dimmer | Device | True | True | True | True | True | True | True | True | True | [12 empty] | Non Federally-Regulated | 02/13/2015 |  | 04/12/2021
Signify North America Corporation | Philips | MP525QE* | Dimmer | Device | True | True | True | True | True | True | True | True | True | [12 empty] | Non Federally-Regulated | 07/17/2014 |  | 04/12/2021
NSi Industries | Tork | DTS100B | Automatic Time Switch Control | Device | True | True | True | True | True | True | [15 empty] | Non Federally-Regulated | 10/10/2014 |  | 04/12/2021
Enlighted, Inc. | Enlighted | SU-LP-** | Occupant Sensing Device | Device | True | True | True | True | True | False |  |  |  | False |  |  | True | True | False |  | True | True | True | True | True | Non Federally-Regulated | 09/18/2014 |  | 04/12/2021
Lutron Electronics Co., Inc. | HomeWorks QS | HQR*-G25L****** | Dimmer | Device | True | True | True | True | True | True | True | True | True | [12 empty] | Non Federally-Regulated | 10/17/2014 |  | 04/12/2021
Eaton Corp. | Eaton/Cooper Lighting | 9534** | Dimmer | Device | True | True | True | True | True | True | True | True | True | [12 empty] | Non Federally-Regulated | 03/06/2015 |  | 04/12/2021
Hubbell Building Automation | Hubbell Building Automation | Z5-OS-LODT** | Occupant Sensing Device | Device | True | True | True | True | True | True | True | True | True | False |  |  | False |  | False |  | False | False | False |  |  | Non Federally-Regulated | 02/04/2014 |  | 04/12/2021
WattStopper, Inc. | WattStopper, Inc. | CS-50-**** | Occupant Sensing Device | Device | True | True | True | True | True | False |  |  |  | False |  |  | False |  | False |  | False | False | False |  |  | Non Federally-Regulated | 09/15/2014 |  | 04/12/2021
Legrand / Pass & Seymour | Pass & Seymour | TD703PBK | Dimmer | Device | True | True | True | True | True | True | True | True | True | [12 empty] | Non Federally-Regulated | 02/13/2015 |  | 04/12/2021
Lightolier | Lightolier | 6133** | Track Lighting Integral Curren | Device | True | True | True | True | True | True | True | True | True | [12 empty] | Non Federally-Regulated | 01/27/2015 |  | 04/12/2021
GE Lighting, a Savant company | GE Lighting Controls | ELWN* | Automatic Time Switch Control | Device | True | True | True | True | True | True | [15 empty] | Non Federally-Regulated | 08/04/2014 |  | 04/12/2021
Hubbell Building Automation | Hubbell Building Automation | WSPSM***LWO******* | Occupant Sensing Device | Device | True | True | True | True | True | False |  |  |  | False |  |  | False |  | True | True | False | False | False |  |  | Non Federally-Regulated | 02/04/2014 |  | 04/12/2021
Legrand / Pass & Seymour | Pass & Seymour | LSCL450I | Dimmer | Device | True | True | True | True | True | True | True | True | True | [12 empty] | Non Federally-Regulated | 02/13/2015 |  | 04/12/2021
Schneider Electric | Schneider Electric | SLSU*S****** | Occupant Sensing Device | Device | True | True | True | True | True | True | True | True | True | False |  |  | True | True | False |  | False | False | False |  |  | Non Federally-Regulated | 07/28/2014 |  | 04/12/2021
WattStopper, Inc. | WattStopper, Inc. | LIA48-*-*-*-* | Automatic Time Switch Control | Device | True | True | True | True | True | True | [15 empty] | Non Federally-Regulated | 09/15/2014 |  | 04/12/2021
WattStopper, Inc. | WattStopper, Inc. | ADFM-16A-* | Dimmer | Device | True | True | True | True | True | True | True | True | True | [12 empty] | Non Federally-Regulated | 08/28/2014 |  | 04/12/2021
The Lighting Quotient | The Lighting Quotient | CLC-EN-11-**-*-* | Photosensor / Photocontrol Dev | Device | True | True | True | [18 empty] | Non Federally-Regulated | 09/10/2014 |  | 04/12/2021
Sensor Switch, Inc. | Sensor Switch | SBR ** 480*** | Occupant Sensing Device | Device | True | True | True | True | True | False |  |  |  | False |  |  | False |  | False |  | False | False | False |  |  | Non Federally-Regulated | 07/08/2014 |  | 04/12/2021
Legrand / Pass & Seymour | Pass & Seymour | WSKITPLA | Dimmer | Device | True | True | True | True | True | True | True | True | True | [12 empty] | Non Federally-Regulated | 02/13/2015 |  | 04/12/2021
Legrand / Pass & Seymour | Pass & Seymour | LSDC16PBKV | Dimmer | Device | True | True | True | True | True | True | True | True | True | [12 empty] | Non Federally-Regulated | 02/13/2015 |  | 04/12/2021
GE Lighting, a Savant company | GE Lighting Controls | CLCINT12-INTD12-000-00*S | Automatic Daylighting Control | Device | True | True | True | True | True | False |  | True | True | True | True | [10 empty] | Non Federally-Regulated | 08/04/2014 |  | 04/12/2021
Enlighted, Inc. | Enlighted | SU-3-0* | Automatic Daylighting Control | Device | True | True | True | True | True | True | True | True | True | True | True | [10 empty] | Non Federally-Regulated | 09/18/2014 |  | 04/12/2021
Legrand / Pass & Seymour | Pass & Seymour | LSDH16WV | Dimmer | Device | True | True | True | True | True | True | True | True | True | [12 empty] | Non Federally-Regulated | 02/13/2015 |  | 04/12/2021
Acuity Brands Lighting | Juno | T91CLF-48-** | Track Lighting Integral Curren | Device | True | True | True | True | True | True | True | True | True | [12 empty] | Non Federally-Regulated | 12/05/2014 |  | 04/12/2021
Light Corporation | Kanepi | OS-L3W-C**-****-** | Dimmer | Device | True | True | True | True | True | False |  | False | [13 empty] | Non Federally-Regulated | 04/02/2014 |  | 04/12/2021
Intermatic, Inc. | Grasslin | FM1QWUZH-120U | Automatic Time Switch Control | Device | True | True | True | False | [17 empty] | Non Federally-Regulated | 08/05/2014 |  | 04/12/2021
Legrand / Pass & Seymour | Pass & Seymour | WS1103PTC | Dimmer | Device | True | True | True | True | True | True | True | True | True | [12 empty] | Non Federally-Regulated | 02/13/2015 |  | 04/12/2021
Legrand / Pass & Seymour | Pass & Seymour | WSCL450TC | Dimmer | Device | True | True | True | True | True | True | True | True | True | [12 empty] | Non Federally-Regulated | 02/13/2015 |  | 04/12/2021
Intermatic, Inc. | Grasslin | MIL72AQWUZH-240 | Automatic Time Switch Control | Device | True | True | True | False | [17 empty] | Non Federally-Regulated | 08/05/2014 |  | 04/12/2021
The Lighting Quotient | The Lighting Quotient | CLC-EN-07-**-*-* | Dimmer | Device | True | True | True | True | True | True | True | True | True | [12 empty] | Non Federally-Regulated | 09/10/2014 |  | 04/12/2021
Enlighted, Inc. | Enlighted | RS-2O-** | Automatic Daylighting Control | Device | True | True | True | True | True | True | True | True | True | True | True | [10 empty] | Non Federally-Regulated | 09/18/2014 |  | 04/12/2021
Distech Controls | Distech Controls | EC-Light-32 + EC-BOS-*** | Astronomical Time Switch Contr | Device | True | True | True | True | True | True | True | True | True | True | [11 empty] | Non Federally-Regulated | 10/28/2014 |  | 04/12/2021
Legrand / Pass & Seymour | Pass & Seymour | H703PTUTCCCV6 | Dimmer | Device | True | True | True | True | True | True | True | True | True | [12 empty] | Non Federally-Regulated | 02/13/2015 |  | 04/12/2021
Intermatic, Inc. | Intermatic, Inc. | ET90815CR | Automatic Time Switch Control | Device | True | True | True | True | True | True | [15 empty] | Non Federally-Regulated | 12/03/2014 |  | 04/12/2021
Schneider Electric | Powerlink | NF-CW POWERLINK PNL (Master Included) | Automatic Time Switch Control | Device | True | True | True | True | True | True | [15 empty] | Non Federally-Regulated | 07/28/2014 |  | 04/12/2021
Lighting Control & Design | Lighting Control & Design | XPA-SBON******* | Dimmer | Device | True | True | True | True | True | False |  | False | [13 empty] | Non Federally-Regulated | 07/15/2014 |  | 04/12/2021
Intermatic, Inc. | Intermatic, Inc. | ET2805CR | Astronomical Time Switch Contr | Device | True | True | True | True | True | True | True | True | True | True | [11 empty] | Non Federally-Regulated | 04/28/2015 |  | 04/12/2021
Lighting Control & Design | Lighting Control & Design | XPA-SBON******* | Occupant Sensing Device | Device | True | True | True | True | True | False |  |  |  | False |  |  | True | True | True | True | False | False | True | True | True | Non Federally-Regulated | 07/15/2014 |  | 04/12/2021
Schneider Electric | SERP | SERP8HS | Astronomical Time Switch Contr | Device | True | True | True | True | True | True | True | True | True | True | [11 empty] | Non Federally-Regulated | 07/28/2014 |  | 04/12/2021
Douglas Lighting Controls | Diversa | WOSSIU1-N-V* | Occupant Sensing Device | Device | True | True | True | True | True | False |  |  |  | False |  |  | False |  | False |  | False | False | True | True | True | Non Federally-Regulated | 10/10/2014 |  | 04/12/2021
Steinel America, Inc. | Steinel | IR Quattro HD COM1-WR | Occupant Sensing Device | Device | True | True | True | True | True | False |  |  |  | False |  |  | False |  | False |  | False | False | False |  |  | Non Federally-Regulated | 10/28/2014 |  | 04/12/2021
Con-Tech Lighting | Regulator Series | HLA-23-R**/***** | Track Lighting Integral Curren | Device | True | True | True | True | True | True | True | True | True | [12 empty] | Non Federally-Regulated | 04/27/2015 |  | 04/12/2021
Sensor Switch, Inc. | Sensor Switch | LSXR *** ****************** | Occupant Sensing Device | Device | True | True | True | True | True | False |  |  |  | False |  |  | False |  | False |  | False | False | False |  |  | Non Federally-Regulated | 07/08/2014 |  | 04/12/2021
Signify North America Corporation | Philips | ZP600HDF120* | Dimmer | Device | True | True | True | True | True | False |  | True | True | [12 empty] | Non Federally-Regulated | 07/17/2014 |  | 04/12/2021
Acuity Brands Lighting | Juno | RCLFM11** | Track Lighting Integral Curren | Device | True | True | True | True | True | True | True | True | True | [12 empty] | Non Federally-Regulated | 12/05/2014 |  | 04/12/2021
Lutron Electronics Co., Inc. | Sensors | UMS-VP600******** | Occupant Sensing Device | Device | True | True | True | True | True | False |  |  |  | False |  |  | True | True | False |  | False | False | True | True | True | Non Federally-Regulated | 01/21/2014 |  | 04/12/2021
WattStopper, Inc. | WattStopper, Inc. | HB-330D* | Occupant Sensing Device | Device | True | True | True | True | True | False |  |  |  | False |  |  | False |  | False |  | False | False | False |  |  | Non Federally-Regulated | 10/21/2014 |  | 04/12/2021
Leviton Manufacturing Co., Inc. | Leviton | IPV02 -*** | Occupant Sensing Device | Device | True | True | True | True | True | False |  |  |  | False |  |  | False |  | False |  | False | False | True | True | True | Non Federally-Regulated | 11/12/2014 |  | 04/12/2021
Enlighted, Inc. | Enlighted | SU-2-00 | Photosensor / Photocontrol Dev | Device | True | True | True | [18 empty] | Non Federally-Regulated | 08/20/2014 |  | 04/12/2021
Eaton Corp. | Eaton/Cooper Lighting | SAL06P* | Dimmer | Device | True | True | True | True | True | True | True | True | True | [12 empty] | Non Federally-Regulated | 03/06/2015 |  | 04/12/2021
Eutrac Corp NA | Eutrac | 198-00-XXXX-0 | Track Lighting Integral Curren | Device | True | True | True | True | True | True | True | True | True | [12 empty] | Non Federally-Regulated | 10/09/2014 |  | 04/12/2021
WattStopper, Inc. | WattStopper, Inc. | WT-600 | Occupant Sensing Device | Device | True | True | True | True | True | True | True | True | True | False |  |  | False |  | False |  | False | False | False |  |  | Non Federally-Regulated | 09/15/2014 |  | 04/12/2021
Cooper Controls | Greengate | OAC-DT-* | Occupant Sensing Device | Device | True | True | True | True | True | True | True | True | True | False |  |  | False |  | False |  | True | True | True | True | True | Non Federally-Regulated | 08/26/2014 |  | 04/12/2021
Lutron Electronics Co., Inc. | Radio RA | RA-6ND*** | Dimmer | Device | True | True | True | True | True | True | True | True | True | [12 empty] | Non Federally-Regulated | 01/21/2014 |  | 04/12/2021
Legrand/WattStopper | WattStopper | EWS200GRY | Occupant Sensing Device | Device | True | True | True | True | True | False |  |  |  | False |  |  | False |  | False |  | True | True | True | True | True | Non Federally-Regulated | 01/07/2015 |  | 04/12/2021
IR-TEC International, Ltd. | IR-TEC International, Ltd. | LDS-700S** | Occupant Sensing Device | Device | True | True | True | True | True | False |  |  |  | True | True | True | False |  | False |  | False | False | True | True | True | Non Federally-Regulated | 04/10/2015 |  | 04/12/2021
NSi Industries | Tork | SA170 | Automatic Time Switch Control | Device | True | True | True | False | [17 empty] | Non Federally-Regulated | 10/10/2014 |  | 04/12/2021
WattStopper, Inc. | WattStopper, Inc. | WS-301-** | Occupant Sensing Device | Device | True | True | True | True | True | False |  |  |  | False |  |  | False |  | False |  | False | False | False |  |  | Non Federally-Regulated | 04/02/2015 |  | 04/12/2021
Legrand / Pass & Seymour | Pass & Seymour | T1003LA | Dimmer | Device | True | True | True | True | True | True | True | True | True | [12 empty] | Non Federally-Regulated | 02/13/2015 |  | 04/12/2021
GE Lighting, a Savant company | GE Lighting Controls | CLCINT24-INTD24-000-0060 | Dimmer | Device | True | True | True | True | True | False |  | False | [13 empty] | Non Federally-Regulated | 08/04/2014 |  | 04/12/2021
Leviton Manufacturing Co., Inc. | Leviton | TGI06 | Dimmer | Device | True | True | True | True | True | False |  | True | True | [12 empty] | Non Federally-Regulated | 12/01/2014 |  | 04/12/2021
Schneider Electric | SERP | SERPB32HS | Automatic Time Switch Control | Device | True | True | True | True | True | True | [15 empty] | Non Federally-Regulated | 07/28/2014 |  | 04/12/2021
Lutron Electronics Co., Inc. | Sensors | MS-B202********** | Occupant Sensing Device | Device | True | True | True | True | True | True | True | True | True | False |  |  | False |  | False |  | False | True | True | True | True | Non Federally-Regulated | 01/27/2014 |  | 04/12/2021
Signify North America Corporation | Philips | DC-DRE-PCI-001 | Photosensor / Photocontrol Dev | Device | True | True | True | [18 empty] | Non Federally-Regulated | 07/09/2014 |  | 04/12/2021
Intense Lighting | Intense Lighting | IS226**-1A | Track Lighting Integral Curren | Device | True | True | True | True | True | True | True | True | True | [12 empty] | Non Federally-Regulated | 05/27/2015 |  | 04/12/2021
Intense Lighting | Intense Lighting | IS126**-10A | Track Lighting Integral Curren | Device | True | True | True | True | True | True | True | True | True | [12 empty] | Non Federally-Regulated | 05/27/2015 |  | 04/12/2021
Sensor Switch, Inc. | Sensor Switch | LWS************** | Occupant Sensing Device | Device | True | True | True | True | True | False |  |  |  | False |  |  | False |  | False |  | False | False | False |  |  | Non Federally-Regulated | 07/08/2014 |  | 04/12/2021
Leviton Manufacturing Co., Inc. | Leviton | MS00R | Dimmer | Device | True | True | True | True | True | False |  | True | True | [12 empty] | Non Federally-Regulated | 12/01/2014 |  | 04/12/2021
Legrand / Pass & Seymour | Pass & Seymour | DRDH163PLAV | Dimmer | Device | True | True | True | True | True | True | True | True | True | [12 empty] | Non Federally-Regulated | 02/13/2015 |  | 04/12/2021
Crestron Electronics | Crestron Electronics | CLX-2DIM8 | Dimmer | Device | True | True | True | True | True | True | True | True | True | [12 empty] | Non Federally-Regulated | 07/25/2014 |  | 04/12/2021
NSi Industries | Tork | DLC400BP | Astronomical Time Switch Contr | Device | True | True | True | True | True | True | True | True | True | True | [11 empty] | Non Federally-Regulated | 10/10/2014 |  | 04/12/2021
Lutron Electronics Co., Inc. | Radio RA2 | RRD-6D**** | Dimmer | Device | True | True | True | True | True | True | True | True | True | [12 empty] | Non Federally-Regulated | 01/21/2014 |  | 04/12/2021
Cooper Controls | Greengate | OSW-P-0451-SP-R-* | Occupant Sensing Device | Device | True | True | True | True | True | True | True | True | True | False |  |  | False |  | False |  | False | False | False |  |  | Non Federally-Regulated | 08/26/2014 |  | 04/12/2021
Honeywell International | Honeywell | YCLB6438S-1 | Dimmer | Device | True | True | True | True | True | True | True | False | [13 empty] | Non Federally-Regulated | 02/20/2014 |  | 04/12/2021
Eaton Corp. | Eaton/Cooper Lighting | RF9540-ND* | Dimmer | Device | True | True | True | True | True | True | True | True | True | [12 empty] | Non Federally-Regulated | 03/06/2015 |  | 04/12/2021
WattStopper, Inc. | WattStopper, Inc. | RT-200-** | Astronomical Time Switch Contr | Device | True | True | True | True | True | True | True | False | [13 empty] | Non Federally-Regulated | 08/28/2014 |  | 04/12/2021
Leviton Manufacturing Co., Inc. | Leviton | IPI10 | Dimmer | Device | True | True | True | True | True | False |  | True | True | [12 empty] | Non Federally-Regulated | 12/01/2014 |  | 04/12/2021
Douglas Lighting Controls | Diversa | WORSDD2-DPR-L | Dimmer | Device | True | True | True | True | True | False |  | False | [13 empty] | Non Federally-Regulated | 10/10/2014 |  | 04/12/2021
Light Corporation | Kanepi | OS-L3W-W**-** | Occupant Sensing Device | Device | True | True | True | True | True | False |  |  |  | False |  |  | True | True | True | True | True | True | True | True | True | Non Federally-Regulated | 04/02/2014 |  | 04/12/2021
Intermatic, Inc. | Intermatic, Inc. | HB880R | Automatic Time Switch Control | Device | True | True | True | False | [17 empty] | Non Federally-Regulated | 07/17/2014 |  | 04/12/2021
Danfoss, Inc. | Danfoss, Inc. | AK-CM 101A | Automatic Time Switch Control | Device | True | True | True | True | True | True | [15 empty] | Non Federally-Regulated | 05/02/2014 |  | 04/12/2021
WattStopper, Inc. | WattStopper, Inc. | PW-302 | Occupant Sensing Device | Device | True | True | True | True | True | False |  |  |  | False |  |  | False |  | False |  | True | True | True | True | True | Non Federally-Regulated | 04/02/2015 |  | 04/12/2021
Leviton Manufacturing Co., Inc. | Leviton | IPX12 | Dimmer | Device | True | True | True | True | True | False |  | True | True | [12 empty] | Non Federally-Regulated | 12/01/2014 |  | 04/12/2021
GE Lighting, a Savant company | GE Lighting Controls | RPS12OUT** | Automatic Daylighting Control | Device | True | True | True | False |  | True | True | True | True | True | True | [10 empty] | Non Federally-Regulated | 08/04/2014 |  | 04/12/2021
WattStopper, Inc. | WattStopper, Inc. | CX-100-* | Occupant Sensing Device | Device | True | True | True | True | True | False |  |  |  | False |  |  | False |  | False |  | False | False | False |  |  | Non Federally-Regulated | 09/15/2014 |  | 04/12/2021
Legrand / Pass & Seymour | Pass & Seymour | LSDH16LAV | Dimmer | Device | True | True | True | True | True | True | True | True | True | [12 empty] | Non Federally-Regulated | 02/13/2015 |  | 04/12/2021
IR-TEC International, Ltd. | IR-TEC International, Ltd. | LOS-310S** | Occupant Sensing Device | Device | True | True | True | True | True | False |  |  |  | False |  |  | False |  | False |  | False | False | False |  |  | Non Federally-Regulated | 10/23/2014 |  | 04/12/2021
WattStopper, Inc. | WattStopper, Inc. | LIB24-*-*-*-* | Automatic Time Switch Control | Device | True | True | True | True | True | True | [15 empty] | Non Federally-Regulated | 09/15/2014 |  | 04/12/2021
WattStopper, Inc. | WattStopper, Inc. | LP24F-*-*-* | Automatic Time Switch Control | Device | True | True | True | True | True | True | [15 empty] | Non Federally-Regulated | 09/15/2014 |  | 04/12/2021
Douglas Lighting Controls | Douglas | WTP-4408 | Automatic Time Switch Control | Device | True | True | True | True | True | True | [15 empty] | Non Federally-Regulated | 10/10/2014 |  | 04/12/2021
Legrand / Pass & Seymour | Pass & Seymour | LSCL453PI | Dimmer | Device | True | True | True | True | True | True | True | True | True | [12 empty] | Non Federally-Regulated | 02/13/2015 |  | 04/12/2021
Legrand / Pass & Seymour | Pass & Seymour | LSSC5PI | Dimmer | Device | True | True | True | True | True | True | True | True | True | [12 empty] | Non Federally-Regulated | 02/13/2015 |  | 04/12/2021
Lutron Electronics Co., Inc. | Homeworks | HWD-10D*** | Dimmer | Device | True | True | True | True | True | True | True | True | True | [12 empty] | Non Federally-Regulated | 01/21/2014 |  | 04/12/2021
Legrand / Pass & Seymour | Pass & Seymour | LS603PBKV | Dimmer | Device | True | True | True | True | True | True | True | True | True | [12 empty] | Non Federally-Regulated | 02/13/2015 |  | 04/12/2021
Intermatic, Inc. | Intermatic, Inc. | ET8415CR | Automatic Time Switch Control | Device | True | True | True | False | [17 empty] | Non Federally-Regulated | 07/17/2014 |  | 04/12/2021
IR-TEC International, Ltd. | IR-TEC International, Ltd. | LOS-509S** | Occupant Sensing Device | Device | True | True | True | True | True | False |  |  |  | False |  |  | False |  | False |  | False | False | False |  |  | Non Federally-Regulated | 04/10/2015 |  | 04/12/2021
Legrand / Pass & Seymour | Pass & Seymour | LS600PWV | Dimmer | Device | True | True | True | True | True | True | True | True | True | [12 empty] | Non Federally-Regulated | 02/13/2015 |  | 04/12/2021
WattStopper, Inc. | WattStopper, Inc. | HD-703-* | Dimmer | Device | True | True | True | True | True | True | True | True | True | [12 empty] | Non Federally-Regulated | 08/28/2014 |  | 04/12/2021
Steinel America, Inc. | Steinel | IS D360-120 | Occupant Sensing Device | Device | True | True | True | True | True | False |  |  |  | False |  |  | False |  | False |  | False | False | False |  |  | Non Federally-Regulated | 10/28/2014 |  | 04/12/2021
Lutron Electronics Co., Inc. | Sensors | UMS-Z101******* | Occupant Sensing Device | Device | True | True | True | True | True | False |  |  |  | False |  |  | True | True | False |  | False | False | True | True | True | Non Federally-Regulated | 10/17/2014 |  | 04/12/2021
WattStopper, Inc. | WattStopper, Inc. | LP8S-*-*-* | Automatic Time Switch Control | Device | True | True | True | True | True | True | [15 empty] | Non Federally-Regulated | 09/15/2014 |  | 04/12/2021
GE Lighting, a Savant company | GE Lighting Controls | CDT-05-180-R | Occupant Sensing Device | Device | True | True | True | True | True | True | True | True | True | False |  |  | False |  | False |  | False | False | False |  |  | Non Federally-Regulated | 07/15/2014 |  | 04/12/2021
WattStopper, Inc. | WattStopper, Inc. | UT-300-* | Occupant Sensing Device | Device | True | True | True | True | True | True | True | True | True | False |  |  | False |  | False |  | False | False | False |  |  | Non Federally-Regulated | 09/15/2014 |  | 04/12/2021
Douglas Lighting Controls | Diversa | WORSDU2-P-N | Occupant Sensing Device | Device | True | True | True | True | True | False |  |  |  | False |  |  | False |  | False |  | False | True | True | True | True | Non Federally-Regulated | 10/10/2014 |  | 04/12/2021
WattStopper, Inc. | WattStopper, Inc. | LMPW-100-* | Occupant Sensing Device | Device | True | True | True | True | True | False |  |  |  | False |  |  | False |  | False |  | False | False | False |  |  | Non Federally-Regulated | 09/15/2014 |  | 04/12/2021
Schneider Electric | Schneider Electric | SLSCUS**** | Occupant Sensing Device | Device | True | True | True | True | True | True | True | True | True | False |  |  | True | True | False |  | True | True | False | True |  | Non Federally-Regulated | 07/28/2014 |  | 04/12/2021
Lutron Electronics Co., Inc. | Homeworks | HRD-10D*** | Dimmer | Device | True | True | True | True | True | True | True | True | True | [12 empty] | Non Federally-Regulated | 01/21/2014 |  | 04/12/2021
Signify North America Corporation | Philips | LRM2360 | Occupant Sensing Device | Device | True | True | True | True | True | False |  |  |  | False |  |  | False |  | False |  | False | False | False |  |  | Non Federally-Regulated | 02/27/2015 |  | 04/12/2021
Intense Lighting | Intense Lighting | IPS225**-12A | Track Lighting Integral Curren | Device | True | True | True | True | True | True | True | True | True | [12 empty] | Non Federally-Regulated | 07/02/2015 |  | 04/12/2021
B.E.G. Controls | B.E.G. Controls | FLEX 230 | Occupant Sensing Device | Device | True | True | True | True | True | False |  |  |  | False |  |  | False |  | True | True | False | False | False |  |  | Non Federally-Regulated | 09/23/2014 |  | 04/12/2021
Cooper Controls | Greengate | OMC-P-* | Occupant Sensing Device | Device | True | True | True | True | True | True | True | True | True | False |  |  | False |  | False |  | False | False | False |  |  | Non Federally-Regulated | 08/26/2014 |  | 04/12/2021
Hubbell Building Automation | Hubbell Building Automation | CX04******* | Automatic Time Switch Control | Device | True | True | True | True | True | True | [15 empty] | Non Federally-Regulated | 02/04/2014 |  | 04/12/2021
Lightolier | Lightolier | PLD120** | Track Lighting Integral Curren | Device | True | True | True | True | True | True | True | True | True | [12 empty] | Non Federally-Regulated | 01/27/2015 |  | 04/12/2021
Cooper Controls | Greengate | OSW-P-0451-DMV-* | Occupant Sensing Device | Device | True | True | True | True | True | True | True | True | True | False |  |  | False |  | False |  | False | False | False |  |  | Non Federally-Regulated | 08/26/2014 |  | 04/12/2021
Acuity Brands Lighting | Juno | T91CLF-12-** | Track Lighting Integral Curren | Device | True | True | True | True | True | True | True | True | True | [12 empty] | Non Federally-Regulated | 12/05/2014 |  | 04/12/2021
Gentec, Inc. | Kameleon | K6-64-PA-S* | Automatic Time Switch Control | Device | True | True | True | True | True | True | [15 empty] | Non Federally-Regulated | 09/10/2014 |  | 04/12/2021
IR-TEC International, Ltd. | IR-TEC International, Ltd | BDS-702S** | Occupant Sensing Device | Device | True | True | True | True | True | False |  |  |  | True | True | True | False |  | False |  | False | False | True | True | True | Non Federally-Regulated | 07/23/2015 |  | 04/12/2021
WattStopper, Inc. | WattStopper, Inc. | SD2-300-* | Dimmer | Device | True | True | True | True | True | True | True | True | True | [12 empty] | Non Federally-Regulated | 09/15/2014 |  | 04/12/2021
NSi Industries | Tork | WOS-SN | Occupant Sensing Device | Device | True | True | True | True | True | False |  |  |  | False |  |  | False |  | False |  | False | False | True | True | True | Non Federally-Regulated | 10/10/2014 |  | 04/12/2021
Douglas Lighting Controls | Diversa | WORXI32-P-N | Occupant Sensing Device | Device | True | True | True | True | True | False |  |  |  | False |  |  | False |  | False |  | False | True | True | True | True | Non Federally-Regulated | 10/10/2014 |  | 04/12/2021
Intermatic, Inc. | Intermatic, Inc. | ET1105CPD82 | Automatic Time Switch Control | Device | True | True | True | False | [17 empty] | Non Federally-Regulated | 07/17/2014 |  | 04/12/2021
Intermatic, Inc. | Intermatic, Inc. | ET8215CPD82 | Automatic Time Switch Control | Device | True | True | True | False | [17 empty] | Non Federally-Regulated | 07/17/2014 |  | 04/12/2021
Douglas Lighting Controls | Diversa | WORSDU1-P-N | Occupant Sensing Device | Device | True | True | True | True | True | False |  |  |  | False |  |  | False |  | False |  | False | False | True | True | True | Non Federally-Regulated | 10/10/2014 |  | 04/12/2021
Litelab Corp. | Busrun | TEC-1.5******** | Track Lighting Integral Curren | Device | True | True | True | True | True | True | True | True | True | [12 empty] | Non Federally-Regulated | 10/13/2014 |  | 04/12/2021
Intermatic, Inc. | Grasslin | LM2-O-277-LS1 | Automatic Daylighting Control | Device | True | True | True | False |  | True | True | True | True | True | True | [10 empty] | Non Federally-Regulated | 08/05/2014 |  | 04/12/2021
Hubbell Building Automation | Hubbell Building Automation | DLCPCC | Automatic Daylighting Control | Device | True | True | True | False |  | True | True | True | True | True | True | [10 empty] | Non Federally-Regulated | 02/04/2014 |  | 04/12/2021
TacTouch, Inc. | TT-L Series | TT-L4**-* | Dimmer | Device | True | True | True | True | True | False |  | True | True | [12 empty] | Non Federally-Regulated | 02/04/2014 |  | 04/12/2021
Hubbell Building Automation | Hubbell Building Automation | WIH-OS-LOIR*** | Occupant Sensing Device | Device | True | True | True | True | True | False |  |  |  | False |  |  | False |  | False |  | False | False | False |  |  | Non Federally-Regulated | 02/04/2014 |  | 04/12/2021
Signify North America Corporation | Philips | LLC1655/** | Automatic Daylighting Control | Device | True | True | True | True | True | True | True | True | True | True | True | [10 empty] | Non Federally-Regulated | 07/17/2014 |  | 04/12/2021
Leviton Manufacturing Co., Inc. | Leviton | 6621 | Dimmer | Device | True | True | True | True | True | False |  | True | True | [12 empty] | Non Federally-Regulated | 12/01/2014 |  | 04/12/2021
Legrand / Pass & Seymour | Pass & Seymour | LSLV600W | Dimmer | Device | True | True | True | True | True | True | True | True | True | [12 empty] | Non Federally-Regulated | 02/13/2015 |  | 04/12/2021
Legrand / Pass & Seymour | Pass & Seymour | LSLV600BK | Dimmer | Device | True | True | True | True | True | True | True | True | True | [12 empty] | Non Federally-Regulated | 02/13/2015 |  | 04/12/2021
Intermatic, Inc. | Grasslin | PC2-D30-120-LS2 | Photosensor / Photocontrol Dev | Device | True | True | True | [18 empty] | Non Federally-Regulated | 08/05/2014 |  | 04/12/2021
The Lighting Quotient | The Lighting Quotient | CLC-EN-06-**-*-* | Photosensor / Photocontrol Dev | Device | True | True | True | [18 empty] | Non Federally-Regulated | 09/10/2014 |  | 04/12/2021
NSi Industries | Tork | DZS400BP-* | Astronomical Time Switch Contr | Device | True | True | True | True | True | True | True | True | True | True | [11 empty] | Non Federally-Regulated | 10/10/2014 |  | 04/12/2021
Lutron Electronics Co., Inc. | Lutron | QSG-************* | Automatic Time Switch Control | System | True | True |  | True | True | [16 empty] | Non Federally-Regulated | 04/28/2010 |  | 07/01/2014
Distech Controls | Distech Controls | ECL-VVTS | Automatic Time Switch Control | Device | True | True |  | True | True | [16 empty] | Non Federally-Regulated | 08/07/2012 |  | 07/01/2014
Siemens Energy & Automation | Siemens Energy & Automation | 5WG1 704-8XG03 | Automatic Time Switch Control |  | True | True |  | True | True | [8 empty] | True | True | True | [5 empty] | Non Federally-Regulated | 12/19/2005 |  | 01/07/2010
Intermatic, Inc. | Grasslin | PC1-digi20-120-LS1+ E200 | Photosensor / Photocontrol Dev | Device | True | True | True | [18 empty] | Non Federally-Regulated | 08/05/2014 |  | 01/09/2015
Lutron Electronics Co., Inc. | Lutron | NT-603P********* | Dimmer | Device | True | True |  | True | True | True | True | True | True | True | True | False | [9 empty] | Non Federally-Regulated | 04/28/2010 |  | 01/21/2014
Legrand / Pass & Seymour | Legrand / Pass & Seymour | PSHB120277L3 | Occupant / Motion / Vacancy Se | Device | True | True |  | True | True | True | False |  |  |  |  | False | [9 empty] | Non Federally-Regulated | 12/30/2012 |  | 07/01/2014
Daintree Networks, Inc. | Control Scope | WA100-** | Occupant / Motion / Vacancy Se | System | True | True |  | True | True | False | False |  |  |  |  | False | [9 empty] | Non Federally-Regulated | 06/12/2012 |  | 07/01/2014
Hubbell Incorporated | H-Moss | WSS750 | Occupant / Motion / Vacancy Se |  | True | True |  | True | [17 empty] | Non Federally-Regulated | 08/27/1992 |  | 04/06/1998
WattStopper, Inc. | WattStopper | WT2200 | Ultrasonic Occupant / Motion S |  | True | True |  | True | True | True | True | True | [13 empty] | Non Federally-Regulated | 03/17/2000 |  | 01/07/2010
Leviton Manufacturing Co., Inc. | Leviton | 6641G | Dimmer | Device | True | True |  | True | True | True | True | False |  |  |  | False | [9 empty] | Non Federally-Regulated | 11/12/2010 |  | 07/01/2014
Grasslin Controls Corp. | Grasslin | TALENTO 892 | Automatic Time Switch Control |  | True | True |  | True | True | [16 empty] | Non Federally-Regulated | 04/09/2001 |  | 02/25/2008
Siemens Energy & Automation | Siemens Energy & Automation | 5WG1 705-8XJ33 | Automatic Time Switch Control |  | True | True |  | True | True | [8 empty] | True | True | True | [5 empty] | Non Federally-Regulated | 12/19/2005 |  | 01/07/2010
Marlin Controls, Inc. | Unistar II | XP | Automatic Time Switch Control |  | True | True |  | True | True | [16 empty] | Non Federally-Regulated | 08/22/2003 |  | 02/06/2006
Lutron Electronics Co., Inc. | Lutron | GP36-******************* | Multi-Level Astronomical Time | System | True | True |  | True | True | True | True | True | True | True | [11 empty] | Non Federally-Regulated | 12/28/2009 |  | 07/01/2014
Cooper Controls | Greengate | OEF-P-2MH0-MV-B | Occupant / Motion / Vacancy Se |  | True | True |  | True | [17 empty] | Non Federally-Regulated | 11/07/2008 |  | 01/07/2010
Legrand / Pass & Seymour | Legrand / Pass & Seymour | WS1100CCV6* | Dimmer | Device | True | True |  | True | True | True | True | False |  |  |  | False | [9 empty] | Non Federally-Regulated | 12/23/2010 |  | 07/01/2014
Legrand / Wiremold | WattStopper | LRD1F | Automatic Time Switch Control | System | True | True |  | True | True | [16 empty] | Non Federally-Regulated | 03/23/2010 |  | 07/01/2014
Eaton Corp. | Pow-R-Command | PRC100 | Automatic Time Switch Control | System | True | True |  | True | True | [16 empty] | Non Federally-Regulated | 09/21/2009 |  | 01/07/2010
Leviton Manufacturing Co., Inc. | Leviton | OSWLR-I** | Occupant / Motion / Vacancy Se |  | True | True |  | True | [17 empty] | Non Federally-Regulated | 09/14/2006 |  | 01/07/2010
Convia, Inc., A Herman Miller Co. | Convia | GSE-PDC-02 | Occupant / Motion / Vacancy Se |  | True | True |  | True | [8 empty] | True | True | True | True | True | True |  |  |  | Non Federally-Regulated | 04/04/2008 |  | 01/07/2010
Marlin Controls, Inc. | Marlin Controls | GPRB | Automatic Time Switch Control | Device | True | True |  | True | True | [16 empty] | Non Federally-Regulated | 01/23/2012 |  | 07/01/2014
Crestron Electronics | Crestron Electronics | PAC2M | Occupant / Motion / Vacancy Se |  | True | True |  | True | [9 empty] | True | True | True | [5 empty] | Non Federally-Regulated | 10/05/2007 |  | 01/07/2010
Lutron Electronics Co., Inc. | Grafik Eye | GRX-3003-A-** | Occupant / Motion / Vacancy Se |  | True | True |  | True | [17 empty] | Non Federally-Regulated | 06/20/1994 |  | 09/19/2005
Tork | Tork | DG120-2 (240VAC) | Automatic Time Switch Control |  | True | True |  | True | True | [16 empty] | Non Federally-Regulated | 02/07/1994 |  | 01/07/2010
Distech Controls | Distech Controls | ECB-VAVS-O | Automatic Time Switch Control | Device | True | True |  | True | True | [16 empty] | Non Federally-Regulated | 08/07/2012 |  | 07/01/2014
INNCOM by Honeywell | Novar | ALS-1.5K | Photosensor / Photocontrol Dev |  | True | False |  | True | [17 empty] | Non Federally-Regulated | 05/14/2002 |  | 01/07/2010
Lutron Electronics Co., Inc. | Lutron | LP6/********************* | Multi-Level Astronomical Time | System | True | True |  | True | True | True | True | True | True | True | [11 empty] | Non Federally-Regulated | 12/28/2009 |  | 07/01/2014
Tork | Tork | 7302 | Automatic Time Switch Control |  | True | True |  | True | True | [16 empty] | Non Federally-Regulated | 06/03/2003 |  | 04/27/2006
Legrand / Pass & Seymour | Legrand / Pass & Seymour | RW3U600* | Occupant / Motion / Vacancy Se | Device | True | True |  | True | True | False | False |  |  |  |  | False | [9 empty] | Non Federally-Regulated | 12/23/2010 |  | 07/01/2014
Legrand / Wiremold | WattStopper | GSE-SWD-WH | Multi-Level Occupant Sensor | System | True | True | True | True | True | True | True | True | True | True | True | True | True | True | True | True | True | True |  |  |  | Non Federally-Regulated | 03/23/2010 |  | 07/01/2014
PLC Multipoint, Inc. | PLC Multipoint | PD9 ATRIUM | Photosensor / Photocontrol Dev |  | True | True |  | True | [17 empty] | Non Federally-Regulated | 07/19/2006 |  | 01/07/2010
Tork | Tork | DWZ100A-24 | Automatic Time Switch Control |  | True | True |  | True | True | [16 empty] | Non Federally-Regulated | 10/09/1996 |  | 01/07/2010
Lutron Electronics Co., Inc. | Softswitch 128 | XPS24-******-** | Automatic Time Switch Control |  | True | True |  | True | True | [16 empty] | Non Federally-Regulated | 09/19/2005 |  | 01/07/2010
Cooper Wiring Devices | Savant | OS310R-** | Multi-Level Occupant Sensor | Device | True | True | True | True | True | False | True | True | False | True | True | True |  | False | [7 empty] | Non Federally-Regulated | 03/23/2010 |  | 07/01/2014
Tork | Tork | E101-2 (240VAC) | Automatic Time Switch Control |  | True | True |  | True | True | [16 empty] | Non Federally-Regulated | 02/07/1994 |  | 03/10/1994
Tork | Tork | W300 | Automatic Time Switch Control |  | True | True |  | True | True | [16 empty] | Non Federally-Regulated | 06/03/2003 |  | 04/27/2006
Novitas, Inc. | Novitas | 01-160 | Ultrasonic Occupant / Motion S |  | True | True |  | True | True | True | True | True | [13 empty] | Non Federally-Regulated | 03/20/1998 |  | 08/18/2006
Litetouch, Inc. | Litetouch, Inc. | MCS-** | Automatic Time Switch Control |  | True | True |  | True | True | [16 empty] | Non Federally-Regulated | 09/29/2003 |  | 01/07/2010
Cooper Wiring Devices | React | RI101-** | Dimmer | Device | True | True |  | True | True | True | True | False |  |  |  | False | [9 empty] | Non Federally-Regulated | 12/29/2010 |  | 07/01/2014
Leviton Manufacturing Co., Inc. | Leviton | RS110-1** | Occupant / Motion / Vacancy Se | Device | True | True |  | True | True | False | False |  |  |  |  | False | [9 empty] | Non Federally-Regulated | 12/20/2012 |  | 07/01/2014
Convia, Inc., A Herman Miller Co. | Convia | GSE-IRH-WH | Dimmer | System | True | True | True | True | True | True | True | True | True | True | True | True | [9 empty] | Non Federally-Regulated | 03/04/2010 |  | 07/01/2014
Intermatic, Inc. | Intermatic | ET1725CR | Automatic Time Switch Control |  | True | True |  | True | True | [16 empty] | Non Federally-Regulated | 10/12/2007 |  | 01/07/2010
Tork | Tork | 7120Z | Automatic Time Switch Control |  | True | True |  | True | True | [16 empty] | Non Federally-Regulated | 06/03/2003 |  | 04/27/2006
Siemens Energy & Automation | Siemens Energy & Automation | 5WG1 705-8XE21 | Automatic Time Switch Control |  | True | True |  | True | True | [8 empty] | True | True | True | [5 empty] | Non Federally-Regulated | 12/19/2005 |  | 01/07/2010
Hubbell Building Automation | Hubbell Building Automation | LHMT* | Ultrasonic Occupant / Motion S |  | True | True |  | True | True | True | True | True | [13 empty] | Non Federally-Regulated | 05/20/2004 |  | 01/07/2010
Sensor Switch, Inc. | PIR Ceiling Sensor | CM-200 | Occupant / Motion / Vacancy Se |  | False | False |  | True | [17 empty] | Non Federally-Regulated | 01/01/1989 |  | 04/06/1998
Intermatic, Inc. | Intermatic, Inc. | ET8015CPD82 | Automatic Time Switch Control | Device | True | True |  | True | True | [16 empty] | Non Federally-Regulated | 04/15/2011 |  | 07/01/2014
Tridium | Vykon | JACENP**** | Automatic Time Switch Control |  | True | True |  | True | True | [16 empty] | Non Federally-Regulated | 12/08/2003 |  | 01/07/2010
Lutron Electronics Co., Inc. | Lutron | MRFA-600M-URC*** | Dimmer | Device | True | True |  | True | True | True | True | False |  |  |  | False | [9 empty] | Non Federally-Regulated | 12/28/2009 |  | 01/21/2014
Eaton Corp. | Pow-R-Command | PRC750 | Automatic Daylighting Control | Device | True | True | True | True | True | True | True | True | True | True | True | True |  | True | [7 empty] | Non Federally-Regulated | 02/04/2010 |  | 07/01/2014
Triatek, Inc. | Triatek | TI-5000 | Automatic Time Switch Control |  | True | True |  | True | True | [16 empty] | Non Federally-Regulated | 10/08/1999 |  | 01/12/2004
Sensor Switch, Inc. | Sensor Switch | CMRB-6-208-**-** | Occupant / Motion / Vacancy Se |  | True | True |  | True | [17 empty] | Non Federally-Regulated | 11/20/2008 |  | 01/07/2010
Lutron Electronics Co., Inc. | Softswitch 128 | XPS12-******-** | Automatic Daylighting Control |  | True | True | True | True | False |  | False |  | False |  | True | False |  | True |  | False | [5 empty] | Non Federally-Regulated | 09/19/2005 |  | 01/07/2010
Unenco, Inc. / Univ. Energy | Unenco | PIR-2000P277V | Occupant / Motion / Vacancy Se |  | True | True |  | True | [17 empty] | Non Federally-Regulated | 10/06/1992 |  | 01/07/2010
Enerlites, Inc. | Enerlites, Inc. | WCOS | Multi-Level Occupant Sensor | System | True | True | True | True | True | True | True | True | True | True | True | True |  | False | [7 empty] | Non Federally-Regulated | 11/22/2013 |  | 07/01/2014
Lutron Electronics Co., Inc. | Centralized Lighting Control | DMWPL-LZC* | Automatic Daylighting Control |  | True | True | False | True | True | True | False |  | True | True | True | True |  |  |  | False | [5 empty] | Non Federally-Regulated | 09/19/2005 |  | 01/07/2010
Sensor Switch, Inc. | Sensor Switch | nRM PDT 9******* | Occupant / Motion / Vacancy Se | System | True | True |  | True | True | False | False |  |  |  |  | False | [9 empty] | Non Federally-Regulated | 04/28/2010 |  | 07/01/2014
Cooper Controls | Greengate | CKT48 | Automatic Daylighting Control |  | True | True | True | True | False |  | True | True | True | True | True | True |  | True | True | False | [5 empty] | Non Federally-Regulated | 11/07/2008 |  | 01/07/2010
Honeywell International | Honeywell | EL7611A | Ultrasonic Occupant / Motion S |  | True | True |  | True | True | True | True | True | [13 empty] | Non Federally-Regulated | 09/07/1994 |  | 01/07/2010
Cooper Wiring Devices | Greengate | OEC-U-0051-H | Ultrasonic Occupant / Motion S |  | True | True |  | True | True | True | True | True | [13 empty] | Non Federally-Regulated | 04/10/2008 |  | 11/07/2008
Powerline Control Systems | PulseWorx | KPCD-8 | Dimmer | System | True | True | True | True | True | True | True | False |  |  |  | True | [9 empty] | Non Federally-Regulated | 06/24/2011 |  | 07/01/2014
Sensor Switch, Inc. | Sensor Switch | CMR PDT 10 ADC******* | Automatic Daylighting Control | Device | True | True | True | True | False |  |  | True | True | True | True | True |  | True | [7 empty] | Non Federally-Regulated | 04/28/2010 |  | 07/01/2014
Lutron Electronics Co., Inc. | Lutron | GP16-******************* | Multi-Level Astronomical Time | System | True | True |  | True | True | True | True | True | True | True | [11 empty] | Non Federally-Regulated | 12/28/2009 |  | 07/01/2014
Lutron Electronics Co., Inc. | Sensor | MS-VPS6AM****** | Occupant / Motion / Vacancy Se |  | True | True |  | True | [17 empty] | Non Federally-Regulated | 06/05/2009 |  | 01/07/2010
Lutron Electronics Co., Inc. | LCP 128 | LCP-*****-***FT | Astronomical Time Switch Contr |  | True | True |  | True | True | True | True | True | True | True | [11 empty] | Non Federally-Regulated | 09/19/2005 |  | 01/07/2010
Legrand / Wiremold | WattStopper | LRD1B | Automatic Time Switch Control | System | True | True |  | True | True | [16 empty] | Non Federally-Regulated | 03/23/2010 |  | 07/01/2014
Signify North America Corporation | Philips Lighting Electronics North America | LRS2220** | Occupant / Motion / Vacancy Se | Device | True | True |  | True | True | False | True | True | True | True | True | False | [9 empty] | Non Federally-Regulated | 06/20/2011 |  | 07/01/2014
Lithonia Lighting | SwitchPak | SPAK 4S2D 120/277 | Multi-Level Daylighting Contro |  | True | True |  | True | True | True | True | [14 empty] | Non Federally-Regulated | 07/24/2006 |  | 01/07/2010
WattStopper, Inc. | WattStopper | WI24 | Occupant / Motion / Vacancy Se |  | True | True |  | True | [17 empty] | Non Federally-Regulated | 08/10/1992 |  | 04/06/1998
CentraLite Systems, Inc. | CentraLite Systems, Inc. | Elegance | Automatic Time Switch Control |  | True | True |  | True | True | [8 empty] | True | False | True | [5 empty] | Non Federally-Regulated | 10/10/2007 |  | 01/07/2010
Siemens Energy & Automation | Siemens Energy & Automation | 5WG1 704-8XG31 | Automatic Time Switch Control |  | True | True |  | True | True | [8 empty] | True | True | True | [5 empty] | Non Federally-Regulated | 12/19/2005 |  | 01/07/2010
Lutron Electronics Co., Inc. | Grafik 6000 | OMX-RACP-** | Automatic Time Switch Control |  | True | True |  | True | True | [16 empty] | Non Federally-Regulated | 09/12/2003 |  | 09/19/2005
Intermatic, Inc. | Grasslin | LM1-O-277-LS1 | Exterior Photocontrol Device |  | True | True | [11 empty] | True | True | False | [5 empty] | Non Federally-Regulated | 11/10/2008 |  | 01/07/2010
Lightstat, Inc. | Lightstat | ALC-6-56-*** | Occupant / Motion / Vacancy Se |  | True | True |  | True | [17 empty] | Non Federally-Regulated | 06/23/1998 |  | 03/14/2006
WattStopper, Inc. | WattStopper | DM100250M | Automatic Daylighting Control |  | True | False |  | True | False |  | True | True | [8 empty] | True |  |  |  |  | Non Federally-Regulated | 03/10/2000 |  | 01/07/2010
Legrand / Wiremold | WattStopper | NPM24 | Dimmer | System | True | True | True | True | True | True | True | True | True | True | True | True | [9 empty] | Non Federally-Regulated | 03/23/2010 |  | 07/01/2014
Douglas Lighting Controls | Diversa | WORX***-*-* | Multi-Level Occupant Sensor | System | True | True | True | True | True | False | True | True | True | True | True | True |  | False | [7 empty] | Non Federally-Regulated | 12/24/2012 |  | 07/01/2014
Lutron Electronics Co., Inc. | Lutron | DVELV-303P****** | Dimmer | Device | True | True |  | True | True | True | True | True | True | True | True | False | [9 empty] | Non Federally-Regulated | 04/28/2010 |  | 01/21/2014
Cooper Controls | Greengate | CK4A **** ** | Manual-On Occupant Sensor | System | True | True | True | True | True | True | True | True | True | True | True | True |  | False | [7 empty] | Non Federally-Regulated | 04/15/2011 |  | 05/16/2011
Lutron Electronics Co., Inc. | Softswitch 128 | XPS48-******-** | Occupant / Motion / Vacancy Se |  | True | True |  | True | [17 empty] | Non Federally-Regulated | 09/19/2005 |  | 01/07/2010
Intermatic, Inc. | Intermatic, Inc. | ET90815CR | Astronomical Time Switch Contr | Device | True | True |  | True | True | True | True | True | True | True | [11 empty] | Non Federally-Regulated | 07/22/2011 |  | 07/01/2014
Cooper Wiring Devices | Novitas | 01-PCO-CA | Exterior Photocontrol Device |  | True | False | False | True | False |  | False |  | True | False | True | True |  |  |  | False | [5 empty] | Non Federally-Regulated | 08/18/2006 |  | 04/10/2008
Lutron Electronics Co., Inc. | Lutron | GP16-******************* | Astronomical Time Switch Contr | System | True | True |  | True | True | True | True | True | True | True | [11 empty] | Non Federally-Regulated | 12/28/2009 |  | 07/01/2014
Unenco, Inc. / Univ. Energy | Unenco | C-500-1000-H | Ultrasonic Occupant / Motion S |  | True | True |  | True | True | True | True | True | [13 empty] | Non Federally-Regulated | 09/25/1992 |  | 01/07/2010
Acuity Brands Lighting | Juno | T91CLF-48-** | Track Lighting Integral Curren | System | True | True |  | True | True | True | True | True | [13 empty] | Non Federally-Regulated | 05/21/2013 |  | 07/01/2014
Lutron Electronics Co., Inc. | Lutron | CCP-******-******-**-CGP*** | Dimmer | System | True | True |  | True | True | True | True | False |  |  |  | False | [9 empty] | Non Federally-Regulated | 07/10/2012 |  | 07/01/2014
Legrand / Pass & Seymour | Legrand / Pass & Seymour | 93472* | Dimmer | Device | True | True |  | True | True | True | True | False |  |  |  | False | [9 empty] | Non Federally-Regulated | 12/23/2010 |  | 07/01/2014
Tork | Tork | EWZ201 | Automatic Time Switch Control |  |  |  |  | True | True | [16 empty] | Non Federally-Regulated | 04/06/2007 |  | 01/07/2010
Paragon Electric Co. | Paragon | EC7000/277V | Automatic Time Switch Control |  | True | True |  | True | True | [16 empty] | Non Federally-Regulated | 06/25/1993 |  | 01/21/1999
Litetouch, Inc. | Litetouch, Inc. | 08-2150-03 | Automatic Time Switch Control |  | True | True |  | True | True | [16 empty] | Non Federally-Regulated | 09/29/2003 |  | 01/07/2010
Energy Technologies Corp. | Union | PACP | Astronomical Time Switch Contr | System | True | True |  | True | True | True | True | True | True | True | [11 empty] | Non Federally-Regulated | 08/31/2010 |  | 10/08/2010
Lutron Electronics Co., Inc. | Homeworks | HWV-FDB-8A-** | Occupant / Motion / Vacancy Se |  | True | True |  | True | [17 empty] | Non Federally-Regulated | 08/13/2007 |  | 01/07/2010
Legrand / Wiremold | WattStopper | NPM44PF | Multi-Level Astronomical Time | System | True | True |  | True | True | True | True | True | True | True | [11 empty] | Non Federally-Regulated | 03/23/2010 |  | 07/01/2014
Legrand / Pass & Seymour | Legrand / Pass & Seymour | D1000M* | Dimmer | Device | True | True |  | True | True | True | True | True | True | True | True | False | [9 empty] | Non Federally-Regulated | 09/14/2012 |  | 07/01/2014
Lutron Electronics Co., Inc. | Grafik 6000 | OMX-3604-*-** | Automatic Time Switch Control |  | True | True |  | True | True | [16 empty] | Non Federally-Regulated | 05/24/2000 |  | 09/19/2005
Sensor Switch, Inc. | Sensor Switch | CMR-600 | Occupant / Motion / Vacancy Se |  | True | True |  | True | [17 empty] | Non Federally-Regulated | 10/25/1996 |  | 11/19/2001
Siemens Energy & Automation | Siemens Energy & Automation | 5WG1 703-8XK41 | Automatic Time Switch Control |  | True | True |  | True | True | [8 empty] | True | True | True | [5 empty] | Non Federally-Regulated | 12/19/2005 |  | 01/07/2010
Legrand / Wiremold | WattStopper | CE7ATC SERIES | Automatic Daylighting Control | System | True | True | True | True | True | True | True | True | True | True | True | True |  | True | [7 empty] | Non Federally-Regulated | 03/23/2010 |  | 07/01/2014
Lutron Electronics Co., Inc. | Homeworks | HWD-5NE*** | Dimmer | System | True | True |  | True | True | True | True | False |  |  |  | False | [9 empty] | Non Federally-Regulated | 12/17/2009 |  | 07/01/2014
Sensor Switch, Inc. | Sensor Switch | nCMB-PC-**-** | Photosensor / Photocontrol Dev |  | True | True |  | True | [17 empty] | Non Federally-Regulated | 11/20/2008 |  | 01/07/2010
Cooper Controls | Greengate | OMR-P-* | Occupant / Motion / Vacancy Se | System | True | True |  | True | True | False | False |  |  |  |  | False | [9 empty] | Non Federally-Regulated | 04/15/2011 |  | 07/01/2014
Sensor Switch, Inc. | Sensor Switch | nCMRB 6 480***** | Occupant / Motion / Vacancy Se | System | True | True |  | True | True | False | False |  |  |  |  | False | [9 empty] | Non Federally-Regulated | 04/28/2010 |  | 07/01/2014
Cooper Wiring Devices | Novitas | 01-160 | Ultrasonic Occupant / Motion S |  | True | True |  | True | True | True | True | True | [13 empty] | Non Federally-Regulated | 08/18/2006 |  | 04/10/2008
Sensor Switch, Inc. | Sensor Switch | nHMRB-10-********* | Occupant / Motion / Vacancy Se |  | True | True |  | True | [17 empty] | Non Federally-Regulated | 11/20/2008 |  | 01/07/2010
Lightolier Controls | Insight | IS2-8EB-277-I | Occupant / Motion / Vacancy Se |  | True | True |  | True | [17 empty] | Non Federally-Regulated | 08/27/1993 |  | 01/07/2010
Echoflex Solutions, Inc. | Echoflex | MOS-17** | Occupant Sensing Device | Device | True | True | True | True | True | False |  |  |  | False |  |  | True | True | False |  | True | True | True | True | True | Non Federally-Regulated | 03/17/2014 |  | 07/28/2014
PLC Multipoint, Inc. | PLC Multipoint | LCP3 | Automatic Time Switch Control |  | True | True |  | True | True | [16 empty] | Non Federally-Regulated | 07/19/2006 |  | 01/07/2010
Tork | Tork | 7120ZL | Automatic Time Switch Control | Device | True | True |  | True | True | [16 empty] | Non Federally-Regulated | 04/28/2010 |  | 07/01/2014
Lutron Electronics Co., Inc. | Lutron | GP40-******************* | Multi-Level Astronomical Time | System | True | True |  | True | True | True | True | True | True | True | [11 empty] | Non Federally-Regulated | 12/28/2009 |  | 07/01/2014
WattStopper, Inc. | WattStopper | LCO-203 | Photosensor / Photocontrol Dev |  | True | True |  | True | [17 empty] | Non Federally-Regulated | 02/14/2008 |  | 01/07/2010
Legrand / Wiremold | WattStopper | NRD2C | Multi-Level Astronomical Time | System | True | True |  | True | True | True | True | True | True | True | [11 empty] | Non Federally-Regulated | 03/23/2010 |  | 07/01/2014
Desa Specialty, LLC | Ace | AC-5710 | Exterior Photocontrol Device |  | True | False | [11 empty] | True | True | True | [5 empty] | Non Federally-Regulated | 06/15/2005 |  | 09/20/2007
Legrand / Wiremold | WattStopper | LRD2B | Occupant / Motion / Vacancy Se | System | True | True | True | True | True | True | True | True | True | True | True | True |  | True | True | True | [5 empty] | Non Federally-Regulated | 03/23/2010 |  | 07/01/2014
Cooper Controls | Novitas | 01-111-** | Ultrasonic Occupant / Motion S |  | True | True |  | True | True | True | True | True | [13 empty] | Non Federally-Regulated | 11/07/2008 |  | 01/07/2010
Emerson Climate Technologies Retail Solutions | E2 | BX--*** | Occupant / Motion / Vacancy Se |  | True | True |  | True | [8 empty] | True | True | True | True | True | True |  |  |  | Non Federally-Regulated | 01/08/2007 |  | 01/07/2010
Lutron Electronics Co., Inc. | Lutron | NF-20-277******* | Dimmer | Device | True | True |  | True | True | True | True | False |  |  |  | False | [9 empty] | Non Federally-Regulated | 12/28/2009 |  | 01/21/2014
Cooper Controls | Greengate | ONW-D-1001-RR7-* | Occupant / Motion / Vacancy Se | System | True | True |  | True | True | True | True | True | True | True | True | False | [9 empty] | Non Federally-Regulated | 05/10/2011 |  | 07/01/2014
Lutron Electronics Co., Inc. | Grafik Eye | RPT8/**-120***** | Occupant / Motion / Vacancy Se |  | True | True |  | True | [17 empty] | Non Federally-Regulated | 09/12/2003 |  | 09/19/2005
Schneider Electric | SERP | SERPL8HS | Astronomical Time Switch Contr | System | True | True |  | True | True | True | True | True | True | True | [11 empty] | Non Federally-Regulated | 09/11/2012 |  | 07/01/2014
WattStopper, Inc. | WattStopper | HB300DR | Occupant / Motion / Vacancy Se |  | True | True |  | True | [8 empty] | False | True | True | True | True | False |  |  |  | Non Federally-Regulated | 02/14/2008 |  | 01/07/2010
Legrand / Wiremold | WattStopper | CE10105 SERIES | Dimmer | System | True | True | True | True | True | True | True | True | True | True | True | True | [9 empty] | Non Federally-Regulated | 03/23/2010 |  | 07/01/2014
Sentry, LLC | Sentry Switch | SS05277 | Automatic Time Switch Control |  | True | True |  | True | True | [16 empty] | Non Federally-Regulated | 08/11/2000 |  | 01/07/2010
Lutron Electronics Co., Inc. | HomeWorks QS | HQRJ-WPM-6D-120 | Automatic Time Switch Control | System | True | True |  | True | True | [16 empty] | Non Federally-Regulated | 07/10/2012 |  | 07/01/2014
Leviton Manufacturing Co., Inc. | Leviton | OSFH*-*** | Occupant / Motion / Vacancy Se |  | True | True |  | True | [17 empty] | Non Federally-Regulated | 02/13/2009 |  | 01/07/2010
WattStopper, Inc. | WattStopper | SD-603-* | Dimmer | Device | True | True |  | True | True | True | True | True | True | True | True | False | [9 empty] | Non Federally-Regulated | 08/31/2010 |  | 07/01/2014
Intelligent Lighting Controls, Inc. | LightLEEDer | LL00**** | Multi-Level Astronomical Time | Device | True | True |  | True | True | True | True | True | True | True | [11 empty] | Non Federally-Regulated | 04/30/2013 |  | 07/01/2014
Siemens Energy & Automation | Siemens Energy & Automation | 5WG1 704-8XG14 | Automatic Time Switch Control |  | True | True |  | True | True | [8 empty] | True | True | True | [5 empty] | Non Federally-Regulated | 12/19/2005 |  | 01/07/2010
PLC Multipoint, Inc. | PLC Multipoint | CES/IL INDOOR LOW | Photosensor / Photocontrol Dev |  | True | True |  | True | [17 empty] | Non Federally-Regulated | 07/19/2006 |  | 01/07/2010
Cooper Controls | Greengate | CK2 120** | Automatic Daylighting Control | System | True | True | True | True | False |  |  | True | True | True | True | True |  | True | [7 empty] | Non Federally-Regulated | 04/15/2011 |  | 07/01/2014
Tork | Tork | K400Z (120VAC) | Automatic Time Switch Control |  | True | True |  | True | True | [16 empty] | Non Federally-Regulated | 06/24/1993 |  | 01/07/2010
Schneider Electric (Square D Wiring Devices) | Powerlink | RMC3000CG3xxx | Automatic Daylighting Control |  | True | True | True | True | False |  | True | True | True | True | True | True |  | True | True | False | [5 empty] | Non Federally-Regulated | 08/24/2006 |  | 03/14/2008
Lighting Control & Design | Lighting Control & Design | GR2400SBP******SLAVE** | Automatic Daylighting Control | System | True | True | True | True | False |  |  | True | True | True | True | True |  | True | [7 empty] | Non Federally-Regulated | 12/28/2009 |  | 07/01/2014
Novitas, Inc. | Novitas | 01-153 | Ultrasonic Occupant / Motion S |  | True | True |  | True | True | True | True | True | [13 empty] | Non Federally-Regulated | 03/20/1998 |  | 08/18/2006
Intermatic, Inc. | Intermatic | ET71615CR | Automatic Time Switch Control |  | True | True |  | True | True | [16 empty] | Non Federally-Regulated | 01/22/1997 |  | 06/29/2006
Litetouch, Inc. | Litetouch, Inc. | 08-2140-01 | Automatic Time Switch Control |  | True | True |  | True | True | [16 empty] | Non Federally-Regulated | 09/29/2003 |  | 01/07/2010
Lutron Electronics Co., Inc. | Centralized Lighting Control | DMWP**-******-** | Photosensor / Photocontrol Dev |  | True | True |  | True | [17 empty] | Non Federally-Regulated | 09/19/2005 |  | 01/07/2010
Intermatic, Inc. | Grasslin | TALENTO 891-120 | Automatic Time Switch Control |  | True | True |  | True | True | [16 empty] | Non Federally-Regulated | 10/15/2008 |  | 01/07/2010
Lutron Electronics Co., Inc. | Lutron | ULOS-CUS-500*** | Multi-Level Occupant Sensor | System | True | True | True | True | True | True | True | True | True | True | True | True | True | True | True | True | [5 empty] | Non Federally-Regulated | 12/13/2012 |  | 07/01/2014
Intermatic, Inc. | Grasslin | PC2-digi30-277-LS2 | Photosensor / Photocontrol Dev | Device | True | True | True | [18 empty] | Non Federally-Regulated | 08/05/2014 |  | 01/09/2015
WattStopper, Inc. | WattStopper | CI-12-* | Occupant / Motion / Vacancy Se | Device | True | True |  | True | True | False | False |  |  |  |  | False | [9 empty] | Non Federally-Regulated | 02/04/2010 |  | 07/01/2014
Tork | Tork | DZS200BP | Multi-Level Astronomical Time | Device | True | True |  | True | True | True | True | True | True | True | [11 empty] | Non Federally-Regulated | 04/28/2010 |  | 07/01/2014
WattStopper, Inc. | WattStopper | LIC24-*-*-*-*-* | Automatic Time Switch Control | Device | True | True |  | True | True | [16 empty] | Non Federally-Regulated | 08/03/2010 |  | 07/01/2014
Tork | Tork | SS720AA | Automatic Time Switch Control | Device | True | True |  | True | True | [16 empty] | Non Federally-Regulated | 04/28/2010 |  | 07/01/2014
Lithonia Lighting | Litronic Series | LUS*WS *** ** | Ultrasonic Occupant / Motion S |  | True | True |  | True | True | True | True | True | [13 empty] | Non Federally-Regulated | 08/10/1992 |  | 01/28/1993
Convia, Inc., A Herman Miller Co. | Convia | GSE-PDC-02 | Automatic Daylighting Control |  | True | True | True | True | True | True | True | True | True | True | True | True | True | True | True | True |  | True |  |  |  | Non Federally-Regulated | 03/20/2009 |  | 01/07/2010
Lutron Electronics Co., Inc. | Sensors | LOS-SIR-M-** | Occupant / Motion / Vacancy Se |  | True | True |  | True | [8 empty] | True | True | True |  | True | True |  |  |  | Non Federally-Regulated | 09/19/2005 |  | 01/07/2010
Electronics Diversified, Inc. | Electronics Diversified, Inc. | LMS-DRC-4 | Automatic Daylighting Control |  | True | True |  | True | False |  | True | True | [8 empty] | True |  |  |  |  | Non Federally-Regulated | 01/05/2005 |  | 01/07/2010
Legrand / Wiremold | WattStopper | CLCS | Automatic Time Switch Control | System | True | True |  | True | True | [16 empty] | Non Federally-Regulated | 03/23/2010 |  | 07/01/2014
Tork | Tork | DT100(120VAC) | Automatic Time Switch Control |  | True | True |  | True | True | [16 empty] | Non Federally-Regulated | 06/24/1993 |  | 04/27/2006
Legrand / Wiremold | WattStopper | CE4ATC SERIES | Multi-Level Occupant Sensor | System | True | True | True | True | True | True | True | True | True | True | True | True | True | True | True | True | True | True |  |  |  | Non Federally-Regulated | 03/23/2010 |  | 07/01/2014
Lithonia Lighting | Panelmax Series | RC PC IN | Automatic Daylighting Control |  | True | True |  | True | False |  | True | False | [8 empty] | True |  |  |  |  | Non Federally-Regulated | 12/13/1994 |  | 01/07/2010
Siemens Energy & Automation | Siemens Energy & Automation | 5WG1 703-8XG42 | Automatic Time Switch Control |  | True | True |  | True | True | [8 empty] | True | True | True | [5 empty] | Non Federally-Regulated | 12/19/2005 |  | 01/07/2010
Lightolier | Multiset Pro | MDC** | Dimmer | Device | True | True |  | True | True | True | True | True | True | True | True | False | [9 empty] | Non Federally-Regulated | 12/30/2012 |  | 07/01/2014
Siemens Energy & Automation | Siemens Energy & Automation | 5WG1 705-8XB14 | Automatic Time Switch Control |  | True | True |  | True | True | [8 empty] | True | True | True | [5 empty] | Non Federally-Regulated | 12/19/2005 |  | 01/07/2010
Schneider Electric | SERP | SERPB8HS | Multi-Level Astronomical Time | System | True | True |  | True | True | True | True | True | True | True | [11 empty] | Non Federally-Regulated | 09/11/2012 |  | 07/01/2014
Schneider Electric | SERP | SERP8HS | Automatic Time Switch Control | System | True | True |  | True | True | [16 empty] | Non Federally-Regulated | 09/11/2012 |  | 07/01/2014
Electronics Diversified, Inc. | Electronics Diversified, Inc. | T12-3 | Automatic Time Switch Control |  | True | True |  | True | True | [16 empty] | Non Federally-Regulated | 01/05/2005 |  | 01/07/2010
Hubbell Building Automation | Hubbell Building Automation | Z5-DS | Photosensor / Photocontrol Dev | System | True | True |  | False | False | [16 empty] | Non Federally-Regulated | 07/21/2011 |  | 07/01/2014
Lutron Electronics Co., Inc. | Radio RA2 | RR-3PD***** | Dimmer | System | True | True |  | True | True | True | True | False |  |  |  | False | [9 empty] | Non Federally-Regulated | 03/11/2011 |  | 01/21/2014
Convia, Inc., A Herman Miller Co. | Convia | GSE-SWD-WH | Multi-Level Occupant Sensor | System | True | True | True | True | True | True | True | True | True | True | True | True | True | True | True | True | True | True |  |  |  | Non Federally-Regulated | 03/04/2010 |  | 04/27/2011
Tork | Tork | 7202 | Automatic Time Switch Control |  | True | True |  | True | True | [16 empty] | Non Federally-Regulated | 06/03/2003 |  | 04/27/2006
Hubbell Incorporated | H-Moss | AD1277*1 | Occupant / Motion / Vacancy Se |  | True | True |  | True | [17 empty] | Non Federally-Regulated | 04/23/2007 |  | 01/07/2010
Legrand / Pass & Seymour | Legrand / Pass & Seymour | CSD1000LV | Occupant / Motion / Vacancy Se | Device | True | True |  | True | True | True | True | True | True | True | True | False | [9 empty] | Non Federally-Regulated | 12/30/2012 |  | 07/01/2014
Sensor Switch, Inc. | PIR Hall Sensor | HW-130-S-CU | Occupant / Motion / Vacancy Se |  | False | False |  | True | [17 empty] | Non Federally-Regulated | 01/01/1989 |  | 04/06/1998
WattStopper, Inc. | WattStopper | RS-350-N-* | Occupant / Motion / Vacancy Se | Device | True | True |  | True | True | False | False |  |  |  |  | False | [9 empty] | Non Federally-Regulated | 02/04/2010 |  | 07/01/2014
Intermatic, Inc. | Intermatic | ET71615CR24 | Automatic Time Switch Control |  | True | True |  | True | True | [16 empty] | Non Federally-Regulated | 01/22/1997 |  | 06/29/2006
Heathco, LLC | Heath Zenith | SL-5676 | Exterior Photocontrol Device |  | True | False | [11 empty] | True | True | True | [5 empty] | Non Federally-Regulated | 09/21/2007 |  | 01/07/2010
Intermatic, Inc. | Grasslin | FM1D20-240U | Automatic Time Switch Control | Device | True | True |  | True | True | [16 empty] | Non Federally-Regulated | 01/20/2010 |  | 07/01/2014
Sensor Switch, Inc. | Sensor Switch | WVR-PDT-*-**-*-** | Occupant / Motion / Vacancy Se |  | True | True |  | True | [17 empty] | Non Federally-Regulated | 03/01/2006 |  | 01/07/2010
Emerson Climate Technologies Retail Solutions | E2 | RX-100/300/400 | Automatic Daylighting Control | System | True | True | True | True | True | True | True | True | True | True | True | True |  | True | [7 empty] | Non Federally-Regulated | 04/14/2011 |  | 10/04/2012
Macro Electronics | Macro Electronics | AFEC-* | Lumen Maintenance Lighting Con |  | True | True |  | True | True | True | True | [14 empty] | Non Federally-Regulated | 11/22/1996 |  | 12/19/2000
Chrontrol Corp. | Chrontrol | XT-W8F | Automatic Time Switch Control |  | True | True |  | True | True | [16 empty] | Non Federally-Regulated | 02/16/1993 |  | 01/07/2010
Intermatic, Inc. | Gasmaster | GMX894-I-120 | Automatic Time Switch Control | Device | True | True | True | False | [17 empty] | Non Federally-Regulated | 07/17/2014 |  | 08/05/2014
Marlin Controls, Inc. | Unistar II | SP | Automatic Time Switch Control |  | True | True |  | True | True | [16 empty] | Non Federally-Regulated | 08/22/2003 |  | 02/06/2006
Lumisys | Qwik Kit | QK_2** | Automatic Time Switch Control |  | True | True |  | True | True | [16 empty] | Non Federally-Regulated | 02/23/2009 |  | 01/07/2010
Lutron Electronics Co., Inc. | Radio RA2 | RRD-10D*** | Multi-Level Astronomical Time | System | True | True |  | True | True | True | True | True | True | True | [11 empty] | Non Federally-Regulated | 12/17/2009 |  | 07/01/2014
Lutron Electronics Co., Inc. | Lutron | CCP-******-******-** | Manual-On Occupant Sensor | System | True | True |  | True | True | True | True | True | False |  |  |  |  | False | [7 empty] | Non Federally-Regulated | 07/10/2012 |  | 07/01/2014
Lutron Electronics Co., Inc. | Lutron | ULOS-CDT-500R*** | Occupant / Motion / Vacancy Se | System | True | True |  | True | True | True | True | True | True | True | True | False | [9 empty] | Non Federally-Regulated | 12/13/2012 |  | 07/01/2014
Cooper Controls | Greengate | OEC-U-* | Occupant / Motion / Vacancy Se | System | True | True |  | True | True | True | True | True | True | True | True | False | [9 empty] | Non Federally-Regulated | 05/10/2011 |  | 07/09/2014
Tork | Tork | DZS100 | Automatic Time Switch Control |  | True | True |  | True | True | [16 empty] | Non Federally-Regulated | 02/08/1993 |  | 06/24/1993
Mytech Corp. | Mytech | LP-S-120-W | Occupant / Motion / Vacancy Se |  | True | True |  | True | [17 empty] | Non Federally-Regulated | 06/04/1999 |  | 01/07/2010
Intermatic, Inc. | Grasslin | LM1-O-120-LS2 | Automatic Daylighting Control |  | True | True | False | False | False |  | False |  | True | True | True | False |  |  |  | False | [5 empty] | Non Federally-Regulated | 09/05/2008 |  | 01/07/2010
Schneider Electric | Schneider Electric | SLSCPS1000 | Multi-Level Occupant Sensor | Device | True | True | True | True | True | True | True | True | True | True | True | True |  | False | [7 empty] | Non Federally-Regulated | 11/07/2013 |  | 07/01/2014
Sensor Switch, Inc. | Sensor Switch | RM 9********* | Occupant / Motion / Vacancy Se | Device | True | True |  | True | True | False | False |  |  |  |  | False | [9 empty] | Non Federally-Regulated | 04/28/2010 |  | 07/01/2014
Siemens Energy & Automation | LCP1500 | LCP1500 | Automatic Time Switch Control |  | True | True |  | True | True | [16 empty] | Non Federally-Regulated | 11/09/2001 |  | 01/07/2010
Tork | Tork | DZS200BP | Automatic Time Switch Control |  |  |  |  | True | True | [16 empty] | Non Federally-Regulated | 01/04/2007 |  | 01/07/2010
Lutron Electronics Co., Inc. | Lutron | S-600*********** | Dimmer | Device | True | True |  | True | True | True | True | False |  |  |  | False | [9 empty] | Non Federally-Regulated | 12/28/2009 |  | 01/21/2014
Sensor Switch, Inc. | Sensor Switch | nGWY | Automatic Time Switch Control |  | True | True |  | True | True | [16 empty] | Non Federally-Regulated | 11/20/2008 |  | 01/07/2010
Lutron Electronics Co., Inc. | Lutron | AY-600PNL******* | Dimmer | Device | True | True |  | True | True | True | True | False |  |  |  | False | [9 empty] | Non Federally-Regulated | 12/28/2009 |  | 07/01/2014
Echoflex Solutions, Inc. | Echoflex | ER1S-*C*-*** | Manual-On Occupant Sensor | System | True | True |  | True | True | False | True | True | False |  |  |  |  | False | [7 empty] | Non Federally-Regulated | 10/28/2013 |  | 07/01/2014
Lutron Electronics Co., Inc. | Sensors | LOS-CIR-450-WH | Occupant / Motion / Vacancy Se |  | True | True |  | True | [8 empty] | True | True | True |  | True |  |  |  |  | Non Federally-Regulated | 09/19/2005 |  | 01/07/2010
CentraLite Systems, Inc. | Elegance | CLRB-48/E | Automatic Time Switch Control | System | True | True |  | True | True | [16 empty] | Non Federally-Regulated | 04/15/2011 |  | 07/01/2014
Emerson Climate Technologies Retail Solutions | E2 | CX-300/400 | Multi-Level Astronomical Time | System | True | True |  | True | True | True | True | True | True | True | [11 empty] | Non Federally-Regulated | 10/04/2012 |  | 10/30/2012
GE Lighting, a Savant company | Total Lighting Controls | RPSEN3OUT | Photosensor / Photocontrol Dev | System | True | True |  | False | False | [16 empty] | Non Federally-Regulated | 08/31/2010 |  | 07/01/2014
Sensor Switch, Inc. | Sensor Switch | CM600D | Occupant / Motion / Vacancy Se |  | True | True |  | True | [17 empty] | Non Federally-Regulated | 03/31/1998 |  | 04/06/1998
Tork | Tork | TZ302L | Automatic Time Switch Control | Device | True | True |  | True | True | [16 empty] | Non Federally-Regulated | 04/28/2010 |  | 07/01/2014
Lutron Electronics Co., Inc. | Lutron | L-LV14-121 | Astronomical Time Switch Contr | System | True | True |  | True | True | True | True | True | True | True | [11 empty] | Non Federally-Regulated | 07/10/2012 |  | 07/01/2014
Siemens Energy & Automation | Siemens Energy & Automation | 5WG1 705-8XC45 | Automatic Time Switch Control |  | True | True |  | True | True | [8 empty] | True | True | True | [5 empty] | Non Federally-Regulated | 12/19/2005 |  | 01/07/2010
Lightolier | Sunrise | ZP600VA* | Dimmer | Device | True | True |  | True | True | True | True | True | True | True | True | False | [9 empty] | Non Federally-Regulated | 04/25/2013 |  | 07/01/2014
Leviton Manufacturing Co., Inc. | Leviton | D3208 | Automatic Time Switch Control |  | True | True |  | True | True | [16 empty] | Non Federally-Regulated | 12/08/2003 |  | 01/07/2010
Lightolier Controls | Insight | OS-W | Occupant / Motion / Vacancy Se |  | True | True |  | True | [17 empty] | Non Federally-Regulated | 08/28/1992 |  | 04/06/1998
Lithonia Lighting | Litronic Series | LPCS 347 S11 | Occupant / Motion / Vacancy Se |  | True | True |  | True | [17 empty] | Non Federally-Regulated | 02/24/2000 |  | 01/07/2010
Siemens Energy & Automation | Siemens Energy & Automation | 5WG1 703-8XK21 | Automatic Time Switch Control |  | True | True |  | True | True | [8 empty] | True | True | True | [5 empty] | Non Federally-Regulated | 12/19/2005 |  | 01/07/2010
Siemens Energy & Automation | Siemens Energy & Automation | 5WG1 705-8XA25 | Automatic Time Switch Control |  | True | True |  | True | True | [8 empty] | True | True | True | [5 empty] | Non Federally-Regulated | 12/19/2005 |  | 01/07/2010
Cooper Wiring Devices | Novitas | 01-211 | Ultrasonic Occupant / Motion S |  | True | True |  | True | True | True | True | True | [13 empty] | Non Federally-Regulated | 08/18/2006 |  | 04/10/2008
Control4 Corp. | Control4 | C4-DIN-8DIM-E | Dimmer | Device | True | True |  | True | True | True | True | False |  |  |  | False | [9 empty] | Non Federally-Regulated | 07/18/2013 |  | 07/01/2014
Lutron Electronics Co., Inc. | Lutron | XPS20-******************* | Multi-Level Astronomical Time | System | True | True |  | True | True | True | True | True | True | True | [11 empty] | Non Federally-Regulated | 12/28/2009 |  | 07/01/2014
Lutron Electronics Co., Inc. | Lutron | TGCL-*********** | Dimmer | Device | True | True |  | True | True | True | True | False |  |  |  | False | [9 empty] | Non Federally-Regulated | 03/19/2013 |  | 01/21/2014
Tork | Tork | EH20C | Automatic Time Switch Control | Device | True | True |  | True | True | [16 empty] | Non Federally-Regulated | 11/12/2013 |  | 07/01/2014
Distech Controls | Distech Controls | ECL-VVTS + EC-LIGHT-SCHEDULER | Multi-Level Astronomical Time | System | True | True |  | True | True | True | True | True | True | True | [11 empty] | Non Federally-Regulated | 08/07/2012 |  | 07/01/2014
Lighting Control & Design | Lighting Control & Design | GR41**/**SLAVE******* | Multi-Level Astronomical Time |  | True | True |  | True | True | True | True | True | True | True |  |  |  | True | True | True | [5 empty] | Non Federally-Regulated | 06/22/2005 |  | 12/28/2009
PLC Multipoint, Inc. | PLC Multipoint | LCP1 | Multi-Level Daylighting Contro |  | True | True |  | True | True | True | True | [14 empty] | Non Federally-Regulated | 07/19/2006 |  | 01/07/2010
Lutron Electronics Co., Inc. | Lutron | TG-10PNL******** | Dimmer | Device | True | True |  | True | True | True | True | False |  |  |  | False | [9 empty] | Non Federally-Regulated | 12/28/2009 |  | 07/01/2014
Schneider Electric (Square D Wiring Devices) | Powerlink | RSC16G3*** | Multi-Level Astronomical Time |  | True | True |  | True | True | True | True | True | True | True | [11 empty] | Non Federally-Regulated | 03/14/2008 |  | 01/07/2010
Novitas, Inc. | Novitas | 01-077 | Ultrasonic Occupant / Motion S |  | True | True |  | True | True | True | True | True | [13 empty] | Non Federally-Regulated | 05/01/2001 |  | 09/06/2005
Lutron Electronics Co., Inc. | Grafik Eye | GRX-4516-*-** | Occupant / Motion / Vacancy Se |  | True | True |  | True | [17 empty] | Non Federally-Regulated | 05/09/2000 |  | 09/19/2005
Lutron Electronics Co., Inc. | Lutron | LCP60-******************* | Automatic Time Switch Control | System | True | True |  | True | True | [16 empty] | Non Federally-Regulated | 12/28/2009 |  | 07/01/2014
PLC Multipoint, Inc. | PLC Multipoint | TC10-SH | Automatic Daylighting Control |  | True | True | True | True | False |  | True | True | True | True | True | True |  | True | False | False | [5 empty] | Non Federally-Regulated | 07/31/2006 |  | 01/07/2010
Lutron Electronics Co., Inc. | LCP 128 | LCP-*-******-** | Automatic Daylighting Control |  | True | True | False | True | True | True | False |  | False |  | True | False |  |  |  | False | [5 empty] | Non Federally-Regulated | 09/19/2005 |  | 01/07/2010
Heathco, LLC | Portfolio | PF-4148 | Exterior Photocontrol Device |  | True | False | [11 empty] | True | True | True | [5 empty] | Non Federally-Regulated | 09/21/2007 |  | 01/07/2010
Cooper Wiring Devices | Greengate | OMC-U-2000 | Ultrasonic Occupant / Motion S |  | True | True |  | True | True | True | True | True |  |  |  |  | True | True | True | False | True | False |  |  |  | Non Federally-Regulated | 04/10/2008 |  | 11/07/2008
Powerline Control Systems | GreenWorx | GSX-120 | Automatic Time Switch Control | System | True | True |  | True | True | [16 empty] | Non Federally-Regulated | 12/10/2013 |  | 07/01/2014
Sensor Switch, Inc. | Sensor Switch | CMRB PDT 10*********** | Occupant / Motion / Vacancy Se | Device | True | True |  | True | True | False | False |  |  |  |  | False | [9 empty] | Non Federally-Regulated | 04/28/2010 |  | 07/01/2014
Lutron Electronics Co., Inc. | Radio RA | RA-GRX-*-*-** | Astronomical Time Switch Contr |  | True | True |  | True | True | True | True | True | True | True | [11 empty] | Non Federally-Regulated | 08/13/2007 |  | 01/07/2010
Hubbell Building Automation | Hubbell Building Automation | IWSZP3P* | Occupant / Motion / Vacancy Se |  | True | True |  | True | [17 empty] | Non Federally-Regulated | 05/20/2004 |  | 01/07/2010
Leviton Manufacturing Co., Inc. | Leviton | 6774-CBX | Occupant / Motion / Vacancy Se |  | True | True |  | True | [17 empty] | Non Federally-Regulated | 10/06/1992 |  | 04/06/1998
Lutron Electronics Co., Inc. | Centralized Lighting Control | G7-AR-****-*-120 | Photosensor / Photocontrol Dev |  | True | True |  | True | [17 empty] | Non Federally-Regulated | 09/19/2005 |  | 01/07/2010
Legrand / Wiremold | WattStopper | NRD1B | Multi-Level Occupant Sensor | System | True | True | True | True | True | True | True | True | True | True | True | True | True | True | True | True | True | True |  |  |  | Non Federally-Regulated | 03/23/2010 |  | 07/01/2014
Tork | Tork | K800Z | Automatic Time Switch Control | Device | True | True |  | True | True | [16 empty] | Non Federally-Regulated | 04/28/2010 |  | 11/12/2013
Leviton Manufacturing Co., Inc. | Leviton | VRI10-1LX | Dimmer | Device | True | True | True | True | True | True | True | True | True | [12 empty] | Non Federally-Regulated | 12/30/2014 |  | 01/08/2015
Lutron Electronics Co., Inc. | LCP 128 | LCP-**-******-** | Automatic Daylighting Control |  | True | True | False | True | True | True | False |  | False |  | True | False |  |  |  | False | [5 empty] | Non Federally-Regulated | 09/19/2005 |  | 01/07/2010
Pass & Seymour / Legrand | Rex | 3758 | Automatic Time Switch Control |  | True | False |  | True | True | [16 empty] | Non Federally-Regulated | 02/09/1995 |  | 01/07/2010
Lighting Control & Design | Lighting Control & Design | GR41**/**SLAVE*******s | Automatic Daylighting Control |  | True | True | True | True | False |  | True | True | True | True | True | True |  | False | True | False | [5 empty] | Non Federally-Regulated | 06/28/2005 |  | 12/28/2009
Leviton Manufacturing Co., Inc. | Leviton | mzn22-*02 | Multi-Level Daylighting Contro |  | True | True |  | True | True | True | True | [14 empty] | Non Federally-Regulated | 09/14/2006 |  | 01/07/2010
Lutron Electronics Co., Inc. | Grafik Eye | GRX-3006-T-** | Automatic Time Switch Control |  | True | True |  | True | True | [16 empty] | Non Federally-Regulated | 06/20/1994 |  | 09/19/2005
Hubbell Building Automation | Hubbell Building Automation | SIMLXEN48F | Automatic Time Switch Control |  | True | True |  | True | True | [16 empty] | Non Federally-Regulated | 05/20/2004 |  | 01/07/2010
Cooper Controls | Novitas | 01-340-BAS | Occupant / Motion / Vacancy Se |  | True | True |  | True | [17 empty] | Non Federally-Regulated | 11/07/2008 |  | 01/07/2010
Siemens Energy & Automation | Siemens Energy & Automation | 5WG1 705-8XF32 | Automatic Time Switch Control |  | True | True |  | True | True | [8 empty] | True | True | True | [5 empty] | Non Federally-Regulated | 12/19/2005 |  | 01/07/2010
Siemens Energy & Automation | Siemens Energy & Automation | 5WG1 705-8XG14 | Automatic Time Switch Control |  | True | True |  | True | True | [8 empty] | True | True | True | [5 empty] | Non Federally-Regulated | 12/19/2005 |  | 01/07/2010
Tork | Tork | DG100-24 (24VAC) | Automatic Time Switch Control |  | True | True |  | True | True | [16 empty] | Non Federally-Regulated | 02/07/1994 |  | 01/07/2010
Trane U.S. Inc. | Tracer | BMSC******** UC400/MP-503/UC-600 | Automatic Daylighting Control | System | True | True | True | True | False |  |  | True | True | True | True | True |  | True | [7 empty] | Non Federally-Regulated | 12/27/2012 |  | 07/01/2014
Maple Chase Co. | Paragon Electrical Products | EL7100/120V | Automatic Time Switch Control |  | True | True |  | True | True | [16 empty] | Non Federally-Regulated | 12/15/1998 |  | 01/07/2010
Paragon Electric Co. | Paragon | EC1015M/240V | Automatic Time Switch Control |  | True | True |  | True | True | [16 empty] | Non Federally-Regulated | 06/25/1993 |  | 01/21/1999
Daintree Networks, Inc. | Wireless Occupancy Sensor | WOS*-**-* | Occupant / Motion / Vacancy Se | Device | True | True |  | True | True | False | False |  |  |  |  | False | [9 empty] | Non Federally-Regulated | 06/12/2012 |  | 07/01/2014
Novitas, Inc. | Light-o-matic | 01-082 | Ultrasonic Occupant / Motion S |  | False | False |  | True | True | True | True | True | [13 empty] | Non Federally-Regulated | 04/01/1988 |  | 04/06/1998
Schneider Electric | SERP | SERP16HS | Astronomical Time Switch Contr | System | True | True |  | True | True | True | True | True | True | True | [11 empty] | Non Federally-Regulated | 09/11/2012 |  | 07/01/2014
Hubbell Incorporated | H-Moss | ATD2000C | Ultrasonic Occupant / Motion S |  | True | True |  | True | True | True | True | True | [13 empty] | Non Federally-Regulated | 06/01/1998 |  | 01/07/2010
Lutron Electronics Co., Inc. | Lutron | CCP-****-******-**-CGP**** | Multi-Level Occupant Sensor | System | True | True | True | True | True | True | True | False | True | True | True | True |  | False | [7 empty] | Non Federally-Regulated | 07/10/2012 |  | 07/01/2014
Crestron Electronics | Crestron Electronics | CLS-EXP-DIM | Dimmer | System | True | True |  | True | True | True | True | False |  |  |  | False | [9 empty] | Non Federally-Regulated | 08/31/2010 |  | 07/01/2014
Distech Controls | Distech Controls | ECL-VAVS-O + EC-BOS-*** | Multi-Level Astronomical Time | System | True | True |  | True | True | True | True | True | True | True | [11 empty] | Non Federally-Regulated | 08/07/2012 |  | 07/01/2014
GE Lighting, a Savant company | Total Lighting Controls | RPCON**** | Photosensor / Photocontrol Dev | System | True | True |  | False | False | [16 empty] | Non Federally-Regulated | 08/31/2010 |  | 07/01/2014
Lutron Electronics Co., Inc. | Microwatt | MW-PS-** | Photosensor / Photocontrol Dev |  | True | True |  | True | [17 empty] | Non Federally-Regulated | 09/19/2005 |  | 01/07/2010
Intermatic, Inc. | Gasmaster | GM40QW | Automatic Time Switch Control | Device | True | True | True | False | [17 empty] | Non Federally-Regulated | 07/17/2014 |  | 08/05/2014
Lutron Electronics Co., Inc. | Homeworks | HS36-*********** | Occupant / Motion / Vacancy Se | System | True | True |  | True | True | False | False |  |  |  |  | False | [9 empty] | Non Federally-Regulated | 01/20/2010 |  | 07/01/2014
Lightolier Controls | Lyteswitch Relay Panel | LSW48PRO | Multi-Level Astronomical Time |  | True | True |  | True | True | True | True | True | True | True |  |  |  | False | True | True | [5 empty] | Non Federally-Regulated | 01/21/2009 |  | 01/07/2010
PLC Multipoint, Inc. | PLC Multipoint | RB-08-1-U | Multi-Level Astronomical Time | System | True | True |  | True | True | True | True | True | True | True | [11 empty] | Non Federally-Regulated | 02/02/2011 |  | 07/01/2014
Lutron Electronics Co., Inc. | Lutron | CCP-************-******-** | Automatic Daylighting Control | System | True | True | True | True | True | True | True | False |  |  | True | True |  | True | [7 empty] | Non Federally-Regulated | 07/10/2012 |  | 07/01/2014
Convia, Inc., A Herman Miller Co. | Convia | GSE-IRR-GR | Automatic Daylighting Control | System | True | True | True | True | True | True | True | True | True | True | True | True |  | True | [7 empty] | Non Federally-Regulated | 03/04/2010 |  | 07/01/2014
Legrand / Pass & Seymour | Legrand / Pass & Seymour | CD4FB* | Dimmer | Device | True | True |  | True | True | True | True | False |  |  |  | False | [9 empty] | Non Federally-Regulated | 12/23/2010 |  | 07/01/2014
Cooper Controls | Greengate | ODC-U-* | Occupant / Motion / Vacancy Se | System | True | True |  | True | True | True | True | True | True | True | True | False | [9 empty] | Non Federally-Regulated | 05/10/2011 |  | 07/01/2014
Novitas, Inc. | Novitas | 01-BAS260 | Ultrasonic Occupant / Motion S |  | True | True |  | True | True | True | True | True |  |  |  |  | True | True | True | False | True | False |  |  |  | Non Federally-Regulated | 09/06/2005 |  | 08/18/2006
Lutron Electronics Co., Inc. | Lutron | GP40-******************* | Dimmer | System | True | True |  | True | True | True | True | False |  |  |  | False | [9 empty] | Non Federally-Regulated | 12/28/2009 |  | 07/01/2014
Sensor Switch, Inc. | Sensor Switch | nCMB 10 ADC*********** | Automatic Daylighting Control | System | True | True | True | True | False |  |  | True | True | True | True | True |  | True | [7 empty] | Non Federally-Regulated | 04/28/2010 |  | 07/01/2014
Siemens Energy & Automation | Siemens Energy & Automation | 5WG1 704-8XJ43 | Automatic Time Switch Control |  | True | True |  | True | True | [8 empty] | True | True | True | [5 empty] | Non Federally-Regulated | 12/19/2005 |  | 01/07/2010
Sensor Switch, Inc. | Sensor Switch | nCMRB-9-******** | Occupant / Motion / Vacancy Se |  | True | True |  | True | [17 empty] | Non Federally-Regulated | 11/20/2008 |  | 01/07/2010
Leviton Manufacturing Co., Inc. | Leviton | IPS02 -*** | Occupant / Motion / Vacancy Se | Device | True | True |  | True | True | False | False |  |  |  |  | False | [9 empty] | Non Federally-Regulated | 07/02/2012 |  | 07/01/2014
Lutron Electronics Co., Inc. | Lutron | XPS40-******************* | Automatic Time Switch Control | System | True | True |  | True | True | [16 empty] | Non Federally-Regulated | 12/28/2009 |  | 07/01/2014
Signify North America Corporation | Occuswitch | LRA1730/** | Dimmer | Device | True | True |  | True | True | True | True | True | True | True | True | False | [9 empty] | Non Federally-Regulated | 12/30/2012 |  | 07/01/2014
Distech Controls | Distech Controls | ECB-VAV + EC-BOS-*** | Multi-Level Astronomical Time | System | True | True |  | True | True | True | True | True | True | True | [11 empty] | Non Federally-Regulated | 08/07/2012 |  | 07/01/2014
Intermatic, Inc. | Intermatic | ST01CL | Automatic Time Switch Control |  | True | True |  | True | True | [8 empty] | True | [7 empty] | Non Federally-Regulated | 03/07/2007 |  | 01/07/2010
Lutron Electronics Co., Inc. | Lutron | CCP-****-******-**-CGP**** | Dimmer | System | True | True |  | True | True | True | True | False |  |  |  | False | [9 empty] | Non Federally-Regulated | 07/10/2012 |  | 07/01/2014
Gentec, Inc. | Schneider Electric | SERP8HS | Automatic Time Switch Control | System | True | True |  | True | True | [16 empty] | Non Federally-Regulated | 01/20/2012 |  | 07/01/2014
Carrier Corp. | Carrier | 33CSFANCOL | Automatic Time Switch Control |  | True | True |  | True | True | [8 empty] | True | True | True | [5 empty] | Non Federally-Regulated | 03/13/2008 |  | 07/24/2015
Tork | Tork | ELC72PC****** | Multi-Level Astronomical Time | Device | True | True |  | True | True | True | True | True | True | True | [11 empty] | Non Federally-Regulated | 11/12/2013 |  | 07/01/2014
Lutron Electronics Co., Inc. | Homeworks | HWV-1000NS-** | Automatic Time Switch Control |  | True | True |  | True | True | [16 empty] | Non Federally-Regulated | 08/13/2007 |  | 01/07/2010
Powerline Control Systems | GreenWorx | FCMR2-*** | Automatic Time Switch Control | System | True | True |  | True | True | [16 empty] | Non Federally-Regulated | 09/30/2011 |  | 12/10/2013
Hubbell Building Automation | Hubbell Building Automation | LUXSTATDNCM*** | Automatic Daylighting Control | System | True | True | True | True | False |  |  | False |  |  | True | True |  | True | [7 empty] | Non Federally-Regulated | 03/26/2010 |  | 02/04/2014
Tork | Tork | PC10AT | Occupant / Motion / Vacancy Se |  | True | True |  | True | [17 empty] | Non Federally-Regulated | 12/20/1994 |  | 04/01/1997
WattStopper, Inc. | WattStopper | HB330D | Occupant / Motion / Vacancy Se |  | True | True |  | True | [8 empty] | False | True | True | False | True | False |  |  |  | Non Federally-Regulated | 02/14/2008 |  | 01/07/2010
Sensor Switch, Inc. | Sensor Switch | HM100NP | Occupant / Motion / Vacancy Se |  | True | True |  | True | [17 empty] | Non Federally-Regulated | 10/25/1996 |  | 11/19/2001
Lutron Electronics Co., Inc. | Lutron | N-2003P********* | Dimmer | Device | True | True |  | True | True | True | True | True | True | True | True | False | [9 empty] | Non Federally-Regulated | 04/28/2010 |  | 01/21/2014
Hubbell Building Automation | Hubbell Building Automation | WIS-PSM-** | Automatic Time Switch Control | System | True | True |  | True | True | [16 empty] | Non Federally-Regulated | 12/09/2013 |  | 07/01/2014
CentraLite Systems, Inc. | CentraLite Systems, Inc. | LiteJet | Multi-Level Astronomical Time |  | True | True |  | True | True | True | True | True | True | True |  |  |  | False | True | True | [5 empty] | Non Federally-Regulated | 10/12/2007 |  | 01/07/2010
Intermatic, Inc. | Intermatic, Inc. | ET90215C | Automatic Time Switch Control | Device | True | True | True | False | [17 empty] | Non Federally-Regulated | 07/17/2014 |  | 12/03/2014
Convia, Inc., A Herman Miller Co. | Convia | GSE-DCC-03 | Astronomical Time Switch Contr |  | True | True |  | True | True | True | True | True | True | True |  |  |  | False | True | True | [5 empty] | Non Federally-Regulated | 04/04/2008 |  | 01/07/2010
Intermatic, Inc. | Intermatic | ET70415CR | Astronomical Time Switch Contr |  | True | True |  | True | True | True | True | True | True | True |  |  |  | True | False | False | [5 empty] | Non Federally-Regulated | 06/29/2006 |  | 01/07/2010
Sensor Switch, Inc. | Sensor Switch | CMRB 50 480***** | Occupant / Motion / Vacancy Se | Device | True | True |  | True | True | False | False |  |  |  |  | False | [9 empty] | Non Federally-Regulated | 04/28/2010 |  | 07/01/2014
Lutron Electronics Co., Inc. | Lutron | CCP-****-*****-**-CGP**** | Photosensor / Photocontrol Dev | System | True | True |  | False | False | [16 empty] | Non Federally-Regulated | 07/10/2012 |  | 07/01/2014
Lutron Electronics Co., Inc. | Grafik Eye | TC-12-AST | Automatic Time Switch Control |  | True | True |  | True | True | [16 empty] | Non Federally-Regulated | 06/20/1994 |  | 01/07/2010
Lighting Control & Design | Lighting Control & Design | GR2400ACC-***DTC******* | Astronomical Time Switch Contr |  | True | True |  | True | True | True | True | True | True | True |  |  |  | True | True | True | [5 empty] | Non Federally-Regulated | 06/22/2005 |  | 12/28/2009
Legrand / Pass & Seymour | Legrand | ADTP1103HW4 | Dimmer | Device | True | True |  | True | True | True | True | True | True | True | True | False | [9 empty] | Non Federally-Regulated | 09/14/2012 |  | 07/01/2014
The Watt Watcher | Automatic Lightswitch | WW-300-277 | Ultrasonic Occupant / Motion S |  | False | False |  | True | True | True | True | True | [13 empty] | Non Federally-Regulated | 04/01/1988 |  | 04/06/1998
Sensor Switch, Inc. | Sensor Switch | LWSH-PDT-RR7-* | Occupant / Motion / Vacancy Se |  | True | True |  | True | [17 empty] | Non Federally-Regulated | 11/19/2001 |  | 03/01/2006
Douglas Lighting Controls | Douglas | WNP2150 | Automatic Daylighting Control |  | True | True | True | True | True | True | True | True | True | True | True | True | True | True | False | True |  | False |  |  |  | Non Federally-Regulated | 11/02/2005 |  | 01/07/2010
Crestron Electronics | Crestron Electronics | DIN-1DIMU4 | Dimmer | System | True | True |  | True | True | True | True | False |  |  |  | False | [9 empty] | Non Federally-Regulated | 03/01/2010 |  | 07/01/2014
GE Lighting, a Savant company | GE Lighting Controls | CLCINT24-INTD24-000-004* | Automatic Daylighting Control | System | True | True | True | True | False |  |  | False |  |  | True | True |  | True | [7 empty] | Non Federally-Regulated | 07/27/2012 |  | 07/01/2014
Cooper Lighting | Halo | LC903 | Track Lighting Integral Curren |  |  |  |  | True | True | True | True | [14 empty] | Non Federally-Regulated | 10/30/2008 |  | 01/07/2010
Tork | Tork | DGM100 | Automatic Time Switch Control | Device | True | True |  | True | True | [16 empty] | Non Federally-Regulated | 04/28/2010 |  | 11/12/2013
Lutron Electronics Co., Inc. | Lutron | SF-103P********* | Dimmer | Device | True | True |  | True | True | True | True | True | True | True | True | False | [9 empty] | Non Federally-Regulated | 04/28/2010 |  | 01/21/2014
Lutron Electronics Co., Inc. | Lutron | MS-B202-P********** | Manual-On Occupant Sensor | Device | True | True | True | True | True | False | True | True | True | True | True | True |  | False | [7 empty] | Non Federally-Regulated | 11/19/2013 |  | 07/01/2014
Intermatic, Inc. | Intermatic | EI235 | Automatic Time Switch Control |  | True | True |  | True | True | [16 empty] | Non Federally-Regulated | 01/03/2008 |  | 01/07/2010
Leviton Manufacturing Co., Inc. | Leviton | ODS10-ID* | Occupant / Motion / Vacancy Se |  | True | True |  | True | [17 empty] | Non Federally-Regulated | 05/24/2000 |  | 01/07/2010
Tork | Tork | DW200B | Automatic Time Switch Control | Device | True | True |  | True | True | [16 empty] | Non Federally-Regulated | 04/28/2010 |  | 07/01/2014
The Watt Watcher | Passive Infra-red Sensor | WI-120 | Occupant / Motion / Vacancy Se |  | False | False |  | True | [17 empty] | Non Federally-Regulated | 01/01/1989 |  | 04/06/1998
Sensor Switch, Inc. | Sensor Switch | CM 10***ADC*** | Automatic Daylighting Control | Device | True | True | True | True | False |  |  | True | True | True | True | True |  | True | [7 empty] | Non Federally-Regulated | 04/28/2010 |  | 07/01/2014
Siemens Energy & Automation | Siemens Energy & Automation | 5WG1 705-8XB25 | Automatic Time Switch Control |  | True | True |  | True | True | [8 empty] | True | True | True | [5 empty] | Non Federally-Regulated | 12/19/2005 |  | 01/07/2010
Sensor Switch, Inc. | Sensor Switch | IPHMB-MOT-10-** | Occupant / Motion / Vacancy Se |  | True | True |  | True | [17 empty] | Non Federally-Regulated | 03/01/2006 |  | 01/07/2010
Cooper Controls | Fifthlight | FLT-HPDM-* | Automatic Time Switch Control | System | True | True |  | True | True | [16 empty] | Non Federally-Regulated | 08/24/2012 |  | 07/01/2014
Sensor Switch, Inc. | Sensor Switch | nCMB-PDT-******** | Occupant / Motion / Vacancy Se |  | True | True |  | True | [17 empty] | Non Federally-Regulated | 11/20/2008 |  | 01/07/2010
Leviton Manufacturing Co., Inc. | Leviton | L979-T/L270-CT | Occupant / Motion / Vacancy Se |  | True | True |  | True | [17 empty] | Non Federally-Regulated | 01/30/2001 |  | 01/07/2010
Douglas Power Equipment | Douglas | WPC5700 | Automatic Daylighting Control |  | True | True |  | True | True | True | False | [9 empty] | True |  |  |  |  | Non Federally-Regulated | 11/12/1996 |  | 10/04/1999
Legrand / Wiremold | WattStopper | CLDU | Automatic Time Switch Control | System | True | True |  | True | True | [16 empty] | Non Federally-Regulated | 03/23/2010 |  | 07/01/2014
Lithonia Lighting | SwitchPak | SPAK 4S 120/277 | Astronomical Time Switch Contr |  | True | True |  | True | True | True | True | True | True | True |  |  |  | True | True | True | [5 empty] | Non Federally-Regulated | 07/24/2006 |  | 01/07/2010
Blue Ridge Technologies | Automated Logic Corp. | LC48************* | Automatic Time Switch Control | Device | True | True |  | True | True | [16 empty] | Non Federally-Regulated | 06/30/2010 |  | 07/01/2014
Paragon Electric Co. | Paragon | EC72/120V | Automatic Time Switch Control |  | True | True |  | True | True | [16 empty] | Non Federally-Regulated | 11/23/1992 |  | 01/21/1999
Intermatic, Inc. | Intermatic, Inc. | HB800RCH | Automatic Time Switch Control | Device | True | True |  | True | True | [16 empty] | Non Federally-Regulated | 04/15/2011 |  | 07/01/2014
Lightstat, Inc. | Lightstat | ALC-5-60-*** | Occupant / Motion / Vacancy Se |  | True | True |  | True | [17 empty] | Non Federally-Regulated | 06/23/1998 |  | 03/14/2006
Lutron Electronics Co., Inc. | Sensor | CPW1050 | Occupant / Motion / Vacancy Se |  | True | True |  | True | [17 empty] | Non Federally-Regulated | 12/10/2008 |  | 01/07/2010
Lutron Electronics Co., Inc. | Lutron | CCP-********-******-**-CGP*** | Automatic Time Switch Control | System | True | True |  | True | True | [16 empty] | Non Federally-Regulated | 07/10/2012 |  | 07/01/2014
Acuity Brands Lighting | Juno | T91CLF-24-** | Track Lighting Integral Curren | System | True | True |  | True | True | True | True | True | [13 empty] | Non Federally-Regulated | 05/21/2013 |  | 07/01/2014
Lutron Electronics Co., Inc. | Lutron | LP4/********************* | Astronomical Time Switch Contr | System | True | True |  | True | True | True | True | True | True | True | [11 empty] | Non Federally-Regulated | 12/28/2009 |  | 07/01/2014
Lutron Electronics Co., Inc. | Homeworks | HWD-10ND*** | Multi-Level Occupant Sensor | System | True | True | True | True | True | False | True | True | True | True | True | True |  | False | [7 empty] | Non Federally-Regulated | 01/20/2010 |  | 07/01/2014
Mytech Corp. | Mytech | OMNI-IR | Occupant / Motion / Vacancy Se |  | True | True |  | True | [17 empty] | Non Federally-Regulated | 06/04/1999 |  | 01/07/2010
Lutron Electronics Co., Inc. | Lutron | LOS-CDT-1000R*** | Multi-Level Occupant Sensor | System | True | True | True | True | True | True | True | True | True | True | True | True | True | True | True | True | [5 empty] | Non Federally-Regulated | 12/13/2012 |  | 07/01/2014
Schneider Electric | Powerlink | NF POWERLINK PANEL (Master Included) | Astronomical Time Switch Contr | System | True | True |  | True | True | True | True | True | True | True | [11 empty] | Non Federally-Regulated | 01/12/2012 |  | 07/01/2014
PLC Multipoint, Inc. | PLC Multipoint | LCM-WH | Automatic Daylighting Control |  | True | True | True | True | False |  | True | True | True | True | True | True |  | True | False | False | [5 empty] | Non Federally-Regulated | 07/31/2006 |  | 01/07/2010
X-10 | Act-O-Matic | TP110 | Automatic Time Switch Control |  | True | False |  | True | True | [16 empty] | Non Federally-Regulated | 08/23/1995 |  | 03/07/2006
Tork | Tork | EWZ201 | Automatic Time Switch Control | Device | True | True |  | True | True | [16 empty] | Non Federally-Regulated | 04/28/2010 |  | 07/01/2014
Siemens Energy & Automation | Siemens Energy & Automation | 5WG1 704-8XC42 | Automatic Time Switch Control |  | True | True |  | True | True | [8 empty] | True | True | True | [5 empty] | Non Federally-Regulated | 12/19/2005 |  | 01/07/2010
Sensor Switch, Inc. | Sensor Switch | WVMOT | Occupant / Motion / Vacancy Se |  | True | True |  | True | [17 empty] | Non Federally-Regulated | 04/19/1993 |  | 11/19/2001
Lutron Electronics Co., Inc. | Lutron | LSP-*P**************** | Occupant / Motion / Vacancy Se | System | True | True |  | True | True | True | False |  |  |  |  | False | [9 empty] | Non Federally-Regulated | 12/28/2009 |  | 07/01/2014
Gentec, Inc. | Kameleon | K6-32-PA-S* | Astronomical Time Switch Contr | System | True | True |  | True | True | True | True | True | True | True | [11 empty] | Non Federally-Regulated | 01/20/2012 |  | 07/01/2014
Lutron Electronics Co., Inc. | Homeworks | HS4-******* | Manual-On Occupant Sensor | System | True | True |  | True | True | False | True | True | False |  |  |  |  | False | [7 empty] | Non Federally-Regulated | 01/20/2010 |  | 07/01/2014
Cooper Wiring Devices | Aspire | 9535-** | Dimmer | Device | True | True |  | True | True | True | True | False |  |  |  | False | [9 empty] | Non Federally-Regulated | 12/29/2010 |  | 07/01/2014
Blue Ridge Technologies | Global | GL64************* | Automatic Time Switch Control | Device | True | True |  | True | True | [16 empty] | Non Federally-Regulated | 06/30/2010 |  | 07/01/2014
Synergy | SwitchPak | SPAK 8S 120/277 | Automatic Time Switch Control | Device | True | True |  | True | True | [16 empty] | Non Federally-Regulated | 10/10/2011 |  | 07/01/2014
Lutron Electronics Co., Inc. | LCP 128 | LCP-***-******-** | Exterior Photocontrol Device |  | True | True |  | True | True | True | [15 empty] | Non Federally-Regulated | 09/19/2005 |  | 01/07/2010
Profile Systems LLC | Profile Systems | Profile P1860 | Automatic Time Switch Control |  | True | True |  | True | True | [16 empty] | Non Federally-Regulated | 02/29/2008 |  | 01/07/2010
Lutron Electronics Co., Inc. | Lutron | LOS-CUS-1000*** | Occupant / Motion / Vacancy Se | System | True | True |  | True | True | True | True | True | True | True | True | False | [9 empty] | Non Federally-Regulated | 12/13/2012 |  | 07/01/2014
Lutron Electronics Co., Inc. | HomeWorks QS | HQP6-2-120 | Occupant / Motion / Vacancy Se | System | True | True |  | True | True | True | False |  |  |  |  | False | [9 empty] | Non Federally-Regulated | 07/10/2012 |  | 07/01/2014
Tork | Tork | DW200A-24 | Automatic Time Switch Control |  | True | True |  | True | True | [16 empty] | Non Federally-Regulated | 10/09/1996 |  | 01/07/2010
Novitas, Inc. | Novitas | 01-096 | Ultrasonic Occupant / Motion S |  | True | True |  | True | True | True | True | True | [13 empty] | Non Federally-Regulated | 08/11/1992 |  | 08/10/1993
WattStopper, Inc. | WattStopper | LMCP24S-*-*-*-*-* | Automatic Time Switch Control | Device | True | True |  | True | True | [16 empty] | Non Federally-Regulated | 05/22/2013 |  | 07/01/2014
Lithonia Control Systems | Litronic Series | LUS WS | Ultrasonic Occupant / Motion S |  | False | False |  | True | True | True | True | True | [13 empty] | Non Federally-Regulated | 01/01/1989 |  | 04/06/1998
Schneider Electric (Square D Wiring Devices) | Powerlink | RMC3000G3**** | Multi-Level Astronomical Time |  | True | True |  | True | True | True | True | True | True | True | [11 empty] | Non Federally-Regulated | 03/14/2008 |  | 01/07/2010
Lutron Electronics Co., Inc. | Lutron | MIRELV-600****** | Dimmer | Device | True | True |  | True | True | True | True | False |  |  |  | False | [9 empty] | Non Federally-Regulated | 12/28/2009 |  | 01/21/2014
Cooper Controls | iLumin | SC277****-UN-******** | Occupant / Motion / Vacancy Se | System | True | True |  | True | True | True | True | True | True | True | True | False | [9 empty] | Non Federally-Regulated | 04/15/2011 |  | 07/01/2014
Convia, Inc., A Herman Miller Co. | Convia | GSA-CPB | Automatic Daylighting Control | System | True | True | True | True | True | True | True | True | True | True | True | True |  | True | [7 empty] | Non Federally-Regulated | 03/04/2010 |  | 07/01/2014
Sensor Switch, Inc. | Sensor Switch | WSD-SA-*-*-*-*-** | Occupant / Motion / Vacancy Se |  | True | True |  | True | [17 empty] | Non Federally-Regulated | 03/01/2006 |  | 01/07/2010
Mytech Corp. | Mytech | OMNI-DT2000 | Ultrasonic Occupant / Motion S |  | True | True |  | True | True | True | True | True | [13 empty] | Non Federally-Regulated | 11/05/1997 |  | 01/07/2010
Hubbell Incorporated | H-Moss | WSS1200CN | Occupant / Motion / Vacancy Se |  | True | True |  | True | [17 empty] | Non Federally-Regulated | 01/12/1995 |  | 01/07/2010
Lutron Electronics Co., Inc. | Lutron | CCP-******-*****-**-CGP**** | Multi-Level Occupant Sensor | System | True | True | True | True | True | True | True | False | True | True | True | True |  | False | [7 empty] | Non Federally-Regulated | 07/10/2012 |  | 07/01/2014
Chrontrol Corp. | Chrontrol | XT-4 | Automatic Time Switch Control |  | True | True |  | True | True | [16 empty] | Non Federally-Regulated | 02/16/1993 |  | 01/07/2010
CentraLite Systems, Inc. | Jet Stream | JS1 | Multi-Level Occupant Sensor | System | True | True | True | True | True | True | True | True | True | True | True | True |  | False | [7 empty] | Non Federally-Regulated | 04/15/2011 |  | 07/01/2014
USE Lighting Control, Inc. | Enerlites, Inc. | WVSS18 | Occupant / Motion / Vacancy Se |  | True | True |  | True | [8 empty] | False | True | True | True | True | True |  |  |  | Non Federally-Regulated | 10/30/2008 |  | 01/07/2010
Lutron Electronics Co., Inc. | Softswitch 128 | XPS32-******-** | Multi-Level Daylighting Contro |  | True | True |  | True | True | True | True | [14 empty] | Non Federally-Regulated | 09/19/2005 |  | 01/07/2010
Intermatic, Inc. | Gasmaster | FM1D50-240 | Automatic Time Switch Control | Device | True | True | True | False | [17 empty] | Non Federally-Regulated | 07/17/2014 |  | 08/05/2014
Maple Chase Co. | Paragon Electrical Products | EL72/120V | Automatic Time Switch Control |  | True | True |  | True | True | [16 empty] | Non Federally-Regulated | 12/15/1998 |  | 01/07/2010
BRK Electronics | BRK Electronics | TL240 | Automatic Time Switch Control |  | True | True |  | True | True | [16 empty] | Non Federally-Regulated | 04/29/1994 |  | 12/11/2000
WattStopper, Inc. | WattStopper | DW-103-* | Occupant / Motion / Vacancy Se | Device | True | True |  | True | True | True | True | True | True | True | True | False | [9 empty] | Non Federally-Regulated | 05/28/2010 |  | 07/01/2014
Intermatic, Inc. | Intermatic | EM1416MC | Photosensor / Photocontrol Dev | Device | True | True |  | False | False | [16 empty] | Non Federally-Regulated | 01/20/2010 |  | 07/01/2014
Lutron Electronics Co., Inc. | Grafik Eye | GRX-4116-*-** | Occupant / Motion / Vacancy Se |  | True | True |  | True | [17 empty] | Non Federally-Regulated | 05/09/2000 |  | 09/19/2005
Lutron Electronics Co., Inc. | Homeworks | HRD-10ND*** | Astronomical Time Switch Contr | System | True | True |  | True | True | True | True | True | True | True | [11 empty] | Non Federally-Regulated | 01/20/2010 |  | 07/01/2014
Legrand / Wiremold | WattStopper | NPM24PF | Multi-Level Astronomical Time | System | True | True |  | True | True | True | True | True | True | True | [11 empty] | Non Federally-Regulated | 03/23/2010 |  | 07/01/2014
Sensor Switch, Inc. | Sensor Switch | HMR 16******* | Occupant / Motion / Vacancy Se | Device | True | True |  | True | True | False | False |  |  |  |  | False | [9 empty] | Non Federally-Regulated | 04/28/2010 |  | 07/01/2014
Lithonia Lighting | SwitchPak | SPAK 4D 120/277 | Multi-Level Astronomical Time |  | True | True |  | True | True | True | True | True | True | True |  |  |  | True | True | True | [5 empty] | Non Federally-Regulated | 07/24/2006 |  | 01/07/2010
Intermatic, Inc. | Grasslin | PC1-Di20-277-LS1 | Automatic Daylighting Control |  | True | True | False | False | False |  | False |  | True | True | True | False |  |  |  | False | [5 empty] | Non Federally-Regulated | 09/05/2008 |  | 01/07/2010
Leviton Manufacturing Co., Inc. | Leviton | ODC10-U** | Ultrasonic Occupant / Motion S |  | True | True |  | True | True | True | True | True | [13 empty] | Non Federally-Regulated | 06/29/2000 |  | 01/07/2010
Intermatic, Inc. | Intermatic | ST01AC | Automatic Time Switch Control |  | True | True |  | True | True | [8 empty] | True | [7 empty] | Non Federally-Regulated | 03/07/2007 |  | 01/07/2010
Lutron Electronics Co., Inc. | Grafik 7000 | G7-AR-**00-9-120 | Automatic Daylighting Control |  | True | True |  | True | False |  | False | [9 empty] | True |  |  |  |  | Non Federally-Regulated | 09/12/2003 |  | 09/19/2005
Powerline Control Systems | Powerline Control Systems | TEC 60 | Multi-Level Astronomical Time |  | True | True |  | True | True | True | True | True | True | True | [11 empty] | Non Federally-Regulated | 12/12/2005 |  | 01/07/2010
Lutron Electronics Co., Inc. | Homeworks | HWV-FDB-8A-** | Automatic Time Switch Control |  | True | True |  | True | True | [16 empty] | Non Federally-Regulated | 08/13/2007 |  | 01/07/2010
Siemens Energy & Automation | Siemens Energy & Automation | 5WG1 703-8XH42 | Automatic Time Switch Control |  | True | True |  | True | True | [8 empty] | True | True | True | [5 empty] | Non Federally-Regulated | 12/19/2005 |  | 01/07/2010
Lutron Electronics Co., Inc. | Grafik Eye | GRX-4102-T-** | Occupant / Motion / Vacancy Se |  | True | True |  | True | [17 empty] | Non Federally-Regulated | 01/31/1996 |  | 05/09/2000
Cooper Wiring Devices | Accell | AF10xx | Dimmer | Device | True | True |  | True | True | True | True | False |  |  |  | False | [9 empty] | Non Federally-Regulated | 11/12/2010 |  | 12/29/2010
Lutron Electronics Co., Inc. | Softswitch 48 | XPS8-******-** | Automatic Time Switch Control |  | True | True |  | True | True | [16 empty] | Non Federally-Regulated | 09/12/2003 |  | 09/19/2005
Lutron Electronics Co., Inc. | HomeWorks QS | HQRD-10ND | Dimmer | System | True | True |  | True | True | True | True | False |  |  |  | False | [9 empty] | Non Federally-Regulated | 07/12/2012 |  | 01/21/2014
Lutron Electronics Co., Inc. | Lutron | GP16-******************* | Photosensor / Photocontrol Dev | System | True | True |  | False | False | [16 empty] | Non Federally-Regulated | 12/28/2009 |  | 07/01/2014
Hubbell Incorporated | Hubbell, Inc. | RMS121** | Occupant / Motion / Vacancy Se |  | True | True |  | True | [17 empty] | Non Federally-Regulated | 03/16/2007 |  | 01/07/2010
Lutron Electronics Co., Inc. | Homeworks | HS3-******** | Automatic Time Switch Control |  | True | True |  | True | True | [16 empty] | Non Federally-Regulated | 08/13/2007 |  | 01/07/2010
Legrand / Wiremold | WattStopper | NPM44PF | Astronomical Time Switch Contr | System | True | True |  | True | True | True | True | True | True | True | [11 empty] | Non Federally-Regulated | 03/23/2010 |  | 07/01/2014
Maple Chase Co. | Paragon Electrical Products | EL71/277V | Automatic Time Switch Control |  | True | True |  | True | True | [16 empty] | Non Federally-Regulated | 12/15/1998 |  | 01/07/2010
Lutron Electronics Co., Inc. | Homeworks | HWD-5NE-** | Astronomical Time Switch Contr |  | True | True |  | True | True | True | True | True | True | True | [11 empty] | Non Federally-Regulated | 08/13/2007 |  | 01/07/2010
Hubbell Incorporated | H-Moss | HMW1AC | Occupant / Motion / Vacancy Se |  | True | True |  | True | [17 empty] | Non Federally-Regulated | 05/19/1995 |  | 01/07/2010
Lutron Electronics Co., Inc. | Homeworks | HS16-*********** | Multi-Level Astronomical Time | System | True | True |  | True | True | True | True | True | True | True | [11 empty] | Non Federally-Regulated | 01/20/2010 |  | 07/01/2014
Legrand / Wiremold | WattStopper | CLCW | Multi-Level Astronomical Time | System | True | True |  | True | True | True | True | True | True | True | [11 empty] | Non Federally-Regulated | 03/23/2010 |  | 07/01/2014
Lutron Electronics Co., Inc. | Grafik Eye | RPT3/*-120***** | Automatic Daylighting Control |  | True | True |  | True | False |  | False | [9 empty] | True |  |  |  |  | Non Federally-Regulated | 09/12/2003 |  | 09/19/2005
Tork | Tork | K601Z | Automatic Time Switch Control | Device | True | True |  | True | True | [16 empty] | Non Federally-Regulated | 04/28/2010 |  | 11/12/2013
Lutron Electronics Co., Inc. | Ecosystem | C5-BMF-2A | Photosensor / Photocontrol Dev |  | True | True |  | True | [17 empty] | Non Federally-Regulated | 01/08/2008 |  | 01/07/2010
Crestron Electronics | Crestron Electronics | MC3 | Astronomical Time Switch Contr | System | True | True |  | True | True | True | True | True | True | True | [11 empty] | Non Federally-Regulated | 06/24/2013 |  | 07/01/2014
Lutron Electronics Co., Inc. | Centralized Lighting Control | OMX-460*-*-** | Photosensor / Photocontrol Dev |  | True | True |  | True | [17 empty] | Non Federally-Regulated | 09/19/2005 |  | 01/07/2010
Cooper Wiring Devices | Greengate | DLC-PD-DIM | Photosensor / Photocontrol Dev |  | True | False |  | True | [17 empty] | Non Federally-Regulated | 04/10/2008 |  | 11/07/2008
Sensor Switch, Inc. | Sensor Switch | HM 50******** | Occupant / Motion / Vacancy Se | Device | True | True |  | True | True | False | False |  |  |  |  | False | [9 empty] | Non Federally-Regulated | 04/28/2010 |  | 07/01/2014
Sensor Switch, Inc. | Sensor Switch | HMRB-10-208 | Occupant / Motion / Vacancy Se |  | True | True |  | True | [17 empty] | Non Federally-Regulated | 11/20/2008 |  | 01/07/2010
Electronics Diversified, Inc. | Electronics Diversified, Inc. | T12-8 | Automatic Time Switch Control |  | True | True |  | True | True | [16 empty] | Non Federally-Regulated | 01/05/2005 |  | 01/07/2010
Convia, Inc., A Herman Miller Co. | Convia | GSE-IRH-WH | Multi-Level Occupant Sensor | System | True | True | True | True | True | True | True | True | True | True | True | True | True | True | True | True | True | True |  |  |  | Non Federally-Regulated | 03/04/2010 |  | 04/27/2011
Siemens Energy & Automation | Siemens Energy & Automation | 5WG1 705-8XJ13 | Automatic Time Switch Control |  | True | True |  | True | True | [8 empty] | True | True | True | [5 empty] | Non Federally-Regulated | 12/19/2005 |  | 01/07/2010
Lithonia Control Systems | Litronic Series | LUS 500 | Ultrasonic Occupant / Motion S |  | False | False |  | True | True | True | True | True | [13 empty] | Non Federally-Regulated | 01/01/1989 |  | 04/06/1998
Legrand / Pass & Seymour | Legrand / Pass & Seymour | RT24* | Astronomical Time Switch Contr | Device | True | True |  | True | True | True | True | True | True | True | [11 empty] | Non Federally-Regulated | 12/23/2010 |  | 07/01/2014
Tork | Tork | DLC400BP | Multi-Level Astronomical Time | Device | True | True |  | True | True | True | True | True | True | True | [11 empty] | Non Federally-Regulated | 04/28/2010 |  | 07/01/2014
Lutron Electronics Co., Inc. | Lutron | LCP3-******************* | Automatic Time Switch Control | System | True | True |  | True | True | [16 empty] | Non Federally-Regulated | 12/28/2009 |  | 07/01/2014
Microlite Corp. | Microlite | 1000B*** | Automatic Time Switch Control |  | True | True |  | True | True | [16 empty] | Non Federally-Regulated | 08/02/1993 |  | 01/07/2010
Intelligent Lighting Controls, Inc. | LightLEEDer | LSPC | Astronomical Time Switch Contr | Device | True | True |  | True | True | True | True | True | True | True | [11 empty] | Non Federally-Regulated | 04/30/2013 |  | 07/01/2014
Lutron Electronics Co., Inc. | Lutron | QP2-******************* | Occupant / Motion / Vacancy Se | System | True | True |  | True | True | True | False |  |  |  |  | False | [9 empty] | Non Federally-Regulated | 12/28/2009 |  | 07/01/2014
Legrand / Wiremold | WattStopper | CE9A15TC SERIES | Astronomical Time Switch Contr | System | True | True |  | True | True | True | True | True | True | True | [11 empty] | Non Federally-Regulated | 03/23/2010 |  | 07/01/2014
Lutron Electronics Co., Inc. | Homeworks | HWV-600D-** | Multi-Level Astronomical Time |  | True | True |  | True | True | True | True | True | True | True | [11 empty] | Non Federally-Regulated | 08/13/2007 |  | 01/07/2010
Intermatic, Inc. | Grasslin | PC1-D20-120-LS1 | Photosensor / Photocontrol Dev |  | True | True |  | True | [17 empty] | Non Federally-Regulated | 11/10/2008 |  | 01/07/2010
Desa Specialty, LLC | Secure Home | SH-5710 | Exterior Photocontrol Device |  | True | False | [11 empty] | True | True | True | [5 empty] | Non Federally-Regulated | 06/14/2005 |  | 09/20/2007
Litelab Corp. | Busrun Busway | EEC-12********* | Track Lighting Integral Curren | Device | True | True |  | True | True | True | True | True | [13 empty] | Non Federally-Regulated | 11/25/2009 |  | 07/01/2014
Sensor Switch, Inc. | Sensor Switch | CM300RR7 | Occupant / Motion / Vacancy Se |  | True | True |  | True | [17 empty] | Non Federally-Regulated | 04/19/1993 |  | 10/25/1996
Marlin Controls, Inc. | Unistar II | DC | Automatic Daylighting Control |  | True | True |  | True | True | True | False | [9 empty] | True |  |  |  |  | Non Federally-Regulated | 08/22/2003 |  | 02/06/2006
Lutron Electronics Co., Inc. | Softswitch 128 | XPS32-******-** | Exterior Photocontrol Device |  | True | True |  | True | True | True | [15 empty] | Non Federally-Regulated | 09/19/2005 |  | 01/07/2010
Lutron Electronics Co., Inc. | Grafik 7000 | G7-AR-**00-9-120 | Photosensor / Photocontrol Dev |  | True | True |  | True | [17 empty] | Non Federally-Regulated | 09/12/2003 |  | 09/19/2005
Mytech Corp. | Mytech | MAS-700SF | Ultrasonic Occupant / Motion S |  | True | True |  | True | True | True | True | True | [13 empty] | Non Federally-Regulated | 02/01/1993 |  | 06/04/1999
PLC Multipoint, Inc. | PLC Multipoint | EDS | Photosensor / Photocontrol Dev | Device | True | True |  | False | False | [16 empty] | Non Federally-Regulated | 03/04/2010 |  | 07/01/2014
Intermatic, Inc. | Grasslin | LM2-O-277-LS1 | Exterior Photocontrol Device |  | True | True | [11 empty] | True | True | False | [5 empty] | Non Federally-Regulated | 11/10/2008 |  | 01/07/2010
Lumisys | Lumisys | L28 KIT | Automatic Time Switch Control |  | True | True |  | True | True | [16 empty] | Non Federally-Regulated | 03/13/2006 |  | 01/07/2010
Emerson Climate Technologies Retail Solutions | E2 | RX-100/300/400 | Automatic Time Switch Control | System | True | True |  | True | True | [16 empty] | Non Federally-Regulated | 10/04/2012 |  | 10/30/2012
Leviton Manufacturing Co., Inc. | Leviton | AWRMG-X** | Dimmer | Device | True | True |  | True | True | True | True | False |  |  |  | False | [9 empty] | Non Federally-Regulated | 12/16/2010 |  | 07/01/2014
Lutron Electronics Co., Inc. | Grafik Eye | GRX-3006-T-** | Occupant / Motion / Vacancy Se |  | True | True |  | True | [17 empty] | Non Federally-Regulated | 06/20/1994 |  | 09/19/2005
Tork | Tork | W400A | Automatic Time Switch Control |  | True | True |  | True | True | [16 empty] | Non Federally-Regulated | 06/03/2003 |  | 04/27/2006
Sensor Switch, Inc. | Sensor Switch | IPLH-***-*-*-** | Occupant / Motion / Vacancy Se |  | True | True |  | True | [17 empty] | Non Federally-Regulated | 03/01/2006 |  | 01/07/2010
Sensor Switch, Inc. | Sensor Switch | CMR-9 | Occupant / Motion / Vacancy Se |  | True | True |  | True | [17 empty] | Non Federally-Regulated | 11/19/2001 |  | 03/01/2006
Intermatic, Inc. | Intermatic | ET70415CR | Automatic Time Switch Control |  | True | True |  | True | True | [16 empty] | Non Federally-Regulated | 03/19/1996 |  | 06/29/2006
Tork | Tork | 1848AWL | Automatic Time Switch Control |  | True | True |  | True | True | [16 empty] | Non Federally-Regulated | 06/03/2003 |  | 01/07/2010
Lutron Electronics Co., Inc. | Lutron | XP40-******************* | Automatic Time Switch Control | System | True | True |  | True | True | [16 empty] | Non Federally-Regulated | 12/28/2009 |  | 07/01/2014
Cooper Controls | iLumin | SC120V-**-RPB-**-**-20-S-**-**-** | Dimmer | System | True | True | True | True | True | True | True | True | True | True | True | True | [9 empty] | Non Federally-Regulated | 04/15/2011 |  | 07/01/2014
Delta Controls, Inc. | Delta Controls, Inc. | DLC-P* | Automatic Daylighting Control |  | True | True | True | True | True | True | True | True | True | True | True | True | True | True | True | True |  | True |  |  |  | Non Federally-Regulated | 04/03/2009 |  | 01/07/2010
Marlin Controls, Inc. | Marlin Controls | HERCULES RCS | Automatic Time Switch Control | System | True | True |  | True | True | [16 empty] | Non Federally-Regulated | 01/23/2012 |  | 07/01/2014
Sensor Switch, Inc. | Sensor Switch | CMRB 50 2P********* | Occupant / Motion / Vacancy Se | Device | True | True |  | True | True | False | False |  |  |  |  | False | [9 empty] | Non Federally-Regulated | 04/28/2010 |  | 07/01/2014
Hubbell Incorporated | H-Moss | US100HW2 | Ultrasonic Occupant / Motion S |  | True | True |  | True | True | True | True | True | [13 empty] | Non Federally-Regulated | 06/01/1998 |  | 01/07/2010
Lutron Electronics Co., Inc. | Microwatt | MW-LC | Occupant / Motion / Vacancy Se |  | True | True |  | True | [17 empty] | Non Federally-Regulated | 03/29/1993 |  | 01/07/2010
Lutron Electronics Co., Inc. | Lutron | NTFTU-5A-277**** | Dimmer | Device | True | True |  | True | True | True | True | False |  |  |  | False | [9 empty] | Non Federally-Regulated | 12/28/2009 |  | 07/01/2014
Convia, Inc., A Herman Miller Co. | Convia | GSE-DCC-03 | Multi-Level Astronomical Time | System | True | True |  | True | True | True | True | True | True | True | [11 empty] | Non Federally-Regulated | 03/04/2010 |  | 07/01/2014
Acuity Brands Lighting | Juno | T90CLF-18-** | Track Lighting Integral Curren | System | True | True |  | True | True | True | True | True | [13 empty] | Non Federally-Regulated | 05/21/2013 |  | 07/01/2014
Cooper Controls | Greengate | OSW-DT-* | Occupant / Motion / Vacancy Se | Device | True | True |  | True | True | True | True | True | True | True | True | False | [9 empty] | Non Federally-Regulated | 04/15/2011 |  | 05/10/2011
Legrand / Wiremold | WattStopper | NPM44F | Automatic Time Switch Control | System | True | True |  | True | True | [16 empty] | Non Federally-Regulated | 03/23/2010 |  | 07/01/2014
Lutron Electronics Co., Inc. | Grafik Eye | RPT5/**-120***** | Occupant / Motion / Vacancy Se |  | True | True |  | True | [17 empty] | Non Federally-Regulated | 09/12/2003 |  | 09/19/2005
Lutron Electronics Co., Inc. | Lutron | LCP12-******************* | Automatic Daylighting Control | System | True | True | True | True | True | True | True | False |  |  | True | True |  | True | [7 empty] | Non Federally-Regulated | 12/28/2009 |  | 07/01/2014
Desa Specialty, LLC | Heath Zenith | SL-5710 | Exterior Photocontrol Device |  | True | False | [11 empty] | True | True | True | [5 empty] | Non Federally-Regulated | 05/26/2005 |  | 09/20/2007
Vantage Controls, Inc. | Vantage Controls, Inc. | DS23* | Dimmer | System | True | True | True | True | False |  | True | False |  |  |  | True | [9 empty] | Non Federally-Regulated | 04/28/2010 |  | 07/01/2014
Crestron Electronics | Crestron Electronics | GLS-LCL | Automatic Daylighting Control | System | True | True | True | True | True | True | True | True | True | True | True | True |  | True | [7 empty] | Non Federally-Regulated | 03/01/2010 |  | 07/01/2014
Legrand / Wiremold | WattStopper | CE2KC SERIES | Manual-On Occupant Sensor | System | True | True | True | True | True | True | True | True | True | True | True | True | True | True | True | True |  | True |  |  |  | Non Federally-Regulated | 03/23/2010 |  | 07/01/2014
Intermatic, Inc. | Intermatic | K4536SS | Photosensor / Photocontrol Dev | Device | True | True |  | False | False | [16 empty] | Non Federally-Regulated | 01/20/2010 |  | 07/01/2014
Signify North America Corporation | Philips Lighting Electronics North America | LRM226500 | Occupant / Motion / Vacancy Se | System | True | True |  | True | True | False | True | True | True | True | True | False | [9 empty] | Non Federally-Regulated | 06/20/2011 |  | 07/01/2014
Sensor Switch, Inc. | Sensor Switch | HM-10-*-**-** | Occupant / Motion / Vacancy Se |  | True | True |  | True | [17 empty] | Non Federally-Regulated | 03/01/2006 |  | 01/07/2010
Siemens Energy & Automation | Siemens Energy & Automation | 5WG1 705-8XH34 | Automatic Time Switch Control |  | True | True |  | True | True | [8 empty] | True | True | True | [5 empty] | Non Federally-Regulated | 12/19/2005 |  | 01/07/2010
Siemens Energy & Automation | Siemens Energy & Automation | 5WG1 704-8XF14 | Automatic Time Switch Control |  | True | True |  | True | True | [8 empty] | True | True | True | [5 empty] | Non Federally-Regulated | 12/19/2005 |  | 01/07/2010
WattStopper, Inc. | WattStopper | RS-250-N-* | Occupant / Motion / Vacancy Se | Device | True | True |  | True | True | False | False |  |  |  |  | False | [9 empty] | Non Federally-Regulated | 02/04/2010 |  | 07/01/2014
Tork | Tork | ES103A | Automatic Time Switch Control |  | True | True |  | True | True | [16 empty] | Non Federally-Regulated | 10/08/2002 |  | 04/27/2006
Siemens Energy & Automation | Siemens Energy & Automation | 5WG1 705-8XA43 | Automatic Time Switch Control |  | True | True |  | True | True | [8 empty] | True | True | True | [5 empty] | Non Federally-Regulated | 12/19/2005 |  | 01/07/2010
Inform | Inform | X8-ECU | Automatic Time Switch Control |  | True | True |  | True | True | [16 empty] | Non Federally-Regulated | 05/28/2003 |  | 01/07/2010
Signify North America Corporation | Philips Lighting Electronics North America | LRM2360 | Occupant / Motion / Vacancy Se | Device | True | True |  | True | True | False | False |  |  |  |  | False | [9 empty] | Non Federally-Regulated | 06/20/2011 |  | 07/01/2014
Legrand / Pass & Seymour | Legrand / Pass & Seymour | WSP250* | Occupant / Motion / Vacancy Se | Device | True | True |  | True | True | True | False |  |  |  |  | False | [9 empty] | Non Federally-Regulated | 12/30/2012 |  | 07/01/2014
Schneider Electric | Powerlink | MVP NF-CW POWERLINK PNL (Master Included) | Automatic Time Switch Control | System | True | True |  | True | True | [16 empty] | Non Federally-Regulated | 10/31/2013 |  | 07/01/2014
Unenco, Inc. / Univ. Energy | Unenco | UMD700277V | Ultrasonic Occupant / Motion S |  | True | True |  | True | True | True | True | True | [13 empty] | Non Federally-Regulated | 09/25/1992 |  | 01/07/2010
Lutron Electronics Co., Inc. | Grafik Eye | GRX-4503-*-** | Automatic Time Switch Control |  | True | True |  | True | True | [16 empty] | Non Federally-Regulated | 05/09/2000 |  | 09/19/2005
Powerline Communications | Switchkeeper | SWITCHKEEPER | Automatic Daylighting Control |  | True | True |  | True | False |  | True | False | [8 empty] | True |  |  |  |  | Non Federally-Regulated | 08/06/1992 |  | 10/19/2001
Lighting Control & Design | Lighting Control & Design | GR41**/**DTC*********** | Multi-Level Astronomical Time | System | True | True |  | True | True | True | True | True | True | True | [11 empty] | Non Federally-Regulated | 12/28/2009 |  | 07/01/2014
Lutron Electronics Co., Inc. | Grafik Eye | GRX-3104-T-** | Automatic Time Switch Control |  | True | True |  | True | True | [16 empty] | Non Federally-Regulated | 03/13/1996 |  | 05/09/2000
Sensor Switch, Inc. | Sensor Switch | nRMR-6-480-**** | Occupant / Motion / Vacancy Se |  | True | True |  | True | [17 empty] | Non Federally-Regulated | 11/20/2008 |  | 01/07/2010
Schneider Electric (Square D Wiring Devices) | Powerlink | RMC1000G3xxx | Automatic Time Switch Control |  | True | True |  | True | True | [8 empty] | True | True | [6 empty] | Non Federally-Regulated | 08/24/2006 |  | 03/14/2008
Novitas, Inc. | Novitas | 01-320 | Ultrasonic Occupant / Motion S |  | True | True |  | True | True | True | True | True | [13 empty] | Non Federally-Regulated | 05/01/2001 |  | 08/18/2006
Cooper Controls | Cooper Controls | OSP-DMV-* | Multi-Level Occupant Sensor | Device | True | True | True | True | True | True | True | True | True | True | True | True |  | False | [7 empty] | Non Federally-Regulated | 04/15/2011 |  | 07/01/2014
WattStopper, Inc. | WattStopper | WPIR | Occupant / Motion / Vacancy Se | Device | True | True |  | True | True | False | False |  |  |  |  | False | [9 empty] | Non Federally-Regulated | 02/04/2010 |  | 07/01/2014
Lutron Electronics Co., Inc. | HomeWorks QS | HQRD-10ND | Automatic Time Switch Control | System | True | True |  | True | True | [16 empty] | Non Federally-Regulated | 07/10/2012 |  | 07/01/2014
Siemens Energy & Automation | Siemens Energy & Automation | 5WG1 704-8XJ24 | Automatic Time Switch Control |  | True | True |  | True | True | [8 empty] | True | True | True | [5 empty] | Non Federally-Regulated | 12/19/2005 |  | 01/07/2010
Signify North America Corporation | Philips Lighting Electronics North America | LRM2365 | Occupant / Motion / Vacancy Se | Device | True | True |  | True | True | False | False |  |  |  |  | False | [9 empty] | Non Federally-Regulated | 06/20/2011 |  | 07/01/2014
Lighting Control & Design | Lighting Control & Design | GR14**/****DTC***********s | Automatic Daylighting Control | System | True | True | True | True | False |  |  | True | True | True | True | True |  | True | [7 empty] | Non Federally-Regulated | 12/28/2009 |  | 07/01/2014
Tork | Tork | DGS180-12 (120VDC) | Automatic Time Switch Control |  | True | True |  | True | True | [16 empty] | Non Federally-Regulated | 02/07/1994 |  | 01/07/2010
Intermatic, Inc. | Grasslin | PC1-120-LS2 | Automatic Daylighting Control |  | True | True | False | False | False |  | False |  | True | True | True | False |  |  |  | False | [5 empty] | Non Federally-Regulated | 09/05/2008 |  | 01/07/2010
Siemens Energy & Automation | Siemens Energy & Automation | 5WG1 718-8XY01 | Automatic Time Switch Control |  | True | True |  | True | True | [8 empty] | True | True | True | [5 empty] | Non Federally-Regulated | 05/30/2007 |  | 01/07/2010
Siemens Energy & Automation | Siemens Energy & Automation | 5WG1 705-8XA45 | Automatic Time Switch Control |  | True | True |  | True | True | [8 empty] | True | True | True | [5 empty] | Non Federally-Regulated | 12/19/2005 |  | 01/07/2010
Intermatic, Inc. | Intermatic | ET8215C | Astronomical Time Switch Contr |  | True | True |  | True | True | True | True | True | True | True |  |  |  | False | False | False | [5 empty] | Non Federally-Regulated | 07/08/2005 |  | 01/07/2010
Cooper Controls | Greengate | OSW-P-0451-GERR7-R-* | Occupant / Motion / Vacancy Se | Device | True | True |  | True | True | False | False |  |  |  |  | False | [9 empty] | Non Federally-Regulated | 04/15/2011 |  | 05/10/2011
GE Lighting, a Savant company | GE Lighting Controls | WIR-05-DR-G-* | Occupant / Motion / Vacancy Se | Device | True | True |  | True | True | False | False |  |  |  |  | False | [9 empty] | Non Federally-Regulated | 04/13/2012 |  | 07/01/2014
Lutron Electronics Co., Inc. | Lutron | CCP-********-******-** | Automatic Daylighting Control | System | True | True | True | True | True | True | True | False |  |  | True | True |  | True | [7 empty] | Non Federally-Regulated | 07/10/2012 |  | 07/01/2014
Cooper Controls | iLumin | SC277-06-UN-3P-ML-20 | Multi-Level Astronomical Time |  | True | True |  | True | True | True | True | True | True | True | [11 empty] | Non Federally-Regulated | 11/07/2008 |  | 01/07/2010
Legrand / Wiremold | WattStopper | LVHUBB | Multi-Level Astronomical Time | System | True | True |  | True | True | True | True | True | True | True | [11 empty] | Non Federally-Regulated | 03/23/2010 |  | 07/01/2014
Desa Specialty, LLC | Heath Zenith | SL-5670 | Exterior Photocontrol Device |  | True | False | [11 empty] | True | True | True | [5 empty] | Non Federally-Regulated | 05/26/2005 |  | 09/20/2007
CentraLite Systems, Inc. | CentraLite Systems, Inc. | Elegance | Multi-Level Astronomical Time |  | True | True |  | True | True | True | True | True | True | True |  |  |  | False | True | True | [5 empty] | Non Federally-Regulated | 10/12/2007 |  | 01/07/2010
Cooper Controls | Greengate | OSW-P-0451-347-* | Occupant / Motion / Vacancy Se | Device | True | True |  | True | True | False | False |  |  |  |  | False | [9 empty] | Non Federally-Regulated | 05/10/2011 |  | 07/01/2014
Intelliswitch, S.A. de C.V. | Intelliswitch, S.A. de C.V. | IDSW XH6-RS-277 | Automatic Daylighting Control | Device | True | True | True | True | True | True | True | True | True | True | True | True |  | True | [7 empty] | Non Federally-Regulated | 03/15/2012 |  | 07/01/2014
Crestron Electronics | Crestron Electronics | DIN-AP3 | Astronomical Time Switch Contr | System | True | True |  | True | True | True | True | True | True | True | [11 empty] | Non Federally-Regulated | 06/24/2013 |  | 07/01/2014
Legrand / Wiremold | WattStopper | NVHUBF | Automatic Time Switch Control | System | True | True |  | True | True | [16 empty] | Non Federally-Regulated | 03/23/2010 |  | 07/01/2014
Lutron Electronics Co., Inc. | Hi-Lume | H3DT********** | Automatic Daylighting Control |  | True | True | True | True | True | True | False |  | False |  | True | True | False | False | True | True |  | True |  |  |  | Non Federally-Regulated | 01/08/2008 |  | 01/07/2010
Schneider Electric | Schneider Electric | SLC5508TD2A | Dimmer | System | True | True |  | True | True | True | True | False |  |  |  | False | [9 empty] | Non Federally-Regulated | 10/31/2013 |  | 07/01/2014
Macro Electronics | Macro Electronics | ALMA-01 | Automatic Time Switch Control |  | True | True |  | True | True | [16 empty] | Non Federally-Regulated | 11/22/1996 |  | 12/19/2000
Lighting Control & Design | Lighting Control & Design | GR240*IDH******* | Astronomical Time Switch Contr |  | True | True |  | True | True | True | True | True | True | True |  |  |  | True | True | True | [5 empty] | Non Federally-Regulated | 06/22/2005 |  | 12/28/2009
Lutron Electronics Co., Inc. | Lutron | GP24-******************* | Automatic Time Switch Control | System | True | True |  | True | True | [16 empty] | Non Federally-Regulated | 12/28/2009 |  | 07/01/2014
Lutron Electronics Co., Inc. | Lutron | DV-600PR******** | Dimmer | Device | True | True |  | True | True | True | True | False |  |  |  | False | [9 empty] | Non Federally-Regulated | 12/28/2009 |  | 07/01/2014
Electronics Diversified, Inc. | Electronics Diversified, Inc. | LMS-2/FL-120 | Automatic Daylighting Control |  | True | True |  | True | False |  | True | True | [8 empty] | True |  |  |  |  | Non Federally-Regulated | 01/05/2005 |  | 01/07/2010
Enerlites, Inc. | Enerlites, Inc. | EMOS | Multi-Level Occupant Sensor | System | True | True | True | True | True | True | True | True | True | True | True | True |  | False | [7 empty] | Non Federally-Regulated | 11/22/2013 |  | 07/01/2014
Legrand / Wiremold | WattStopper | CE2KC SERIES | Multi-Level Astronomical Time | System | True | True |  | True | True | True | True | True | True | True | [11 empty] | Non Federally-Regulated | 03/23/2010 |  | 07/01/2014
Eaton Corp. | Pow-R-Command | PRC100 | Automatic Daylighting Control | System | True | True | True | True | True | True | True | True | True | True | True | True | True | True | True | True |  | True |  |  |  | Non Federally-Regulated | 09/21/2009 |  | 01/07/2010
Sensor Switch, Inc. | Sensor Switch | HM-10-*-** | Occupant / Motion / Vacancy Se |  | True | True |  | True | [17 empty] | Non Federally-Regulated | 11/19/2001 |  | 03/01/2006
Sensor Switch, Inc. | Sensor Switch | WSD-RR7-*-*-*-** | Occupant / Motion / Vacancy Se |  | True | True |  | True | [17 empty] | Non Federally-Regulated | 03/01/2006 |  | 01/07/2010
WattStopper, Inc. | WattStopper | WD-270-* | Multi-Level Occupant Sensor | Device | True | True | True | True | True | False | True | True | False | False | True | True |  | False | [7 empty] | Non Federally-Regulated | 06/30/2010 |  | 07/01/2014
Lutron Electronics Co., Inc. | Lutron | QSGRJ-************* | Astronomical Time Switch Contr | System | True | True |  | True | True | True | True | True | True | True | [11 empty] | Non Federally-Regulated | 04/28/2010 |  | 07/01/2014
Intermatic, Inc. | Grasslin | LM2-I-120-LS2 | Automatic Daylighting Control | Device | True | True | True | True | False |  |  | False |  |  | True | True |  | True | [7 empty] | Non Federally-Regulated | 01/20/2010 |  | 07/01/2014
Lumisys | Maxiom | MX_48** | Automatic Time Switch Control |  | True | True |  | True | True | [16 empty] | Non Federally-Regulated | 02/23/2009 |  | 01/07/2010
Hubbell Incorporated | Hubbell, Inc. | RMS141** | Occupant / Motion / Vacancy Se |  | True | True |  | True | [17 empty] | Non Federally-Regulated | 03/16/2007 |  | 01/07/2010
Intermatic, Inc. | Gasmaster | GMXFM1D20-I-120 | Automatic Time Switch Control | Device | True | True | True | False | [17 empty] | Non Federally-Regulated | 07/17/2014 |  | 08/05/2014
WattStopper, Inc. | WattStopper | CI300 | Occupant / Motion / Vacancy Se |  | True | True |  | True | [17 empty] | Non Federally-Regulated | 07/01/2005 |  | 01/07/2010
Cooper Controls | Greengate | LK4 120** | Automatic Time Switch Control | System | True | True |  | True | True | [16 empty] | Non Federally-Regulated | 04/15/2011 |  | 07/01/2014
Lutron Electronics Co., Inc. | Lutron | TG-103PR******** | Dimmer | Device | True | True |  | True | True | True | True | True | True | True | True | False | [9 empty] | Non Federally-Regulated | 04/28/2010 |  | 07/01/2014
Energy Technologies Corp. | Union | SLATC* | Astronomical Time Switch Contr | System | True | True |  | True | True | True | True | True | True | True | [11 empty] | Non Federally-Regulated | 08/31/2010 |  | 10/08/2010
Desa Specialty, LLC | Portfolio | PF-4148 | Exterior Photocontrol Device |  | True | False | [11 empty] | True | True | True | [5 empty] | Non Federally-Regulated | 06/07/2005 |  | 09/20/2007
Siemens Energy & Automation | LCP 500 | LCP 500 | Automatic Time Switch Control |  | True | True |  | True | True | [16 empty] | Non Federally-Regulated | 11/09/2001 |  | 01/07/2010
Intermatic, Inc. | Grasslin | FM1D50-120U | Automatic Time Switch Control |  | True | True |  | True | True | [16 empty] | Non Federally-Regulated | 10/15/2008 |  | 01/07/2010
GE Lighting, a Savant company | Total Lighting Controls | RINTER****-RLINK | Automatic Time Switch Control | System | True | True |  | True | True | [16 empty] | Non Federally-Regulated | 10/08/2010 |  | 07/01/2014
Legrand / Pass & Seymour | Legrand / Pass & Seymour | LS1000I* | Dimmer | Device | True | True |  | True | True | True | True | False |  |  |  | False | [9 empty] | Non Federally-Regulated | 12/23/2010 |  | 07/01/2014
Synergy | SwitchPak | SPAK 8S 120/277 BAS | Multi-Level Astronomical Time | Device | True | True |  | True | True | True | True | True | True | True | [11 empty] | Non Federally-Regulated | 10/10/2011 |  | 07/01/2014
Intermatic, Inc. | Intermatic, Inc. | ET90215CRE | Automatic Time Switch Control | Device | True | True |  | True | True | [16 empty] | Non Federally-Regulated | 07/22/2011 |  | 07/01/2014
Mytech Corp. | Mytech | OMNI-DT2000-PP | Ultrasonic Occupant / Motion S |  | True | True |  | True | True | True | True | True | [13 empty] | Non Federally-Regulated | 03/31/1998 |  | 04/06/1998
Crestron Electronics | Crestron Electronics | CLX-1DIM4 | Dimmer | System | True | True |  | True | True | True | True | False |  |  |  | False | [9 empty] | Non Federally-Regulated | 03/01/2010 |  | 07/01/2014
Cooper Wiring Devices | Skye | SDC15xx | Dimmer | Device | True | True |  | True | True | True | True | True | True | True | True | False | [9 empty] | Non Federally-Regulated | 11/12/2010 |  | 12/29/2010
Sensor Switch, Inc. | PIR Ceiling Sensor | CM-600-HD | Occupant / Motion / Vacancy Se |  | False | False |  | True | [17 empty] | Non Federally-Regulated | 01/01/1989 |  | 04/06/1998
WattStopper, Inc. | WattStopper | LILM8-*-*-*-* | Automatic Time Switch Control | Device | True | True |  | True | True | [16 empty] | Non Federally-Regulated | 08/03/2010 |  | 07/01/2014
Intermatic, Inc. | Grasslin | PC2-277-LS1 | Automatic Daylighting Control |  | True | True | True | True | False |  | True | True | True | True | True | False |  | True | False | False | [5 empty] | Non Federally-Regulated | 09/05/2008 |  | 01/07/2010
Intermatic, Inc. | Gasmaster | MIL72AQWUZH-24 | Automatic Time Switch Control | Device | True | True | True | False | [17 empty] | Non Federally-Regulated | 07/17/2014 |  | 08/05/2014
Intermatic, Inc. | Grasslin | PC2-D30-277-LS1 | Automatic Daylighting Control | Device | True | True | True | True | False |  |  | False |  |  | True | True |  | True | [7 empty] | Non Federally-Regulated | 01/20/2010 |  | 07/01/2014
Lutron Electronics Co., Inc. | Lutron | LP2/********************* | Multi-Level Astronomical Time | System | True | True |  | True | True | True | True | True | True | True | [11 empty] | Non Federally-Regulated | 12/28/2009 |  | 07/01/2014
Tork | Tork | TW-222L | Automatic Time Switch Control |  | True | True |  | True | True | [16 empty] | Non Federally-Regulated | 06/03/2003 |  | 01/07/2010
Electronics Diversified, Inc. | Electronics Diversified, Inc. | LMS-2/I-277 | Automatic Daylighting Control |  | True | True |  | True | False |  | True | True | [8 empty] | True |  |  |  |  | Non Federally-Regulated | 01/05/2005 |  | 01/07/2010
General Signal Building Systems | F.A.S.T. | FCC | Automatic Time Switch Control |  | True | True |  | True | True | [16 empty] | Non Federally-Regulated | 04/09/1993 |  | 01/07/2010
Crestron Electronics | Crestron Electronics | GLS-OIR-CSM-EX-BATT | Manual-On Occupant Sensor | System | True | True |  | True | True | False | True | True | False |  |  |  |  | False | [7 empty] | Non Federally-Regulated | 08/15/2013 |  | 07/01/2014
Hubbell Building Automation | Hubbell Building Automation | LXPSCM** | Automatic Daylighting Control |  | True | True | True | True | False |  | True | True | True | True | True | True |  | True | False | False | [5 empty] | Non Federally-Regulated | 09/08/2007 |  | 01/07/2010
Acuity Brands Lighting | Juno | TCLF**** | Track Lighting Integral Curren | System | True | True |  | True | True | True | True | True | [13 empty] | Non Federally-Regulated | 09/21/2009 |  | 07/01/2014
WattStopper, Inc. | WattStopper | LMPC-100-* | Occupant / Motion / Vacancy Se | System | True | True |  | True | True | False | False |  |  |  |  | False | [9 empty] | Non Federally-Regulated | 02/04/2010 |  | 07/01/2014
Lutron Electronics Co., Inc. | Radio RA | RA-SCI | Astronomical Time Switch Contr |  | True | True |  | True | True | True | True | True | True | True | [11 empty] | Non Federally-Regulated | 08/13/2007 |  | 01/07/2010
WattStopper, Inc. | WattStopper | WT2255 | Ultrasonic Occupant / Motion S |  | True | True |  | True | True | True | True | True | [13 empty] | Non Federally-Regulated | 03/17/2000 |  | 01/07/2010
Lutron Electronics Co., Inc. | Lutron | LCP36-******************* | Multi-Level Occupant Sensor | System | True | True | True | True | True | True | True | True | True | True | True | True |  | False | [7 empty] | Non Federally-Regulated | 12/28/2009 |  | 07/01/2014
Hubbell Building Automation | Hubbell Building Automation | LHIRD2* | Multi-Level Occupant Sensor | Device | True | True | True | True | True | False | True | True | False | True | True | True |  | False | [7 empty] | Non Federally-Regulated | 03/26/2010 |  | 07/01/2014
Lutron Electronics Co., Inc. | Lutron | MSCLV-1000M***** | Dimmer | Device | True | True |  | True | True | True | True | False |  |  |  | False | [9 empty] | Non Federally-Regulated | 12/28/2009 |  | 01/21/2014
Electronic Theatre Controls, Inc. | Unison | DRD6-*** | Dimmer | System | True | True |  | True | True | True | True | False |  |  |  | False | [9 empty] | Non Federally-Regulated | 08/19/2011 |  | 07/01/2014
Signify North America Corporation | Philips Lighting Electronics North America | LRA172000* | Manual-On Occupant Sensor | System | True | True |  | True | True | True | True | True | False |  |  |  |  | False | [7 empty] | Non Federally-Regulated | 05/06/2010 |  | 07/01/2014
WattStopper, Inc. | WattStopper | LI48-*-*-*-* | Automatic Time Switch Control | Device | True | True |  | True | True | [16 empty] | Non Federally-Regulated | 08/03/2010 |  | 07/01/2014
Lutron Electronics Co., Inc. | Microwatt | MW-LC-2 | Automatic Daylighting Control |  | True | True | False | True | True | True | False |  | True | True | True | True |  |  |  | False | [5 empty] | Non Federally-Regulated | 09/19/2005 |  | 01/07/2010
Leviton Manufacturing Co., Inc. | Leviton | L779-TT/L206-CT | Occupant / Motion / Vacancy Se |  | True | True |  | True | [17 empty] | Non Federally-Regulated | 01/30/2001 |  | 01/07/2010
Sensor Switch, Inc. | PIR Hall Sensor | HW-130-NP | Occupant / Motion / Vacancy Se |  | False | False |  | True | [17 empty] | Non Federally-Regulated | 01/01/1989 |  | 04/06/1998
Siemens Energy & Automation | Siemens Energy & Automation | 5WG1 704-8XJ23 | Automatic Time Switch Control |  | True | True |  | True | True | [8 empty] | True | True | True | [5 empty] | Non Federally-Regulated | 12/19/2005 |  | 01/07/2010
Lutron Electronics Co., Inc. | Lutron | SO-7****-**-*** | Automatic Daylighting Control | System | True | True | True | True | False |  |  | True | True | True | True | True |  | True | [7 empty] | Non Federally-Regulated | 05/19/2010 |  | 07/01/2014
Desa Specialty, LLC | Heath Zenith | SL-5679 | Exterior Photocontrol Device |  | True | False | [11 empty] | True | True | True | [5 empty] | Non Federally-Regulated | 05/26/2005 |  | 09/20/2007
Horton Controls, Inc. | Horton Controls, Inc. | HCLK8SS | Automatic Time Switch Control |  | True | True |  | True | True | [16 empty] | Non Federally-Regulated | 05/04/2000 |  | 07/30/2002
Lutron Electronics Co., Inc. | Homeworks | HWV-1000D-** | Occupant / Motion / Vacancy Se |  | True | True |  | True | [17 empty] | Non Federally-Regulated | 08/13/2007 |  | 01/07/2010
Distech Controls | Distech Controls | ECL-*** + EC-LIGHT-DISPLAY | Multi-Level Astronomical Time | System | True | True |  | True | True | True | True | True | True | True | [11 empty] | Non Federally-Regulated | 08/07/2012 |  | 07/01/2014
WattStopper, Inc. | WattStopper | W2000H | Ultrasonic Occupant / Motion S |  | True | True |  | True | True | True | True | True | [13 empty] | Non Federally-Regulated | 08/10/1992 |  | 01/07/2010
Legrand / Wiremold | WattStopper | NRD2B | Multi-Level Astronomical Time | System | True | True |  | True | True | True | True | True | True | True | [11 empty] | Non Federally-Regulated | 03/23/2010 |  | 07/01/2014
Cooper Wiring Devices | Aspire | 9537-** | Dimmer | Device | True | True |  | True | True | True | True | False |  |  |  | False | [9 empty] | Non Federally-Regulated | 12/29/2010 |  | 07/01/2014
Legrand / Pass & Seymour | Legrand / Pass & Seymour | CD4FB3PNA* | Dimmer | Device | True | True |  | True | True | True | True | True | True | True | True | False | [9 empty] | Non Federally-Regulated | 09/14/2012 |  | 07/01/2014
Pass & Seymour / Legrand | Switchplan | OSC3020W | Occupant / Motion / Vacancy Se |  | True | True |  | True | [17 empty] | Non Federally-Regulated | 03/29/1993 |  | 01/07/2010
Lutron Electronics Co., Inc. | Lutron | GP4-******************* | Occupant / Motion / Vacancy Se | System | True | True |  | True | True | True | False |  |  |  |  | False | [9 empty] | Non Federally-Regulated | 04/28/2010 |  | 07/01/2014
Siemens Energy & Automation | Siemens Energy & Automation | 5WG1 705-8XE01 | Automatic Time Switch Control |  | True | True |  | True | True | [8 empty] | True | True | True | [5 empty] | Non Federally-Regulated | 12/19/2005 |  | 01/07/2010
GE Industrial Systems | GE Industrial Systems | JACE 502 UI | Automatic Time Switch Control |  | True | True |  | True | True | [16 empty] | Non Federally-Regulated | 10/16/2001 |  | 01/07/2010
Crestron Electronics | Crestron Electronics | CP3N | Automatic Time Switch Control | System | True | True |  | True | True | [16 empty] | Non Federally-Regulated | 06/24/2013 |  | 07/01/2014
Lightstat, Inc. | Lightstat | ALC-3-**-*** | Multi-Level Occupant Sensor | System | True | True | True | True | True | False | True | True | False | True | True | True |  | False | [7 empty] | Non Federally-Regulated | 05/02/2011 |  | 07/01/2014
Tork | Tork | DTS400A-12 | Automatic Time Switch Control |  | True | True |  | True | True | [16 empty] | Non Federally-Regulated | 03/22/2001 |  | 01/07/2010
Colorado Electro-Optics, Inc. | Light Watch 9 Automatic Lighting Control | 9EB75 | Occupant / Motion / Vacancy Se |  | False | False |  | True | [17 empty] | Non Federally-Regulated | 09/01/1984 |  | 04/06/1998
Intelligent Lighting Controls, Inc. | Light Master | 930028** | Automatic Daylighting Control | System | True | True | True | True | True | True | True | True | True | True | True | True |  | True | [7 empty] | Non Federally-Regulated | 02/18/2010 |  | 07/01/2014
Cooper Controls | Greengate | CKT32 | Automatic Daylighting Control |  | True | True | True | True | False |  | True | True | True | True | True | True |  | True | True | False | [5 empty] | Non Federally-Regulated | 11/07/2008 |  | 01/07/2010
Convia, Inc., A Herman Miller Co. | Convia | GSE-SCD-WH | Automatic Time Switch Control |  | True | True |  | True | True | [8 empty] | True | True | True | [5 empty] | Non Federally-Regulated | 04/04/2008 |  | 01/07/2010
Steinel America, Inc. | Steinel | IR Quattro HD KNX US | Occupant / Motion / Vacancy Se | Device | True | True |  | True | True | False | False |  |  |  |  | False | [9 empty] | Non Federally-Regulated | 08/06/2013 |  | 07/01/2014
Blue Ridge Technologies | BR Series | BR08************* | Automatic Time Switch Control | System | True | True |  | True | True | [16 empty] | Non Federally-Regulated | 08/09/2011 |  | 07/01/2014
Marlin Controls, Inc. | Marlin Controls | MATRIX QUAD RELAY BOARD | Automatic Time Switch Control | System | True | True |  | True | True | [16 empty] | Non Federally-Regulated | 01/23/2012 |  | 07/01/2014
Carrier Corp. | Carrier | 33CS450-** | Automatic Time Switch Control |  | True | True |  | True | True | [8 empty] | True | True | True | [5 empty] | Non Federally-Regulated | 03/13/2008 |  | 07/24/2015
Lutron Electronics Co., Inc. | Lutron | CCP-****-******-**-CGP*** | Occupant / Motion / Vacancy Se | System | True | True |  | True | True | True | False |  |  |  |  | False | [9 empty] | Non Federally-Regulated | 07/10/2012 |  | 07/01/2014
CentraLite Systems, Inc. | Jet Stream | JS3 | Automatic Time Switch Control | System | True | True |  | True | True | [16 empty] | Non Federally-Regulated | 04/15/2011 |  | 07/01/2014
Lutron Electronics Co., Inc. | Homeworks | HWD-10D*** | Automatic Time Switch Control | System | True | True |  | True | True | [16 empty] | Non Federally-Regulated | 01/20/2010 |  | 07/01/2014
Lighting Control & Design | Lighting Control & Design | GR2400SBP******DTC***** | Automatic Time Switch Control |  | True | True |  | True | True | [8 empty] | True | True | True | [5 empty] | Non Federally-Regulated | 06/22/2005 |  | 12/28/2009
Intermatic, Inc. | Intermatic | ET70115CR | Automatic Time Switch Control |  | True | True |  | True | True | [16 empty] | Non Federally-Regulated | 03/19/1996 |  | 01/07/2010
Colorado Electro-Optics, Inc. | Light Watch 9 Automatic Lighting Control | 9E375 | Occupant / Motion / Vacancy Se |  | False | False |  | True | [17 empty] | Non Federally-Regulated | 03/01/1986 |  | 04/06/1998
Intermatic, Inc. | Grasslin | LM2-O-120-LS1 | Automatic Daylighting Control | Device | True | True | True | True | False |  |  | False |  |  | True | True |  | True | [7 empty] | Non Federally-Regulated | 01/20/2010 |  | 07/01/2014
Paragon Electric Co. | Paragon | EC3S5/CRP-240 | Automatic Time Switch Control |  | True | True |  | True | True | [16 empty] | Non Federally-Regulated | 02/27/1997 |  | 04/06/1998
Marlin Controls, Inc. | Stellar | MATRIXRMS | Automatic Time Switch Control |  | True | True |  | True | True | [16 empty] | Non Federally-Regulated | 04/07/2008 |  | 01/07/2010
Grasslin Controls Corp. | Grasslin | V86/1DS2 | Photosensor / Photocontrol Dev |  | True | True |  | True | [17 empty] | Non Federally-Regulated | 05/18/1993 |  | 02/25/2008
Computer Process Controls | Computer Process Controls | 830-1020 | Automatic Time Switch Control |  | True | True |  | True | True | [16 empty] | Non Federally-Regulated | 12/24/1998 |  | 01/07/2010
Electronic Theatre Controls, Inc. | Unison | 7080A100* | Automatic Time Switch Control |  | True | True |  | True | True | [16 empty] | Non Federally-Regulated | 02/27/1997 |  | 04/06/1998
Mytech Corp. | Mytech | OMNI-US500 | Ultrasonic Occupant / Motion S |  | True | True |  | True | True | True | True | True | [13 empty] | Non Federally-Regulated | 11/05/1997 |  | 01/07/2010
Siemens Energy & Automation | Siemens Energy & Automation | 5WG1 705-8XC43 | Automatic Time Switch Control |  | True | True |  | True | True | [8 empty] | True | True | True | [5 empty] | Non Federally-Regulated | 12/19/2005 |  | 01/07/2010
Lightolier Controls | Prospec | 37099** | Track Lighting Integral Curren | System | True | True |  | True | True | True | True | True | [13 empty] | Non Federally-Regulated | 06/03/2011 |  | 06/06/2011
Cooper Wiring Devices | React | RDC15XX | Dimmer | Device | True | True |  | True | True | True | True | False |  |  |  | False | [9 empty] | Non Federally-Regulated | 11/12/2010 |  | 12/29/2010
Cooper Controls | Novitas | 01-R400* | Occupant / Motion / Vacancy Se |  | True | True |  | True | [17 empty] | Non Federally-Regulated | 11/07/2008 |  | 01/07/2010
Lutron Electronics Co., Inc. | Lutron | L-LV14-124 | Multi-Level Occupant Sensor | System | True | True | True | True | True | True | True | False | True | True | True | True |  | False | [7 empty] | Non Federally-Regulated | 07/10/2012 |  | 07/01/2014
Leviton Manufacturing Co., Inc. | Leviton | 6151 | Dimmer | Device | True | True |  | True | True | True | True | False |  |  |  | False | [9 empty] | Non Federally-Regulated | 11/12/2010 |  | 07/01/2014
Lutron Electronics Co., Inc. | Digital Microwatt | DMWPL-LZC* | Photosensor / Photocontrol Dev |  | True | True |  | True | [17 empty] | Non Federally-Regulated | 09/12/2003 |  | 09/19/2005
Lutron Electronics Co., Inc. | Lutron | GP12-******************* | Multi-Level Astronomical Time | System | True | True |  | True | True | True | True | True | True | True | [11 empty] | Non Federally-Regulated | 12/28/2009 |  | 07/01/2014
Hunt Dimming | Simplicity | SCP-8-*/SIU-* | Automatic Daylighting Control |  | True | True | False | True | True | True | True | True | True | True | True | False | False |  |  | True |  | True |  |  |  | Non Federally-Regulated | 10/18/2005 |  | 01/07/2010
Intermatic, Inc. | Intermatic, Inc. | EI400LAC | Automatic Time Switch Control | Device | True | True |  | True | True | [16 empty] | Non Federally-Regulated | 04/15/2011 |  | 07/01/2014
Schneider Electric | SERP | SERPL8HS | Multi-Level Astronomical Time | System | True | True |  | True | True | True | True | True | True | True | [11 empty] | Non Federally-Regulated | 09/11/2012 |  | 07/01/2014
Intermatic, Inc. | Grasslin | PC2-120-LS1 | Photosensor / Photocontrol Dev |  | True | True |  | True | [17 empty] | Non Federally-Regulated | 11/10/2008 |  | 01/07/2010
Energy Technologies Corp. | Union | PACP | Automatic Daylighting Control | System | True | True | True | True | True | True | True | True | True | True | True | True |  | True | [7 empty] | Non Federally-Regulated | 08/31/2010 |  | 10/08/2010
Lutron Electronics Co., Inc. | Homeworks | HWV-FDB-8A-** | Astronomical Time Switch Contr |  | True | True |  | True | True | True | True | True | True | True | [11 empty] | Non Federally-Regulated | 08/13/2007 |  | 01/07/2010
Lightolier Controls | PowerTrip | CLD300** | Track Lighting Integral Curren |  |  |  |  | True | True | True | True | [14 empty] | Non Federally-Regulated | 08/12/2005 |  | 01/07/2010
Lutron Electronics Co., Inc. | Lutron | XP4-******************* | Photosensor / Photocontrol Dev | System | True | True |  | False | False | [16 empty] | Non Federally-Regulated | 12/28/2009 |  | 07/01/2014
Lightolier | ONSET | OS600VA* | Dimmer | Device | True | True |  | True | True | True | True | True | True | True | True | False | [9 empty] | Non Federally-Regulated | 04/25/2013 |  | 07/01/2014
Lutron Electronics Co., Inc. | Homeworks | H4P5-*******120 | Occupant / Motion / Vacancy Se |  | True | True |  | True | [17 empty] | Non Federally-Regulated | 08/13/2007 |  | 01/07/2010
Cooper Controls | Greengate | CK4A **** ** | Occupant / Motion / Vacancy Se | System | True | True |  | True | True | True | True | True | True | True | True | False | [9 empty] | Non Federally-Regulated | 04/15/2011 |  | 07/01/2014
Crestron Electronics | Crestron Electronics | PAC2 | Automatic Time Switch Control | System | True | True |  | True | True | [16 empty] | Non Federally-Regulated | 03/01/2010 |  | 07/01/2014
Lighting Control & Design | Lighting Control & Design | XP-D | Automatic Time Switch Control | System | True | True |  | True | True | [16 empty] | Non Federally-Regulated | 12/28/2009 |  | 07/01/2014
Cooper Controls | Greengate | OEC-U-0051-H | Ultrasonic Occupant / Motion S |  | True | True |  | True | True | True | True | True | [13 empty] | Non Federally-Regulated | 11/07/2008 |  | 01/07/2010
Lutron Electronics Co., Inc. | Lutron | LCP16-******************* | Automatic Time Switch Control | System | True | True |  | True | True | [16 empty] | Non Federally-Regulated | 12/28/2009 |  | 07/01/2014
Lutron Electronics Co., Inc. | HomeWorks QS | HQP6-2-120 | Photosensor / Photocontrol Dev | System | True | True |  | False | False | [16 empty] | Non Federally-Regulated | 07/10/2012 |  | 07/01/2014
Hubbell Building Automation | Hubbell Building Automation | SIMPCOUTDOOR | Photosensor / Photocontrol Dev |  | True | True |  | True | [17 empty] | Non Federally-Regulated | 05/20/2004 |  | 01/07/2010
Douglas Lighting Controls | Douglas | LITEPAK | Photosensor / Photocontrol Dev |  | True | True |  | True | [17 empty] | Non Federally-Regulated | 06/25/2001 |  | 01/07/2010
Circon Systems Corp. | Circon Systems Corp. | UHC-320 | Automatic Time Switch Control |  | True | True |  | True | True | [16 empty] | Non Federally-Regulated | 03/28/2003 |  | 01/07/2010
Marlin Controls, Inc. | Unistar II | TPCPHCRELAY | Exterior Photocontrol Device |  | True | True | [12 empty] | True | [6 empty] | Non Federally-Regulated | 02/06/2006 |  | 01/07/2010
Daintree Networks, Inc. | Wireless Photosensor | WPS*-** | Photosensor / Photocontrol Dev | Device | True | True |  | False | False | [16 empty] | Non Federally-Regulated | 06/12/2012 |  | 07/01/2014
Intermatic, Inc. | Gasmaster | PC2-120-LS2 | Photosensor / Photocontrol Dev | Device | True | True | True | [18 empty] | Non Federally-Regulated | 07/17/2014 |  | 08/05/2014
Leviton Manufacturing Co., Inc. | Leviton | R48SD-*** | Automatic Daylighting Control |  | True | True |  | True | False |  | True | True | [8 empty] | True |  |  |  |  | Non Federally-Regulated | 08/17/2004 |  | 01/07/2010
Lutron Electronics Co., Inc. | Grafik Eye | GRX-3***-*-** | Multi-Level Astronomical Time |  | True | True |  | True | True | True | True | True | True | True | [11 empty] | Non Federally-Regulated | 09/19/2005 |  | 01/07/2010
Siemens Energy & Automation | Siemens Energy & Automation | 5WG1 705-8XG42 | Automatic Time Switch Control |  | True | True |  | True | True | [8 empty] | True | True | True | [5 empty] | Non Federally-Regulated | 12/19/2005 |  | 01/07/2010
Sentry, LLC | Sentry Switch | SD20277* | Automatic Time Switch Control |  | True | True |  | True | True | [16 empty] | Non Federally-Regulated | 08/11/2000 |  | 01/07/2010
CentraLite Systems, Inc. | CentraLite Systems, Inc. | Elite | Multi-Level Astronomical Time |  | True | True |  | True | True | True | True | True | True | True |  |  |  | False | True | True | [5 empty] | Non Federally-Regulated | 10/12/2007 |  | 01/07/2010
Energy Conservation Engineering | Light Warden II | ROKONET RK3000 | Occupant / Motion / Vacancy Se |  | True | True |  | True | [17 empty] | Non Federally-Regulated | 08/10/1992 |  | 04/06/1998
Lutron Electronics Co., Inc. | Lutron | G5-AR-****-*-120-******** | Astronomical Time Switch Contr | System | True | True |  | True | True | True | True | True | True | True | [11 empty] | Non Federally-Regulated | 12/28/2009 |  | 07/01/2014
GE Industrial Systems | GE Industrial Systems | RSENUSW347 | Photosensor / Photocontrol Dev |  | True | False |  | True | [17 empty] | Non Federally-Regulated | 03/20/2001 |  | 01/07/2010
Lutron Electronics Co., Inc. | Radio RA | RAMC-MFE | Occupant / Motion / Vacancy Se |  | True | True |  | True | [17 empty] | Non Federally-Regulated | 08/13/2007 |  | 01/07/2010
Hubbell Incorporated | H-Moss | AU1277*2 | Ultrasonic Occupant / Motion S |  | True | True |  | True | True | True | True | True | [13 empty] | Non Federally-Regulated | 05/10/2007 |  | 01/07/2010
Gentec, Inc. | Schneider Electric | SERP16HS | Automatic Time Switch Control | System | True | True |  | True | True | [16 empty] | Non Federally-Regulated | 01/20/2012 |  | 07/01/2014
Leviton Manufacturing Co., Inc. | Leviton | OSSMT-M** | Occupant / Motion / Vacancy Se | Device | True | True |  | True | True | False | True | True | True | True | True | False | [9 empty] | Non Federally-Regulated | 03/04/2010 |  | 07/01/2014
Lumisys | Mezon | MZ_32** | Automatic Time Switch Control |  | True | True |  | True | True | [16 empty] | Non Federally-Regulated | 02/23/2009 |  | 01/07/2010
Lutron Electronics Co., Inc. | Grafik Eye | GRX-3104-*-** | Automatic Time Switch Control |  | True | True |  | True | True | [16 empty] | Non Federally-Regulated | 05/09/2000 |  | 09/19/2005
Intermatic, Inc. | Gasmaster | PC1-D20-120-LS2 | Photosensor / Photocontrol Dev | Device | True | True | True | [18 empty] | Non Federally-Regulated | 07/17/2014 |  | 08/05/2014
Intermatic, Inc. | Grasslin | PC1-digi20-120 | Automatic Time Switch Control | Device | True | True |  | True | True | [16 empty] | Non Federally-Regulated | 01/20/2010 |  | 07/01/2014
Distech Controls | Distech Controls | ECB-VAVS-O + EC-BOS-*** | Multi-Level Astronomical Time | System | True | True |  | True | True | True | True | True | True | True | [11 empty] | Non Federally-Regulated | 08/07/2012 |  | 07/01/2014
Blue Ridge Technologies | Blue Ridge Technologies | RPSB**-**-*-**-**-** | Automatic Time Switch Control | System | True | True |  | True | True | [16 empty] | Non Federally-Regulated | 07/23/2013 |  | 07/01/2014
Intermatic, Inc. | Grasslin | PC1-277-LS1 | Automatic Daylighting Control |  | True | True | False | False | False |  | False |  | True | True | True | False |  |  |  | False | [5 empty] | Non Federally-Regulated | 09/05/2008 |  | 01/07/2010
Legrand / Wiremold | WattStopper | NVHUBF | Multi-Level Occupant Sensor | System | True | True | True | True | True | True | True | True | True | True | True | True | True | True | True | True | True | True |  |  |  | Non Federally-Regulated | 03/23/2010 |  | 07/01/2014
CDL | CDL | OS2PR | Automatic Daylighting Control |  | True | False |  | True | False |  | False | [9 empty] | True |  |  |  |  | Non Federally-Regulated | 06/20/1994 |  | 01/07/2010
Siemens Energy & Automation | Siemens Energy & Automation | 5WG1 255-2AB11 | Occupant / Motion / Vacancy Se |  | True | False |  | True | [8 empty] | True | True | True | False | True | False |  |  |  | Non Federally-Regulated | 05/30/2007 |  | 01/07/2010
Cooper Wiring Devices | Novitas | 01-400R | Occupant / Motion / Vacancy Se |  | True | True |  | True | [8 empty] | True | True | True |  | True | True |  |  |  | Non Federally-Regulated | 08/18/2006 |  | 04/10/2008
Lutron Electronics Co., Inc. | Homeworks | HS8-**************** | Dimmer | System | True | True |  | True | True | True | True | False |  |  |  | False | [9 empty] | Non Federally-Regulated | 12/17/2009 |  | 07/01/2014
WattStopper, Inc. | WattStopper | CS-50-**** | Manual-On Occupant Sensor | Device | True | True |  | True | True | True | True | True | False |  |  |  |  | False | [7 empty] | Non Federally-Regulated | 05/19/2010 |  | 07/01/2014
GE Lighting, a Savant company | GE Lighting Controls | CLCINT24-INTD24-000-0B*0 | Automatic Time Switch Control | System | True | True |  | True | True | [16 empty] | Non Federally-Regulated | 07/27/2012 |  | 07/01/2014
Legrand / Wiremold | WattStopper | CE3ATC SERIES | Occupant / Motion / Vacancy Se | System | True | True | True | True | True | True | True | True | True | True | True | True |  | True | True | True | [5 empty] | Non Federally-Regulated | 03/23/2010 |  | 07/01/2014
Lutron Electronics Co., Inc. | Grafik Eye | GRX-4***-*-** | Multi-Level Daylighting Contro |  | True | True |  | True | True | True | True | [14 empty] | Non Federally-Regulated | 09/19/2005 |  | 01/07/2010
Intermatic, Inc. | Gasmaster | FM1QWUZH-240U | Automatic Time Switch Control | Device | True | True | True | False | [17 empty] | Non Federally-Regulated | 07/17/2014 |  | 08/05/2014
Schneider Electric (Square D Wiring Devices) | Powerlink | NF3000G3C | Automatic Time Switch Control |  | True | True |  | True | True | [16 empty] | Non Federally-Regulated | 03/14/2008 |  | 01/07/2010
Intermatic, Inc. | Gasmaster | MIL72AQTUZH-120 | Automatic Time Switch Control | Device | True | True | True | False | [17 empty] | Non Federally-Regulated | 07/17/2014 |  | 08/05/2014
Siemens Energy & Automation | Siemens Energy & Automation | 5WG1 704-8XE13 | Automatic Time Switch Control |  | True | True |  | True | True | [8 empty] | True | True | True | [5 empty] | Non Federally-Regulated | 12/19/2005 |  | 01/07/2010
GE Lighting, a Savant company | GE Lighting Controls | CLCINT48-INTR48-***-**2* | Automatic Daylighting Control | System | True | True | True | True | False |  |  | False |  |  | True | True |  | True | [7 empty] | Non Federally-Regulated | 07/27/2012 |  | 07/01/2014
Lutron Electronics Co., Inc. | LCP 128 | LCP-*-******-** | Multi-Level Astronomical Time |  | True | True |  | True | True | True | True | True | True | True | [11 empty] | Non Federally-Regulated | 09/19/2005 |  | 01/07/2010
The Watt Watcher | Automatic Lightswitch | W-120,A,B | Ultrasonic Occupant / Motion S |  | False | False |  | True | True | True | True | True | [13 empty] | Non Federally-Regulated | 04/01/1988 |  | 04/06/1998
Signify North America Corporation | Philips Lighting Electronics North America | LRM2310 | Occupant / Motion / Vacancy Se | Device | True | True |  | True | True | False | False |  |  |  |  | False | [9 empty] | Non Federally-Regulated | 06/20/2011 |  | 07/01/2014
PLC Multipoint, Inc. | PLC Multipoint | LC82-120 DAYWATCHER | Automatic Daylighting Control |  | True | True |  | True | False |  | True | True | [8 empty] | True |  |  |  |  | Non Federally-Regulated | 08/06/1992 |  | 07/19/2006
Intermatic, Inc. | Grasslin | PC2-digi30-120-LS2 | Automatic Daylighting Control |  | True | True | True | True | False |  | True | True | True | True | True | False |  | True | False | False | [5 empty] | Non Federally-Regulated | 09/05/2008 |  | 01/07/2010
Eaton Corp. | Pow-R-Command | PRC750 | Automatic Time Switch Control | Device | True | True |  | True | True | [16 empty] | Non Federally-Regulated | 02/04/2010 |  | 07/01/2014
Lutron Electronics Co., Inc. | Lutron | NF-10-277******* | Dimmer | Device | True | True |  | True | True | True | True | False |  |  |  | False | [9 empty] | Non Federally-Regulated | 12/28/2009 |  | 01/21/2014
Leviton Manufacturing Co., Inc. | Leviton | OSC10-U** | Occupant / Motion / Vacancy Se | System | True | True |  | True | True | False | True | True | True | True | True | False | [9 empty] | Non Federally-Regulated | 03/04/2010 |  | 07/01/2014
Cooper Controls | Greengate | OMC-DT-* | Occupant / Motion / Vacancy Se | System | True | True |  | True | True | False | True | True | True | True | True | False | [9 empty] | Non Federally-Regulated | 04/15/2011 |  | 07/01/2014
Lithonia Lighting | Synergy | SYSC MLC | Multi-Level Astronomical Time |  | True | True |  | True | True | True | True | True | True | True |  |  |  | True | True | True | [5 empty] | Non Federally-Regulated | 07/24/2006 |  | 01/07/2010
Siemens Energy & Automation | Siemens Energy & Automation | 5WG1 704-8XE12 | Automatic Time Switch Control |  | True | True |  | True | True | [8 empty] | True | True | True | [5 empty] | Non Federally-Regulated | 12/19/2005 |  | 01/07/2010
Heathco, LLC | Heath Zenith | SL-5660 | Exterior Photocontrol Device |  | True | False | [11 empty] | True | True | True | [5 empty] | Non Federally-Regulated | 09/21/2007 |  | 01/07/2010
Lithonia Lighting | Synergy | SYEMB | Automatic Time Switch Control |  | True | True |  | True | True | [16 empty] | Non Federally-Regulated | 01/20/1999 |  | 01/07/2010
Lighting Control & Design | Lighting Control & Design | GR14**/****DTC*********** | Multi-Level Daylighting Contro |  | True | True |  | True | True | True | True | [14 empty] | Non Federally-Regulated | 06/22/2005 |  | 12/28/2009
Lutron Electronics Co., Inc. | Homeworks | H8P5-******120 | Manual-On Occupant Sensor | System | True | True |  | True | True | False | True | True | False |  |  |  |  | False | [7 empty] | Non Federally-Regulated | 01/20/2010 |  | 07/01/2014
Gentec, Inc. | Schneider Electric | SERPL8HS | Multi-Level Astronomical Time | System | True | True |  | True | True | True | True | True | True | True | [11 empty] | Non Federally-Regulated | 01/20/2012 |  | 07/01/2014
Lighting Control & Design | Lighting Control & Design | GR20** | Automatic Time Switch Control |  | True | True |  | True | True | [16 empty] | Non Federally-Regulated | 12/02/1994 |  | 01/20/1998
Energy Technologies Corp. | Echoflex | ERNR-AI* | Photosensor / Photocontrol Dev | Device | True | True | True | [18 empty] | Non Federally-Regulated | 11/10/2014 |  | 11/10/2014
Intermatic, Inc. | Grasslin | PC1-digi20-120-LS2 | Automatic Daylighting Control |  | True | True | False | False | False |  | False |  | True | True | True | False |  |  |  | False | [5 empty] | Non Federally-Regulated | 09/05/2008 |  | 01/07/2010
Starfield Controls, Inc. | Starfield Controls, Inc. | TR51 | Automatic Time Switch Control |  | True | True |  | True | True | [16 empty] | Non Federally-Regulated | 03/14/2006 |  | 01/07/2010
Intermatic, Inc. | Gasmaster | GMX2FM2D50I-240 | Automatic Time Switch Control | Device | True | True | True | False | [17 empty] | Non Federally-Regulated | 07/17/2014 |  | 08/05/2014
Lutron Electronics Co., Inc. | LCP 128 | LCP-**-***FT | Occupant / Motion / Vacancy Se |  | True | True |  | True | [17 empty] | Non Federally-Regulated | 09/19/2005 |  | 01/07/2010
Digital Lumens | Digital Lumens | ILE-3-** | Automatic Daylighting Control | Device | True | True | True | True | True | False |  | False |  |  | True | True |  | True | [7 empty] | Non Federally-Regulated | 11/05/2013 |  | 07/01/2014
Novitas, Inc. | Novitas | 01-074 | Ultrasonic Occupant / Motion S |  | True | True |  | True | True | True | True | True | [13 empty] | Non Federally-Regulated | 08/11/1992 |  | 09/06/2005
Cooper Wiring Devices | Novitas | 01-300-BAS | Ultrasonic Occupant / Motion S |  | True | True |  | True | True | True | True | True |  |  |  |  | True | True | True | False | True | False |  |  |  | Non Federally-Regulated | 08/18/2006 |  | 04/10/2008
Intermatic, Inc. | Gasmaster | PC1-digi20-277 | Automatic Time Switch Control | Device | True | True | True | False | [17 empty] | Non Federally-Regulated | 07/17/2014 |  | 08/05/2014
Hubbell Building Automation | Hubbell Building Automation | LOFLHB3RP | Occupant / Motion / Vacancy Se |  | True | True |  | True | [17 empty] | Non Federally-Regulated | 05/20/2004 |  | 01/07/2010
Lutron Electronics Co., Inc. | Lutron | MIR-1000M******* | Dimmer | Device | True | True |  | True | True | True | True | False |  |  |  | False | [9 empty] | Non Federally-Regulated | 12/28/2009 |  | 01/21/2014
WattStopper, Inc. | WattStopper | EN100277 | Occupant / Motion / Vacancy Se |  | True | False |  | True | [17 empty] | Non Federally-Regulated | 03/10/2000 |  | 01/07/2010
Douglas Lighting Controls | Douglas Lighting Controls | LITEPAK | Automatic Time Switch Control | System | True | True |  | True | True | [16 empty] | Non Federally-Regulated | 05/28/2010 |  | 07/01/2014
Cooper Controls | Greengate | ONW-D-1001-SP-* | Occupant / Motion / Vacancy Se | Device | True | True |  | True | True | True | True | True | True | True | True | False | [9 empty] | Non Federally-Regulated | 04/15/2011 |  | 05/10/2011
Tork | Tork | DZM200-2 (240VAC) | Automatic Time Switch Control |  | True | True |  | True | True | [16 empty] | Non Federally-Regulated | 06/08/1993 |  | 04/27/2006
Siemens Energy & Automation | Siemens Energy & Automation | 5WG1 705-8XF42 | Automatic Time Switch Control |  | True | True |  | True | True | [8 empty] | True | True | True | [5 empty] | Non Federally-Regulated | 12/19/2005 |  | 01/07/2010
WattStopper, Inc. | WattStopper | CI12 | Occupant / Motion / Vacancy Se |  | True | True |  | True | [17 empty] | Non Federally-Regulated | 08/20/1996 |  | 01/07/2010
Lutron Electronics Co., Inc. | Lutron | G7-AR-****-*-120-******** | Occupant / Motion / Vacancy Se | System | True | True |  | True | True | True | False |  |  |  |  | False | [9 empty] | Non Federally-Regulated | 12/28/2009 |  | 07/01/2014
Douglas Lighting Controls | Douglas | WPC5621 | Photosensor / Photocontrol Dev |  | True | True |  | True | [17 empty] | Non Federally-Regulated | 10/04/1999 |  | 01/07/2010
Leviton Manufacturing Co., Inc. | Leviton | MCM06 | Dimmer | Device | True | True |  | True | True | True | True | False |  |  |  | False | [9 empty] | Non Federally-Regulated | 11/12/2010 |  | 07/01/2014
PCI Lighting Controls | Litekeeper | LITEKEEPER | Automatic Daylighting Control |  | True | True |  | True | False |  | False | [9 empty] | True |  |  |  |  | Non Federally-Regulated | 10/21/1999 |  | 04/10/2008
Intelligent Lighting Controls, Inc. | Light Master | 930028** | Astronomical Time Switch Contr | System | True | True |  | True | True | True | True | True | True | True | [11 empty] | Non Federally-Regulated | 02/09/2010 |  | 07/01/2014
Lutron Electronics Co., Inc. | Lutron | GP48-******************* | Dimmer | System | True | True |  | True | True | True | True | False |  |  |  | False | [9 empty] | Non Federally-Regulated | 12/28/2009 |  | 07/01/2014
Lutron Electronics Co., Inc. | Grafik Eye | GRX-DACPI-*-** | Automatic Daylighting Control |  | True | True |  | True | False |  | False | [9 empty] | True |  |  |  |  | Non Federally-Regulated | 05/09/2000 |  | 09/19/2005
Intermatic, Inc. | Gasmaster | FM1D20E-240 | Automatic Time Switch Control | Device | True | True | True | False | [17 empty] | Non Federally-Regulated | 07/17/2014 |  | 08/05/2014
Lutron Electronics Co., Inc. | Lutron | S-103PNL******** | Dimmer | Device | True | True |  | True | True | True | True | True | True | True | True | False | [9 empty] | Non Federally-Regulated | 04/28/2010 |  | 07/01/2014
Lutron Electronics Co., Inc. | Homeworks | HWD-10D*** | Occupant / Motion / Vacancy Se | System | True | True |  | True | True | False | False |  |  |  |  | False | [9 empty] | Non Federally-Regulated | 01/20/2010 |  | 07/01/2014
Legrand / Pass & Seymour | Legrand | ADTP700MMUW2 | Dimmer | Device | True | True |  | True | True | True | True | False |  |  |  | False | [9 empty] | Non Federally-Regulated | 07/17/2012 |  | 07/01/2014
Leviton Manufacturing Co., Inc. | Leviton | L776-TT/L720-CT | Occupant / Motion / Vacancy Se |  | True | True |  | True | [17 empty] | Non Federally-Regulated | 01/30/2001 |  | 01/07/2010
Lutron Electronics Co., Inc. | Lutron | GP72-******************* | Multi-Level Astronomical Time | System | True | True |  | True | True | True | True | True | True | True | [11 empty] | Non Federally-Regulated | 12/28/2009 |  | 07/01/2014
Cooper Lighting | Halo | LC941 | Track Lighting Integral Curren |  |  |  |  | True | True | True | True | [14 empty] | Non Federally-Regulated | 10/30/2008 |  | 01/07/2010
Sensor Switch, Inc. | PIR Ceiling Sensor | CM-600 | Occupant / Motion / Vacancy Se |  | False | False |  | True | [17 empty] | Non Federally-Regulated | 01/01/1989 |  | 04/06/1998
Lightolier Controls | Lyteswitch Relay Panel | LSW36PROB277 | Multi-Level Astronomical Time |  | True | True |  | True | True | True | True | True | True | True |  |  |  | False | True | True | [5 empty] | Non Federally-Regulated | 01/21/2009 |  | 01/07/2010
Cooper Wiring Devices | Novitas | 01-BAS074-** | Ultrasonic Occupant / Motion S |  | True | True |  | True | True | True | True | True |  |  |  |  | True | True | True | False | True | False |  |  |  | Non Federally-Regulated | 08/18/2006 |  | 04/10/2008
Cooper Controls | Greengate | LK16***** | Multi-Level Occupant Sensor | System | True | True | True | True | True | True | True | True | True | True | True | True | True | True | True | True | [5 empty] | Non Federally-Regulated | 10/02/2013 |  | 07/01/2014
Tork | Tork | 7300ZL | Automatic Time Switch Control | Device | True | True |  | True | True | [16 empty] | Non Federally-Regulated | 04/28/2010 |  | 07/01/2014
Lutron Electronics Co., Inc. | Radio RA | RA-GRX-*-*-** | Occupant / Motion / Vacancy Se |  | True | True |  | True | [17 empty] | Non Federally-Regulated | 08/13/2007 |  | 01/07/2010
Daintree Networks, Inc. | Control Scope | WAC50-N*** | Automatic Time Switch Control | System | True | True |  | True | True | [16 empty] | Non Federally-Regulated | 06/12/2012 |  | 07/01/2014
Lighting Control & Design | Lighting Control & Design | GR240*IDIM******* | Astronomical Time Switch Contr | System | True | True |  | True | True | True | True | True | True | True | [11 empty] | Non Federally-Regulated | 12/28/2009 |  | 07/01/2014
Lutron Electronics Co., Inc. | Softswitch 128 | XPS28-******-** | Multi-Level Astronomical Time |  | True | True |  | True | True | True | True | True | True | True | [11 empty] | Non Federally-Regulated | 09/19/2005 |  | 01/07/2010
BRK Electronics | BRK Electronics | TS114S | Automatic Time Switch Control |  | True | True |  | True | True | [16 empty] | Non Federally-Regulated | 04/29/1994 |  | 12/11/2000
Grasslin Controls Corp. | Grasslin | MIL96/4JFPD | Automatic Time Switch Control |  | True | True |  | True | True | [16 empty] | Non Federally-Regulated | 05/18/1993 |  | 02/25/2008
Computer Process Controls | Computer Process Controls | 830-1030 | Automatic Time Switch Control |  | True | True |  | True | True | [16 empty] | Non Federally-Regulated | 12/24/1998 |  | 01/07/2010
Intermatic, Inc. | Intermatic | ET8215CR | Astronomical Time Switch Contr |  | True | True |  | True | True | True | True | True | True | True |  |  |  | True | False | False | [5 empty] | Non Federally-Regulated | 07/08/2005 |  | 01/07/2010
Douglas Lighting Controls | Douglas | WRM5104 | Occupant / Motion / Vacancy Se |  | True | True |  | True | [9 empty] | True | True | True | [5 empty] | Non Federally-Regulated | 10/31/2005 |  | 01/07/2010
Cooper Controls | Novitas | 01-310-BAS | Ultrasonic Occupant / Motion S |  | True | True |  | True | True | True | True | True | [13 empty] | Non Federally-Regulated | 11/07/2008 |  | 01/07/2010
Lutron Electronics Co., Inc. | Grafik Eye | GRX-3103-T-** | Automatic Time Switch Control |  | True | True |  | True | True | [16 empty] | Non Federally-Regulated | 03/13/1996 |  | 05/09/2000
Legrand / Wiremold | WattStopper | CESAF SERIES | Manual-On Occupant Sensor | System | True | True | True | True | True | True | True | True | True | True | True | True | True | True | True | True |  | True |  |  |  | Non Federally-Regulated | 03/23/2010 |  | 07/01/2014
Heathco, LLC | Heath Zenith | SL-5525 | Exterior Photocontrol Device |  | True | False | [11 empty] | True | True | True | [5 empty] | Non Federally-Regulated | 09/21/2007 |  | 01/07/2010
Schneider Electric (Square D Wiring Devices) | Square D Co. | SLSCUS2000 | Photosensor / Photocontrol Dev |  | True | True |  | True | [17 empty] | Non Federally-Regulated | 10/27/2006 |  | 01/07/2010
Lightolier Controls | Insight | IS2-600-W | Occupant / Motion / Vacancy Se |  | True | True |  | True | [17 empty] | Non Federally-Regulated | 08/10/1992 |  | 04/06/1998
Heathco, LLC | Ace | AC-5710 | Exterior Photocontrol Device |  | True | False | [11 empty] | True | True | True | [5 empty] | Non Federally-Regulated | 09/21/2007 |  | 01/07/2010
Lightolier Controls | PowerTrip | 6199** | Track Lighting Integral Curren |  |  |  |  | True | True | True | True | [14 empty] | Non Federally-Regulated | 08/12/2005 |  | 01/07/2010
Tork | Tork | DZM400BP | Multi-Level Astronomical Time |  |  |  |  | True | True | True | True | True | True | True | [11 empty] | Non Federally-Regulated | 01/04/2007 |  | 01/07/2010
Pass & Seymour / Legrand | Rex | 3675 | Automatic Time Switch Control |  | True | True |  | True | True | [16 empty] | Non Federally-Regulated | 02/09/1995 |  | 01/07/2010
Control Systems International, Inc. | Control Systems International | 7718 | Automatic Time Switch Control |  | True | True |  | True | True | [16 empty] | Non Federally-Regulated | 06/24/1993 |  | 01/07/2010
Crestron Electronics | Crestron Electronics | MC3 | Automatic Time Switch Control | System | True | True |  | True | True | [16 empty] | Non Federally-Regulated | 06/24/2013 |  | 07/01/2014
Honeywell International | Honeywell Infracon | EL7628A/EL7305A | Occupant / Motion / Vacancy Se |  | True | True |  | True | [17 empty] | Non Federally-Regulated | 08/10/1992 |  | 01/07/2010
Hubbell Incorporated | Hubbell Wiring Device Kellems | ATP1******* | Occupant / Motion / Vacancy Se | Device | True | True |  | True | True | True | False |  |  |  |  | False | [9 empty] | Non Federally-Regulated | 05/28/2010 |  | 07/01/2014
PLC Multipoint, Inc. | PLC Multipoint | LC3X-3X/T | Automatic Daylighting Control |  | True | True |  | True | False |  | True | False | [8 empty] | True |  |  |  |  | Non Federally-Regulated | 08/06/1992 |  | 07/19/2006
Crestron Electronics | Crestron Electronics | MC3 | Multi-Level Astronomical Time | System | True | True |  | True | True | True | True | True | True | True | [11 empty] | Non Federally-Regulated | 06/24/2013 |  | 07/01/2014
Lutron Electronics Co., Inc. | Centralized Lighting Control | DMW-*ZC* | Automatic Daylighting Control |  | True | True | False | True | True | True | False |  | True | True | True | True |  |  |  | False | [5 empty] | Non Federally-Regulated | 09/19/2005 |  | 01/07/2010
Powerline Control Systems | PulseWorx | KPLD-8 | Dimmer | System | True | True | True | True | True | True | True | False |  |  |  | True | [9 empty] | Non Federally-Regulated | 06/24/2011 |  | 07/01/2014
Lutron Electronics Co., Inc. | Softswitch 128 | XPS40-******-** | Exterior Photocontrol Device |  | True | True |  | True | True | True | [15 empty] | Non Federally-Regulated | 09/19/2005 |  | 01/07/2010
Eaton Corp. | Pow-R-Command | PRC3000 | Automatic Time Switch Control | Device | True | True |  | True | True | [16 empty] | Non Federally-Regulated | 02/04/2010 |  | 07/01/2014
Lutron Electronics Co., Inc. | Lutron | GL-1000********* | Dimmer | Device | True | True |  | True | True | True | True | False |  |  |  | False | [9 empty] | Non Federally-Regulated | 12/28/2009 |  | 07/01/2014
Siemens Energy & Automation | Siemens Energy & Automation | 5WG1 703-8XE22 | Automatic Time Switch Control |  | True | True |  | True | True | [8 empty] | True | True | True | [5 empty] | Non Federally-Regulated | 12/19/2005 |  | 01/07/2010
Lutron Electronics Co., Inc. | Softswitch 128 | XPS48-******-** | Automatic Time Switch Control |  | True | True |  | True | True | [16 empty] | Non Federally-Regulated | 09/19/2005 |  | 01/07/2010
CentraLite Systems, Inc. | Elegance | CLRB-48/E | Multi-Level Occupant Sensor | System | True | True | True | True | True | True | True | True | True | True | True | True |  | False | [7 empty] | Non Federally-Regulated | 04/15/2011 |  | 07/01/2014
Lutron Electronics Co., Inc. | Grafik Eye | GRX-3***-*-** | Occupant / Motion / Vacancy Se |  | True | True |  | True | [17 empty] | Non Federally-Regulated | 09/19/2005 |  | 01/07/2010
WattStopper, Inc. | WattStopper | DT205 | Ultrasonic Occupant / Motion S |  | True | True |  | True | True | True | True | True | [13 empty] | Non Federally-Regulated | 03/17/2000 |  | 01/07/2010
WattStopper, Inc. | WattStopper | WS230 | Occupant / Motion / Vacancy Se |  | True | True |  | True | [17 empty] | Non Federally-Regulated | 02/25/2000 |  | 01/07/2010
Schneider Electric (Square D Wiring Devices) | Square D Co. | SLSCDS2000 | Ultrasonic Occupant / Motion S |  | True | True |  | True | True | True | True | True |  |  |  |  | True | True | True | False | True | False |  |  |  | Non Federally-Regulated | 10/27/2006 |  | 01/07/2010
Leviton Manufacturing Co., Inc. | Leviton | L778-TA/L720-CT | Photosensor / Photocontrol Dev |  | True | True |  | True | [17 empty] | Non Federally-Regulated | 01/30/2001 |  | 01/07/2010
Carrier Corp. | Carrier | CEPL130201-02 | Automatic Time Switch Control |  | True | True |  | True | True | [8 empty] | True | True | True | [5 empty] | Non Federally-Regulated | 03/13/2008 |  | 07/24/2015
Marlin Controls, Inc. | Marlin Controls | HERCULES HC-RB | Automatic Time Switch Control | System | True | True |  | True | True | [16 empty] | Non Federally-Regulated | 01/23/2012 |  | 07/01/2014
Encontrol Corp. | OccuSensor II | OccuSensor II | Ultrasonic Occupant / Motion S |  | False | False |  | True | True | True | True | True | [13 empty] | Non Federally-Regulated | 09/01/1984 |  | 04/06/1998
WattStopper, Inc. | WattStopper | WN-100 | Occupant / Motion / Vacancy Se |  | True | True |  | True | [17 empty] | Non Federally-Regulated | 08/25/2003 |  | 01/07/2010
Sensor Switch, Inc. | Sensor Switch | LWS RR7********* | Occupant / Motion / Vacancy Se | Device | True | True |  | True | True | False | False |  |  |  |  | False | [9 empty] | Non Federally-Regulated | 04/28/2010 |  | 07/01/2014
PCI Lighting Controls | Controlkeeper | CONTROLKEEPER | Automatic Daylighting Control |  | True | True |  | True | False |  | False | [9 empty] | True |  |  |  |  | Non Federally-Regulated | 10/21/1999 |  | 04/10/2008
Home Automation, Inc. | Home Automation, Inc. | 35A00-1CFL | Occupant / Motion / Vacancy Se | Device | True | True |  | True | True | True | False |  |  |  |  | False | [9 empty] | Non Federally-Regulated | 02/21/2012 |  | 07/01/2014
Legrand / Wiremold | WattStopper | LVHUBF | Astronomical Time Switch Contr | System | True | True |  | True | True | True | True | True | True | True | [11 empty] | Non Federally-Regulated | 03/23/2010 |  | 07/01/2014
Siemens Energy & Automation | Siemens Energy & Automation | 5WG1 704-8XF34 | Automatic Time Switch Control |  | True | True |  | True | True | [8 empty] | True | True | True | [5 empty] | Non Federally-Regulated | 12/19/2005 |  | 01/07/2010
Marlin Controls, Inc. | Unistar II | XPPHC | Multi-Level Astronomical Time |  | True | True |  | True | True | True | True | True | True | True |  |  |  |  | True | [6 empty] | Non Federally-Regulated | 02/06/2006 |  | 01/07/2010
Tork | Tork | DIN 103A (120VAC) | Automatic Time Switch Control |  | True | True |  | True | True | [16 empty] | Non Federally-Regulated | 02/07/1994 |  | 12/20/1994
Siemens Energy & Automation | Siemens Energy & Automation | 5WG1 718-8XY11 | Automatic Time Switch Control |  | True | True |  | True | True | [8 empty] | True | True | True | [5 empty] | Non Federally-Regulated | 05/30/2007 |  | 01/07/2010
Legrand / Wiremold | WattStopper | NVHUBC | Manual-On Occupant Sensor | System | True | True | True | True | True | True | True | True | True | True | True | True | True | True | True | True |  | True |  |  |  | Non Federally-Regulated | 03/23/2010 |  | 07/01/2014
Sensor Switch, Inc. | Sensor Switch | nHMB 10 2P*** | Occupant / Motion / Vacancy Se | System | True | True |  | True | True | False | False |  |  |  |  | False | [9 empty] | Non Federally-Regulated | 04/28/2010 |  | 07/01/2014
Intelligent Lighting Controls, Inc. | LightLEEDer | LSPC | Automatic Time Switch Control | Device | True | True |  | True | True | [16 empty] | Non Federally-Regulated | 04/30/2013 |  | 07/01/2014
GE Lighting, a Savant company | GE Lighting Controls | PCD-SKY | Photosensor / Photocontrol Dev | Device | True | True |  | False | False | [16 empty] | Non Federally-Regulated | 02/16/2012 |  | 07/01/2014
Legrand / Wiremold | WattStopper | CNPA | Multi-Level Astronomical Time | System | True | True |  | True | True | True | True | True | True | True | [11 empty] | Non Federally-Regulated | 03/23/2010 |  | 07/01/2014
Mytech Corp. | Mytech | SSTR-DC | Ultrasonic Occupant / Motion S |  | True | True |  | True | True | True | True | True | [13 empty] | Non Federally-Regulated | 02/01/1993 |  | 10/06/1997
Lutron Electronics Co., Inc. | Lutron | XP28-******************* | Multi-Level Astronomical Time | System | True | True |  | True | True | True | True | True | True | True | [11 empty] | Non Federally-Regulated | 12/28/2009 |  | 07/01/2014
Lutron Electronics Co., Inc. | Lutron | CN-603P********* | Dimmer | Device | True | True |  | True | True | True | True | True | True | True | True | False | [9 empty] | Non Federally-Regulated | 04/28/2010 |  | 01/21/2014
Leviton Manufacturing Co., Inc. | Leviton | O4C20-*** | Manual-On Occupant Sensor | Device | True | True | True | True | True | True | True | True | True | True | True | True |  | False | [7 empty] | Non Federally-Regulated | 09/18/2013 |  | 07/01/2014
Intelligent Lighting Controls, Inc. | Apprentice II | 930025** | Automatic Time Switch Control | System | True | True |  | True | True | [16 empty] | Non Federally-Regulated | 02/09/2010 |  | 07/01/2014
Lutron Electronics Co., Inc. | Homeworks | HRD-10*D-** | Occupant / Motion / Vacancy Se |  | True | True |  | True | [17 empty] | Non Federally-Regulated | 08/13/2007 |  | 01/07/2010
Intelligent Lighting Controls, Inc. | Light Master | 930028** | Multi-Level Astronomical Time | System | True | True |  | True | True | True | True | True | True | True | [11 empty] | Non Federally-Regulated | 02/09/2010 |  | 07/01/2014
Lutron Electronics Co., Inc. | Radio Touch | RTA-RX-F-SC | Automatic Daylighting Control |  | True | True | False | True | True | True | False |  | False |  | True | True |  |  |  | False | [5 empty] | Non Federally-Regulated | 09/19/2005 |  | 01/07/2010
Tork | Tork | DLC400BP | Multi-Level Astronomical Time |  |  |  |  | True | True | True | True | True | True | True | [11 empty] | Non Federally-Regulated | 04/06/2007 |  | 01/07/2010
Intermatic, Inc. | Gasmaster | FM1D50A-12 | Automatic Time Switch Control | Device | True | True | True | False | [17 empty] | Non Federally-Regulated | 07/17/2014 |  | 08/05/2014
Lithonia Lighting | Synergy | LSA APS OH | Exterior Photocontrol Device |  | True | False | [19 empty] | Non Federally-Regulated | 07/24/2006 |  | 01/07/2010
Legrand / Pass & Seymour | Legrand / Pass & Seymour | CDSC12* | Dimmer | Device | True | True |  | True | True | True | True | False |  |  |  | False | [9 empty] | Non Federally-Regulated | 12/23/2010 |  | 07/01/2014
Siemens Energy & Automation | Siemens Energy & Automation | 5WG1 705-8XD42 | Automatic Time Switch Control |  | True | True |  | True | True | [8 empty] | True | True | True | [5 empty] | Non Federally-Regulated | 12/19/2005 |  | 01/07/2010
Sensor Switch, Inc. | Sensor Switch | CMR PDT 9*********** | Occupant / Motion / Vacancy Se | Device | True | True |  | True | True | False | False |  |  |  |  | False | [9 empty] | Non Federally-Regulated | 04/28/2010 |  | 07/01/2014
Legrand / Pass & Seymour | Legrand / Pass & Seymour | LSLV603P* | Dimmer | Device | True | True |  | True | True | True | True | True | True | True | True | False | [9 empty] | Non Federally-Regulated | 09/14/2012 |  | 07/01/2014
Hubbell Incorporated | H-Moss | ATU1000CRP | Ultrasonic Occupant / Motion S |  | True | True |  | True | True | True | True | True | [13 empty] | Non Federally-Regulated | 06/01/1998 |  | 01/07/2010
Lutron Electronics Co., Inc. | Digital Microwatt | DMW-*ZC* | Photosensor / Photocontrol Dev |  | True | True |  | True | [17 empty] | Non Federally-Regulated | 09/12/2003 |  | 09/19/2005
Vantage Controls, Inc. | Visonic | Sensor1-C Coral Plus | Occupant / Motion / Vacancy Se |  | True | True |  | True | [8 empty] | True | [8 empty] | Non Federally-Regulated | 09/13/2006 |  | 01/07/2010
Resource Data Management | Data Manager | PR05** | Automatic Time Switch Control | Device | True | True |  | True | True | [16 empty] | Non Federally-Regulated | 11/16/2011 |  | 07/01/2014
Legrand / Wiremold | WattStopper | CLDU | Multi-Level Astronomical Time | System | True | True |  | True | True | True | True | True | True | True | [11 empty] | Non Federally-Regulated | 03/23/2010 |  | 07/01/2014
Intermatic, Inc. | Grasslin | LM2-I-120-LS1 | Automatic Daylighting Control |  | True | True | True | True | False |  | True | True | True | True | True | False |  | True | False | False | [5 empty] | Non Federally-Regulated | 09/05/2008 |  | 01/07/2010
CentraLite Systems, Inc. | Jet Stream | JS3 | Occupant / Motion / Vacancy Se | System | True | True |  | True | True | True | False |  |  |  |  | False | [9 empty] | Non Federally-Regulated | 04/15/2011 |  | 07/01/2014
Electronics Diversified, Inc. | Electronics Diversified, Inc. | T12-5 | Automatic Time Switch Control |  | True | True |  | True | True | [16 empty] | Non Federally-Regulated | 01/05/2005 |  | 01/07/2010
General Signal Building Systems | Edwards | FCC | Automatic Time Switch Control |  | True | True |  | True | True | [16 empty] | Non Federally-Regulated | 04/09/1993 |  | 01/07/2010
INNCOM by Honeywell | Novar | SAVVY31M | Automatic Time Switch Control |  | True | True |  | True | True | [16 empty] | Non Federally-Regulated | 05/03/2001 |  | 01/07/2010
Lutron Electronics Co., Inc. | Grafik Eye | GRX-3003-T-** | Automatic Time Switch Control |  | True | True |  | True | True | [16 empty] | Non Federally-Regulated | 06/20/1994 |  | 09/19/2005
Heathco, LLC | Portfolio | PF-4170 | Exterior Photocontrol Device |  | True | False | [11 empty] | True | True | True | [5 empty] | Non Federally-Regulated | 09/21/2007 |  | 01/07/2010
PLC Multipoint, Inc. | PLC Multipoint | LCP4 | Automatic Daylighting Control |  | True | True | True | True | False |  | True | True | True | True | True | True |  | True | False | False | [5 empty] | Non Federally-Regulated | 07/31/2006 |  | 01/07/2010
Cooper Controls | Greengate | CK 16******* | Manual-On Occupant Sensor | System | True | True | True | True | True | True | True | True | True | True | True | True |  | False | [7 empty] | Non Federally-Regulated | 04/15/2011 |  | 05/16/2011
Siemens Energy & Automation | Siemens Energy & Automation | 5WG1 703-8XE31 | Automatic Time Switch Control |  | True | True |  | True | True | [8 empty] | True | True | True | [5 empty] | Non Federally-Regulated | 12/19/2005 |  | 01/07/2010
Sensor Switch, Inc. | Sensor Switch | nCMB-9-******** | Occupant / Motion / Vacancy Se |  | True | True |  | True | [17 empty] | Non Federally-Regulated | 11/20/2008 |  | 01/07/2010
Universal Energy Control, Inc. | Switch-O-Matic | SOM-400 | Occupant / Motion / Vacancy Se |  | False | False |  | True | [17 empty] | Non Federally-Regulated | 04/01/1988 |  | 04/06/1998
Lutron Electronics Co., Inc. | Grafik Eye | GRX-4506-*-** | Occupant / Motion / Vacancy Se |  | True | True |  | True | [17 empty] | Non Federally-Regulated | 05/09/2000 |  | 09/19/2005
Tork | Tork | W300L | Automatic Time Switch Control | Device | True | True |  | True | True | [16 empty] | Non Federally-Regulated | 04/28/2010 |  | 07/01/2014
Heathco, LLC | Heath Zenith | SL-5710 | Exterior Photocontrol Device |  | True | False | [11 empty] | True | True | True | [5 empty] | Non Federally-Regulated | 09/21/2007 |  | 01/07/2010
Intermatic, Inc. | Intermatic | ET174C | Automatic Time Switch Control |  | True | True |  | True | True | [16 empty] | Non Federally-Regulated | 06/24/1993 |  | 01/07/2010
Legrand / Wiremold | WattStopper | NRD1A | Occupant / Motion / Vacancy Se | System | True | True | True | True | True | True | True | True | True | True | True | True |  | True | True | True | [5 empty] | Non Federally-Regulated | 03/23/2010 |  | 07/01/2014
Sensor Switch, Inc. | Sensor Switch | HWR-13-**-* | Occupant / Motion / Vacancy Se |  | True | True |  | True | [17 empty] | Non Federally-Regulated | 11/19/2001 |  | 03/01/2006
Intermatic, Inc. | Gasmaster | PC2-digi30-120-LS2 | Photosensor / Photocontrol Dev | Device | True | True | True | [18 empty] | Non Federally-Regulated | 07/17/2014 |  | 08/05/2014
Schneider Electric (Square D Wiring Devices) | Powerlink | RMC3000CG3xxx | Automatic Time Switch Control |  | True | True |  | True | True | [8 empty] | True | True | [6 empty] | Non Federally-Regulated | 08/24/2006 |  | 03/14/2008
Lutron Electronics Co., Inc. | Lutron | CCP-********-******-**-CGP*** | Photosensor / Photocontrol Dev | System | True | True |  | False | False | [16 empty] | Non Federally-Regulated | 07/10/2012 |  | 07/01/2014
Tork | Tork | W220 | Automatic Time Switch Control |  | True | True |  | True | True | [16 empty] | Non Federally-Regulated | 06/03/2003 |  | 04/27/2006
Lithonia Lighting | Panelmax Series | RCWK 32 120/277 | Automatic Time Switch Control |  | True | True |  | True | True | [16 empty] | Non Federally-Regulated | 12/13/1994 |  | 07/24/2006
Intermatic, Inc. | Grasslin | FM1D50-240U | Automatic Time Switch Control | Device | True | True |  | True | True | [16 empty] | Non Federally-Regulated | 01/20/2010 |  | 07/01/2014
Chrontrol Corp. | Chrontrol | XT-W2F | Automatic Time Switch Control |  | True | True |  | True | True | [16 empty] | Non Federally-Regulated | 02/16/1993 |  | 01/07/2010
Cooper Controls | Novitas | 01-100-** | Ultrasonic Occupant / Motion S |  | True | True |  | True | True | True | True | True | [13 empty] | Non Federally-Regulated | 11/07/2008 |  | 01/07/2010
Intermatic, Inc. | Grasslin | LM1-O-120-LS1 | Photosensor / Photocontrol Dev |  | True | True |  | True | [17 empty] | Non Federally-Regulated | 11/10/2008 |  | 01/07/2010
WattStopper, Inc. | WattStopper | WD-* | Multi-Level Occupant Sensor | Device | True | True | True | True | True | False | True | True | False | False | True | True |  | False | [7 empty] | Non Federally-Regulated | 04/29/2010 |  | 07/01/2014
PLC Multipoint, Inc. | PLC Multipoint | PC1A INDOOR | Photosensor / Photocontrol Dev |  | True | True |  | True | [17 empty] | Non Federally-Regulated | 07/19/2006 |  | 01/07/2010
Hubbell Building Automation | Hubbell Building Automation | RWSOS******* | Occupant / Motion / Vacancy Se |  | True | True |  | True | [17 empty] | Non Federally-Regulated | 09/08/2007 |  | 01/07/2010
Profile Systems LLC | Profile Systems | PROFILE P1802 | Automatic Time Switch Control |  | True | True |  | True | True | [8 empty] | True | False | True | [5 empty] | Non Federally-Regulated | 02/18/2005 |  | 02/29/2008
Sensor Switch, Inc. | Sensor Switch | WSDRR7-W | Occupant / Motion / Vacancy Se |  | True | True |  | True | [17 empty] | Non Federally-Regulated | 10/25/1996 |  | 11/19/2001
Steinel America, Inc. | Steinel | IR Quattro HD COM1-24 | Occupant / Motion / Vacancy Se | Device | True | True |  | True | True | False | False |  |  |  |  | False | [9 empty] | Non Federally-Regulated | 08/06/2013 |  | 07/01/2014
Lutron Electronics Co., Inc. | Grafik Eye | GRX-4106-*-** | Automatic Time Switch Control |  | True | True |  | True | True | [16 empty] | Non Federally-Regulated | 05/09/2000 |  | 09/19/2005
Lutron Electronics Co., Inc. | Homeworks | HS36-*********** | Multi-Level Astronomical Time | System | True | True |  | True | True | True | True | True | True | True | [11 empty] | Non Federally-Regulated | 01/20/2010 |  | 07/01/2014
Cooper Controls | Greengate | ONW-P-1001-SP-* | Occupant / Motion / Vacancy Se | System | True | True |  | True | True | True | False |  |  |  |  | False | [9 empty] | Non Federally-Regulated | 05/10/2011 |  | 07/01/2014
Hubbell Incorporated | H-Moss | ATD500CRP | Ultrasonic Occupant / Motion S |  | True | True |  | True | True | True | True | True | [13 empty] | Non Federally-Regulated | 06/01/1998 |  | 01/07/2010
Hubbell Building Automation | Hubbell Building Automation | WIH-OS-OMIR** | Occupant / Motion / Vacancy Se | System | True | True |  | True | True | True | False |  |  |  |  | False | [9 empty] | Non Federally-Regulated | 02/28/2012 |  | 07/01/2014
Lutron Electronics Co., Inc. | Lutron | LP4/********************* | Multi-Level Astronomical Time | System | True | True |  | True | True | True | True | True | True | True | [11 empty] | Non Federally-Regulated | 12/28/2009 |  | 07/01/2014
Thomas & Betts | Control Unit | CU-100 | Occupant / Motion / Vacancy Se |  | False | False |  | True | [17 empty] | Non Federally-Regulated | 04/01/1988 |  | 04/06/1998
Hunt Dimming | Simplicity | SCP-2-*/SIU-* | Automatic Daylighting Control |  | True | True | False | True | True | True | True | True | True | True | True | False | False |  |  | True |  | True |  |  |  | Non Federally-Regulated | 10/18/2005 |  | 01/07/2010
Lutron Electronics Co., Inc. | HomeWorks QS | HQP6-2-120 | Multi-Level Occupant Sensor | System | True | True | True | True | True | True | True | False | True | True | True | True |  | False | [7 empty] | Non Federally-Regulated | 07/10/2012 |  | 07/01/2014
Lightolier Controls | Insight | IS2-600-I | Occupant / Motion / Vacancy Se |  | True | True |  | True | [17 empty] | Non Federally-Regulated | 08/10/1992 |  | 04/06/1998
Crestron Electronics | Crestron Electronics | IPAC-GL1 | Automatic Time Switch Control | System | True | True |  | True | True | [16 empty] | Non Federally-Regulated | 03/01/2010 |  | 07/01/2014
Sensor Switch, Inc. | Sensor Switch | CMR-9-*-***-*-** | Occupant / Motion / Vacancy Se |  | True | True |  | True | [17 empty] | Non Federally-Regulated | 03/01/2006 |  | 01/07/2010
Lightstat, Inc. | Lightstat | ALC-5-52-*** | Occupant / Motion / Vacancy Se |  | True | True |  | True | [17 empty] | Non Federally-Regulated | 06/23/1998 |  | 03/14/2006
Siemens Energy & Automation | Siemens Energy & Automation | 5WG1 704-8XK33 | Automatic Time Switch Control |  | True | True |  | True | True | [8 empty] | True | True | True | [5 empty] | Non Federally-Regulated | 12/19/2005 |  | 01/07/2010
Intermatic, Inc. | Intermatic | ET70415CR24 | Astronomical Time Switch Contr |  | True | True |  | True | True | True | True | True | True | True |  |  |  | True | False | False | [5 empty] | Non Federally-Regulated | 06/29/2006 |  | 01/07/2010
Lithonia Lighting | Panelmax Series | LCP1 48 120/277 | Automatic Time Switch Control |  | True | True |  | True | True | [16 empty] | Non Federally-Regulated | 04/29/1993 |  | 02/24/2000
Lutron Electronics Co., Inc. | Grafik Eye | GRX-4506-*-** | Automatic Time Switch Control |  | True | True |  | True | True | [16 empty] | Non Federally-Regulated | 05/09/2000 |  | 09/19/2005
Gentec, Inc. | Schneider Electric | SERPL8HS | Automatic Time Switch Control | System | True | True |  | True | True | [16 empty] | Non Federally-Regulated | 01/20/2012 |  | 07/01/2014
Lutron Electronics Co., Inc. | Lutron | PD-3PDCL******** | Automatic Time Switch Control | System | True | True |  | True | True | [16 empty] | Non Federally-Regulated | 07/23/2013 |  | 07/01/2014
Cooper Controls | Novitas | 01-161-** | Ultrasonic Occupant / Motion S |  | True | True |  | True | True | True | True | True | [13 empty] | Non Federally-Regulated | 11/07/2008 |  | 01/07/2010
Echoflex Solutions, Inc. | Echoflex | ERDRC-*C*-***/***/*** | Photosensor / Photocontrol Dev | Device | True | True | True | [18 empty] | Non Federally-Regulated | 09/08/2014 |  | 03/24/2015
Lutron Electronics Co., Inc. | Radio RA | RA-SBT-CHR | Multi-Level Astronomical Time |  | True | True |  | True | True | True | True | True | True | True | [11 empty] | Non Federally-Regulated | 08/13/2007 |  | 01/07/2010
Tork | Tork | OSWS9PDM | Occupant / Motion / Vacancy Se |  | True | True |  | True | [17 empty] | Non Federally-Regulated | 01/17/2008 |  | 01/07/2010
Lighting Control & Design | Lighting Control & Design | GR24**/**DTC*********** | Multi-Level Astronomical Time | System | True | True |  | True | True | True | True | True | True | True | [11 empty] | Non Federally-Regulated | 12/28/2009 |  | 07/01/2014
Vantage Controls, Inc. | Vantage Controls, Inc. | EM-LightSensor | Photosensor / Photocontrol Dev | System | True | True |  | False | False | [16 empty] | Non Federally-Regulated | 03/23/2010 |  | 07/01/2014
GE Lighting, a Savant company | GE Lighting Controls | CLCINT48-INTR48-***-*0*S | Automatic Time Switch Control | System | True | True |  | True | True | [16 empty] | Non Federally-Regulated | 07/27/2012 |  | 07/01/2014
Lutron Electronics Co., Inc. | Radio Touch | RTA-RX-F-SC | Occupant / Motion / Vacancy Se |  | True | True |  | True | [17 empty] | Non Federally-Regulated | 05/09/2000 |  | 01/07/2010
Lutron Electronics Co., Inc. | LCP 128 | LCP-*-***FT | Exterior Photocontrol Device |  | True | True |  | True | True | True | [15 empty] | Non Federally-Regulated | 09/19/2005 |  | 01/07/2010
Lutron Electronics Co., Inc. | Lutron | QP2-******************* | Multi-Level Occupant Sensor | System | True | True | True | True | True | True | True | True | True | True | True | True |  | False | [7 empty] | Non Federally-Regulated | 12/28/2009 |  | 07/01/2014
Legrand / Pass & Seymour | Legrand / Pass & Seymour | T1003* | Dimmer | Device | True | True |  | True | True | True | True | True | True | True | True | False | [9 empty] | Non Federally-Regulated | 09/14/2012 |  | 07/01/2014
Lutron Electronics Co., Inc. | Centralized Lighting Control | G5-AR-****-*-120 | Multi-Level Astronomical Time |  | True | True |  | True | True | True | True | True | True | True | [11 empty] | Non Federally-Regulated | 09/19/2005 |  | 01/07/2010
Sensor Switch, Inc. | Sensor Switch | CM 10********* | Occupant / Motion / Vacancy Se | Device | True | True |  | True | True | False | False |  |  |  |  | False | [9 empty] | Non Federally-Regulated | 04/28/2010 |  | 07/01/2014
Lutron Electronics Co., Inc. | Homeworks | HW-RPM-4E-120 | Multi-Level Occupant Sensor | System | True | True | True | True | True | False | True | True | True | True | True | True |  | False | [7 empty] | Non Federally-Regulated | 01/20/2010 |  | 07/01/2014
GE Industrial Systems | GE Industrial Systems | RSENUSWLV4 | Photosensor / Photocontrol Dev |  | True | False |  | True | [17 empty] | Non Federally-Regulated | 03/20/2001 |  | 01/07/2010
Novitas, Inc. | Novitas | 01-084 | Ultrasonic Occupant / Motion S |  | True | True |  | True | True | True | True | True | [13 empty] | Non Federally-Regulated | 08/11/1992 |  | 09/06/2005
Desa Specialty, LLC | Secure Home | SH-5411 | Exterior Photocontrol Device |  | True | False | [11 empty] | True | True | True | [5 empty] | Non Federally-Regulated | 06/14/2005 |  | 09/20/2007
WattStopper, Inc. | WattStopper | HB350TP | Occupant / Motion / Vacancy Se |  | True | True |  | True | [8 empty] | False | True | True | False | True | False |  |  |  | Non Federally-Regulated | 02/14/2008 |  | 01/07/2010
Lutron Electronics Co., Inc. | HomeWorks QS | HQR-3LD | Automatic Time Switch Control | System | True | True |  | True | True | [16 empty] | Non Federally-Regulated | 07/10/2012 |  | 07/01/2014
Sensor Switch, Inc. | Sensor Switch | PP-20-2P | Occupant / Motion / Vacancy Se |  | True | True |  | True | [17 empty] | Non Federally-Regulated | 11/19/2001 |  | 03/01/2006
Convia, Inc., A Herman Miller Co. | Convia | GSE-SCD-WH | Astronomical Time Switch Contr |  | True | True |  | True | True | True | True | True | True | True |  |  |  | False | True | True | [5 empty] | Non Federally-Regulated | 04/04/2008 |  | 01/07/2010
Maple Chase Co. | Paragon Electrical Products | EL7100PC/208-240V | Automatic Time Switch Control |  | True | True |  | True | True | [16 empty] | Non Federally-Regulated | 12/15/1998 |  | 01/07/2010
General Signal Building Systems | Mirtone | IRC-3 | Automatic Time Switch Control |  | True | True |  | True | True | [16 empty] | Non Federally-Regulated | 04/09/1993 |  | 01/07/2010
Sensor Switch, Inc. | Sensor Switch | WV 16*********** | Occupant / Motion / Vacancy Se | Device | True | True |  | True | True | False | False |  |  |  |  | False | [9 empty] | Non Federally-Regulated | 04/28/2010 |  | 07/01/2014
Sensor Switch, Inc. | Sensor Switch | CMB PC ADC****** | Automatic Daylighting Control | Device | True | True | True | True | False |  |  | True | True | True | True | True |  | True | [7 empty] | Non Federally-Regulated | 04/28/2010 |  | 07/01/2014
Legrand / Wiremold | WattStopper | LRD2A | Occupant / Motion / Vacancy Se | System | True | True | True | True | True | True | True | True | True | True | True | True |  | True | True | True | [5 empty] | Non Federally-Regulated | 03/23/2010 |  | 07/01/2014
Intermatic, Inc. | Gasmaster | FM1D50E-120 | Automatic Time Switch Control | Device | True | True | True | False | [17 empty] | Non Federally-Regulated | 07/17/2014 |  | 08/05/2014
Philips Teletrol | Teletrol | eSC 270-*-* | Automatic Time Switch Control | Device | True | True |  | True | True | [16 empty] | Non Federally-Regulated | 11/08/2011 |  | 07/01/2014
Lutron Electronics Co., Inc. | Lutron | MK-600PI******** | Dimmer | Device | True | True |  | True | True | True | True | False |  |  |  | False | [9 empty] | Non Federally-Regulated | 12/28/2009 |  | 01/21/2014
Legrand / Wiremold | WattStopper | CNDU | Dimmer | System | True | True | True | True | True | True | True | True | True | True | True | True | [9 empty] | Non Federally-Regulated | 03/23/2010 |  | 07/01/2014
Leviton Manufacturing Co., Inc. | Leviton | PS110-7** | Occupant / Motion / Vacancy Se | Device | True | True |  | True | True | False | False |  |  |  |  | False | [9 empty] | Non Federally-Regulated | 12/20/2012 |  | 07/01/2014
Schneider Electric | SERP | SERPB48HS | Automatic Time Switch Control | System | True | True |  | True | True | [16 empty] | Non Federally-Regulated | 09/11/2012 |  | 07/01/2014
Cooper Wiring Devices | Skye | SI10P-** | Dimmer | Device | True | True |  | True | True | True | True | True | True | True | True | False | [9 empty] | Non Federally-Regulated | 12/29/2010 |  | 07/01/2014
Vantage Controls, Inc. | Vantage Controls, Inc. | IC-36** | Automatic Daylighting Control | System | True | True | True | True | True | True | True | True | True | True | True | True |  | True | [7 empty] | Non Federally-Regulated | 03/23/2010 |  | 07/01/2014
Hubbell Building Automation | Hubbell Building Automation | HIDSENPIR | Occupant / Motion / Vacancy Se |  | True | True |  | True | [17 empty] | Non Federally-Regulated | 05/20/2004 |  | 01/07/2010
Lithonia Control Systems | Litronic Series | LUS 1000 | Ultrasonic Occupant / Motion S |  | False | False |  | True | True | True | True | True | [13 empty] | Non Federally-Regulated | 01/01/1989 |  | 04/06/1998
PLC Multipoint, Inc. | PLC Multipoint | LPB-**R-**DI-**DF-*******V | Automatic Time Switch Control | System | True | True |  | True | True | [16 empty] | Non Federally-Regulated | 03/04/2010 |  | 07/01/2014
Lumisys | Lumisys | L28** | Automatic Time Switch Control |  | True | True |  | True | True | [16 empty] | Non Federally-Regulated | 03/13/2006 |  | 01/07/2010
Tork | Tork | EW102-24 | Automatic Time Switch Control |  | True | True |  | True | True | [16 empty] | Non Federally-Regulated | 03/22/2001 |  | 04/27/2006
Intermatic, Inc. | Intermatic | LC4521C | Photosensor / Photocontrol Dev | Device | True | True |  | False | False | [16 empty] | Non Federally-Regulated | 01/20/2010 |  | 07/01/2014
Lutron Electronics Co., Inc. | Lutron | MRF2-3BRL-L***** | Dimmer | Device | True | True |  | True | True | True | True | False |  |  |  | False | [9 empty] | Non Federally-Regulated | 12/28/2009 |  | 07/01/2014
ZHEJIANG YUANTAI ELECTRICAL TECHNOLOGY CO., LTD. | Enerware | YM181 | Manual-On Occupant Sensor | Device | True | True |  | True | True | True | True | True | False |  |  |  |  | False | [7 empty] | Non Federally-Regulated | 10/05/2011 |  | 07/01/2014
Carrier Corp. | Carrier | 33CS420-** | Automatic Time Switch Control |  | True | True |  | True | True | [8 empty] | True | True | True | [5 empty] | Non Federally-Regulated | 03/13/2008 |  | 07/24/2015
Tork | Tork | 7100 | Automatic Time Switch Control |  | True | True |  | True | True | [16 empty] | Non Federally-Regulated | 06/03/2003 |  | 04/27/2006
Legrand / Pass & Seymour | Legrand / Pass & Seymour | 95681* | Dimmer | Device | True | True |  | True | True | True | True | False |  |  |  | False | [9 empty] | Non Federally-Regulated | 12/23/2010 |  | 07/01/2014
Cooper Controls | Greengate | VNW-P-1001-SP-* | Occupant / Motion / Vacancy Se | Device | True | True |  | True | True | True | False |  |  |  |  | False | [9 empty] | Non Federally-Regulated | 08/07/2013 |  | 07/01/2014
Lutron Electronics Co., Inc. | Homeworks | HWD-10ND*** | Automatic Time Switch Control | System | True | True |  | True | True | [16 empty] | Non Federally-Regulated | 01/20/2010 |  | 07/01/2014
Cooper Wiring Devices | Novitas | 01-DL401 | Ultrasonic Occupant / Motion S |  | True | True |  | True | True | True | True | True |  |  |  |  | True | True | True | False | True | False |  |  |  | Non Federally-Regulated | 08/18/2006 |  | 04/10/2008
Leviton Manufacturing Co., Inc. | Leviton | OSC20-U** | Ultrasonic Occupant / Motion S |  | True | True |  | True | True | True | True | True | [13 empty] | Non Federally-Regulated | 10/13/2006 |  | 01/07/2010
Cooper Controls | Greengate | CK T 48******* | Manual-On Occupant Sensor | System | True | True | True | True | True | True | True | True | True | True | True | True |  | False | [7 empty] | Non Federally-Regulated | 04/15/2011 |  | 05/16/2011
Trane U.S. Inc. | Tracer | UC400 | Automatic Time Switch Control | Device | True | True |  | True | True | [16 empty] | Non Federally-Regulated | 12/27/2012 |  | 07/01/2014
Vantage Controls, Inc. | Vantage Controls, Inc. | CLLDRR100 | Automatic Time Switch Control | System | True | True |  | True | True | [16 empty] | Non Federally-Regulated | 03/23/2010 |  | 07/01/2014
Legrand / Pass & Seymour | Legrand / Pass & Seymour | 92081* | Dimmer | Device | True | True |  | True | True | True | True | False |  |  |  | False | [9 empty] | Non Federally-Regulated | 12/23/2010 |  | 07/01/2014
Burle Industries | Burle | C-29 | Occupant / Motion / Vacancy Se |  | True | True |  | True | [17 empty] | Non Federally-Regulated | 08/28/1992 |  | 08/02/1993
Lightstat, Inc. | Lightstat | ELC-5-*R-*** | Multi-Level Astronomical Time | System | True | True |  | True | True | True | True | True | True | True | [11 empty] | Non Federally-Regulated | 05/02/2011 |  | 07/01/2014
Leviton Manufacturing Co., Inc. | Leviton | ODC05-*** | Occupant / Motion / Vacancy Se | Device | True | True |  | True | True | True | True | True | True | True | True | False | [9 empty] | Non Federally-Regulated | 09/10/2013 |  | 07/01/2014
Lutron Electronics Co., Inc. | Homeworks | HWV-1000NS-** | Occupant / Motion / Vacancy Se | System | True | True |  | True | True | False | False |  |  |  |  | False | [9 empty] | Non Federally-Regulated | 01/20/2010 |  | 07/01/2014
Convia, Inc., A Herman Miller Co. | Convia | GSE-IRH-WH | Manual-On Occupant Sensor | System | True | True | True | True | True | True | True | True | True | True | True | True | True | True | True | True |  | True |  |  |  | Non Federally-Regulated | 03/04/2010 |  | 04/27/2011
Siemens Energy & Automation | Siemens Energy & Automation | 5WG1 703-8XD02 | Automatic Time Switch Control |  | True | True |  | True | True | [8 empty] | True | True | True | [5 empty] | Non Federally-Regulated | 12/19/2005 |  | 01/07/2010
Sensor Switch, Inc. | Sensor Switch | RMR-6-2P-*-*-** | Occupant / Motion / Vacancy Se |  | True | True |  | True | [17 empty] | Non Federally-Regulated | 11/20/2008 |  | 01/07/2010
Siemens Energy & Automation | Siemens Energy & Automation | 5WG1 703-8XJ41 | Automatic Time Switch Control |  | True | True |  | True | True | [8 empty] | True | True | True | [5 empty] | Non Federally-Regulated | 12/19/2005 |  | 01/07/2010
Lutron Electronics Co., Inc. | Lutron | CCP-******-*****-** | Occupant / Motion / Vacancy Se | System | True | True |  | True | True | True | False |  |  |  |  | False | [9 empty] | Non Federally-Regulated | 07/10/2012 |  | 07/01/2014
Lumisys | Lumisys | Ld200 | Automatic Time Switch Control |  | True | True |  | True | True | [16 empty] | Non Federally-Regulated | 05/25/2007 |  | 01/07/2010
Schneider Electric | SERP | SERPL32HS | Automatic Time Switch Control | System | True | True |  | True | True | [16 empty] | Non Federally-Regulated | 09/11/2012 |  | 07/01/2014
Lutron Electronics Co., Inc. | Lutron | XP32-******************* | Occupant / Motion / Vacancy Se | System | True | True |  | True | True | True | False |  |  |  |  | False | [9 empty] | Non Federally-Regulated | 04/28/2010 |  | 07/01/2014
Lutron Electronics Co., Inc. | Grafik 6000 | OMX-3606-*-** | Automatic Time Switch Control |  | True | True |  | True | True | [16 empty] | Non Federally-Regulated | 05/24/2000 |  | 09/19/2005
Lutron Electronics Co., Inc. | Grafik Eye | RPT9/**-120***** | Photosensor / Photocontrol Dev |  | True | True |  | True | [17 empty] | Non Federally-Regulated | 09/12/2003 |  | 09/19/2005
Paragon Electric Co. | Paragon | EC72D//24V | Automatic Time Switch Control |  | True | True |  | True | True | [16 empty] | Non Federally-Regulated | 11/23/1992 |  | 01/21/1999
Macro Electronics | Macro Electronics | MDS-DC-* | Automatic Daylighting Control |  | True | True |  | True | True | True | False | [9 empty] | True |  |  |  |  | Non Federally-Regulated | 11/22/1996 |  | 12/19/2000
Legrand / Wiremold | WattStopper | LRD1F | Manual-On Occupant Sensor | System | True | True | True | True | True | True | True | True | True | True | True | True | True | True | True | True |  | True |  |  |  | Non Federally-Regulated | 03/23/2010 |  | 07/01/2014
Signify North America Corporation | Philips Lighting Electronics North America | LRS2210** | Occupant / Motion / Vacancy Se | Device | True | True |  | True | True | False | False |  |  |  |  | False | [9 empty] | Non Federally-Regulated | 06/20/2011 |  | 07/01/2014
Lighting Control & Design | Lighting Control & Design | GR24**/**SLAVE******* | Multi-Level Daylighting Contro |  | True | True |  | True | True | True | True | [14 empty] | Non Federally-Regulated | 06/22/2005 |  | 12/28/2009
Tork | Tork | 1848A | Automatic Time Switch Control |  | True | True |  | True | True | [16 empty] | Non Federally-Regulated | 06/03/2003 |  | 04/27/2006
Computer Process Controls | Computer Process Controls | 831-1010 | Automatic Time Switch Control |  | True | True |  | True | True | [16 empty] | Non Federally-Regulated | 12/24/1998 |  | 01/07/2010
Lutron Electronics Co., Inc. | Lutron | QSGRJ-*P*********** | Dimmer | System | True | True |  | True | True | True | True | False |  |  |  | False | [9 empty] | Non Federally-Regulated | 05/19/2010 |  | 07/01/2014
Intermatic, Inc. | Intermatic | ET70215CR | Astronomical Time Switch Contr | Device | True | True |  | True | True | True | True | True | True | True | [11 empty] | Non Federally-Regulated | 01/20/2010 |  | 07/01/2014
Lutron Electronics Co., Inc. | Radio RA2 | RR-VCRX*** | Multi-Level Occupant Sensor | System | True | True | True | True | True | False | True | True | True | True | True | True |  | False | [7 empty] | Non Federally-Regulated | 12/17/2009 |  | 07/01/2014
Heathco, LLC | Ace | AC-5511 | Exterior Photocontrol Device |  | True | False | [11 empty] | True | True | True | [5 empty] | Non Federally-Regulated | 09/21/2007 |  | 01/07/2010
Lutron Electronics Co., Inc. | Lutron | CCP-******-******-**-CGP**** | Astronomical Time Switch Contr | System | True | True |  | True | True | True | True | True | True | True | [11 empty] | Non Federally-Regulated | 07/10/2012 |  | 07/01/2014
Legrand / Wiremold | WattStopper | CE8104 SERIES | Automatic Daylighting Control | System | True | True | True | True | True | True | True | True | True | True | True | True |  | True | [7 empty] | Non Federally-Regulated | 03/23/2010 |  | 07/01/2014
Sensor Switch, Inc. | Sensor Switch | CM600HD | Occupant / Motion / Vacancy Se |  | True | True |  | True | [17 empty] | Non Federally-Regulated | 12/01/1992 |  | 11/19/2001
Legrand / Wiremold | WattStopper | CLDU | Automatic Daylighting Control | System | True | True | True | True | True | True | True | True | True | True | True | True |  | True | [7 empty] | Non Federally-Regulated | 03/23/2010 |  | 07/01/2014
General Signal Building Systems | Mirtone | FCC | Automatic Time Switch Control |  | True | True |  | True | True | [16 empty] | Non Federally-Regulated | 04/09/1993 |  | 01/07/2010
Cooper Controls | Greengate | CK T 32******* | Occupant / Motion / Vacancy Se | System | True | True |  | True | True | True | True | True | True | True | True | False | [9 empty] | Non Federally-Regulated | 04/15/2011 |  | 07/01/2014
Cooper Controls | iLumin | SC120-24-HE-3P-ML-20 | Multi-Level Astronomical Time |  | True | True |  | True | True | True | True | True | True | True | [11 empty] | Non Federally-Regulated | 11/07/2008 |  | 01/07/2010
Cooper Wiring Devices | Aspire | 9568-** | Dimmer | Device | True | True |  | True | True | True | True | True | True | True | True | False | [9 empty] | Non Federally-Regulated | 12/29/2010 |  | 07/01/2014
Mytech Corp. | Mytech | LAS-1800SF | Ultrasonic Occupant / Motion S |  | True | True |  | True | True | True | True | True | [13 empty] | Non Federally-Regulated | 02/01/1993 |  | 06/04/1999
Lutron Electronics Co., Inc. | Hi-Lume | H3DT********** | Automatic Time Switch Control |  | True | True |  | True | True | [8 empty] | True | True | True | [5 empty] | Non Federally-Regulated | 01/08/2008 |  | 01/07/2010
Legrand / Pass & Seymour | Legrand | ADPD1103HM2 | Dimmer | Device | True | True |  | True | True | True | True | True | True | True | True | False | [9 empty] | Non Federally-Regulated | 09/14/2012 |  | 07/01/2014
Sensor Switch, Inc. | Sensor Switch | RM-10-********* | Occupant / Motion / Vacancy Se |  | True | True |  | True | [17 empty] | Non Federally-Regulated | 11/20/2008 |  | 01/07/2010
Lutron Electronics Co., Inc. | Lutron | CCP-********-******-**-CGP*** | Dimmer | System | True | True |  | True | True | True | True | False |  |  |  | False | [9 empty] | Non Federally-Regulated | 07/10/2012 |  | 07/01/2014
Sensor Switch, Inc. | Sensor Switch | nCMR-6-**** | Occupant / Motion / Vacancy Se |  | True | True |  | True | [17 empty] | Non Federally-Regulated | 11/20/2008 |  | 01/07/2010
WattStopper, Inc. | WattStopper | ADFM277-10A-* | Dimmer | Device | True | True |  | True | True | True | True | True | True | True | True | False | [9 empty] | Non Federally-Regulated | 08/31/2010 |  | 07/01/2014
Sensor Switch, Inc. | Sensor Switch | nHMRB 10 2P*** | Occupant / Motion / Vacancy Se | System | True | True |  | True | True | False | False |  |  |  |  | False | [9 empty] | Non Federally-Regulated | 04/28/2010 |  | 07/01/2014
Cooper Controls | Greengate | CK 16******* | Automatic Time Switch Control | System | True | True |  | True | True | [16 empty] | Non Federally-Regulated | 04/15/2011 |  | 07/01/2014
Siemens Energy & Automation | Siemens Energy & Automation | 5WG1 704-8XF44 | Automatic Time Switch Control |  | True | True |  | True | True | [8 empty] | True | True | True | [5 empty] | Non Federally-Regulated | 12/19/2005 |  | 01/07/2010
Litetouch, Inc. | Litetouch, Inc. | 08-2118-01 | Automatic Time Switch Control |  | True | True |  | True | True | [16 empty] | Non Federally-Regulated | 09/29/2003 |  | 01/07/2010
Convia, Inc., A Herman Miller Co. | Convia | GSA-GCA | Automatic Daylighting Control | System | True | True | True | True | True | True | True | True | True | True | True | True |  | True | [7 empty] | Non Federally-Regulated | 03/04/2010 |  | 07/01/2014
Encelium Technologies | Encelium Technologies | ECU-100 | Occupant / Motion / Vacancy Se |  | True | True |  | True | [9 empty] | True | True | True | [5 empty] | Non Federally-Regulated | 12/19/2006 |  | 01/07/2010
Echoflex Solutions, Inc. | Echoflex | ERNR-AI* | Occupant Sensing Device | Device | True | True | True | True | True | False |  |  |  | False |  |  | False |  | False |  | True | True | True | True | True | Non Federally-Regulated | 12/08/2014 |  | 03/24/2015
Schneider Electric | Schneider Electric | SLSWDS1500 | Occupant / Motion / Vacancy Se | Device | True | True |  | True | True | True | True | True | True | True | True | False | [9 empty] | Non Federally-Regulated | 10/31/2013 |  | 07/01/2014
Cooper Controls | iLumin | SC277-06-HE-3P-ML-20 | Multi-Level Astronomical Time |  | True | True |  | True | True | True | True | True | True | True | [11 empty] | Non Federally-Regulated | 11/07/2008 |  | 01/07/2010
Lutron Electronics Co., Inc. | Radio RA | RAMC-MFE | Multi-Level Astronomical Time |  | True | True |  | True | True | True | True | True | True | True | [11 empty] | Non Federally-Regulated | 08/13/2007 |  | 01/07/2010
Lutron Electronics Co., Inc. | Radio Touch | RTA-RX-F | Occupant / Motion / Vacancy Se |  | True | True |  | True | [17 empty] | Non Federally-Regulated | 05/09/2000 |  | 01/07/2010
Lutron Electronics Co., Inc. | Lutron | LCP16-******************* | Multi-Level Astronomical Time | System | True | True |  | True | True | True | True | True | True | True | [11 empty] | Non Federally-Regulated | 12/28/2009 |  | 07/01/2014
Lutron Electronics Co., Inc. | Lutron | S-600PNL******** | Dimmer | Device | True | True |  | True | True | True | True | False |  |  |  | False | [9 empty] | Non Federally-Regulated | 12/28/2009 |  | 07/01/2014
Lutron Electronics Co., Inc. | HomeWorks QS | HQR-3PD-* | Multi-Level Occupant Sensor | System | True | True | True | True | True | True | True | False | True | True | True | True |  | False | [7 empty] | Non Federally-Regulated | 07/10/2012 |  | 07/01/2014
Lighting Control & Design | Lighting Control & Design | GR2400ACC-***DTC*** | Automatic Time Switch Control | System | True | True |  | True | True | [16 empty] | Non Federally-Regulated | 12/28/2009 |  | 07/01/2014
Emerson Climate Technologies Retail Solutions | E2 | CX-300/400 | Automatic Time Switch Control | System | True | True |  | True | True | [16 empty] | Non Federally-Regulated | 10/30/2012 |  | 07/01/2014
Lutron Electronics Co., Inc. | Lutron | GP3-******************* | Multi-Level Astronomical Time | System | True | True |  | True | True | True | True | True | True | True | [11 empty] | Non Federally-Regulated | 12/28/2009 |  | 07/01/2014
Siemens Energy & Automation | Siemens Energy & Automation | 5WG1 703-8XB02 | Automatic Time Switch Control |  | True | True |  | True | True | [8 empty] | True | True | True | [5 empty] | Non Federally-Regulated | 12/19/2005 |  | 01/07/2010
Lighting Control & Design | Lighting Control & Design | GR24**/**SLAVE******* | Automatic Daylighting Control |  | True | True | True | True | False |  | True | True | True | True | True | True |  | True | False | False | [5 empty] | Non Federally-Regulated | 06/28/2005 |  | 12/28/2009
BRK Electronics | BRK Electronics | TS114M | Automatic Time Switch Control |  | True | True |  | True | True | [16 empty] | Non Federally-Regulated | 04/29/1994 |  | 12/11/2000
Lutron Electronics Co., Inc. | Lutron | MS-OPS5AM******* | Dimmer | Device | True | True |  | True | True | True | True | False |  |  |  | False | [9 empty] | Non Federally-Regulated | 12/28/2009 |  | 07/01/2014
Siemens Energy & Automation | Siemens Energy & Automation | 5WG1 704-8XC03 | Automatic Time Switch Control |  | True | True |  | True | True | [8 empty] | True | True | True | [5 empty] | Non Federally-Regulated | 12/19/2005 |  | 01/07/2010
WattStopper, Inc. | WattStopper | RH-250-* | Occupant / Motion / Vacancy Se | Device | True | True |  | True | True | False | False |  |  |  |  | False | [9 empty] | Non Federally-Regulated | 02/04/2010 |  | 07/01/2014
Convia, Inc., A Herman Miller Co. | Convia | GSE-PDC-03 | Photosensor / Photocontrol Dev |  | True | True |  | True | [17 empty] | Non Federally-Regulated | 04/04/2008 |  | 01/07/2010
Schneider Electric (Square D Wiring Devices) | Square D Co. | SLSPWS120V* | Occupant / Motion / Vacancy Se |  | True | True |  | True | [8 empty] | True | True | True | False | True | True |  |  |  | Non Federally-Regulated | 12/24/2007 |  | 01/07/2010
Lightstat, Inc. | Lightstat | ALC-4-40-*** | Occupant / Motion / Vacancy Se |  | True | True |  | True | [17 empty] | Non Federally-Regulated | 06/23/1998 |  | 03/14/2006
Lightstat, Inc. | Lightstat | ALT-4-**-*-*** | Multi-Level Occupant Sensor | System | True | True | True | True | True | False | True | True | False | True | True | True |  | False | [7 empty] | Non Federally-Regulated | 05/02/2011 |  | 07/01/2014
Lutron Electronics Co., Inc. | Lutron | AN-10P********** | Dimmer | Device | True | True |  | True | True | True | True | False |  |  |  | False | [9 empty] | Non Federally-Regulated | 12/28/2009 |  | 01/21/2014
Paragon Electric Co. | Paragon | EC72ST/240V | Automatic Time Switch Control |  | True | True |  | True | True | [16 empty] | Non Federally-Regulated | 11/23/1992 |  | 01/21/1999
Lutron Electronics Co., Inc. | Softswitch 128 | XPS8-******-** | Automatic Daylighting Control |  | True | True | True | True | False |  | False |  | False |  | True | False |  | True |  | False | [5 empty] | Non Federally-Regulated | 09/19/2005 |  | 01/07/2010
WattStopper, Inc. | WattStopper | CI-24-* | Occupant / Motion / Vacancy Se | Device | True | True |  | True | True | False | False |  |  |  |  | False | [9 empty] | Non Federally-Regulated | 02/04/2010 |  | 07/01/2014
Bryant Electric, Inc. | Motion Switch | CP120277 | Occupant / Motion / Vacancy Se |  | True | True |  | True | [17 empty] | Non Federally-Regulated | 08/28/1992 |  | 04/06/1998
Lightolier Controls | IntelliSight | ITS2U | Occupant / Motion / Vacancy Se |  | True | True |  | True | [9 empty] | True | True | False | [5 empty] | Non Federally-Regulated | 11/28/2007 |  | 01/07/2010
Siemens Energy & Automation | Siemens Energy & Automation | 5WG1 705-8XC14 | Automatic Time Switch Control |  | True | True |  | True | True | [8 empty] | True | True | True | [5 empty] | Non Federally-Regulated | 12/19/2005 |  | 01/07/2010
Desa Specialty, LLC | Heath Zenith | SL-4160 | Exterior Photocontrol Device |  | True | False | [11 empty] | True | True | True | [5 empty] | Non Federally-Regulated | 05/26/2005 |  | 09/20/2007
Cooper Controls | Greengate | CK2 120** | Astronomical Time Switch Contr | System | True | True |  | True | True | True | True | True | True | True | [11 empty] | Non Federally-Regulated | 04/15/2011 |  | 07/01/2014
Siemens Energy & Automation | Siemens Energy & Automation | 5WG1 705-8XG23 | Automatic Time Switch Control |  | True | True |  | True | True | [8 empty] | True | True | True | [5 empty] | Non Federally-Regulated | 12/19/2005 |  | 01/07/2010
Tork | Tork | DW2100A | Automatic Time Switch Control |  | True | True |  | True | True | [16 empty] | Non Federally-Regulated | 05/20/1997 |  | 04/06/1998
Sensor Switch, Inc. | Sensor Switch | WSD PDT************** | Occupant / Motion / Vacancy Se | Device | True | True |  | True | True | True | False |  |  |  |  | False | [9 empty] | Non Federally-Regulated | 04/28/2010 |  | 07/01/2014
Longjoin | Dayton | 26WA90 | Photosensor / Photocontrol Dev | Device | True | True |  | False | False | [16 empty] | Non Federally-Regulated | 07/29/2013 |  | 07/01/2014
Sensor Switch, Inc. | PIR Wall Switch | WS-277 | Occupant / Motion / Vacancy Se |  | False | False |  | True | [17 empty] | Non Federally-Regulated | 01/01/1989 |  | 04/06/1998
Longjoin | Dayton | 26WA97 | Photosensor / Photocontrol Dev | Device | True | True |  | False | False | [16 empty] | Non Federally-Regulated | 07/29/2013 |  | 07/01/2014
Sensor Switch, Inc. | Sensor Switch | CM-10-RR7-*-**-** | Occupant / Motion / Vacancy Se |  | True | True |  | True | [17 empty] | Non Federally-Regulated | 03/01/2006 |  | 01/07/2010
Sensor Switch, Inc. | Sensor Switch | nCMB-50-2P-********* | Occupant / Motion / Vacancy Se |  | True | True |  | True | [17 empty] | Non Federally-Regulated | 11/20/2008 |  | 01/07/2010
Lutron Electronics Co., Inc. | Lutron | CCP-****-******-** | Automatic Time Switch Control | System | True | True |  | True | True | [16 empty] | Non Federally-Regulated | 07/10/2012 |  | 07/01/2014
GE Lighting, a Savant company | GE Lighting Controls | CUS-05-180-R | Occupant / Motion / Vacancy Se | Device | True | True |  | True | True | False | True | True | True | True | True | False | [9 empty] | Non Federally-Regulated | 04/13/2012 |  | 07/01/2014
Novitas, Inc. | Novitas | 01-PDI | Photosensor / Photocontrol Dev |  | True | False |  | True | [17 empty] | Non Federally-Regulated | 05/01/2001 |  | 09/06/2005
Lighting Control & Design | Lighting Control & Design | GR240*IDIM*******s | Automatic Daylighting Control |  | True | True | True | True | False |  | True | True | True | True | True | True |  | False | True | False | [5 empty] | Non Federally-Regulated | 06/28/2005 |  | 12/28/2009
Electronics Diversified, Inc. | Electronics Diversified, Inc. | LMS-DRC-10 | Automatic Daylighting Control |  | True | True |  | True | False |  | True | True | [8 empty] | True |  |  |  |  | Non Federally-Regulated | 01/05/2005 |  | 01/07/2010
Lutron Electronics Co., Inc. | Centralized Lighting Control | DMWPLP**-******-** | Photosensor / Photocontrol Dev |  | True | True |  | True | [17 empty] | Non Federally-Regulated | 09/19/2005 |  | 01/07/2010
Cooper Controls | iLumin | SCM-**-RP-MP-FT-20-S-**-**-** | Occupant / Motion / Vacancy Se | System | True | True |  | True | True | True | True | True | True | True | True | False | [9 empty] | Non Federally-Regulated | 04/15/2011 |  | 07/01/2014
Legrand / Wiremold | WattStopper | CECRFB SERIES | Dimmer | System | True | True | True | True | True | True | True | True | True | True | True | True | [9 empty] | Non Federally-Regulated | 03/23/2010 |  | 07/01/2014
Lutron Electronics Co., Inc. | LCP 128 | LCP-*******-******-** | Exterior Photocontrol Device |  | True | True |  | True | True | True | [15 empty] | Non Federally-Regulated | 09/19/2005 |  | 01/07/2010
Echoflex Solutions, Inc. | Echoflex | ER2S-*F*-*** | Automatic Daylighting Control | System | True | True | True | True | False |  |  | False |  |  | True | True |  | True | [7 empty] | Non Federally-Regulated | 10/28/2013 |  | 07/01/2014
Lumisys | Maxiom | MX_08** | Automatic Time Switch Control |  | True | True |  | True | True | [16 empty] | Non Federally-Regulated | 02/23/2009 |  | 01/07/2010
Sensor Switch, Inc. | Sensor Switch | nCMR PC ADC*********** | Automatic Daylighting Control | System | True | True | True | True | False |  |  | True | True | True | True | True |  | True | [7 empty] | Non Federally-Regulated | 04/28/2010 |  | 07/01/2014
Cooper Controls | Greengate | CK T 32******* | Automatic Time Switch Control | System | True | True |  | True | True | [16 empty] | Non Federally-Regulated | 04/15/2011 |  | 07/01/2014
Tridonic | Tridonic | 24135954 DALIMXLAN4 | Automatic Time Switch Control |  | True | True |  | True | True | [16 empty] | Non Federally-Regulated | 08/22/2003 |  | 01/07/2010
Thomas Controls | Plus Lighting | PL400-****12T* | Automatic Daylighting Control |  | True | True |  | True | False |  | True | True | [8 empty] | True |  |  |  |  | Non Federally-Regulated | 12/30/1992 |  | 07/30/2002
Blue Ridge Technologies | Blue Ridge Technologies | SCDS-** | Automatic Time Switch Control | System | True | True |  | True | True | [16 empty] | Non Federally-Regulated | 07/23/2013 |  | 07/01/2014
Vantage Controls, Inc. | Vantage Controls, Inc. | FL-LS/MS 360° | Photosensor / Photocontrol Dev | System | True | True |  | False | False | [16 empty] | Non Federally-Regulated | 03/23/2010 |  | 07/01/2014
Lutron Electronics Co., Inc. | Lutron | LX-103PL******** | Dimmer | Device | True | True |  | True | True | True | True | True | True | True | True | False | [9 empty] | Non Federally-Regulated | 04/28/2010 |  | 07/01/2014
Lutron Electronics Co., Inc. | Lutron | CCP-************-******-**-CGP**** | Dimmer | System | True | True |  | True | True | True | True | False |  |  |  | False | [9 empty] | Non Federally-Regulated | 07/10/2012 |  | 07/01/2014
Universal Energy Control, Inc. | Ultrasonic Motion Detector | UMD-700-120V | Ultrasonic Occupant / Motion S |  | False | False |  | True | True | True | True | True | [13 empty] | Non Federally-Regulated | 01/01/1989 |  | 04/06/1998
Horton Controls, Inc. | Horton Controls, Inc. | HPCP3BC | Automatic Daylighting Control |  | True | True |  | True | False |  | True | False | [8 empty] | True |  |  |  |  | Non Federally-Regulated | 05/04/2000 |  | 07/30/2002
Echoflex Solutions, Inc. | Echoflex | ERDRC-*C*-***/***/*** | Dimmer | System | True | True |  | True | True | True | True | False |  |  |  | False | [9 empty] | Non Federally-Regulated | 10/28/2013 |  | 07/01/2014
Mytech Corp. | Mytech | LH-MT-W | Ultrasonic Occupant / Motion S |  | True | True |  | True | True | True | True | True | [13 empty] | Non Federally-Regulated | 06/04/1999 |  | 01/07/2010
Litetouch, Inc. | Litetouch, Inc. | 08-2905-** | Automatic Time Switch Control |  | True | True |  | True | True | [16 empty] | Non Federally-Regulated | 09/29/2003 |  | 01/07/2010
Paragon Electric Co. | Paragon | EC74/50S/120V | Automatic Time Switch Control |  | True | True |  | True | True | [16 empty] | Non Federally-Regulated | 11/23/1992 |  | 01/21/1999
Schneider Electric (Square D Wiring Devices) | Powerlink | RMC2000G3xxx | Multi-Level Astronomical Time |  | True | True |  | True | True | True | True | True | True | True |  |  |  | True | True | True | [5 empty] | Non Federally-Regulated | 08/24/2006 |  | 03/14/2008
Vantage Controls, Inc. | Vantage Controls, Inc. | IC-24** | Automatic Time Switch Control | System | True | True |  | True | True | [16 empty] | Non Federally-Regulated | 03/23/2010 |  | 07/01/2014
General Signal Building Systems | Edward System Technology | FCC | Automatic Time Switch Control |  | True | True |  | True | True | [16 empty] | Non Federally-Regulated | 04/09/1993 |  | 01/07/2010
Crestron Electronics | Crestron Electronics | DIN-AP2 | Automatic Time Switch Control | System | True | True |  | True | True | [16 empty] | Non Federally-Regulated | 03/01/2010 |  | 07/01/2014
Hubbell Building Automation | Hubbell Building Automation | FHB******** | Occupant / Motion / Vacancy Se |  | True | True |  | True | [17 empty] | Non Federally-Regulated | 09/08/2007 |  | 01/07/2010
Intermatic, Inc. | Intermatic | K4127 | Photosensor / Photocontrol Dev | Device | True | True |  | False | False | [16 empty] | Non Federally-Regulated | 01/20/2010 |  | 07/01/2014
Lutron Electronics Co., Inc. | Lutron | GP32-******************* | Dimmer | System | True | True |  | True | True | True | True | False |  |  |  | False | [9 empty] | Non Federally-Regulated | 12/28/2009 |  | 07/01/2014
Intermatic, Inc. | Grasslin | PC2-D30-120-LS1 | Automatic Daylighting Control | Device | True | True | True | True | False |  |  | False |  |  | True | True |  | True | [7 empty] | Non Federally-Regulated | 01/20/2010 |  | 07/01/2014
Lutron Electronics Co., Inc. | Lutron | SO-5****-**-*** | Automatic Daylighting Control | System | True | True | True | True | False |  |  | True | True | True | True | True |  | True | [7 empty] | Non Federally-Regulated | 05/19/2010 |  | 07/01/2014
Lutron Electronics Co., Inc. | Quantum | QP3-1PL-100-248 | Dimmer | System | True | True |  | True | True | True | True | False |  |  |  | False | [9 empty] | Non Federally-Regulated | 07/10/2012 |  | 07/01/2014
Cooper Controls | Greengate | CK 32******* | Astronomical Time Switch Contr | System | True | True |  | True | True | True | True | True | True | True | [11 empty] | Non Federally-Regulated | 04/15/2011 |  | 07/01/2014
Lutron Electronics Co., Inc. | Homeworks | HS144-*************** | Dimmer | System | True | True |  | True | True | True | True | False |  |  |  | False | [9 empty] | Non Federally-Regulated | 12/17/2009 |  | 07/01/2014
Intermatic, Inc. | Intermatic | K4227 | Photosensor / Photocontrol Dev | Device | True | True |  | False | False | [16 empty] | Non Federally-Regulated | 01/20/2010 |  | 07/01/2014
Acuity Brands Lighting | Juno | TUCLF**** | Track Lighting Integral Curren | System | True | True |  | True | True | True | True | True | [13 empty] | Non Federally-Regulated | 09/21/2009 |  | 07/01/2014
Lutron Electronics Co., Inc. | Lutron | XPS44-******************* | Photosensor / Photocontrol Dev | System | True | True |  | False | False | [16 empty] | Non Federally-Regulated | 12/28/2009 |  | 07/01/2014
Lutron Electronics Co., Inc. | Lutron | XPS12-******************* | Photosensor / Photocontrol Dev | System | True | True |  | False | False | [16 empty] | Non Federally-Regulated | 12/28/2009 |  | 07/01/2014
Siemens Energy & Automation | Siemens Energy & Automation | 5WG1 705-8XH25 | Automatic Time Switch Control |  | True | True |  | True | True | [8 empty] | True | True | True | [5 empty] | Non Federally-Regulated | 12/19/2005 |  | 01/07/2010
Lutron Electronics Co., Inc. | Grafik Eye | GRX-4106-A-** | Automatic Time Switch Control |  | True | True |  | True | True | [16 empty] | Non Federally-Regulated | 01/31/1996 |  | 05/09/2000
Tork | Tork | PC10AH | Occupant / Motion / Vacancy Se |  | True | True |  | True | [17 empty] | Non Federally-Regulated | 12/20/1994 |  | 04/01/1997
Mytech Corp. | Mytech | LH-MT-I | Ultrasonic Occupant / Motion S |  | True | True |  | True | True | True | True | True | [13 empty] | Non Federally-Regulated | 06/04/1999 |  | 01/07/2010
Novitas, Inc. | Novitas | 01-PCI | Photosensor / Photocontrol Dev |  | True | False |  | True | [17 empty] | Non Federally-Regulated | 05/01/2001 |  | 09/06/2005
Tork | Tork | 5026S | Exterior Photocontrol Device | [14 empty] | True | True | True | [5 empty] | Non Federally-Regulated | 04/27/2006 |  | 01/07/2010
Marlin Controls, Inc. | Stellar | MATRIX | Automatic Time Switch Control |  | True | True |  | True | True | [16 empty] | Non Federally-Regulated | 04/07/2008 |  | 01/07/2010
WattStopper, Inc. | WattStopper | LMUC-100-* | Occupant / Motion / Vacancy Se | System | True | True |  | True | True | False | True | True | True | True | True | False | [9 empty] | Non Federally-Regulated | 05/28/2010 |  | 07/01/2014
Enerlites, Inc. | Enerlites, Inc. | MPC-52V | Multi-Level Occupant Sensor | System | True | True | True | True | True | True | True | True | True | True | True | True |  | False | [7 empty] | Non Federally-Regulated | 08/18/2011 |  | 07/01/2014
Sensor Switch, Inc. | Sensor Switch | nRM-PDT-******** | Occupant / Motion / Vacancy Se |  | True | True |  | True | [17 empty] | Non Federally-Regulated | 11/20/2008 |  | 01/07/2010
Hubbell Incorporated | Hubbell Wiring Device Kellems | ATP6******* | Occupant / Motion / Vacancy Se | Device | True | True |  | True | True | True | False |  |  |  |  | False | [9 empty] | Non Federally-Regulated | 06/30/2010 |  | 07/01/2014
Cooper Controls | Greengate | CK4 120** | Multi-Level Occupant Sensor | System | True | True | True | True | True | True | True | True | True | True | True | True | True | True | True | True | [5 empty] | Non Federally-Regulated | 04/15/2011 |  | 05/16/2011
Lutron Electronics Co., Inc. | Softswitch 128 | XPS36-******-** | Occupant / Motion / Vacancy Se |  | True | True |  | True | [17 empty] | Non Federally-Regulated | 09/19/2005 |  | 01/07/2010
WattStopper, Inc. | WattStopper | HCPU48CC | Automatic Time Switch Control |  | True | True |  | True | True | [16 empty] | Non Federally-Regulated | 10/01/2001 |  | 01/07/2010
Intermatic, Inc. | Gasmaster | MIL72EQWUZH-120 | Automatic Time Switch Control | Device | True | True | True | False | [17 empty] | Non Federally-Regulated | 07/17/2014 |  | 08/05/2014
Unenco, Inc. / Univ. Energy | UEC | C-600 | Ultrasonic Occupant / Motion S |  | True | True |  | True | True | True | True | True | [13 empty] | Non Federally-Regulated | 09/25/1992 |  | 01/07/2010
Current – HLI Brands – HLI Solutions, Inc. | Architrak | AKTCLC11**/AKTCLS12** | Track Lighting Integral Curren |  |  |  |  | True | True | True | True | [14 empty] | Non Federally-Regulated | 09/27/2007 |  | 09/02/2015
Intermatic, Inc. | Intermatic | ET8115CR | Automatic Time Switch Control |  | True | True |  | True | True | [16 empty] | Non Federally-Regulated | 06/29/2006 |  | 01/07/2010
Distech Controls | Distech Controls | EC-Light-8* | Automatic Time Switch Control | Device | True | True |  | True | True | [16 empty] | Non Federally-Regulated | 08/07/2012 |  | 07/01/2014
Emerson Climate Technologies Retail Solutions | E2 | BX--*** | Automatic Daylighting Control |  | True | True | True | True | True | True | True | True | True | True | True | True | True | True | True | True |  | True |  |  |  | Non Federally-Regulated | 01/08/2007 |  | 01/07/2010
Hubbell Building Automation | Hubbell Building Automation | LXSS**** | Automatic Time Switch Control |  | True | True |  | True | True | [16 empty] | Non Federally-Regulated | 09/08/2007 |  | 01/07/2010
Lutron Electronics Co., Inc. | Lutron | VT-600********** | Dimmer | Device | True | True |  | True | True | True | True | False |  |  |  | False | [9 empty] | Non Federally-Regulated | 12/28/2009 |  | 01/21/2014
Lutron Electronics Co., Inc. | Lutron | LCP72-******************* | Dimmer | System | True | True |  | True | True | True | True | False |  |  |  | False | [9 empty] | Non Federally-Regulated | 12/28/2009 |  | 07/01/2014
Lutron Electronics Co., Inc. | Lutron | XPS4-******************* | Astronomical Time Switch Contr | System | True | True |  | True | True | True | True | True | True | True | [11 empty] | Non Federally-Regulated | 12/28/2009 |  | 07/01/2014
ZHEJIANG YUANTAI ELECTRICAL TECHNOLOGY CO., LTD. | Enerware | YM2101 | Manual-On Occupant Sensor | Device | True | True |  | True | True | True | True | True | False |  |  |  |  | False | [7 empty] | Non Federally-Regulated | 10/05/2011 |  | 07/01/2014
Desa Specialty, LLC | Heath Zenith | SL-5525 | Exterior Photocontrol Device |  | True | False | [11 empty] | True | True | True | [5 empty] | Non Federally-Regulated | 05/26/2005 |  | 09/20/2007
Lutron Electronics Co., Inc. | Lutron | GP3-******************* | Multi-Level Occupant Sensor | System | True | True | True | True | True | True | True | True | True | True | True | True |  | False | [7 empty] | Non Federally-Regulated | 12/28/2009 |  | 07/01/2014
Crestron Electronics | Crestron Electronics | CLX-2DIM8 | Dimmer | System | True | True |  | True | True | True | True | False |  |  |  | False | [9 empty] | Non Federally-Regulated | 03/01/2010 |  | 07/01/2014
WattStopper, Inc. | WattStopper | WS120 | Occupant / Motion / Vacancy Se |  | True | True |  | True | [17 empty] | Non Federally-Regulated | 08/10/1992 |  | 04/06/1998
Vantage Controls, Inc. | Vantage Controls, Inc. | DS42* | Dimmer | System | True | True | True | True | False |  | True | False |  |  |  | True | [9 empty] | Non Federally-Regulated | 04/28/2010 |  | 07/01/2014
Douglas Power Equipment | Douglas | WRM5101 | Occupant / Motion / Vacancy Se |  | True | True |  | True | [17 empty] | Non Federally-Regulated | 10/21/1994 |  | 10/04/1999
WattStopper, Inc. | WattStopper | FS255 | Occupant / Motion / Vacancy Se |  | True | True |  | True | [8 empty] | False | True | True | False | True | False |  |  |  | Non Federally-Regulated | 02/14/2008 |  | 01/07/2010
Hubbell Building Automation | Hubbell Building Automation | SIMLK8D81P347 | Automatic Time Switch Control |  | True | True |  | True | True | [16 empty] | Non Federally-Regulated | 05/20/2004 |  | 01/07/2010
Cooper Controls | Novitas | 01-530-BAS | Occupant / Motion / Vacancy Se |  | True | True |  | True | [17 empty] | Non Federally-Regulated | 11/07/2008 |  | 01/07/2010
Hubbell Building Automation | Hubbell Building Automation | LXSW****** | Automatic Time Switch Control | System | True | True |  | True | True | [16 empty] | Non Federally-Regulated | 03/26/2010 |  | 02/04/2014
Lutron Electronics Co., Inc. | HomeWorks QS | HQR-VCRX-** | Multi-Level Astronomical Time | System | True | True |  | True | True | True | True | True | True | True | [11 empty] | Non Federally-Regulated | 07/10/2012 |  | 07/01/2014
Legrand / Pass & Seymour | Legrand / Pass & Seymour | RW3U603* | Manual-On Occupant Sensor | Device | True | True |  | True | True | True | True | True | False |  |  |  |  | False | [7 empty] | Non Federally-Regulated | 12/23/2010 |  | 07/01/2014
Tridonic | Tridonic | 24136000 WINDIMNET | Automatic Time Switch Control |  | True | True |  | True | True | [16 empty] | Non Federally-Regulated | 08/22/2003 |  | 01/07/2010
Lutron Electronics Co., Inc. | Grafik 6000 | OMX-3603-*-** | Automatic Time Switch Control |  | True | True |  | True | True | [16 empty] | Non Federally-Regulated | 05/24/2000 |  | 09/19/2005
Lutron Electronics Co., Inc. | Lutron | XP20-******************* | Automatic Time Switch Control | System | True | True |  | True | True | [16 empty] | Non Federally-Regulated | 12/28/2009 |  | 07/01/2014
Lutron Electronics Co., Inc. | Radio RA2 | RR-15APS-* | Automatic Time Switch Control | System | True | True |  | True | True | [16 empty] | Non Federally-Regulated | 07/10/2012 |  | 07/01/2014
Lutron Electronics Co., Inc. | Lutron | CCP-****-******-**-CGP**** | Automatic Time Switch Control | System | True | True |  | True | True | [16 empty] | Non Federally-Regulated | 07/10/2012 |  | 07/01/2014
Sensor Switch, Inc. | Sensor Switch | nCMRB-50-**** | Occupant / Motion / Vacancy Se |  | True | True |  | True | [17 empty] | Non Federally-Regulated | 11/20/2008 |  | 01/07/2010
WattStopper, Inc. | WattStopper | CI24 | Occupant / Motion / Vacancy Se |  | True | True |  | True | [17 empty] | Non Federally-Regulated | 08/20/1996 |  | 01/07/2010
Desa Specialty, LLC | Heath Zenith | SL-4305 | Exterior Photocontrol Device |  | True | False | [11 empty] | True | True | True | [5 empty] | Non Federally-Regulated | 05/26/2005 |  | 09/20/2007
Siemens Energy & Automation | Siemens Energy & Automation | 5WG1 704-8XF03 | Automatic Time Switch Control |  | True | True |  | True | True | [8 empty] | True | True | True | [5 empty] | Non Federally-Regulated | 12/19/2005 |  | 01/07/2010
Siemens Energy & Automation | Siemens Energy & Automation | 5WG1 705-8XA36 | Automatic Time Switch Control |  | True | True |  | True | True | [8 empty] | True | True | True | [5 empty] | Non Federally-Regulated | 12/19/2005 |  | 01/07/2010
Lutron Electronics Co., Inc. | Lutron | NTF-103P******** | Dimmer | Device | True | True |  | True | True | True | True | True | True | True | True | False | [9 empty] | Non Federally-Regulated | 04/28/2010 |  | 01/21/2014
Siemens Energy & Automation | Siemens Energy & Automation | 5WG1 705-8XJ06 | Automatic Time Switch Control |  | True | True |  | True | True | [8 empty] | True | True | True | [5 empty] | Non Federally-Regulated | 12/19/2005 |  | 01/07/2010
Pass & Seymour / Legrand | Rex | 49736 | Automatic Time Switch Control |  | True | False |  | True | True | [16 empty] | Non Federally-Regulated | 02/09/1995 |  | 01/07/2010
Lutron Electronics Co., Inc. | Lutron | TG-103PNL******* | Dimmer | Device | True | True |  | True | True | True | True | True | True | True | True | False | [9 empty] | Non Federally-Regulated | 04/28/2010 |  | 07/01/2014
Legrand / Wiremold | WattStopper | GSE-WCD-WH | Multi-Level Astronomical Time | System | True | True |  | True | True | True | True | True | True | True | [11 empty] | Non Federally-Regulated | 03/23/2010 |  | 07/01/2014
Cooper Lighting | Halo | LC901 | Track Lighting Integral Curren |  |  |  |  | True | True | True | True | [14 empty] | Non Federally-Regulated | 10/30/2008 |  | 01/07/2010
Siemens Energy & Automation | Siemens Energy & Automation | 5WG1 705-8XD16 | Automatic Time Switch Control |  | True | True |  | True | True | [8 empty] | True | True | True | [5 empty] | Non Federally-Regulated | 12/19/2005 |  | 01/07/2010
Novitas, Inc. | Novitas | 01-133 | Ultrasonic Occupant / Motion S |  | True | True |  | True | True | True | True | True | [13 empty] | Non Federally-Regulated | 08/11/1992 |  | 08/18/2006
Tork | Tork | EW103B* | Automatic Time Switch Control | Device | True | True |  | True | True | [16 empty] | Non Federally-Regulated | 11/12/2013 |  | 07/01/2014
Lutron Electronics Co., Inc. | Homeworks | HWD-5NE-** | Manual-On Occupant Sensor | System | True | True |  | True | True | False | True | True | False |  |  |  |  | False | [7 empty] | Non Federally-Regulated | 01/20/2010 |  | 07/01/2014
Tork | Tork | DGUM100A | Automatic Time Switch Control | Device | True | True |  | True | True | [16 empty] | Non Federally-Regulated | 11/12/2013 |  | 07/01/2014
Lutron Electronics Co., Inc. | Radio RA2 | RRD-6NA*** | Dimmer | System | True | True |  | True | True | True | True | False |  |  |  | False | [9 empty] | Non Federally-Regulated | 03/11/2011 |  | 07/01/2014
Legrand / Wiremold | WattStopper | NRD2F | Multi-Level Astronomical Time | System | True | True |  | True | True | True | True | True | True | True | [11 empty] | Non Federally-Regulated | 03/23/2010 |  | 07/01/2014
Sensor Switch, Inc. | Sensor Switch | CMR-6-SH-LT | Occupant / Motion / Vacancy Se |  | True | True |  | True | [17 empty] | Non Federally-Regulated | 11/19/2001 |  | 03/01/2006
Watt Warrior | Watt Warrior | WW60120240N3R | Automatic Daylighting Control |  | True | True |  | True | True | True | False | [9 empty] | True |  |  |  |  | Non Federally-Regulated | 04/29/2004 |  | 01/07/2010
Intermatic, Inc. | Grasslin | FM1D20-120U | Automatic Time Switch Control |  | True | True |  | True | True | [16 empty] | Non Federally-Regulated | 10/15/2008 |  | 01/07/2010
Lutron Electronics Co., Inc. | Homeworks | H4P5-*******120 | Automatic Time Switch Control | System | True | True |  | True | True | [16 empty] | Non Federally-Regulated | 01/20/2010 |  | 07/01/2014
PLC Multipoint, Inc. | PLC Multipoint | PC9A ATRIUM | Photosensor / Photocontrol Dev |  | True | True |  | True | [17 empty] | Non Federally-Regulated | 07/19/2006 |  | 01/07/2010
Cooper Controls | Greengate | LK4 120** | Manual-On Occupant Sensor | System | True | True | True | True | True | True | True | True | True | True | True | True |  | False | [7 empty] | Non Federally-Regulated | 04/15/2011 |  | 05/16/2011
Eaton Corp. | Pow-R-Command | PRC750 | Automatic Daylighting Control | System | True | True | True | True | True | True | True | True | True | True | True | True | True | True | True | True |  | True |  |  |  | Non Federally-Regulated | 09/21/2009 |  | 01/07/2010
Tork | Tork | Z400-2 (240VAC) | Automatic Time Switch Control |  | True | True |  | True | True | [16 empty] | Non Federally-Regulated | 06/08/1993 |  | 02/07/1994
Legrand / Wiremold | WattStopper | CE8850 SERIES | Automatic Time Switch Control | System | True | True |  | True | True | [16 empty] | Non Federally-Regulated | 03/23/2010 |  | 07/01/2014
Intermatic, Inc. | Grasslin | PC1-digi20-277-LS1+ E300 | Photosensor / Photocontrol Dev | Device | True | True |  | False | False | [16 empty] | Non Federally-Regulated | 01/20/2010 |  | 07/01/2014
Convia, Inc., A Herman Miller Co. | Convia | GSE-PFC-02 | Astronomical Time Switch Contr | System | True | True |  | True | True | True | True | True | True | True | [11 empty] | Non Federally-Regulated | 03/04/2010 |  | 07/01/2014
Leviton Manufacturing Co., Inc. | Leviton | D4206-*** | Automatic Time Switch Control | System | True | True |  | True | True | [16 empty] | Non Federally-Regulated | 05/28/2010 |  | 07/01/2014
Lutron Electronics Co., Inc. | Lutron | XP32-******************* | Multi-Level Astronomical Time | System | True | True |  | True | True | True | True | True | True | True | [11 empty] | Non Federally-Regulated | 12/28/2009 |  | 07/01/2014
Lutron Electronics Co., Inc. | Lutron | LG-603P********* | Dimmer | Device | True | True |  | True | True | True | True | True | True | True | True | False | [9 empty] | Non Federally-Regulated | 04/28/2010 |  | 01/21/2014
Siemens Energy & Automation | Siemens Energy & Automation | 5WG1 704-8XF41 | Automatic Time Switch Control |  | True | True |  | True | True | [8 empty] | True | True | True | [5 empty] | Non Federally-Regulated | 12/19/2005 |  | 01/07/2010
Lutron Electronics Co., Inc. | HomeWorks QS | HQRD-6NE | Multi-Level Occupant Sensor | System | True | True | True | True | True | True | True | True | True | True | True | True |  | False | [7 empty] | Non Federally-Regulated | 07/10/2012 |  | 07/01/2014
Legrand / Wiremold | WattStopper | NPM24F | Manual-On Occupant Sensor | System | True | True | True | True | True | True | True | True | True | True | True | True | True | True | True | True |  | True |  |  |  | Non Federally-Regulated | 03/23/2010 |  | 07/01/2014
Leviton Manufacturing Co., Inc. | Leviton | ATS15 | Dimmer | Device | True | True |  | True | True | True | True | False |  |  |  | False | [9 empty] | Non Federally-Regulated | 11/12/2010 |  | 07/01/2014
Schneider Electric (Square D Wiring Devices) | Powerlink | NF1000G3 | Astronomical Time Switch Contr |  | True | True |  | True | True | True | True | True | True | True | [11 empty] | Non Federally-Regulated | 03/14/2008 |  | 01/07/2010
Hubbell Building Automation | Hubbell Building Automation | OMNIDIA***** | Occupant / Motion / Vacancy Se | Device | True | True |  | True | True | True | False |  |  |  |  | False | [9 empty] | Non Federally-Regulated | 03/26/2010 |  | 07/01/2014
Legrand / Pass & Seymour | Legrand | ADPD703HM4 | Dimmer | Device | True | True |  | True | True | True | True | True | True | True | True | False | [9 empty] | Non Federally-Regulated | 09/14/2012 |  | 07/01/2014
Legrand / Wiremold | WattStopper | CNCS | Occupant / Motion / Vacancy Se | System | True | True | True | True | True | True | True | True | True | True | True | True |  | True | True | True | [5 empty] | Non Federally-Regulated | 03/23/2010 |  | 07/01/2014
Quest Controls, Inc. | Q3 | Q3 | Automatic Time Switch Control |  | True | True |  | True | True | [8 empty] | True | True | True | [5 empty] | Non Federally-Regulated | 03/27/2007 |  | 01/07/2010
Starfield Controls, Inc. | Starfield Controls, Inc. | TR212** | Automatic Time Switch Control |  | True | True |  | True | True | [16 empty] | Non Federally-Regulated | 03/14/2006 |  | 01/07/2010
Legrand / Wiremold | WattStopper | GSE-SCD-WH | Manual-On Occupant Sensor | System | True | True | True | True | True | True | True | True | True | True | True | True | True | True | True | True |  | True |  |  |  | Non Federally-Regulated | 03/23/2010 |  | 07/01/2014
Intermatic, Inc. | Intermatic, Inc. | ET91215CR | Astronomical Time Switch Contr | Device | True | True |  | True | True | True | True | True | True | True | [11 empty] | Non Federally-Regulated | 07/22/2011 |  | 07/01/2014
Sensor Switch, Inc. | Sensor Switch | nRM PC****** | Photosensor / Photocontrol Dev | System | True | True |  | False | False | [16 empty] | Non Federally-Regulated | 04/28/2010 |  | 07/01/2014
Schneider Electric | SERP | SERPB64HS | Multi-Level Astronomical Time | System | True | True |  | True | True | True | True | True | True | True | [11 empty] | Non Federally-Regulated | 09/11/2012 |  | 07/01/2014
Lutron Electronics Co., Inc. | Centralized Lighting Control | G7-AR-****-*-120 | Astronomical Time Switch Contr |  | True | True |  | True | True | True | True | True | True | True | [11 empty] | Non Federally-Regulated | 09/19/2005 |  | 01/07/2010
Crestron Electronics | Crestron Electronics | CP3N | Astronomical Time Switch Contr | System | True | True |  | True | True | True | True | True | True | True | [11 empty] | Non Federally-Regulated | 06/24/2013 |  | 07/01/2014
WattStopper, Inc. | WattStopper | LICA48-*-*-*-*-* | Automatic Time Switch Control | Device | True | True |  | True | True | [16 empty] | Non Federally-Regulated | 08/03/2010 |  | 07/01/2014
Lutron Electronics Co., Inc. | Grafik Eye | GRX-4103-A-** | Occupant / Motion / Vacancy Se |  | True | True |  | True | [17 empty] | Non Federally-Regulated | 01/31/1996 |  | 05/09/2000
Lutron Electronics Co., Inc. | Centralized Lighting Control | SO-2****-**-*** | Occupant / Motion / Vacancy Se |  | True | True |  | True | [17 empty] | Non Federally-Regulated | 06/08/2007 |  | 01/07/2010
Lutron Electronics Co., Inc. | Lutron | LCP32-******************* | Dimmer | System | True | True |  | True | True | True | True | False |  |  |  | False | [9 empty] | Non Federally-Regulated | 12/28/2009 |  | 07/01/2014
Lutron Electronics Co., Inc. | Homeworks | HW-RPM-4U-120 | Occupant / Motion / Vacancy Se | System | True | True |  | True | True | False | False |  |  |  |  | False | [9 empty] | Non Federally-Regulated | 01/20/2010 |  | 07/01/2014
Cooper Wiring Devices | Greengate | OXC-P-1500-R | Occupant / Motion / Vacancy Se |  | True | True |  | True | [8 empty] | True | True | True | False | True | False |  |  |  | Non Federally-Regulated | 04/10/2008 |  | 11/07/2008
PLC Multipoint, Inc. | PLC Multipoint | LCM-PK | Automatic Time Switch Control |  | True | True |  | True | True | [16 empty] | Non Federally-Regulated | 07/19/2006 |  | 01/07/2010
PLC Multipoint, Inc. | PLC Multipoint | TC10/2 NITESWEEPER | Automatic Time Switch Control |  | True | True |  | True | True | [16 empty] | Non Federally-Regulated | 07/19/1995 |  | 07/19/2006
Marlin Controls, Inc. | Unistar II | TPCPHC | Exterior Photocontrol Device |  | True | True | [12 empty] | True | [6 empty] | Non Federally-Regulated | 02/06/2006 |  | 01/07/2010
Lutron Electronics Co., Inc. | Lutron | LP2/********************* | Astronomical Time Switch Contr | System | True | True |  | True | True | True | True | True | True | True | [11 empty] | Non Federally-Regulated | 12/28/2009 |  | 07/01/2014
Lutron Electronics Co., Inc. | Lutron | MA-600I********* | Dimmer | Device | True | True |  | True | True | True | True | False |  |  |  | False | [9 empty] | Non Federally-Regulated | 12/28/2009 |  | 07/01/2014
Intermatic, Inc. | Intermatic, Inc. | ET1115C | Automatic Time Switch Control | Device | True | True |  | True | True | [16 empty] | Non Federally-Regulated | 04/15/2011 |  | 07/01/2014
Intermatic, Inc. | Gasmaster | FM1QTUZ-240U | Automatic Time Switch Control | Device | True | True | True | False | [17 empty] | Non Federally-Regulated | 07/17/2014 |  | 08/05/2014
Home Automation, Inc. | Home Automation, Inc. | 35A00-2 | Occupant / Motion / Vacancy Se | Device | True | True |  | True | True | True | False |  |  |  |  | False | [9 empty] | Non Federally-Regulated | 02/21/2012 |  | 07/01/2014
Lutron Electronics Co., Inc. | Lutron | GP16-******************* | Dimmer | System | True | True |  | True | True | True | True | False |  |  |  | False | [9 empty] | Non Federally-Regulated | 12/28/2009 |  | 07/01/2014
Cooper Controls | Greengate | OXWC-P-* | Occupant / Motion / Vacancy Se | System | True | True |  | True | True | False | False |  |  |  |  | False | [9 empty] | Non Federally-Regulated | 05/10/2011 |  | 07/01/2014
Electronic Theatre Controls, Inc. | SmartPack | SP620-** | Dimmer | System | True | True |  | True | True | True | True | False |  |  |  | False | [9 empty] | Non Federally-Regulated | 08/19/2011 |  | 07/01/2014
WattStopper, Inc. | WattStopper | LS157 | Photosensor / Photocontrol Dev |  | True | True |  | True | [17 empty] | Non Federally-Regulated | 07/30/2002 |  | 01/07/2010
Siemens Energy & Automation | Siemens Energy & Automation | 5WG1 705-8XB44 | Automatic Time Switch Control |  | True | True |  | True | True | [8 empty] | True | True | True | [5 empty] | Non Federally-Regulated | 12/19/2005 |  | 01/07/2010
Easylite | Easylite | 2500025 | Automatic Daylighting Control |  | True | False |  | True | True | True | False | [9 empty] | True |  |  |  |  | Non Federally-Regulated | 06/19/2002 |  | 03/19/2004
Lithonia Lighting | Panelmax Series | LPC I | Photosensor / Photocontrol Dev |  | True | False |  | True | [17 empty] | Non Federally-Regulated | 01/28/1993 |  | 02/24/2000
Hubbell Incorporated | Hubbell Wiring Device Kellems | RMS1*0**** | Manual-On Occupant Sensor | Device | True | True |  | True | True | False | True | True | False |  |  |  |  | False | [7 empty] | Non Federally-Regulated | 05/28/2010 |  | 07/01/2014
Convia, Inc., A Herman Miller Co. | Convia | GSE-PDC-03 | Multi-Level Occupant Sensor | System | True | True | True | True | True | True | True | True | True | True | True | True | True | True | True | True | True | True |  |  |  | Non Federally-Regulated | 03/04/2010 |  | 04/27/2011
Desa Specialty, LLC | Heath Zenith | SL-4132 | Exterior Photocontrol Device |  | True | False | [11 empty] | True | True | True | [5 empty] | Non Federally-Regulated | 08/17/2005 |  | 09/20/2007
Signify North America Corporation | Philips Lighting Electronics North America | LCA2285 | Occupant / Motion / Vacancy Se | System | True | True |  | True | True | False | True | True | True | True | True | False | [9 empty] | Non Federally-Regulated | 06/20/2011 |  | 07/01/2014
Cooper Wiring Devices | Novitas | 01-510-BAS | Occupant / Motion / Vacancy Se |  | True | True |  | True | [8 empty] | True | True | True | True | [5 empty] | Non Federally-Regulated | 08/18/2006 |  | 04/10/2008
Intermatic, Inc. | Intermatic, Inc. | ET90115M | Automatic Time Switch Control | Device | True | True | True | False | [17 empty] | Non Federally-Regulated | 07/17/2014 |  | 12/03/2014
Lutron Electronics Co., Inc. | Digital Microwatt | DMWP**-******-** | Automatic Daylighting Control |  | True | True |  | True | False |  | False | [9 empty] | True |  |  |  |  | Non Federally-Regulated | 09/12/2003 |  | 09/19/2005
Novitas, Inc. | Novitas | 01-170 | Ultrasonic Occupant / Motion S |  | True | True |  | True | True | True | True | True | [13 empty] | Non Federally-Regulated | 03/20/1998 |  | 08/18/2006
Enerlites, Inc. | Enerlites, Inc. | DWOS-J | Multi-Level Occupant Sensor | System | True | True | True | True | True | True | True | True | True | True | True | True |  | False | [7 empty] | Non Federally-Regulated | 08/18/2011 |  | 07/01/2014
Lighting Control & Design | Lighting Control & Design | GR2400ACC-***************s | Automatic Daylighting Control | System | True | True | True | True | False |  |  | True | True | True | True | True |  | True | [7 empty] | Non Federally-Regulated | 12/28/2009 |  | 07/01/2014
Schneider Electric | Schneider Electric | SLCZ04204AH | Multi-Level Occupant Sensor | System | True | True | True | True | True | True | True | True | True | True | True | True |  | False | [7 empty] | Non Federally-Regulated | 10/31/2013 |  | 07/01/2014
Gentec, Inc. | Schneider Electric | SERPB32HS | Astronomical Time Switch Contr | System | True | True |  | True | True | True | True | True | True | True | [11 empty] | Non Federally-Regulated | 01/20/2012 |  | 07/01/2014
Lutron Electronics Co., Inc. | Lutron | SPSLV-1000M***** | Dimmer | Device | True | True |  | True | True | True | True | False |  |  |  | False | [9 empty] | Non Federally-Regulated | 12/28/2009 |  | 01/21/2014
Siemens Energy & Automation | Siemens Energy & Automation | 5WG1 705-8XK05 | Automatic Time Switch Control |  | True | True |  | True | True | [8 empty] | True | True | True | [5 empty] | Non Federally-Regulated | 12/19/2005 |  | 01/07/2010
Cooper Controls | Cooper Controls | OWLTP* | Occupant / Motion / Vacancy Se | System | True | True |  | True | True | False | False |  |  |  |  | False | [9 empty] | Non Federally-Regulated | 05/10/2011 |  | 07/01/2014
Lutron Electronics Co., Inc. | Homeworks | HS36-*********** | Multi-Level Occupant Sensor | System | True | True | True | True | True | False | True | True | True | True | True | True |  | False | [7 empty] | Non Federally-Regulated | 01/20/2010 |  | 07/01/2014
Lightolier | Multiset Pro | MHP600VA** | Dimmer | System | True | True |  | True | True | True | True | True | True | True | True | False | [9 empty] | Non Federally-Regulated | 12/30/2012 |  | 07/01/2014
Cooper Controls | Greengate | ODC-U-1001-25 | Ultrasonic Occupant / Motion S |  | True | True |  | True | True | True | True | True | [13 empty] | Non Federally-Regulated | 11/07/2008 |  | 01/07/2010
Marlin Controls, Inc. | Stellar | DC IV RELAY BOARD | Automatic Time Switch Control |  | True | True |  | True | True | [16 empty] | Non Federally-Regulated | 04/07/2008 |  | 01/07/2010
Tork | Tork | DG120 (120VAC) | Automatic Time Switch Control |  | True | True |  | True | True | [16 empty] | Non Federally-Regulated | 02/07/1994 |  | 01/07/2010
Convia, Inc., A Herman Miller Co. | Convia | GSE-WCD-WH | Astronomical Time Switch Contr | System | True | True |  | True | True | True | True | True | True | True | [11 empty] | Non Federally-Regulated | 03/04/2010 |  | 07/01/2014
Lutron Electronics Co., Inc. | Lutron | AYF-103P******** | Dimmer | Device | True | True |  | True | True | True | True | True | True | True | True | False | [9 empty] | Non Federally-Regulated | 04/28/2010 |  | 01/21/2014
Lithonia Lighting | Litronic Series | LPCS MVOLT DCO | Occupant / Motion / Vacancy Se |  | True | True |  | True | [17 empty] | Non Federally-Regulated | 07/24/2006 |  | 01/07/2010
Lutron Electronics Co., Inc. | Homeworks | ST-1B-**-** | Occupant / Motion / Vacancy Se |  | True | True |  | True | [17 empty] | Non Federally-Regulated | 08/13/2007 |  | 01/07/2010
Sensor Switch, Inc. | Sensor Switch | nRMR-50-480-********* | Occupant / Motion / Vacancy Se |  | True | True |  | True | [17 empty] | Non Federally-Regulated | 11/20/2008 |  | 01/07/2010
WattStopper, Inc. | WattStopper | PW-200-* | Occupant / Motion / Vacancy Se |  | True | True |  | True | [17 empty] | Non Federally-Regulated | 02/14/2008 |  | 01/07/2010
Schneider Electric (Square D Wiring Devices) | Powerlink | RMC3000CG3xxx | Astronomical Time Switch Contr |  | True | True |  | True | True | True | True | True | True | True |  |  |  | True | True | True | [5 empty] | Non Federally-Regulated | 08/24/2006 |  | 03/14/2008
Tork | Tork | 2101 | Exterior Photocontrol Device | [14 empty] | True | True | True | [5 empty] | Non Federally-Regulated | 04/27/2006 |  | 01/07/2010
Legrand / Pass & Seymour | Legrand / Pass & Seymour | 91503* | Dimmer | Device | True | True |  | True | True | True | True | True | True | True | True | False | [9 empty] | Non Federally-Regulated | 09/14/2012 |  | 07/01/2014
Convia, Inc., A Herman Miller Co. | Convia | GSA-CPB | Dimmer | System | True | True | True | True | True | True | True | True | True | True | True | True | [9 empty] | Non Federally-Regulated | 03/04/2010 |  | 07/01/2014
Heathco, LLC | Secure Home | SH-5511 | Exterior Photocontrol Device |  | True | False | [11 empty] | True | True | True | [5 empty] | Non Federally-Regulated | 09/21/2007 |  | 01/07/2010
Eaton Corp. | Pow-R-Command | PRC2000 | Astronomical Time Switch Contr | System | True | True |  | True | True | True | True | True | True | True | [11 empty] | Non Federally-Regulated | 09/21/2009 |  | 01/07/2010
PLC Multipoint, Inc. | PLC Multipoint | LCP1 | Automatic Time Switch Control |  | True | True |  | True | True | [16 empty] | Non Federally-Regulated | 07/19/2006 |  | 01/07/2010
Lutron Electronics Co., Inc. | LCP 128 | LCP-*-***FT | Occupant / Motion / Vacancy Se |  | True | True |  | True | [17 empty] | Non Federally-Regulated | 09/19/2005 |  | 01/07/2010
Enerlites, Inc. | Enerlites, Inc. | WOS15-K | Multi-Level Occupant Sensor | System | True | True | True | True | True | True | True | True | True | True | True | True |  | False | [7 empty] | Non Federally-Regulated | 08/18/2011 |  | 07/01/2014
Lumisys | Lumisys | L25** | Automatic Time Switch Control |  | True | True |  | True | True | [16 empty] | Non Federally-Regulated | 03/13/2006 |  | 01/07/2010
Cooper Controls | Greengate | LK8 ****** | Automatic Daylighting Control | System | True | True | True | True | False |  |  | True | True | True | True | True |  | True | [7 empty] | Non Federally-Regulated | 04/15/2011 |  | 07/01/2014
Electronic Theatre Controls, Inc. | Unison | SLATC* | Multi-Level Astronomical Time | System | True | True |  | True | True | True | True | True | True | True | [11 empty] | Non Federally-Regulated | 08/19/2011 |  | 07/01/2014
Intermatic, Inc. | Intermatic, Inc. | ET1125CR | Automatic Time Switch Control | Device | True | True |  | True | True | [16 empty] | Non Federally-Regulated | 04/15/2011 |  | 07/01/2014
Intermatic, Inc. | Grasslin | PC1-digi20-120-LS2+E300 | Photosensor / Photocontrol Dev | Device | True | True | True | [18 empty] | Non Federally-Regulated | 08/05/2014 |  | 01/09/2015
Lutron Electronics Co., Inc. | LCP 128 | LCP-**-***FT | Automatic Time Switch Control |  | True | True |  | True | True | [16 empty] | Non Federally-Regulated | 09/19/2005 |  | 01/07/2010
Maple Chase Co. | Paragon Electrical Products | EC712/24V | Automatic Time Switch Control |  | True | True |  | True | True | [16 empty] | Non Federally-Regulated | 01/21/1999 |  | 01/07/2010
Paragon Electric Co. | Paragon | EC7005/277V | Automatic Time Switch Control |  | True | True |  | True | True | [16 empty] | Non Federally-Regulated | 06/25/1993 |  | 01/21/1999
Lutron Electronics Co., Inc. | Lutron | CCP-******-******-**-CGP*** | Manual-On Occupant Sensor | System | True | True |  | True | True | True | True | True | False |  |  |  |  | False | [7 empty] | Non Federally-Regulated | 07/10/2012 |  | 07/01/2014
Heathco, LLC | Heath Zenith | HD-9260 | Exterior Photocontrol Device |  | True | False | [11 empty] | True | True | True | [5 empty] | Non Federally-Regulated | 09/21/2007 |  | 01/07/2010
Lutron Electronics Co., Inc. | Lutron | XP44-******************* | Occupant / Motion / Vacancy Se | System | True | True |  | True | True | True | False |  |  |  |  | False | [9 empty] | Non Federally-Regulated | 04/28/2010 |  | 07/01/2014
Cooper Controls | iLumin | SC277V-**-RPB-**-**-20-S-**-**-** | Occupant / Motion / Vacancy Se | System | True | True |  | True | True | True | True | True | True | True | True | False | [9 empty] | Non Federally-Regulated | 04/15/2011 |  | 07/01/2014
Douglas Lighting Controls | Douglas | WOSS***-*-* | Multi-Level Occupant Sensor | System | True | True | True | True | True | True | True | True | True | True | True | True |  | False | [7 empty] | Non Federally-Regulated | 12/24/2012 |  | 07/01/2014
Lutron Electronics Co., Inc. | Centralized Lighting Control | SO-6****-**-*** | Occupant / Motion / Vacancy Se |  | True | True |  | True | [17 empty] | Non Federally-Regulated | 06/08/2007 |  | 01/07/2010
Vantage Controls, Inc. | Vantage Controls, Inc. | IC-36** | Astronomical Time Switch Contr | System | True | True |  | True | True | True | True | True | True | True | [11 empty] | Non Federally-Regulated | 03/23/2010 |  | 07/01/2014
WattStopper, Inc. | WattStopper | DSW-200-* | Multi-Level Occupant Sensor | Device | True | True | True | True | True | True | True | True | False | False | True | True | True | True | True | True | [5 empty] | Non Federally-Regulated | 05/03/2011 |  | 07/01/2014
Tork | Tork | K400Z-2 | Astronomical Time Switch Contr |  |  |  |  | True | True | True | True | True | True | True | [11 empty] | Non Federally-Regulated | 04/27/2006 |  | 01/07/2010
Sensor Switch, Inc. | Sensor Switch | nCMR-9-2P-***** | Occupant / Motion / Vacancy Se |  | True | True |  | True | [17 empty] | Non Federally-Regulated | 11/20/2008 |  | 01/07/2010
Lutron Electronics Co., Inc. | Lutron | CCP-**********-******-**-CGP*** | Multi-Level Astronomical Time | System | True | True |  | True | True | True | True | True | True | True | [11 empty] | Non Federally-Regulated | 07/10/2012 |  | 07/01/2014
WattStopper, Inc. | WattStopper | PW-203-* | Multi-Level Occupant Sensor | Device | True | True | True | True | True | True | True | True | False | False | True | True |  | False | [7 empty] | Non Federally-Regulated | 04/29/2010 |  | 07/01/2014
Hubbell Building Automation | Hubbell Building Automation | SIMLK881P120277 | Automatic Time Switch Control |  | True | True |  | True | True | [16 empty] | Non Federally-Regulated | 05/20/2004 |  | 01/07/2010
Lutron Electronics Co., Inc. | HomeWorks QS | HQRD-H*** | Automatic Daylighting Control | System | True | True | True | True | True | True | True | False |  |  | True | True |  | True | [7 empty] | Non Federally-Regulated | 07/10/2012 |  | 07/01/2014
Lutron Electronics Co., Inc. | Radio Touch | RTA-RX-F-SC | Automatic Daylighting Control |  | True | True |  | True | True | True | False | [9 empty] | True |  |  |  |  | Non Federally-Regulated | 09/12/2003 |  | 09/19/2005
Schneider Electric | SERP | SERP32HS | Astronomical Time Switch Contr | System | True | True |  | True | True | True | True | True | True | True | [11 empty] | Non Federally-Regulated | 09/11/2012 |  | 07/01/2014
Lighting Control & Design | Lighting Control & Design | GR2400ACC-***DTC***d | Automatic Daylighting Control | System | True | True | True | True | True | True | True | False |  |  | True | True |  | True | [7 empty] | Non Federally-Regulated | 12/28/2009 |  | 07/01/2014
WattStopper, Inc. | WattStopper | LIDA48-*-*-*-* | Automatic Time Switch Control | Device | True | True |  | True | True | [16 empty] | Non Federally-Regulated | 08/03/2010 |  | 07/01/2014
Siemens Energy & Automation | Siemens Energy & Automation | 5WG1 705-8XH15 | Automatic Time Switch Control |  | True | True |  | True | True | [8 empty] | True | True | True | [5 empty] | Non Federally-Regulated | 12/19/2005 |  | 01/07/2010
Lutron Electronics Co., Inc. | Lutron | DVSCELV-303P**** | Dimmer | Device | True | True |  | True | True | True | True | True | True | True | True | False | [9 empty] | Non Federally-Regulated | 04/28/2010 |  | 01/21/2014
Sensor Switch, Inc. | Sensor Switch | PP-20 | Occupant / Motion / Vacancy Se |  | True | True |  | True | [17 empty] | Non Federally-Regulated | 11/19/2001 |  | 03/01/2006
Cooper Controls | Greengate | CK 16******* | Multi-Level Astronomical Time | System | True | True |  | True | True | True | True | True | True | True | [11 empty] | Non Federally-Regulated | 04/15/2011 |  | 07/01/2014
Lutron Electronics Co., Inc. | Lutron | GP28-******************* | Multi-Level Occupant Sensor | System | True | True | True | True | True | True | True | True | True | True | True | True |  | False | [7 empty] | Non Federally-Regulated | 12/28/2009 |  | 07/01/2014
Cooper Controls | Fifthlight | FLT-LCP-* | Automatic Daylighting Control | System | True | True | True | True | True | True | True | False |  |  | True | True |  | True | [7 empty] | Non Federally-Regulated | 08/24/2012 |  | 07/01/2014
Tork | Tork | 8007L | Automatic Time Switch Control |  | True | True |  | True | True | [16 empty] | Non Federally-Regulated | 06/03/2003 |  | 04/27/2006
Schneider Electric (Square D Wiring Devices) | Powerlink | NF1000G3 | Multi-Level Astronomical Time |  | True | True |  | True | True | True | True | True | True | True |  |  |  | True | True | True | [5 empty] | Non Federally-Regulated | 08/24/2006 |  | 03/14/2008
Universal Energy Control, Inc. | Conserver | C-600 | Ultrasonic Occupant / Motion S |  | False | False |  | True | True | True | True | True | [13 empty] | Non Federally-Regulated | 09/01/1984 |  | 04/06/1998
Lutron Electronics Co., Inc. | LCP 128 | LCP-*****-******-** | Occupant / Motion / Vacancy Se |  | True | True |  | True | [17 empty] | Non Federally-Regulated | 09/19/2005 |  | 01/07/2010
Lutron Electronics Co., Inc. | Lutron | LOS-CDT-2000*** | Occupant / Motion / Vacancy Se | System | True | True |  | True | True | True | True | True | True | True | True | False | [9 empty] | Non Federally-Regulated | 12/13/2012 |  | 07/01/2014
Lutron Electronics Co., Inc. | Lutron | CCP-****-******-**-CGP**** | Multi-Level Astronomical Time | System | True | True |  | True | True | True | True | True | True | True | [11 empty] | Non Federally-Regulated | 07/10/2012 |  | 07/01/2014
Novitas, Inc. | Light-o-matic | 01-051 | Ultrasonic Occupant / Motion S |  | False | False |  | True | True | True | True | True | [13 empty] | Non Federally-Regulated | 09/01/1984 |  | 04/06/1998
Intermatic, Inc. | Intermatic | EM1408MC | Photosensor / Photocontrol Dev | Device | True | True |  | False | False | [16 empty] | Non Federally-Regulated | 01/20/2010 |  | 07/01/2014
Intermatic, Inc. | Intermatic | K1222 | Photosensor / Photocontrol Dev | Device | True | True |  | False | False | [16 empty] | Non Federally-Regulated | 01/20/2010 |  | 07/01/2014
Sensor Switch, Inc. | Sensor Switch | nRMR-PDT-10-2P-***** | Occupant / Motion / Vacancy Se |  | True | True |  | True | [17 empty] | Non Federally-Regulated | 11/20/2008 |  | 01/07/2010
Legrand / Pass & Seymour | Legrand | ADPD703HW4 | Dimmer | Device | True | True |  | True | True | True | True | True | True | True | True | False | [9 empty] | Non Federally-Regulated | 09/14/2012 |  | 07/01/2014
Tork | Tork | PS510 | Occupant / Motion / Vacancy Se |  | True | True |  | True | [17 empty] | Non Federally-Regulated | 02/27/1997 |  | 04/06/1998
Siemens Energy & Automation | Siemens Energy & Automation | 5WG1 703-8XF12 | Automatic Time Switch Control |  | True | True |  | True | True | [8 empty] | True | True | True | [5 empty] | Non Federally-Regulated | 12/19/2005 |  | 01/07/2010
Pass & Seymour / Legrand | Rex | 3766 | Automatic Time Switch Control |  | True | False |  | True | True | [16 empty] | Non Federally-Regulated | 02/09/1995 |  | 01/07/2010
Lutron Electronics Co., Inc. | Homeworks | HRD-6ND*** | Dimmer | System | True | True |  | True | True | True | True | False |  |  |  | False | [9 empty] | Non Federally-Regulated | 12/17/2009 |  | 01/21/2014
Legrand / Pass & Seymour | Legrand | ADTH700MMUM2 | Dimmer | Device | True | True |  | True | True | True | True | False |  |  |  | False | [9 empty] | Non Federally-Regulated | 11/27/2012 |  | 07/01/2014
Tork | Tork | PC10 | Occupant / Motion / Vacancy Se |  | True | True |  | True | [17 empty] | Non Federally-Regulated | 02/08/1993 |  | 04/06/1998
Legrand / Wiremold | WattStopper | CLPA | Multi-Level Astronomical Time | System | True | True |  | True | True | True | True | True | True | True | [11 empty] | Non Federally-Regulated | 03/23/2010 |  | 07/01/2014
Lutron Electronics Co., Inc. | Grafik Eye | QSG-**120-****-*** | Ultrasonic Occupant / Motion S |  | True | True |  | True | [17 empty] | Non Federally-Regulated | 05/23/2007 |  | 01/07/2010
Legrand / Wiremold | WattStopper | LVHUBF | Manual-On Occupant Sensor | System | True | True | True | True | True | True | True | True | True | True | True | True | True | True | True | True |  | True |  |  |  | Non Federally-Regulated | 03/23/2010 |  | 07/01/2014
Novitas, Inc. | Novitas | 01-430-BAS | Occupant / Motion / Vacancy Se |  | True | True |  | True | [8 empty] | True | True | True | True | False | False |  |  |  | Non Federally-Regulated | 09/06/2005 |  | 08/18/2006
Sensor Switch, Inc. | Sensor Switch | nCMB-10-******** | Occupant / Motion / Vacancy Se |  | True | True |  | True | [17 empty] | Non Federally-Regulated | 11/20/2008 |  | 01/07/2010
Tork | Tork | EW120S-24 | Automatic Time Switch Control |  | True | True |  | True | True | [16 empty] | Non Federally-Regulated | 03/22/2001 |  | 04/27/2006
Lutron Electronics Co., Inc. | Grafik Eye | RPT6/**-120***** | Occupant / Motion / Vacancy Se |  | True | True |  | True | [17 empty] | Non Federally-Regulated | 09/12/2003 |  | 09/19/2005
Lutron Electronics Co., Inc. | Lutron | LCP32-******************* | Occupant / Motion / Vacancy Se | System | True | True |  | True | True | True | False |  |  |  |  | False | [9 empty] | Non Federally-Regulated | 04/28/2010 |  | 07/01/2014
Leviton Manufacturing Co., Inc. | Leviton | re4bd-*** | Automatic Daylighting Control |  | True | True | True | True | False |  | True | True | True | True | True | True |  | True | False | False | [5 empty] | Non Federally-Regulated | 09/14/2006 |  | 01/07/2010
Pass & Seymour / Legrand | Rex | 3751 | Automatic Time Switch Control |  | True | False |  | True | True | [16 empty] | Non Federally-Regulated | 02/27/1997 |  | 04/06/1998
Siemens Energy & Automation | Siemens Energy & Automation | 5WG1 705-8XE14 | Automatic Time Switch Control |  | True | True |  | True | True | [8 empty] | True | True | True | [5 empty] | Non Federally-Regulated | 12/19/2005 |  | 01/07/2010
Profile Systems LLC | Profile Systems | PROFILE P1841 | Automatic Time Switch Control |  | True | True |  | True | True | [16 empty] | Non Federally-Regulated | 11/06/2002 |  | 02/18/2005
Starfield Controls, Inc. | Starfield Controls, Inc. | TR333* | Automatic Time Switch Control |  | True | True |  | True | True | [16 empty] | Non Federally-Regulated | 03/14/2006 |  | 01/07/2010
WattStopper, Inc. | WattStopper | LMLS-400 | Automatic Daylighting Control | System | True | True | True | True | True | True | True | True | True | True | True | True |  | True | [7 empty] | Non Federally-Regulated | 10/08/2010 |  | 07/01/2014
Lutron Electronics Co., Inc. | Lutron | LUT-HVAC-100-243 | Multi-Level Astronomical Time | System | True | True |  | True | True | True | True | True | True | True | [11 empty] | Non Federally-Regulated | 07/10/2012 |  | 07/01/2014
Unenco, Inc. / Univ. Energy | UEC | AICS-RC120V | Occupant / Motion / Vacancy Se |  | True | True |  | True | [17 empty] | Non Federally-Regulated | 09/25/1992 |  | 04/06/1998
Hubbell Building Automation | Hubbell Building Automation | TCPCOUTDOOR | Exterior Photocontrol Device |  | True | True | [19 empty] | Non Federally-Regulated | 09/08/2007 |  | 01/07/2010
CentraLite Systems, Inc. | CentraLite Systems, Inc. | JetStream | Multi-Level Astronomical Time |  | True | True |  | True | True | True | True | True | True | True |  |  |  | False | True | True | [5 empty] | Non Federally-Regulated | 10/12/2007 |  | 01/07/2010
Sensor Switch, Inc. | Sensor Switch | nCM-PDT-10-******** | Occupant / Motion / Vacancy Se |  | True | True |  | True | [17 empty] | Non Federally-Regulated | 11/20/2008 |  | 01/07/2010
Legrand / Pass & Seymour | Legrand | ADSM703HW2 | Dimmer | Device | True | True |  | True | True | True | True | True | True | True | True | False | [9 empty] | Non Federally-Regulated | 09/14/2012 |  | 07/01/2014
Siemens Energy & Automation | Siemens Energy & Automation | 5WG1 705-8XJ03 | Automatic Time Switch Control |  | True | True |  | True | True | [8 empty] | True | True | True | [5 empty] | Non Federally-Regulated | 12/19/2005 |  | 01/07/2010
Tridonic | Tridonic | 86457892 DSISMT270R | Occupant / Motion / Vacancy Se |  | True | True |  | True | [17 empty] | Non Federally-Regulated | 05/11/2004 |  | 01/07/2010
Siemens Energy & Automation | Siemens Energy & Automation | 5WG1 703-8XB22 | Automatic Time Switch Control |  | True | True |  | True | True | [8 empty] | True | True | True | [5 empty] | Non Federally-Regulated | 12/19/2005 |  | 01/07/2010
Mytech Corp. | Mytech | LPC-300 | Occupant / Motion / Vacancy Se |  | True | True |  | True | [17 empty] | Non Federally-Regulated | 12/06/1993 |  | 06/04/1999
Intermatic, Inc. | Intermatic | ET71615CR | Astronomical Time Switch Contr | Device | True | True |  | True | True | True | True | True | True | True | [11 empty] | Non Federally-Regulated | 01/20/2010 |  | 07/01/2014
Lutron Electronics Co., Inc. | Homeworks | HWD-6*D-** | Occupant / Motion / Vacancy Se |  | True | True |  | True | [17 empty] | Non Federally-Regulated | 08/13/2007 |  | 01/07/2010
Control4 Corp. | Control4 | C4-KD277-** | Dimmer | Device | True | True |  | True | True | True | True | False |  |  |  | False | [9 empty] | Non Federally-Regulated | 07/01/2013 |  | 07/01/2014
Tork | Tork | DGS100 (120VAC) | Automatic Time Switch Control |  | True | True |  | True | True | [16 empty] | Non Federally-Regulated | 02/07/1994 |  | 01/07/2010
Lutron Electronics Co., Inc. | Lutron | GP8-******************* | Automatic Time Switch Control | System | True | True |  | True | True | [16 empty] | Non Federally-Regulated | 12/28/2009 |  | 07/01/2014
GE Industrial Systems | GE Industrial Systems | RSENIRW12 | Photosensor / Photocontrol Dev |  | True | False |  | True | [17 empty] | Non Federally-Regulated | 03/20/2001 |  | 01/07/2010
Douglas Lighting Controls | Douglas | WSP2718 | Automatic Daylighting Control |  | True | True | True | True | True | True | True | True | True | True | True | True | True | True | False | True |  | False |  |  |  | Non Federally-Regulated | 11/02/2005 |  | 01/07/2010
Intermatic, Inc. | Grasslin | TALENTO 892-120 | Automatic Time Switch Control | Device | True | True |  | True | True | [16 empty] | Non Federally-Regulated | 01/20/2010 |  | 07/01/2014
Emerson Climate Technologies Retail Solutions | E2 | CX-300/400 | Automatic Daylighting Control | System | True | True | True | True | True | True | True | True | True | True | True | True |  | True | [7 empty] | Non Federally-Regulated | 04/14/2011 |  | 10/04/2012
Lutron Electronics Co., Inc. | Grafik Eye | GRX-3504-*-** | Occupant / Motion / Vacancy Se |  | True | True |  | True | [17 empty] | Non Federally-Regulated | 05/09/2000 |  | 09/19/2005
Hubbell Incorporated | H-Moss | HMW1DC | Occupant / Motion / Vacancy Se |  | True | True |  | True | [17 empty] | Non Federally-Regulated | 05/19/1995 |  | 01/07/2010
Unenco, Inc. / Univ. Energy | UEC | C-400 | Ultrasonic Occupant / Motion S |  | True | True |  | True | True | True | True | True | [13 empty] | Non Federally-Regulated | 09/25/1992 |  | 01/07/2010
Legrand / Pass & Seymour | Legrand / Pass & Seymour | CDDH16NA* | Dimmer | Device | True | True |  | True | True | True | True | False |  |  |  | False | [9 empty] | Non Federally-Regulated | 12/23/2010 |  | 07/01/2014
Siemens Energy & Automation | Siemens Energy & Automation | 5WG1 703-8XA42 | Automatic Time Switch Control |  | True | True |  | True | True | [8 empty] | True | True | True | [5 empty] | Non Federally-Regulated | 12/19/2005 |  | 01/07/2010
Lighting Control & Design | Lighting Control & Design | GR41**/**DTC***********d | Automatic Daylighting Control |  | True | True | False | True | True | True | False |  | True | True | True | True | False |  |  | True |  | True |  |  |  | Non Federally-Regulated | 06/28/2005 |  | 12/28/2009
Echoflex Solutions, Inc. | Echoflex | ER6CD-a*-*** | Occupant Sensing Device | Device | True | True | True | True | True | False |  |  |  | False |  |  | True | True | False |  | True | True | True | True | True | Non Federally-Regulated | 09/08/2014 |  | 03/24/2015
Tork | Tork | 5008S | Exterior Photocontrol Device | [14 empty] | True | True | True | [5 empty] | Non Federally-Regulated | 04/27/2006 |  | 01/07/2010
Leviton Manufacturing Co., Inc. | Leviton | R48ND-*** | Occupant / Motion / Vacancy Se |  | True | True |  | True | [17 empty] | Non Federally-Regulated | 08/17/2004 |  | 01/07/2010
PLC Multipoint, Inc. | PLC Multipoint | LCM-IE-*Z-***V | Automatic Time Switch Control | System | True | True |  | True | True | [16 empty] | Non Federally-Regulated | 03/04/2010 |  | 07/01/2014
WattStopper, Inc. | WattStopper | LS40 | Photosensor / Photocontrol Dev |  | True | False |  | True | [17 empty] | Non Federally-Regulated | 06/07/1994 |  | 01/07/2010
Lutron Electronics Co., Inc. | Lutron | CCP-****-******-** | Occupant / Motion / Vacancy Se | System | True | True |  | True | True | True | False |  |  |  |  | False | [9 empty] | Non Federally-Regulated | 07/10/2012 |  | 07/01/2014
Legrand / Wiremold | WattStopper | GSA-GCA | Multi-Level Occupant Sensor | System | True | True | True | True | True | True | True | True | True | True | True | True | True | True | True | True | True | True |  |  |  | Non Federally-Regulated | 03/23/2010 |  | 07/01/2014
WattStopper, Inc. | WattStopper | PW-100D-* | Multi-Level Occupant Sensor | Device | True | True | True | True | True | True | True | True | False | False | True | True |  | False | [7 empty] | Non Federally-Regulated | 04/29/2010 |  | 07/01/2014
GE Lighting, a Savant company | General Electric | JACE 502 UI | Automatic Time Switch Control |  | True | True |  | True | True | [16 empty] | Non Federally-Regulated | 10/15/2001 |  | 09/03/2015
Blue Ridge Technologies | CL Series | CL16************* | Automatic Time Switch Control | System | True | True |  | True | True | [16 empty] | Non Federally-Regulated | 08/09/2011 |  | 07/01/2014
Blue Ridge Technologies | Midori | MD32************* | Automatic Time Switch Control | Device | True | True |  | True | True | [16 empty] | Non Federally-Regulated | 06/30/2010 |  | 07/01/2014
Legrand / Wiremold | WattStopper | NVHUBD | Automatic Time Switch Control | System | True | True |  | True | True | [16 empty] | Non Federally-Regulated | 03/23/2010 |  | 07/01/2014
Cooper Wiring Devices | Savant | VS106D1-** | Manual-On Occupant Sensor | Device | True | True |  | True | True | False | True | True | False |  |  |  |  | False | [7 empty] | Non Federally-Regulated | 03/23/2010 |  | 07/01/2014
Douglas Lighting Controls | Douglas Lighting Controls | WNP-2150 | Multi-Level Astronomical Time | System | True | True |  | True | True | True | True | True | True | True | [11 empty] | Non Federally-Regulated | 05/28/2010 |  | 07/01/2014
Lutron Electronics Co., Inc. | Lutron | UMACL-********** | Dimmer | Device | True | True |  | True | True | True | True | False |  |  |  | False | [9 empty] | Non Federally-Regulated | 02/25/2013 |  | 01/21/2014
Gentec, Inc. | Kameleon | K8-64-PA-S* | Multi-Level Astronomical Time | System | True | True |  | True | True | True | True | True | True | True | [11 empty] | Non Federally-Regulated | 01/20/2012 |  | 07/01/2014
Lightolier | Sunrise | ZP600HDF120* | Dimmer | Device | True | True |  | True | True | True | True | True | True | True | True | False | [9 empty] | Non Federally-Regulated | 04/25/2013 |  | 07/01/2014
Sensor Switch, Inc. | Sensor Switch | nCMB PC ADC*********** | Automatic Daylighting Control | System | True | True | True | True | False |  |  | True | True | True | True | True |  | True | [7 empty] | Non Federally-Regulated | 04/28/2010 |  | 07/01/2014
Unenco, Inc. / Univ. Energy | UEC | UMD700277V | Ultrasonic Occupant / Motion S |  | True | True |  | True | True | True | True | True | [13 empty] | Non Federally-Regulated | 09/25/1992 |  | 01/07/2010
WattStopper, Inc. | WattStopper | LMLS-400 | Photosensor / Photocontrol Dev | System | True | True |  | False | False | [16 empty] | Non Federally-Regulated | 10/08/2010 |  | 07/01/2014
Legrand / Wiremold | WattStopper | CE7ATC SERIES | Occupant / Motion / Vacancy Se | System | True | True | True | True | True | True | True | True | True | True | True | True |  | True | True | True | [5 empty] | Non Federally-Regulated | 03/23/2010 |  | 07/01/2014
Siemens Energy & Automation | Siemens Energy & Automation | 5WG1 703-8XF41 | Automatic Time Switch Control |  | True | True |  | True | True | [8 empty] | True | True | True | [5 empty] | Non Federally-Regulated | 12/19/2005 |  | 01/07/2010
Lutron Electronics Co., Inc. | Softswitch 128 | XPS32-******-** | Astronomical Time Switch Contr |  | True | True |  | True | True | True | True | True | True | True | [11 empty] | Non Federally-Regulated | 09/19/2005 |  | 01/07/2010
Siemens Energy & Automation | Siemens Energy & Automation | 5WG1 705-8XE11 | Automatic Time Switch Control |  | True | True |  | True | True | [8 empty] | True | True | True | [5 empty] | Non Federally-Regulated | 12/19/2005 |  | 01/07/2010
Lutron Electronics Co., Inc. | Softswitch 48 | XPS20-******-** | Automatic Time Switch Control |  | True | True |  | True | True | [16 empty] | Non Federally-Regulated | 09/12/2003 |  | 09/19/2005
Lithonia Lighting | Panelmax Series | LCP1 32 120/277 | Automatic Time Switch Control |  | True | True |  | True | True | [16 empty] | Non Federally-Regulated | 04/29/1993 |  | 02/24/2000
WattStopper, Inc. | WattStopper | CE200 | Occupant / Motion / Vacancy Se |  | True | True |  | True | [17 empty] | Non Federally-Regulated | 09/29/1993 |  | 04/06/1998
Lighting Control & Design | Lighting Control & Design | GR24**/**DTC***********s | Automatic Daylighting Control | System | True | True | True | True | False |  |  | True | True | True | True | True |  | True | [7 empty] | Non Federally-Regulated | 12/28/2009 |  | 07/01/2014
Lutron Electronics Co., Inc. | Lutron | CCP-******-******-** | Occupant / Motion / Vacancy Se | System | True | True |  | True | True | True | False |  |  |  |  | False | [9 empty] | Non Federally-Regulated | 07/10/2012 |  | 07/01/2014
Litetouch, Inc. | Litetouch, Inc. | 08-5000-26 | Automatic Time Switch Control |  | True | True |  | True | True | [16 empty] | Non Federally-Regulated | 09/29/2003 |  | 01/07/2010
Sensor Switch, Inc. | Sensor Switch | CM-PDT-RR7-**-** | Occupant / Motion / Vacancy Se |  | True | True |  | True | [17 empty] | Non Federally-Regulated | 11/19/2001 |  | 03/01/2006
Lutron Electronics Co., Inc. | Centralized Lighting Control | G7-AR-****-*-120 | Multi-Level Daylighting Contro |  | True | True |  | True | True | True | True | [14 empty] | Non Federally-Regulated | 09/19/2005 |  | 01/07/2010
Electronics Diversified, Inc. | Electronics Diversified, Inc. | TSC-XLT/01-120 | Automatic Time Switch Control |  | True | True |  | True | True | [16 empty] | Non Federally-Regulated | 01/05/2005 |  | 01/07/2010
Convia, Inc., A Herman Miller Co. | Convia | GSE-PFC-03 | Automatic Daylighting Control | System | True | True | True | True | True | True | True | True | True | True | True | True |  | True | [7 empty] | Non Federally-Regulated | 03/04/2010 |  | 07/01/2014
Mytech Corp. | Mytech | LPH-HB | Occupant / Motion / Vacancy Se |  | True | True |  | True | [17 empty] | Non Federally-Regulated | 12/06/1993 |  | 06/04/1999
Legrand / Wiremold | WattStopper | CE8840 SERIES | Multi-Level Astronomical Time | System | True | True |  | True | True | True | True | True | True | True | [11 empty] | Non Federally-Regulated | 03/23/2010 |  | 07/01/2014
Siemens Energy & Automation | Siemens Energy & Automation | 5WG1 705-8XA02 | Automatic Time Switch Control |  | True | True |  | True | True | [8 empty] | True | True | True | [5 empty] | Non Federally-Regulated | 12/19/2005 |  | 01/07/2010
Lutron Electronics Co., Inc. | Lutron | CCP-************-******-**-CGP*** | Occupant / Motion / Vacancy Se | System | True | True |  | True | True | True | False |  |  |  |  | False | [9 empty] | Non Federally-Regulated | 07/12/2012 |  | 07/01/2014
Lutron Electronics Co., Inc. | Grafik Eye | GRX-3504-*-** | Automatic Time Switch Control |  | True | True |  | True | True | [16 empty] | Non Federally-Regulated | 05/09/2000 |  | 09/19/2005
Lutron Electronics Co., Inc. | Lutron | CCP-******-*****-** | Dimmer | System | True | True |  | True | True | True | True | False |  |  |  | False | [9 empty] | Non Federally-Regulated | 07/10/2012 |  | 07/01/2014
Cooper Wiring Devices | Aspire | 9540xx | Dimmer | Device | True | True |  | True | True | True | True | True | True | True | True | False | [9 empty] | Non Federally-Regulated | 11/12/2010 |  | 12/29/2010
Lutron Electronics Co., Inc. | Lutron | ULOS-CDT-2000R*** | Occupant / Motion / Vacancy Se | System | True | True |  | True | True | True | True | True | True | True | True | False | [9 empty] | Non Federally-Regulated | 12/13/2012 |  | 07/01/2014
GE Industrial Systems | GE Industrial Systems | RSENUS2C | Photosensor / Photocontrol Dev |  | True | False |  | True | [17 empty] | Non Federally-Regulated | 03/20/2001 |  | 01/07/2010
Lighting Control & Design | Lighting Control & Design | SNAPLINK RELAY | Automatic Daylighting Control |  | True | True |  | True | False |  | True | False | [8 empty] | True |  |  |  |  | Non Federally-Regulated | 07/20/1999 |  | 06/22/2005
Gentec, Inc. | Schneider Electric | SERPTC411 | Astronomical Time Switch Contr | Device | True | True |  | True | True | True | True | True | True | True | [11 empty] | Non Federally-Regulated | 01/20/2012 |  | 07/01/2014
Paragon Electric Co. | Paragon | EC365/DST2 | Automatic Time Switch Control |  | True | True |  | True | True | [16 empty] | Non Federally-Regulated | 03/18/1993 |  | 01/21/1999
Lutron Electronics Co., Inc. | Centralized Lighting Control | OMX-460*-*-** | Automatic Daylighting Control |  | True | True |  | True |  |  | True | True |  |  | True | True | False |  |  | True |  | True |  |  |  | Non Federally-Regulated | 09/28/2005 |  | 01/07/2010
Sensor Switch, Inc. | Sensor Switch | nRMR PC 480*** | Photosensor / Photocontrol Dev | System | True | True |  | False | False | [16 empty] | Non Federally-Regulated | 04/28/2010 |  | 07/01/2014
Intermatic, Inc. | Grasslin | PC2-120-LS2 | Automatic Daylighting Control |  | True | True | True | True | False |  | True | True | True | True | True | False |  | True | False | False | [5 empty] | Non Federally-Regulated | 09/05/2008 |  | 01/07/2010
Vantage Controls, Inc. | Vantage Controls, Inc. | DP2B* | Dimmer | System | True | True | True | True | False |  | True | False |  |  |  | True | [9 empty] | Non Federally-Regulated | 04/28/2010 |  | 07/01/2014
Lutron Electronics Co., Inc. | Lutron | XPS24-******************* | Astronomical Time Switch Contr | System | True | True |  | True | True | True | True | True | True | True | [11 empty] | Non Federally-Regulated | 12/28/2009 |  | 07/01/2014
Convia, Inc., A Herman Miller Co. | Convia | GSE-SRC-01 | Astronomical Time Switch Contr | System | True | True |  | True | True | True | True | True | True | True | [11 empty] | Non Federally-Regulated | 03/04/2010 |  | 07/01/2014
Hubbell Building Automation | Hubbell Building Automation | PIR10****** | Occupant / Motion / Vacancy Se | Device | True | True |  | True | True | False | False |  |  |  |  | False | [9 empty] | Non Federally-Regulated | 03/26/2010 |  | 07/01/2014
Siemens Energy & Automation | Siemens Energy & Automation | 5WG1 705-8XB16 | Automatic Time Switch Control |  | True | True |  | True | True | [8 empty] | True | True | True | [5 empty] | Non Federally-Regulated | 12/19/2005 |  | 01/07/2010
Paragon Electric Co. | Paragon | EC7000/24V | Automatic Time Switch Control |  | True | True |  | True | True | [16 empty] | Non Federally-Regulated | 06/25/1993 |  | 01/21/1999
Tork | Tork | TZ-302L | Automatic Time Switch Control |  | True | True |  | True | True | [16 empty] | Non Federally-Regulated | 06/03/2003 |  | 01/07/2010
Lutron Electronics Co., Inc. | Lutron | CCP-**********-******-**-CGP*** | Automatic Time Switch Control | System | True | True |  | True | True | [16 empty] | Non Federally-Regulated | 07/10/2012 |  | 07/01/2014
Vantage Controls, Inc. | Vantage Controls, Inc. | MSC100 | Automatic Time Switch Control | System | True | True |  | True | True | [16 empty] | Non Federally-Regulated | 03/23/2010 |  | 07/01/2014
Sensor Switch, Inc. | Sensor Switch | RMR PDT 9*********** | Occupant / Motion / Vacancy Se | Device | True | True |  | True | True | False | False |  |  |  |  | False | [9 empty] | Non Federally-Regulated | 04/28/2010 |  | 07/01/2014
Tork | Tork | 7202Z | Automatic Time Switch Control |  | True | True |  | True | True | [16 empty] | Non Federally-Regulated | 06/03/2003 |  | 01/07/2010
Lutron Electronics Co., Inc. | Homeworks | HWV-1000NS-** | Automatic Time Switch Control | System | True | True |  | True | True | [16 empty] | Non Federally-Regulated | 01/20/2010 |  | 07/01/2014
Sensor Switch, Inc. | Sensor Switch | WSD-**-*-*-* | Occupant / Motion / Vacancy Se |  | True | True |  | True | [17 empty] | Non Federally-Regulated | 11/19/2001 |  | 03/01/2006
Intermatic, Inc. | Intermatic | EI600LAC | Automatic Time Switch Control |  | True | True |  | True | True | [8 empty] | True | [7 empty] | Non Federally-Regulated | 03/07/2007 |  | 01/07/2010
Computer Process Controls | Computer Process Controls | 830-1120 | Automatic Time Switch Control |  | True | True |  | True | True | [16 empty] | Non Federally-Regulated | 12/24/1998 |  | 01/07/2010
Hubbell Building Automation | Hubbell Building Automation | TC44*** | Automatic Time Switch Control | Device | True | True |  | True | True | [16 empty] | Non Federally-Regulated | 03/26/2010 |  | 07/01/2014
Intermatic, Inc. | Grasslin | PC2-D30-120-LS1 | Photosensor / Photocontrol Dev |  | True | True |  | True | [17 empty] | Non Federally-Regulated | 11/10/2008 |  | 01/07/2010
Legrand / Wiremold | WattStopper | LRD2F | Occupant / Motion / Vacancy Se | System | True | True | True | True | True | True | True | True | True | True | True | True |  | True | True | True | [5 empty] | Non Federally-Regulated | 03/23/2010 |  | 07/01/2014
Pass & Seymour / Legrand | Rex | 49735 | Automatic Time Switch Control |  | True | False |  | True | True | [16 empty] | Non Federally-Regulated | 02/09/1995 |  | 01/07/2010
Intermatic, Inc. | Intermatic, Inc. | EI220W | Automatic Time Switch Control | Device | True | True |  | True | True | [16 empty] | Non Federally-Regulated | 04/15/2011 |  | 07/01/2014
Sensor Switch, Inc. | Sensor Switch | nCMR-6-480-**** | Occupant / Motion / Vacancy Se |  | True | True |  | True | [17 empty] | Non Federally-Regulated | 11/20/2008 |  | 01/07/2010
Lutron Electronics Co., Inc. | Sensor | MRF-3LD-** | Occupant / Motion / Vacancy Se |  | True | True |  | True | [17 empty] | Non Federally-Regulated | 12/10/2008 |  | 01/07/2010
Tork | Tork | ES103-24 | Automatic Time Switch Control |  | True | True |  | True | True | [16 empty] | Non Federally-Regulated | 03/22/2001 |  | 04/27/2006
Tork | Tork | DZS100AP | Automatic Time Switch Control |  |  |  |  | True | True | [16 empty] | Non Federally-Regulated | 04/27/2006 |  | 01/07/2010
Tork | Tork | 7122ZL | Automatic Time Switch Control |  | True | True |  | True | True | [16 empty] | Non Federally-Regulated | 06/03/2003 |  | 04/27/2006
Intermatic, Inc. | Gasmaster | GM40AVE | Automatic Time Switch Control | Device | True | True | True | False | [17 empty] | Non Federally-Regulated | 07/17/2014 |  | 08/05/2014
Schneider Electric (Square D Wiring Devices) | Square D Co. | SLSCUS2000 | Ultrasonic Occupant / Motion S |  | True | True |  | True | True | True | True | True |  |  |  |  | True | True | True | False | True | False |  |  |  | Non Federally-Regulated | 10/27/2006 |  | 01/07/2010
Cooper Controls | Greengate | CK4A **** ** | Astronomical Time Switch Contr | System | True | True |  | True | True | True | True | True | True | True | [11 empty] | Non Federally-Regulated | 04/15/2011 |  | 07/01/2014
WattStopper, Inc. | WattStopper | LS100XB | Photosensor / Photocontrol Dev |  | True | True |  | True | [17 empty] | Non Federally-Regulated | 08/06/1992 |  | 01/07/2010
Mytech Corp. | Mytech | OMNI-DIA | Occupant / Motion / Vacancy Se |  | True | True |  | True | [17 empty] | Non Federally-Regulated | 06/04/1999 |  | 01/07/2010
Siemens Energy & Automation | Siemens Energy & Automation | 5WG1 704-8XG43 | Automatic Time Switch Control |  | True | True |  | True | True | [8 empty] | True | True | True | [5 empty] | Non Federally-Regulated | 12/19/2005 |  | 01/07/2010
Earlwood Technologies | Lights-Out | LO2000 | Ultrasonic Occupant / Motion S |  | True | True |  | True | True | True | True | True | [13 empty] | Non Federally-Regulated | 12/10/1992 |  | 01/07/2010
Siemens Energy & Automation | Siemens Energy & Automation | 5WG1 704-8XC12 | Automatic Time Switch Control |  | True | True |  | True | True | [8 empty] | True | True | True | [5 empty] | Non Federally-Regulated | 12/19/2005 |  | 01/07/2010
Lutron Electronics Co., Inc. | Homeworks | ST-7B-**-** | Occupant / Motion / Vacancy Se |  | True | True |  | True | [17 empty] | Non Federally-Regulated | 08/13/2007 |  | 01/07/2010
Sensor Switch, Inc. | Sensor Switch | nRM-9-2P-***** | Occupant / Motion / Vacancy Se |  | True | True |  | True | [17 empty] | Non Federally-Regulated | 11/20/2008 |  | 01/07/2010
Siemens Energy & Automation | Siemens Energy & Automation | 5WG1 704-8XK41 | Automatic Time Switch Control |  | True | True |  | True | True | [8 empty] | True | True | True | [5 empty] | Non Federally-Regulated | 12/19/2005 |  | 01/07/2010
Tork | Tork | DGUM100-12 (12VDC) | Automatic Time Switch Control |  | True | True |  | True | True | [16 empty] | Non Federally-Regulated | 02/07/1994 |  | 01/07/2010
Leviton Manufacturing Co., Inc. | Leviton | RPM08-*** | Occupant / Motion / Vacancy Se | System | True | True |  | True | True | False | True | True | True | True | True | False | [9 empty] | Non Federally-Regulated | 05/28/2010 |  | 07/01/2014
Lutron Electronics Co., Inc. | Radio RA | RA-8ANS-** | Occupant / Motion / Vacancy Se |  | True | True |  | True | [17 empty] | Non Federally-Regulated | 08/13/2007 |  | 01/07/2010
Legrand / Wiremold | WattStopper | CNPA | Dimmer | System | True | True | True | True | True | True | True | True | True | True | True | True | [9 empty] | Non Federally-Regulated | 03/23/2010 |  | 07/01/2014
Gentec, Inc. | Gentec | CENTRAL*SYSTEM | Automatic Time Switch Control |  | True | True |  | True | True | [16 empty] | Non Federally-Regulated | 03/31/1998 |  | 01/07/2010
Intermatic, Inc. | Grasslin | PC1-digi20-277-LS2+ E300 | Photosensor / Photocontrol Dev | Device | True | True | True | [18 empty] | Non Federally-Regulated | 08/05/2014 |  | 01/09/2015
Lithonia Lighting | Panelmax Series | RCWK 16 120/277 | Automatic Daylighting Control |  | True | True |  | True | False |  | True | False | [8 empty] | True |  |  |  |  | Non Federally-Regulated | 12/13/1994 |  | 07/24/2006
Schneider Electric (Square D Wiring Devices) | Square D Co. | SLSWDS1500 | Occupant / Motion / Vacancy Se |  | True | True |  | True | [17 empty] | Non Federally-Regulated | 05/23/2008 |  | 01/26/2009
Siemens Energy & Automation | Siemens Energy & Automation | 5WG1 705-8XE35 | Automatic Time Switch Control |  | True | True |  | True | True | [8 empty] | True | True | True | [5 empty] | Non Federally-Regulated | 12/19/2005 |  | 01/07/2010
Legrand / Wiremold | WattStopper | NRD2C | Astronomical Time Switch Contr | System | True | True |  | True | True | True | True | True | True | True | [11 empty] | Non Federally-Regulated | 03/23/2010 |  | 07/01/2014
Universal Energy Control, Inc. | Conserver | C-600-A | Ultrasonic Occupant / Motion S |  | False | False |  | True | True | True | True | True | [13 empty] | Non Federally-Regulated | 09/01/1984 |  | 04/06/1998
Tork | Tork | EWZ120 | Automatic Time Switch Control |  |  |  |  | True | True | [16 empty] | Non Federally-Regulated | 04/06/2007 |  | 01/07/2010
PLC Multipoint, Inc. | PLC Multipoint | MAS/O OUTDOOR | Exterior Photocontrol Device |  | True | True | [11 empty] | True | True | False | [5 empty] | Non Federally-Regulated | 07/19/2006 |  | 01/07/2010
Lutron Electronics Co., Inc. | Softswitch 128 | XPS12-******-** | Multi-Level Astronomical Time |  | True | True |  | True | True | True | True | True | True | True | [11 empty] | Non Federally-Regulated | 09/19/2005 |  | 01/07/2010
Hubbell Building Automation | Hubbell Building Automation | SIMLK8D42P480 | Automatic Time Switch Control |  | True | True |  | True | True | [16 empty] | Non Federally-Regulated | 05/20/2004 |  | 01/07/2010
Sensor Switch, Inc. | Sensor Switch | CMRB-6-*-**-*-** | Occupant / Motion / Vacancy Se |  | True | True |  | True | [17 empty] | Non Federally-Regulated | 03/01/2006 |  | 01/07/2010
Sensor Switch, Inc. | Sensor Switch | nCMR-10-******** | Occupant / Motion / Vacancy Se |  | True | True |  | True | [17 empty] | Non Federally-Regulated | 11/20/2008 |  | 01/07/2010
Lutron Electronics Co., Inc. | Lutron | S-103P********** | Dimmer | Device | True | True |  | True | True | True | True | True | True | True | True | False | [9 empty] | Non Federally-Regulated | 04/28/2010 |  | 01/21/2014
Tork | Tork | SS700 | Automatic Time Switch Control |  | True | True |  | True | True | [16 empty] | Non Federally-Regulated | 03/25/2002 |  | 01/07/2010
Burle Industries | Honeywell | EL7650 | Occupant / Motion / Vacancy Se |  | True | True |  | True | [17 empty] | Non Federally-Regulated | 01/01/1989 |  | 08/02/1993
Enerlites, Inc. | Enerlites, Inc. | MPC-50L | Multi-Level Occupant Sensor | System | True | True | True | True | True | True | True | True | True | True | True | True |  | False | [7 empty] | Non Federally-Regulated | 11/22/2013 |  | 07/01/2014
Lutron Electronics Co., Inc. | Lutron | S-603PG********* | Dimmer | Device | True | True |  | True | True | True | True | True | True | True | True | False | [9 empty] | Non Federally-Regulated | 04/28/2010 |  | 07/01/2014
Lutron Electronics Co., Inc. | Softswitch 128 | XPS48-******-** | Multi-Level Daylighting Contro |  | True | True |  | True | True | True | True | [14 empty] | Non Federally-Regulated | 09/19/2005 |  | 01/07/2010
Bryant Electric, Inc. | Motion Switch | MSWV1600LV | Occupant / Motion / Vacancy Se |  | True | True |  | True | [17 empty] | Non Federally-Regulated | 08/28/1992 |  | 04/06/1998
Vantage Controls, Inc. | Vantage Controls, Inc. | LVOS-0-10-PWM* | Dimmer | System | True | True | True | True | False |  | True | False |  |  |  | True | [9 empty] | Non Federally-Regulated | 06/19/2012 |  | 07/01/2014
Cooper Controls | Greengate | CK2 277** | Astronomical Time Switch Contr | System | True | True |  | True | True | True | True | True | True | True | [11 empty] | Non Federally-Regulated | 04/15/2011 |  | 07/01/2014
Leviton Manufacturing Co., Inc. | Leviton | L976-T/L210-MC | Occupant / Motion / Vacancy Se |  | True | True |  | True | [17 empty] | Non Federally-Regulated | 01/30/2001 |  | 01/07/2010
Powerline Control Systems | PulseWorx | MLS256IRP | Automatic Time Switch Control | System | True | True |  | True | True | [16 empty] | Non Federally-Regulated | 06/24/2011 |  | 07/01/2014
Novitas, Inc. | Light-o-matic | 01-071 | Ultrasonic Occupant / Motion S |  | False | False |  | True | True | True | True | True | [13 empty] | Non Federally-Regulated | 03/01/1986 |  | 04/06/1998
Lightstat, Inc. | Lightstat | ALC-2-**-*** | Multi-Level Occupant Sensor | System | True | True | True | True | True | False | True | True | False | True | True | True |  | False | [7 empty] | Non Federally-Regulated | 05/02/2011 |  | 07/01/2014
Lutron Electronics Co., Inc. | Microwatt | DMW-LZC1 | Photosensor / Photocontrol Dev |  | True | True |  | True | [17 empty] | Non Federally-Regulated | 05/09/2000 |  | 09/19/2005
Tork | Tork | DXM200 (120VAC) | Automatic Time Switch Control |  | True | True |  | True | True | [16 empty] | Non Federally-Regulated | 06/24/1993 |  | 02/07/1994
Legrand / Wiremold | WattStopper | GSE-IRH-WH | Automatic Daylighting Control | System | True | True | True | True | True | True | True | True | True | True | True | True |  | True | [7 empty] | Non Federally-Regulated | 03/23/2010 |  | 07/01/2014
Hubbell Incorporated | H-Moss | WSS750A | Occupant / Motion / Vacancy Se |  | True | True |  | True | [17 empty] | Non Federally-Regulated | 02/07/1994 |  | 04/06/1998
Tork | Tork | 8004 | Automatic Time Switch Control |  | True | True |  | True | True | [16 empty] | Non Federally-Regulated | 06/03/2003 |  | 04/27/2006
Convia, Inc., A Herman Miller Co. | Convia | GSE-SCW-WH | Exterior Photocontrol Device |  | True | True | [11 empty] | False | True | True | [5 empty] | Non Federally-Regulated | 04/04/2008 |  | 01/07/2010
Leviton Manufacturing Co., Inc. | Leviton | OSWHB-AI* | Occupant / Motion / Vacancy Se | System | True | True |  | True | True | False | False |  |  |  |  | False | [9 empty] | Non Federally-Regulated | 04/14/2011 |  | 07/01/2014
Tork | Tork | K801Z | Astronomical Time Switch Contr |  |  |  |  | True | True | True | True | True | True | True | [11 empty] | Non Federally-Regulated | 04/27/2006 |  | 01/07/2010
Intermatic, Inc. | Intermatic | EM1408SC | Multi-Level Daylighting Contro |  | True | True |  | True | True | True | True | [14 empty] | Non Federally-Regulated | 10/12/2007 |  | 01/07/2010
Lutron Electronics Co., Inc. | Lutron | NLV-600********* | Dimmer | Device | True | True |  | True | True | True | True | False |  |  |  | False | [9 empty] | Non Federally-Regulated | 12/28/2009 |  | 01/21/2014
Pass & Seymour / Legrand | Rex | 3785 | Automatic Time Switch Control |  | True | True |  | True | True | [16 empty] | Non Federally-Regulated | 02/09/1995 |  | 01/07/2010
Lutron Electronics Co., Inc. | Homeworks | HRD-6D*** | Astronomical Time Switch Contr | System | True | True |  | True | True | True | True | True | True | True | [11 empty] | Non Federally-Regulated | 01/20/2010 |  | 07/01/2014
Siemens Energy & Automation | Siemens Energy & Automation | 5WG1 705-8XK43 | Automatic Time Switch Control |  | True | True |  | True | True | [8 empty] | True | True | True | [5 empty] | Non Federally-Regulated | 12/19/2005 |  | 01/07/2010
Lutron Electronics Co., Inc. | Lutron | AY-603PG******** | Dimmer | Device | True | True |  | True | True | True | True | True | True | True | True | False | [9 empty] | Non Federally-Regulated | 04/28/2010 |  | 07/01/2014
Intermatic, Inc. | Grasslin | FM1D20-24 | Automatic Time Switch Control |  | True | True |  | True | True | [16 empty] | Non Federally-Regulated | 10/15/2008 |  | 01/07/2010
Intermatic, Inc. | Grasslin | PC1-digi20-120-LS1+ E300 | Photosensor / Photocontrol Dev | Device | True | True | True | [18 empty] | Non Federally-Regulated | 08/05/2014 |  | 01/09/2015
Lighting Control & Design | Lighting Control & Design | GR14**/****DTC*********** | Automatic Time Switch Control | System | True | True |  | True | True | [16 empty] | Non Federally-Regulated | 12/28/2009 |  | 07/01/2014
Maple Chase Co. | Paragon Electrical Products | EC365/DST1/120V | Automatic Time Switch Control |  | True | True |  | True | True | [16 empty] | Non Federally-Regulated | 01/21/1999 |  | 01/07/2010
Intermatic, Inc. | Grasslin | PC2-digi30-120-LS2+E300 | Exterior Photocontrol Device |  | True | True | [11 empty] | True | True | True | [5 empty] | Non Federally-Regulated | 11/10/2008 |  | 01/07/2010
Schneider Electric (Square D Wiring Devices) | Powerlink | RMC3000CG3xxx | Multi-Level Astronomical Time |  | True | True |  | True | True | True | True | True | True | True |  |  |  | True | True | True | [5 empty] | Non Federally-Regulated | 08/24/2006 |  | 03/14/2008
Leviton Manufacturing Co., Inc. | Leviton | VRE06-*** | Dimmer | Device | True | True | True | True | True | True | True | True | True | [12 empty] | Non Federally-Regulated | 12/30/2014 |  | 01/08/2015
Leviton Manufacturing Co., Inc. | Leviton | 6668 | Dimmer | Device | True | True |  | True | True | True | True | False |  |  |  | False | [9 empty] | Non Federally-Regulated | 11/12/2010 |  | 07/01/2014
Siemens Energy & Automation | Siemens Energy & Automation | 5WG1 704-8XC22 | Automatic Time Switch Control |  | True | True |  | True | True | [8 empty] | True | True | True | [5 empty] | Non Federally-Regulated | 12/19/2005 |  | 01/07/2010
Legrand / Wiremold | WattStopper | CNCBS | Automatic Daylighting Control | System | True | True | True | True | True | True | True | True | True | True | True | True |  | True | [7 empty] | Non Federally-Regulated | 03/23/2010 |  | 07/01/2014
Eaton Corp. | Pow-R-Command | PRC4000 | Astronomical Time Switch Contr | System | True | True |  | True | True | True | True | True | True | True | [11 empty] | Non Federally-Regulated | 02/04/2010 |  | 07/01/2014
Lightolier | Multiset Pro | MSP600VA** | Dimmer | System | True | True |  | True | True | True | True | True | True | True | True | False | [9 empty] | Non Federally-Regulated | 12/30/2012 |  | 07/01/2014
BRK Electronics | BRK Electronics | TS11OSM | Automatic Time Switch Control |  | True | True |  | True | True | [16 empty] | Non Federally-Regulated | 05/20/1997 |  | 04/06/1998
Siemens Energy & Automation | Siemens Energy & Automation | 5WG1 704-8XC02 | Automatic Time Switch Control |  | True | True |  | True | True | [8 empty] | True | True | True | [5 empty] | Non Federally-Regulated | 12/19/2005 |  | 01/07/2010
Lightolier Controls | PowerTrip | 9033** | Track Lighting Integral Curren |  |  |  |  | True | True | True | True | [14 empty] | Non Federally-Regulated | 08/12/2005 |  | 01/07/2010
Electronic Theatre Controls, Inc. | Unison | PACP | Automatic Time Switch Control | System | True | True |  | True | True | [16 empty] | Non Federally-Regulated | 08/19/2011 |  | 07/01/2014
Cooper Wiring Devices | Greengate | ODC-U-0051-H-R | Ultrasonic Occupant / Motion S |  | True | True |  | True | True | True | True | True |  |  |  |  | True | True | True | False | True | False |  |  |  | Non Federally-Regulated | 04/10/2008 |  | 11/07/2008
Lutron Electronics Co., Inc. | LCP 128 | LCP-****-******-** | Multi-Level Daylighting Contro |  | True | True |  | True | True | True | True | [14 empty] | Non Federally-Regulated | 09/19/2005 |  | 01/07/2010
Signify North America Corporation | Sunrise | SR1000FPC120 | Dimmer | Device | True | True |  | True | True | True | True | False |  |  |  | False | [9 empty] | Non Federally-Regulated | 10/03/2013 |  | 07/01/2014
Lutron Electronics Co., Inc. | Lutron | CCP-**********-******-** | Automatic Daylighting Control | System | True | True | True | True | True | True | True | False |  |  | True | True |  | True | [7 empty] | Non Federally-Regulated | 07/10/2012 |  | 07/01/2014
Hubbell Building Automation | Hubbell Building Automation | LXPSPCI | Photosensor / Photocontrol Dev |  | True | True |  | True | [17 empty] | Non Federally-Regulated | 09/08/2007 |  | 01/07/2010
Lutron Electronics Co., Inc. | Centralized Lighting Control | DMWPLP**-******-** | Automatic Time Switch Control |  | True | True |  | True | True | [16 empty] | Non Federally-Regulated | 09/19/2005 |  | 01/07/2010
Leviton Manufacturing Co., Inc. | Leviton | R24MD-*** | Automatic Daylighting Control |  | True | True |  | True | False |  | True | True | [8 empty] | True |  |  |  |  | Non Federally-Regulated | 08/17/2004 |  | 01/07/2010
Lutron Electronics Co., Inc. | Grafik 6000 | OMX-4603-*-** | Occupant / Motion / Vacancy Se |  | True | True |  | True | [17 empty] | Non Federally-Regulated | 05/09/2000 |  | 09/19/2005
PLC Multipoint, Inc. | PLC Multipoint | LCM-AH | Automatic Time Switch Control |  | True | True |  | True | True | [16 empty] | Non Federally-Regulated | 07/19/2006 |  | 01/07/2010
Heathco, LLC | Heath Zenith | SL-6108 | Photosensor / Photocontrol Dev |  | True | False |  | True | [17 empty] | Non Federally-Regulated | 09/21/2007 |  | 01/07/2010
Echoflex Solutions, Inc. | Echoflex | ER6CD-a*-*** | Automatic Daylighting Control | Device | True | True | True | True | True | True | True | True | True | True | True | [10 empty] | Non Federally-Regulated | 09/08/2014 |  | 03/24/2015
Lightstat, Inc. | Lightstat | ALC-4-60-*** | Occupant / Motion / Vacancy Se |  | True | True |  | True | [17 empty] | Non Federally-Regulated | 06/23/1998 |  | 03/14/2006
Hubbell Building Automation | Hubbell Building Automation | SOM10* | Occupant / Motion / Vacancy Se |  | True | True |  | True | [17 empty] | Non Federally-Regulated | 05/20/2004 |  | 01/07/2010
Legrand / Wiremold | WattStopper | GSE-SWD-WH | Multi-Level Astronomical Time | System | True | True |  | True | True | True | True | True | True | True | [11 empty] | Non Federally-Regulated | 03/23/2010 |  | 07/01/2014
Lutron Electronics Co., Inc. | Homeworks | HWV-1000NS-** | Manual-On Occupant Sensor | System | True | True |  | True | True | False | True | True | False |  |  |  |  | False | [7 empty] | Non Federally-Regulated | 01/20/2010 |  | 07/01/2014
Starfield Controls, Inc. | Starfield Controls, Inc. | TR341 | Automatic Time Switch Control |  | True | True |  | True | True | [16 empty] | Non Federally-Regulated | 03/14/2006 |  | 01/07/2010
Leviton Manufacturing Co., Inc. | Leviton | VRMX1-1LZ | Dimmer | Device | True | True | True | True | True | True | True | True | True | [12 empty] | Non Federally-Regulated | 12/30/2014 |  | 01/08/2015
Sensor Switch, Inc. | Sensor Switch | SBR 9 2P********** | Occupant / Motion / Vacancy Se | Device | True | True |  | True | True | False | False |  |  |  |  | False | [9 empty] | Non Federally-Regulated | 04/28/2010 |  | 07/01/2014
Gentec, Inc. | Kameleon | K4-08-PA-S* | Automatic Time Switch Control | System | True | True |  | True | True | [16 empty] | Non Federally-Regulated | 01/20/2012 |  | 07/01/2014
Lutron Electronics Co., Inc. | Lutron | CCP-************-******-** | Dimmer | System | True | True |  | True | True | True | True | False |  |  |  | False | [9 empty] | Non Federally-Regulated | 07/10/2012 |  | 07/01/2014
WattStopper, Inc. | WattStopper | DT200 | Ultrasonic Occupant / Motion S |  | True | True |  | True | True | True | True | True | [13 empty] | Non Federally-Regulated | 03/17/2000 |  | 01/07/2010
Legrand / Wiremold | WattStopper | NPM24 | Astronomical Time Switch Contr | System | True | True |  | True | True | True | True | True | True | True | [11 empty] | Non Federally-Regulated | 03/23/2010 |  | 07/01/2014
Computer Process Controls | Computer Process Controls | 830-1031 | Automatic Time Switch Control |  | True | True |  | True | True | [16 empty] | Non Federally-Regulated | 12/24/1998 |  | 01/07/2010
Lutron Electronics Co., Inc. | Lutron | CCP-****-*****-**-CGP*** | Multi-Level Occupant Sensor | System | True | True | True | True | True | True | True | False | True | True | True | True |  | False | [7 empty] | Non Federally-Regulated | 07/10/2012 |  | 07/01/2014
Paragon Electric Co. | Paragon | EC365/C-120 | Automatic Time Switch Control |  | True | True |  | True | True | [16 empty] | Non Federally-Regulated | 03/18/1993 |  | 01/21/1999
Lutron Electronics Co., Inc. | Lutron | LP8/********************* | Astronomical Time Switch Contr | System | True | True |  | True | True | True | True | True | True | True | [11 empty] | Non Federally-Regulated | 12/28/2009 |  | 07/01/2014
Lutron Electronics Co., Inc. | Lutron | CCP-******-*****-**-CGP*** | Automatic Time Switch Control | System | True | True |  | True | True | [16 empty] | Non Federally-Regulated | 07/10/2012 |  | 07/01/2014
Convia, Inc., A Herman Miller Co. | Convia | GSE-SCD-WH | Microwave Occupant / Motion Se |  | True | True |  | True | True | True | True | True |  |  |  |  | True | True | True | True | True | True |  |  |  | Non Federally-Regulated | 04/04/2008 |  | 01/07/2010
Lutron Electronics Co., Inc. | Ecosystem | EC5T******** | Photosensor / Photocontrol Dev |  | True | True |  | True | [17 empty] | Non Federally-Regulated | 01/08/2008 |  | 01/07/2010
Hubbell Building Automation | Hubbell Building Automation | LUXSTATLS* | Photosensor / Photocontrol Dev | System | True | True |  | False | False | [16 empty] | Non Federally-Regulated | 03/26/2010 |  | 02/04/2014
Siemens Energy & Automation | Siemens Energy & Automation | 5WG1 705-8XJ21 | Automatic Time Switch Control |  | True | True |  | True | True | [8 empty] | True | True | True | [5 empty] | Non Federally-Regulated | 12/19/2005 |  | 01/07/2010
Lutron Electronics Co., Inc. | Lutron | SPS-AD********** | Dimmer | Device | True | True |  | True | True | True | True | False |  |  |  | False | [9 empty] | Non Federally-Regulated | 12/28/2009 |  | 07/01/2014
Siemens Energy & Automation | Siemens Energy & Automation | 5WG1 704-8XA12 | Automatic Time Switch Control |  | True | True |  | True | True | [8 empty] | True | True | True | [5 empty] | Non Federally-Regulated | 12/19/2005 |  | 01/07/2010
Siemens Energy & Automation | Siemens Energy & Automation | 5WG1 704-8XB34 | Automatic Time Switch Control |  | True | True |  | True | True | [8 empty] | True | True | True | [5 empty] | Non Federally-Regulated | 12/19/2005 |  | 01/07/2010
Lutron Electronics Co., Inc. | Lutron | CCP-******-*****-** | Automatic Daylighting Control | System | True | True | True | True | True | True | True | False |  |  | True | True |  | True | [7 empty] | Non Federally-Regulated | 07/10/2012 |  | 07/01/2014
Intermatic, Inc. | Intermatic | ET1705C | Automatic Time Switch Control | Device | True | True |  | True | True | [16 empty] | Non Federally-Regulated | 01/20/2010 |  | 07/01/2014
Blue Ridge Technologies | Blue Ridge Technologies | ZCDS-**-** | Automatic Time Switch Control | System | True | True |  | True | True | [16 empty] | Non Federally-Regulated | 07/23/2013 |  | 07/01/2014
Lighting Control & Design | Lighting Control & Design | GR40**/**SLAVE*******d | Automatic Daylighting Control |  | True | True | False | True | True | True | False |  | True | True | True | True | False |  |  | True |  | True |  |  |  | Non Federally-Regulated | 06/28/2005 |  | 12/28/2009
Legrand / Pass & Seymour | Legrand / Pass & Seymour | D600M* | Dimmer | Device | True | True |  | True | True | True | True | True | True | True | True | False | [9 empty] | Non Federally-Regulated | 09/14/2012 |  | 07/01/2014
Lutron Electronics Co., Inc. | Centralized Lighting Control | DMW-RP3 | Automatic Time Switch Control |  | True | True |  | True | True | [16 empty] | Non Federally-Regulated | 09/19/2005 |  | 01/07/2010
Touchplate Technologies, Inc. | Consensio | IMLS-200-2W | Multi-Level Occupant Sensor | System | True | True | True | True | True | False | True | True | True | True | True | True |  | False | [7 empty] | Non Federally-Regulated | 04/14/2011 |  | 07/01/2014
Lutron Electronics Co., Inc. | Lutron | GP60-******************* | Astronomical Time Switch Contr | System | True | True |  | True | True | True | True | True | True | True | [11 empty] | Non Federally-Regulated | 12/28/2009 |  | 07/01/2014
Intermatic, Inc. | Intermatic | MS11C | Occupant / Motion / Vacancy Se |  | True | True |  | True | [17 empty] | Non Federally-Regulated | 11/20/1996 |  | 06/29/2006
Echoflex Solutions, Inc. | Echoflex | TAP-17* | Photosensor / Photocontrol Dev | System | True | True |  | False | False | [16 empty] | Non Federally-Regulated | 10/28/2013 |  | 07/01/2014
Intermatic, Inc. | Gasmaster | PC2-digi30-277-LS1+E300 | Photosensor / Photocontrol Dev | Device | True | True | True | [18 empty] | Non Federally-Regulated | 07/17/2014 |  | 08/05/2014
Tork | Tork | EW201B | Automatic Time Switch Control | Device | True | True |  | True | True | [16 empty] | Non Federally-Regulated | 11/12/2013 |  | 07/01/2014
Matsushita / Honeywell | Honeywell | 2WIRE/2WAY/W7020 | Automatic Time Switch Control |  | True | True |  | True | True | [16 empty] | Non Federally-Regulated | 08/11/1992 |  | 01/07/2010
Tork | Tork | 7200ZL | Automatic Time Switch Control |  | True | True |  | True | True | [16 empty] | Non Federally-Regulated | 06/03/2003 |  | 04/27/2006
Intermatic, Inc. | Gasmaster | TALENTO 894-24 | Automatic Time Switch Control | Device | True | True | True | False | [17 empty] | Non Federally-Regulated | 07/17/2014 |  | 08/05/2014
Lightolier Controls | Prospec | 37S99** | Track Lighting Integral Curren | System | True | True |  | True | True | True | True | True | [13 empty] | Non Federally-Regulated | 06/03/2011 |  | 06/06/2011
Blue Ridge Technologies | Autophos | APZC******* | Automatic Time Switch Control | System | True | True |  | True | True | [16 empty] | Non Federally-Regulated | 08/09/2011 |  | 07/01/2014
Sensor Switch, Inc. | Sensor Switch | nCMRB 50 2P***** | Occupant / Motion / Vacancy Se | System | True | True |  | True | True | False | False |  |  |  |  | False | [9 empty] | Non Federally-Regulated | 04/28/2010 |  | 07/01/2014
Schneider Electric | Powerlink | NF MLO POWERLINK PANEL (Master Included) | Automatic Time Switch Control | System | True | True |  | True | True | [16 empty] | Non Federally-Regulated | 01/12/2012 |  | 07/01/2014
Lutron Electronics Co., Inc. | Centralized Lighting Control | DMWP**-******-** | Automatic Time Switch Control |  | True | True |  | True | True | [16 empty] | Non Federally-Regulated | 09/19/2005 |  | 01/07/2010
Intelligent Lighting Controls, Inc. | Light Master | 930028** | Automatic Time Switch Control | System | True | True |  | True | True | [16 empty] | Non Federally-Regulated | 02/09/2010 |  | 07/01/2014
INNCOM by Honeywell | Novar | Envoi-8XE-M | Automatic Time Switch Control |  | True | True |  | True | True | [16 empty] | Non Federally-Regulated | 05/16/2008 |  | 01/07/2010
Hubbell Incorporated | Hubbell Wiring Device Kellems | AP1277**** | Occupant / Motion / Vacancy Se | Device | True | True |  | True | True | False | False |  |  |  |  | False | [9 empty] | Non Federally-Regulated | 05/28/2010 |  | 07/01/2014
Lightstat, Inc. | Lightstat | ELC-6-*R-*** | Multi-Level Astronomical Time | System | True | True |  | True | True | True | True | True | True | True | [11 empty] | Non Federally-Regulated | 05/02/2011 |  | 07/01/2014
Cooper Controls | Greengate | VNW-D-1001-MV-N-* | Manual-On Occupant Sensor | Device | True | True | True | True | True | True | True | True | True | True | True | True |  | False | [7 empty] | Non Federally-Regulated | 08/07/2013 |  | 07/01/2014
Lightstat, Inc. | Lightstat | ALC-6-60-*** | Occupant / Motion / Vacancy Se |  | True | True |  | True | [17 empty] | Non Federally-Regulated | 06/23/1998 |  | 03/14/2006
Blue Ridge Technologies | Automated Logic Corp. | LC64************* | Automatic Time Switch Control | Device | True | True |  | True | True | [16 empty] | Non Federally-Regulated | 06/30/2010 |  | 07/01/2014
Gentec, Inc. | Schneider Electric | SERPL32HS | Automatic Time Switch Control | System | True | True |  | True | True | [16 empty] | Non Federally-Regulated | 01/20/2012 |  | 07/01/2014
Carolina Products, Inc. | Carolina Products | CPI1000** | Photosensor / Photocontrol Dev |  | True | True |  | True | [17 empty] | Non Federally-Regulated | 05/18/2000 |  | 01/07/2010
Hubbell Building Automation | Hubbell Building Automation | LODTRP | Ultrasonic Occupant / Motion S |  | True | True |  | True | True | True | True | True | [13 empty] | Non Federally-Regulated | 05/20/2004 |  | 01/07/2010
Computer Process Controls | Computer Process Controls | 831-1030 | Automatic Time Switch Control |  | True | True |  | True | True | [16 empty] | Non Federally-Regulated | 12/24/1998 |  | 01/07/2010
Litetouch, Inc. | Litetouch, Inc. | GN2-S * | Automatic Time Switch Control |  | True | True |  | True | True | [16 empty] | Non Federally-Regulated | 09/29/2003 |  | 01/07/2010
Lutron Electronics Co., Inc. | Lutron | ULOS-WDT-R*** | Multi-Level Occupant Sensor | System | True | True | True | True | True | True | True | True | True | True | True | True | True | True | True | True | [5 empty] | Non Federally-Regulated | 12/13/2012 |  | 07/01/2014
Intermatic, Inc. | Intermatic, Inc. | ET90415CR | Automatic Time Switch Control | Device | True | True | True | False | [17 empty] | Non Federally-Regulated | 07/17/2014 |  | 12/03/2014
Tork | Tork | DLC400BP | Automatic Time Switch Control |  |  |  |  | True | True | [16 empty] | Non Federally-Regulated | 04/06/2007 |  | 01/07/2010
Cooper Controls | Greengate | CK4 277** | Astronomical Time Switch Contr | System | True | True |  | True | True | True | True | True | True | True | [11 empty] | Non Federally-Regulated | 04/15/2011 |  | 07/01/2014
Tork | Tork | DZS100BP | Automatic Time Switch Control | Device | True | True |  | True | True | [16 empty] | Non Federally-Regulated | 04/28/2010 |  | 07/01/2014
Leviton Manufacturing Co., Inc. | Leviton | L979-TT/L210-MC | Occupant / Motion / Vacancy Se |  | True | True |  | True | [17 empty] | Non Federally-Regulated | 01/30/2001 |  | 01/07/2010
Lutron Electronics Co., Inc. | Lutron | XP16-******************* | Occupant / Motion / Vacancy Se | System | True | True |  | True | True | True | False |  |  |  |  | False | [9 empty] | Non Federally-Regulated | 04/28/2010 |  | 07/01/2014
Intermatic, Inc. | Intermatic | EI600LAC | Automatic Time Switch Control | Device | True | True |  | True | True | [16 empty] | Non Federally-Regulated | 01/20/2010 |  | 07/01/2014
Leviton Manufacturing Co., Inc. | Leviton | 35A00-1CFL | Dimmer | Device | True | True | True | True | True | True | True | True | True | [12 empty] | Non Federally-Regulated | 12/30/2014 |  | 01/08/2015
Macro Electronics | Macro Electronics | MDS-PC-* | Photosensor / Photocontrol Dev |  | True | True |  | True | [17 empty] | Non Federally-Regulated | 11/22/1996 |  | 12/19/2000
Powerline Control Systems | GreenWorx | VSM2-277 | Automatic Time Switch Control | System | True | True |  | True | True | [16 empty] | Non Federally-Regulated | 12/10/2013 |  | 07/01/2014
Schneider Electric (Square D Wiring Devices) | Powerlink | RMC3000CG3*** | Multi-Level Astronomical Time |  | True | True |  | True | True | True | True | True | True | True |  |  |  | True | True | True | [5 empty] | Non Federally-Regulated | 12/24/2007 |  | 03/14/2008
Tork | Tork | K801Z | Automatic Time Switch Control | Device | True | True |  | True | True | [16 empty] | Non Federally-Regulated | 04/28/2010 |  | 11/12/2013
Sensor Switch, Inc. | Sensor Switch | RMR-PDT-10-2P-********* | Occupant / Motion / Vacancy Se |  | True | True |  | True | [17 empty] | Non Federally-Regulated | 11/20/2008 |  | 01/07/2010
Lutron Electronics Co., Inc. | Lutron | GP32-******************* | Multi-Level Astronomical Time | System | True | True |  | True | True | True | True | True | True | True | [11 empty] | Non Federally-Regulated | 12/28/2009 |  | 07/01/2014
Control4 Corp. | Control4 | C4-APD277-** | Dimmer | Device | True | True |  | True | True | True | True | False |  |  |  | False | [9 empty] | Non Federally-Regulated | 07/01/2013 |  | 07/01/2014
Mytech Corp. | Mytech | CS-1 | Ultrasonic Occupant / Motion S |  | True | True |  | True | True | True | True | True | [13 empty] | Non Federally-Regulated | 02/01/1993 |  | 06/04/1999
Lutron Electronics Co., Inc. | Lutron | LOS-CUS-1000*** | Multi-Level Occupant Sensor | System | True | True | True | True | True | True | True | True | True | True | True | True | True | True | True | True | [5 empty] | Non Federally-Regulated | 12/13/2012 |  | 07/01/2014
Cooper Wiring Devices | Aspire | 9530xx | Dimmer | Device | True | True |  | True | True | True | True | True | True | True | True | False | [9 empty] | Non Federally-Regulated | 11/12/2010 |  | 12/29/2010
Home Automation, Inc. | Home Automation, Inc. | 20A00-22 | Automatic Time Switch Control |  | True | True |  | True | True | [16 empty] | Non Federally-Regulated | 07/26/2005 |  | 01/07/2010
Lutron Electronics Co., Inc. | Homeworks | HWD-5NE-** | Multi-Level Occupant Sensor | System | True | True | True | True | True | False | True | True | True | True | True | True |  | False | [7 empty] | Non Federally-Regulated | 01/20/2010 |  | 07/01/2014
Leviton Manufacturing Co., Inc. | Leviton | re4bd-*** | Automatic Time Switch Control |  | True | True |  | True | True | [8 empty] | True | True | True | [5 empty] | Non Federally-Regulated | 05/11/2005 |  | 01/07/2010
Tork | Tork | E120-2 (240VAC) | Automatic Time Switch Control |  | True | True |  | True | True | [16 empty] | Non Federally-Regulated | 02/07/1994 |  | 03/10/1994
Lutron Electronics Co., Inc. | Lutron | GP32-******************* | Automatic Daylighting Control | System | True | True | True | True | True | True | True | False |  |  | True | True |  | True | [7 empty] | Non Federally-Regulated | 12/28/2009 |  | 07/01/2014
Lightolier Controls | Insight | IHS3-1000VA-W | Occupant / Motion / Vacancy Se |  | True | True |  | True | [17 empty] | Non Federally-Regulated | 08/10/1992 |  | 04/06/1998
Lutron Electronics Co., Inc. | Radio RA | RA-8ANS-** | Astronomical Time Switch Contr |  | True | True |  | True | True | True | True | True | True | True | [11 empty] | Non Federally-Regulated | 08/13/2007 |  | 01/07/2010
Cooper Controls | iLumin | SCM-**-RP-MP-FT-20-S-**-**-** | Automatic Time Switch Control | System | True | True |  | True | True | [16 empty] | Non Federally-Regulated | 04/15/2011 |  | 07/01/2014
Tork | Tork | 7220L | Automatic Time Switch Control |  | True | True |  | True | True | [16 empty] | Non Federally-Regulated | 06/03/2003 |  | 04/27/2006
Legrand / Wiremold | WattStopper | NPM24PF | Manual-On Occupant Sensor | System | True | True | True | True | True | True | True | True | True | True | True | True | True | True | True | True |  | True |  |  |  | Non Federally-Regulated | 03/23/2010 |  | 07/01/2014
Legrand / Pass & Seymour | Legrand / Pass & Seymour | TD703P* | Dimmer | Device | True | True |  | True | True | True | True | True | True | True | True | False | [9 empty] | Non Federally-Regulated | 09/14/2012 |  | 07/01/2014
Legrand / Pass & Seymour | Legrand / Pass & Seymour | T1000L* | Dimmer | Device | True | True |  | True | True | True | True | False |  |  |  | False | [9 empty] | Non Federally-Regulated | 12/23/2010 |  | 07/01/2014
Siemens Energy & Automation | Siemens Energy & Automation | 5WG1 703-8XA41 | Automatic Time Switch Control |  | True | True |  | True | True | [8 empty] | True | True | True | [5 empty] | Non Federally-Regulated | 12/19/2005 |  | 01/07/2010
Legrand / Wiremold | WattStopper | NPM12F | Automatic Time Switch Control | System | True | True |  | True | True | [16 empty] | Non Federally-Regulated | 03/23/2010 |  | 07/01/2014
Lighting Control & Design | Lighting Control & Design | G20**PC | Lumen Maintenance Lighting Con |  | True | True |  | True | True | True | True | [14 empty] | Non Federally-Regulated | 12/02/1994 |  | 01/20/1998
PLC Multipoint, Inc. | PLC Multipoint | CES/IL INDOOR LOW | Photosensor / Photocontrol Dev | Device | True | True |  | False | False | [16 empty] | Non Federally-Regulated | 03/04/2010 |  | 07/01/2014
Sensor Switch, Inc. | Sensor Switch | nCMB 50****** | Occupant / Motion / Vacancy Se | System | True | True |  | True | True | False | False |  |  |  |  | False | [9 empty] | Non Federally-Regulated | 04/28/2010 |  | 07/01/2014
Litetouch, Inc. | Litetouch, Inc. | 08-2134-01 | Automatic Time Switch Control |  | True | True |  | True | True | [16 empty] | Non Federally-Regulated | 09/29/2003 |  | 01/07/2010
Legrand / Wiremold | WattStopper | NPM12F | Multi-Level Occupant Sensor | System | True | True | True | True | True | True | True | True | True | True | True | True | True | True | True | True | True | True |  |  |  | Non Federally-Regulated | 03/23/2010 |  | 07/01/2014
Convia, Inc., A Herman Miller Co. | Convia | GSE-RDR | Multi-Level Astronomical Time | System | True | True |  | True | True | True | True | True | True | True | [11 empty] | Non Federally-Regulated | 03/04/2010 |  | 07/01/2014
Sensor Switch, Inc. | Sensor Switch | WSD-PDT-RR7-*-*-*-** | Occupant / Motion / Vacancy Se |  | True | True |  | True | [17 empty] | Non Federally-Regulated | 03/01/2006 |  | 01/07/2010
Heathco, LLC | Heath Zenith | SL-5309 | Exterior Photocontrol Device |  | True | False | [11 empty] | True | True | True | [5 empty] | Non Federally-Regulated | 09/21/2007 |  | 01/07/2010
Lutron Electronics Co., Inc. | Lutron | GP32-******************* | Automatic Time Switch Control | System | True | True |  | True | True | [16 empty] | Non Federally-Regulated | 12/28/2009 |  | 07/01/2014
Tork | Tork | DWZ100A-12 | Automatic Time Switch Control |  | True | True |  | True | True | [16 empty] | Non Federally-Regulated | 10/09/1996 |  | 01/07/2010
Cooper Controls | iLumin | SCM-**-RP-MP-FT-20-S-**-**-** | Manual-On Occupant Sensor | System | True | True | True | True | True | True | True | True | True | True | True | True |  | False | [7 empty] | Non Federally-Regulated | 04/15/2011 |  | 05/16/2011
Schneider Electric | SERP | SERPL16HS | Multi-Level Astronomical Time | System | True | True |  | True | True | True | True | True | True | True | [11 empty] | Non Federally-Regulated | 09/11/2012 |  | 07/01/2014
Lutron Electronics Co., Inc. | Grafik Eye | GRX-4004-A-** | Automatic Time Switch Control |  | True | True |  | True | True | [16 empty] | Non Federally-Regulated | 07/19/1994 |  | 09/19/2005
Sensor Switch, Inc. | Sensor Switch | nCMB ADC*********** | Automatic Daylighting Control | System | True | True | True | True | False |  |  | True | True | True | True | True |  | True | [7 empty] | Non Federally-Regulated | 04/28/2010 |  | 07/01/2014
Convia, Inc., A Herman Miller Co. | Convia | GSE-DCC-01 | Automatic Time Switch Control | System | True | True |  | True | True | [16 empty] | Non Federally-Regulated | 03/04/2010 |  | 07/01/2014
Blue Ridge Technologies | Aperio | AO32************* | Automatic Time Switch Control | Device | True | True |  | True | True | [16 empty] | Non Federally-Regulated | 06/30/2010 |  | 07/01/2014
Legrand / Wiremold | WattStopper | CE8850 SERIES | Automatic Daylighting Control | System | True | True | True | True | True | True | True | True | True | True | True | True |  | True | [7 empty] | Non Federally-Regulated | 03/23/2010 |  | 07/01/2014
Convia, Inc., A Herman Miller Co. | Convia | GSE-PDC-02 | Astronomical Time Switch Contr |  | True | True |  | True | True | True | True | True | True | True |  |  |  | False | True | True | [5 empty] | Non Federally-Regulated | 04/04/2008 |  | 01/07/2010
Gentec, Inc. | Kameleon | K8-08-PA-S* | Automatic Time Switch Control | System | True | True |  | True | True | [16 empty] | Non Federally-Regulated | 01/20/2012 |  | 07/01/2014
PLC Multipoint, Inc. | PLC Multipoint | TC10/1 NITESWEEPER | Automatic Time Switch Control |  | True | True |  | True | True | [16 empty] | Non Federally-Regulated | 07/19/1995 |  | 07/19/2006
Legrand / Wiremold | WattStopper | CLPA | Astronomical Time Switch Contr | System | True | True |  | True | True | True | True | True | True | True | [11 empty] | Non Federally-Regulated | 03/23/2010 |  | 07/01/2014
Hubbell Incorporated | H-Moss | WS1277I | Occupant / Motion / Vacancy Se |  | True | True |  | True | [17 empty] | Non Federally-Regulated | 05/09/2003 |  | 01/07/2010
Emerson Climate Technologies Retail Solutions | E2 | RX-100/300/400 | Multi-Level Astronomical Time | System | True | True |  | True | True | True | True | True | True | True | [11 empty] | Non Federally-Regulated | 10/30/2012 |  | 07/01/2014
Hubbell Building Automation | Hubbell Building Automation | DLCPCA | Photosensor / Photocontrol Dev |  | True | True |  | True | [17 empty] | Non Federally-Regulated | 05/20/2004 |  | 01/07/2010
Blue Ridge Technologies | Blue Ridge Technologies | DDN-*** | Automatic Time Switch Control | System | True | True |  | True | True | [16 empty] | Non Federally-Regulated | 06/30/2010 |  | 07/01/2014
Lutron Electronics Co., Inc. | LCP 128 | LCP-****-***FT | Photosensor / Photocontrol Dev |  | True | True |  | True | [17 empty] | Non Federally-Regulated | 09/19/2005 |  | 01/07/2010
Siemens Energy & Automation | Siemens Energy & Automation | 5WG1 705-8XB15 | Automatic Time Switch Control |  | True | True |  | True | True | [8 empty] | True | True | True | [5 empty] | Non Federally-Regulated | 12/19/2005 |  | 01/07/2010
Cooper Wiring Devices | React | RDC25-** | Dimmer | Device | True | True |  | True | True | True | True | False |  |  |  | False | [9 empty] | Non Federally-Regulated | 12/29/2010 |  | 07/01/2014
Sensor Switch, Inc. | Sensor Switch | RM-PDT | Occupant / Motion / Vacancy Se |  | True | True |  | True | [17 empty] | Non Federally-Regulated | 11/20/2008 |  | 01/07/2010
WattStopper, Inc. | WattStopper | CW100 | Occupant / Motion / Vacancy Se |  | True | True |  | True | [17 empty] | Non Federally-Regulated | 06/27/2005 |  | 01/07/2010
Intermatic, Inc. | Intermatic | K1221 | Photosensor / Photocontrol Dev | Device | True | True |  | False | False | [16 empty] | Non Federally-Regulated | 01/20/2010 |  | 07/01/2014
Lighting Control & Design | Lighting Control & Design | GR41**/**DTC*********** | Astronomical Time Switch Contr | System | True | True |  | True | True | True | True | True | True | True | [11 empty] | Non Federally-Regulated | 12/28/2009 |  | 07/01/2014
Siemens Energy & Automation | Siemens Energy & Automation | 5WG1 703-8XE11 | Automatic Time Switch Control |  | True | True |  | True | True | [8 empty] | True | True | True | [5 empty] | Non Federally-Regulated | 12/19/2005 |  | 01/07/2010
Legrand / Wiremold | WattStopper | LRD1A | Automatic Daylighting Control | System | True | True | True | True | True | True | True | True | True | True | True | True |  | True | [7 empty] | Non Federally-Regulated | 03/23/2010 |  | 07/01/2014
Lutron Electronics Co., Inc. | LCP 128 | LCP-*****-******-** | Astronomical Time Switch Contr |  | True | True |  | True | True | True | True | True | True | True | [11 empty] | Non Federally-Regulated | 09/19/2005 |  | 01/07/2010
Sensor Switch, Inc. | Sensor Switch | nCM 10 2P****** | Occupant / Motion / Vacancy Se | System | True | True |  | True | True | False | False |  |  |  |  | False | [9 empty] | Non Federally-Regulated | 04/28/2010 |  | 07/01/2014
International Conservation Systems, Inc. | Ultralight | 2000 | Ultrasonic Occupant / Motion S |  | False | False |  | True | True | True | True | True | [13 empty] | Non Federally-Regulated | 04/01/1988 |  | 04/06/1998
Tork | Tork | K601Z | Astronomical Time Switch Contr |  |  |  |  | True | True | True | True | True | True | True | [11 empty] | Non Federally-Regulated | 04/27/2006 |  | 01/07/2010
Schneider Electric (Square D Wiring Devices) | Powerlink | NF1000G3 | Astronomical Time Switch Contr |  | True | True |  | True | True | True | True | True | True | True |  |  |  | True | True | True | [5 empty] | Non Federally-Regulated | 08/24/2006 |  | 03/14/2008
Lutron Electronics Co., Inc. | Lutron | XPS36-******************* | Photosensor / Photocontrol Dev | System | True | True |  | False | False | [16 empty] | Non Federally-Regulated | 12/28/2009 |  | 07/01/2014
Lutron Electronics Co., Inc. | Centralized Lighting Control | SO-7****-**-*** | Automatic Daylighting Control |  | True | True | True | True | False |  | False |  | False |  | True | True | False | True | False | True |  | True |  |  |  | Non Federally-Regulated | 06/08/2007 |  | 01/07/2010
Leviton Manufacturing Co., Inc. | Leviton | OSSMT-M** | Ultrasonic Occupant / Motion S |  | True | True |  | True | True | True | True | True | [13 empty] | Non Federally-Regulated | 10/13/2006 |  | 01/07/2010
RAB Electric Manufacturing, Inc. | RAB Electric Manufacturing, Inc. | LOS1000 | Occupant / Motion / Vacancy Se |  | True | True |  | True | [17 empty] | Non Federally-Regulated | 07/12/1993 |  | 04/06/1998
Lutron Electronics Co., Inc. | Lutron | XP4-******************* | Automatic Daylighting Control | System | True | True | True | True | False |  |  | False |  |  | True | True |  | True | [7 empty] | Non Federally-Regulated | 12/28/2009 |  | 07/01/2014
Lutron Electronics Co., Inc. | Grafik Eye | GRX-3502-*-** | Occupant / Motion / Vacancy Se |  | True | True |  | True | [17 empty] | Non Federally-Regulated | 05/09/2000 |  | 09/19/2005
Lutron Electronics Co., Inc. | Lutron | DVCL-*********** | Dimmer | Device | True | True |  | True | True | True | True | False |  |  |  | False | [9 empty] | Non Federally-Regulated | 03/19/2013 |  | 01/21/2014
Legrand / Pass & Seymour | Legrand / Pass & Seymour | CDFB53PNA* | Dimmer | Device | True | True |  | True | True | True | True | True | True | True | True | False | [9 empty] | Non Federally-Regulated | 09/14/2012 |  | 07/01/2014
Leviton Manufacturing Co., Inc. | Leviton | L780-T/L210-MC | Occupant / Motion / Vacancy Se |  | True | True |  | True | [17 empty] | Non Federally-Regulated | 01/30/2001 |  | 01/07/2010
Sensor Switch, Inc. | Sensor Switch | RA 15 | Occupant / Motion / Vacancy Se | Device | True | True |  | True | True | False | False |  |  |  |  | False | [9 empty] | Non Federally-Regulated | 04/28/2010 |  | 07/01/2014
Cooper Controls | Greengate | LK32***** | Automatic Daylighting Control | System | True | True | True | True | False |  |  | True | True | True | True | True |  | True | [7 empty] | Non Federally-Regulated | 10/02/2013 |  | 07/01/2014
Cooper Controls | Greengate | CK4A **** ** | Multi-Level Occupant Sensor | System | True | True | True | True | True | True | True | True | True | True | True | True | True | True | True | True | [5 empty] | Non Federally-Regulated | 04/15/2011 |  | 05/16/2011
Tork | Tork | K600Z | Astronomical Time Switch Contr |  |  |  |  | True | True | True | True | True | True | True | [11 empty] | Non Federally-Regulated | 04/27/2006 |  | 01/07/2010
Sensor Switch, Inc. | PIR Wall Switch | WS-277-TW | Occupant / Motion / Vacancy Se |  | False | False |  | True | [17 empty] | Non Federally-Regulated | 01/01/1989 |  | 04/06/1998
Lutron Electronics Co., Inc. | Lutron | XP20-******************* | Occupant / Motion / Vacancy Se | System | True | True |  | True | True | True | False |  |  |  |  | False | [9 empty] | Non Federally-Regulated | 04/28/2010 |  | 07/01/2014
Enerlites, Inc. | Intermatic, Inc. | IOS-DOV-DT-* | Occupant Sensing Device | Device | True | True | True | True | True | True | True | True | True | False |  |  | False |  | False |  | False | False | False |  |  | Non Federally-Regulated | 04/08/2015 |  | 04/08/2015
Lutron Electronics Co., Inc. | HomeWorks QS | HQRD-6D | Manual-On Occupant Sensor | System | True | True |  | True | True | True | True | True | False |  |  |  |  | False | [7 empty] | Non Federally-Regulated | 07/10/2012 |  | 07/01/2014
Cooper Controls | Greengate | CK T 16******* | Manual-On Occupant Sensor | System | True | True | True | True | True | True | True | True | True | True | True | True |  | False | [7 empty] | Non Federally-Regulated | 04/15/2011 |  | 05/16/2011
Intermatic, Inc. | Intermatic | EM1408MC | Exterior Photocontrol Device |  | True | True | [11 empty] | True | True | True | [5 empty] | Non Federally-Regulated | 10/12/2007 |  | 01/07/2010
Tork | Tork | 5717-T5 | Exterior Photocontrol Device | [14 empty] | True | True | True | [5 empty] | Non Federally-Regulated | 04/27/2006 |  | 01/07/2010
Intermatic, Inc. | Gasmaster | GMXFM1D20-O-240 | Automatic Time Switch Control | Device | True | True | True | False | [17 empty] | Non Federally-Regulated | 07/17/2014 |  | 08/05/2014
Lighting Control & Design | Lighting Control & Design | XP-D | Multi-Level Astronomical Time | System | True | True |  | True | True | True | True | True | True | True | [11 empty] | Non Federally-Regulated | 12/28/2009 |  | 07/01/2014
Cooper Controls | Greengate | CKT16 | Automatic Daylighting Control |  | True | True | True | True | False |  | True | True | True | True | True | True |  | True | True | False | [5 empty] | Non Federally-Regulated | 11/07/2008 |  | 01/07/2010
Cooper Wiring Devices | Nexion | OSP10-** | Occupant / Motion / Vacancy Se | Device | True | True |  | True | True | False | False |  |  |  |  | False | [9 empty] | Non Federally-Regulated | 02/02/2011 |  | 07/01/2014
Siemens Energy & Automation | Siemens Energy & Automation | 5WG1 704-8XF01 | Automatic Time Switch Control |  | True | True |  | True | True | [8 empty] | True | True | True | [5 empty] | Non Federally-Regulated | 12/19/2005 |  | 01/07/2010
Intermatic, Inc. | Grasslin | PC2-digi30-277-LS1+E300 | Photosensor / Photocontrol Dev | Device | True | True | True | [18 empty] | Non Federally-Regulated | 08/05/2014 |  | 01/09/2015
Intermatic, Inc. | Gasmaster | PC1-120-LS1 | Photosensor / Photocontrol Dev | Device | True | True | True | [18 empty] | Non Federally-Regulated | 07/17/2014 |  | 08/05/2014
Douglas Lighting Controls | Douglas | WDB-3314 | Automatic Daylighting Control | System | True | True | True | True | True | True | True | True | True | True | True | True |  | True | [7 empty] | Non Federally-Regulated | 07/21/2011 |  | 07/01/2014
Lutron Electronics Co., Inc. | Grafik Eye | GRX-4003-T-** | Occupant / Motion / Vacancy Se |  | True | True |  | True | [17 empty] | Non Federally-Regulated | 07/19/1994 |  | 09/19/2005
Lutron Electronics Co., Inc. | Softswitch 48 | XPS48-******-** | Photosensor / Photocontrol Dev |  | True | True |  | True | [17 empty] | Non Federally-Regulated | 09/12/2003 |  | 09/19/2005
Cooper Wiring Devices | Novitas | 01-BAS094-** | Ultrasonic Occupant / Motion S |  | True | True |  | True | True | True | True | True |  |  |  |  | True | True | True | False | True | False |  |  |  | Non Federally-Regulated | 08/18/2006 |  | 04/10/2008
Litetouch, Inc. | Litetouch, Inc. | 08-2290-02 | Automatic Time Switch Control |  | True | True |  | True | True | [16 empty] | Non Federally-Regulated | 09/29/2003 |  | 01/07/2010
WattStopper, Inc. | WattStopper | CI-205-* | Occupant / Motion / Vacancy Se | Device | True | True |  | True | True | False | False |  |  |  |  | False | [9 empty] | Non Federally-Regulated | 02/04/2010 |  | 07/01/2014
Legrand / Wiremold | WattStopper | CESAF SERIES | Astronomical Time Switch Contr | System | True | True |  | True | True | True | True | True | True | True | [11 empty] | Non Federally-Regulated | 03/23/2010 |  | 07/01/2014
Lutron Electronics Co., Inc. | Radio RA | RA-10D-** | Occupant / Motion / Vacancy Se |  | True | True |  | True | [17 empty] | Non Federally-Regulated | 08/13/2007 |  | 01/07/2010
Legrand / Wiremold | WattStopper | LVHUBB | Occupant / Motion / Vacancy Se | System | True | True | True | True | True | True | True | True | True | True | True | True |  | True | True | True | [5 empty] | Non Federally-Regulated | 03/23/2010 |  | 07/01/2014
Tork | Tork | K401Z | Astronomical Time Switch Contr | Device | True | True |  | True | True | True | True | True | True | True | [11 empty] | Non Federally-Regulated | 04/28/2010 |  | 07/01/2014
Lutron Electronics Co., Inc. | Homeworks | HS144-*********** | Multi-Level Occupant Sensor | System | True | True | True | True | True | False | True | True | True | True | True | True |  | False | [7 empty] | Non Federally-Regulated | 01/20/2010 |  | 07/01/2014
Leviton Manufacturing Co., Inc. | Leviton | MZN22-*** | Automatic Time Switch Control | System | True | True |  | True | True | [16 empty] | Non Federally-Regulated | 05/28/2010 |  | 07/01/2014
Enerlites, Inc. | Enerlites, Inc. | DWOS | Multi-Level Occupant Sensor | System | True | True | True | True | True | True | True | True | True | True | True | True |  | False | [7 empty] | Non Federally-Regulated | 11/22/2013 |  | 07/01/2014
Matsushita / Honeywell | Honeywell | 2WIRE/2WAY/W7040 | Automatic Time Switch Control |  | True | True |  | True | True | [16 empty] | Non Federally-Regulated | 08/11/1992 |  | 01/07/2010
Blue Ridge Technologies | Blue Ridge Technologies | QK5-* | Automatic Time Switch Control | Device | True | True |  | True | True | [16 empty] | Non Federally-Regulated | 06/30/2010 |  | 07/01/2014
Legrand / Wiremold | WattStopper | NVHUBA | Occupant / Motion / Vacancy Se | System | True | True | True | True | True | True | True | True | True | True | True | True |  | True | True | True | [5 empty] | Non Federally-Regulated | 03/23/2010 |  | 07/01/2014
Novitas, Inc. | Novitas | 01-072 | Ultrasonic Occupant / Motion S |  | True | True |  | True | True | True | True | True | [13 empty] | Non Federally-Regulated | 08/11/1992 |  | 09/06/2005
Cooper Controls | Novitas | 01-077-** | Ultrasonic Occupant / Motion S |  | True | True |  | True | True | True | True | True | [13 empty] | Non Federally-Regulated | 11/07/2008 |  | 01/07/2010
Lutron Electronics Co., Inc. | Lutron | GP20-******************* | Astronomical Time Switch Contr | System | True | True |  | True | True | True | True | True | True | True | [11 empty] | Non Federally-Regulated | 12/28/2009 |  | 07/01/2014
ILC Enercon Corp. | ILC Enercon | ILC500-** | Automatic Time Switch Control |  | True | True |  | True | True | [16 empty] | Non Federally-Regulated | 08/27/1992 |  | 01/29/2001
Paragon Electric Co. | Paragon | EC77/140/24V | Automatic Time Switch Control |  | True | True |  | True | True | [16 empty] | Non Federally-Regulated | 11/23/1992 |  | 01/21/1999
Marlin Controls, Inc. | Unistar II | TCP | Photosensor / Photocontrol Dev |  | True | True |  | True | [17 empty] | Non Federally-Regulated | 08/22/2003 |  | 02/06/2006
Maple Chase Co. | Paragon Electrical Products | EC7000/208-277V | Automatic Time Switch Control |  | True | True |  | True | True | [16 empty] | Non Federally-Regulated | 01/21/1999 |  | 01/07/2010
Lutron Electronics Co., Inc. | HomeWorks QS | HQRD-H***** | Manual-On Occupant Sensor | System | True | True |  | True | True | True | True | True | False |  |  |  |  | False | [7 empty] | Non Federally-Regulated | 07/10/2012 |  | 07/01/2014
Cooper Wiring Devices | Greengate | ODC-U-2000-R | Ultrasonic Occupant / Motion S |  | True | True |  | True | True | True | True | True |  |  |  |  | True | True | True | False | True | False |  |  |  | Non Federally-Regulated | 04/10/2008 |  | 11/07/2008
Cooper Controls | iLumin | SC120-18-UN-3P-ML-20 | Multi-Level Astronomical Time |  | True | True |  | True | True | True | True | True | True | True | [11 empty] | Non Federally-Regulated | 11/07/2008 |  | 01/07/2010
Legrand / Wiremold | WattStopper | NRD2C | Dimmer | System | True | True | True | True | True | True | True | True | True | True | True | True | [9 empty] | Non Federally-Regulated | 03/23/2010 |  | 07/01/2014
Gentec, Inc. | Schneider Electric | SERPTC411 | Automatic Time Switch Control | Device | True | True |  | True | True | [16 empty] | Non Federally-Regulated | 01/20/2012 |  | 07/01/2014
Lutron Electronics Co., Inc. | Homeworks | HS36-*************** | Dimmer | System | True | True |  | True | True | True | True | False |  |  |  | False | [9 empty] | Non Federally-Regulated | 12/17/2009 |  | 07/01/2014
Electronics Diversified, Inc. | Electronics Diversified, Inc. | LMS-2/I-240 | Automatic Daylighting Control |  | True | True |  | True | False |  | True | True | [8 empty] | True |  |  |  |  | Non Federally-Regulated | 01/05/2005 |  | 01/07/2010
Crestron Electronics | Crestron Electronics | GLS-LOL | Photosensor / Photocontrol Dev | System | True | True |  | False | False | [16 empty] | Non Federally-Regulated | 03/01/2010 |  | 07/01/2014
Legrand / Pass & Seymour | Legrand / Pass & Seymour | 91580* | Dimmer | Device | True | True |  | True | True | True | True | False |  |  |  | False | [9 empty] | Non Federally-Regulated | 12/23/2010 |  | 07/01/2014
Intermatic, Inc. | Gasmaster | MIL72EQWUZH-24 | Automatic Time Switch Control | Device | True | True | True | False | [17 empty] | Non Federally-Regulated | 07/17/2014 |  | 08/05/2014
General Signal Building Systems | Grasslin | DIGI128-45/4 | Automatic Time Switch Control |  | True | True |  | True | True | [16 empty] | Non Federally-Regulated | 02/27/1997 |  | 04/06/1998
Cooper Controls | iLumin | SC277V-**-RPB-**-**-20-S-**-**-** | Multi-Level Occupant Sensor | System | True | True | True | True | True | True | True | True | True | True | True | True | True | True | True | True | [5 empty] | Non Federally-Regulated | 04/15/2011 |  | 05/16/2011
Schneider Electric | Schneider Electric | SLSLL010 | Automatic Daylighting Control | Device | True | True | True | True | True | True | True | False |  |  | True | True |  | True | [7 empty] | Non Federally-Regulated | 10/31/2013 |  | 07/01/2014
Lutron Electronics Co., Inc. | LCP 128 | LCP-**-******-** | Exterior Photocontrol Device |  | True | True |  | True | True | True | [15 empty] | Non Federally-Regulated | 09/19/2005 |  | 01/07/2010
Cooper Controls | Greengate | LK4 277** | Multi-Level Occupant Sensor | System | True | True | True | True | True | True | True | True | True | True | True | True | True | True | True | True | [5 empty] | Non Federally-Regulated | 04/15/2011 |  | 05/16/2011
GE Industrial Systems | GE Industrial Systems | RSENUS3C | Photosensor / Photocontrol Dev |  | True | False |  | True | [17 empty] | Non Federally-Regulated | 03/20/2001 |  | 01/07/2010
Signify North America Corporation | Philips Lighting Electronics North America | LRS2215** | Occupant / Motion / Vacancy Se | Device | True | True |  | True | True | False | False |  |  |  |  | False | [9 empty] | Non Federally-Regulated | 06/20/2011 |  | 07/01/2014
Intermatic, Inc. | Gasmaster | PC2-digi30-277-LS2+ E200 | Photosensor / Photocontrol Dev | Device | True | True | True | [18 empty] | Non Federally-Regulated | 07/17/2014 |  | 08/05/2014
Cooper Wiring Devices | Novitas | 01-351 | Occupant / Motion / Vacancy Se |  | True | True |  | True | [17 empty] | Non Federally-Regulated | 08/18/2006 |  | 04/10/2008
Vantage Controls, Inc. | Vantage Controls, Inc. | DS36* | Dimmer | System | True | True | True | True | False |  | True | False |  |  |  | True | [9 empty] | Non Federally-Regulated | 07/26/2011 |  | 07/01/2014
Leviton Manufacturing Co., Inc. | Leviton | TGI10 | Dimmer | Device | True | True |  | True | True | True | True | False |  |  |  | False | [9 empty] | Non Federally-Regulated | 11/12/2010 |  | 07/01/2014
Lutron Electronics Co., Inc. | LCP 128 | LCP-******-***FT | Multi-Level Astronomical Time |  | True | True |  | True | True | True | True | True | True | True | [11 empty] | Non Federally-Regulated | 09/19/2005 |  | 01/07/2010
Lutron Electronics Co., Inc. | Quantum | QP3-1PL-100-247 | Occupant / Motion / Vacancy Se | System | True | True |  | True | True | True | False |  |  |  |  | False | [9 empty] | Non Federally-Regulated | 07/10/2012 |  | 07/01/2014
Schneider Electric (Square D Wiring Devices) | Powerlink | RMC3000G3C**** | Multi-Level Astronomical Time |  | True | True |  | True | True | True | True | True | True | True | [11 empty] | Non Federally-Regulated | 03/14/2008 |  | 01/07/2010
Lutron Electronics Co., Inc. | Lutron | NTLV-600-277**** | Dimmer | Device | True | True |  | True | True | True | True | False |  |  |  | False | [9 empty] | Non Federally-Regulated | 12/28/2009 |  | 07/01/2014
Heathco, LLC | Heath Zenith | SL-5670 | Exterior Photocontrol Device |  | True | False | [11 empty] | True | True | True | [5 empty] | Non Federally-Regulated | 09/21/2007 |  | 01/07/2010
Sensor Switch, Inc. | Sensor Switch | CM PDT 9***ADC*** | Automatic Daylighting Control | Device | True | True | True | True | False |  |  | True | True | True | True | True |  | True | [7 empty] | Non Federally-Regulated | 04/28/2010 |  | 07/01/2014
Convia, Inc., A Herman Miller Co. | Convia | GSE-DCC-02 | Multi-Level Astronomical Time | System | True | True |  | True | True | True | True | True | True | True | [11 empty] | Non Federally-Regulated | 03/04/2010 |  | 07/01/2014
Cooper Controls | Greengate | CK 32******* | Occupant / Motion / Vacancy Se | System | True | True |  | True | True | True | True | True | True | True | True | False | [9 empty] | Non Federally-Regulated | 04/15/2011 |  | 07/01/2014
Tork | Tork | DZS200A-24 | Automatic Time Switch Control |  | True | True |  | True | True | [16 empty] | Non Federally-Regulated | 03/22/2001 |  | 01/07/2010
Lutron Electronics Co., Inc. | Homeworks | HW-RPM-4E-120 | Occupant / Motion / Vacancy Se | System | True | True |  | True | True | False | False |  |  |  |  | False | [9 empty] | Non Federally-Regulated | 01/20/2010 |  | 07/01/2014
GE Lighting, a Savant company | GE Lighting Controls | WDT-10-DR-G-D-* | Occupant / Motion / Vacancy Se | Device | True | True |  | True | True | False | True | True | True | True | True | False | [9 empty] | Non Federally-Regulated | 04/13/2012 |  | 07/01/2014
Lutron Electronics Co., Inc. | LCP 128 | LCP-********-***FT | Exterior Photocontrol Device |  | True | True |  | True | True | True | [15 empty] | Non Federally-Regulated | 09/19/2005 |  | 01/07/2010
Legrand / Pass & Seymour | Legrand / Pass & Seymour | PSHB120277WL3 | Occupant / Motion / Vacancy Se | Device | True | True |  | True | True | True | False |  |  |  |  | False | [9 empty] | Non Federally-Regulated | 12/30/2012 |  | 07/01/2014
Hubbell Building Automation | Hubbell Building Automation | OMNIDT1000RP | Ultrasonic Occupant / Motion S |  | True | True |  | True | True | True | True | True | [13 empty] | Non Federally-Regulated | 05/20/2004 |  | 01/07/2010
Hubbell Building Automation | Hubbell Building Automation | Z5-OS-LODTRP | Occupant / Motion / Vacancy Se | System | True | True |  | True | True | True | False |  |  |  |  | False | [9 empty] | Non Federally-Regulated | 07/21/2011 |  | 07/01/2014
Marlin Controls, Inc. | Unistar II | XPPHCRELAY | Automatic Time Switch Control |  | True | True |  | True | True | [8 empty] | True | True | [6 empty] | Non Federally-Regulated | 02/06/2006 |  | 01/07/2010
Douglas Lighting Controls | Douglas | WOWL***-*-* | Multi-Level Occupant Sensor | System | True | True | True | True | True | False | True | True | True | True | True | True |  | False | [7 empty] | Non Federally-Regulated | 12/24/2012 |  | 07/01/2014
Tork | Tork | 7200L | Automatic Time Switch Control |  | True | True |  | True | True | [16 empty] | Non Federally-Regulated | 06/03/2003 |  | 04/27/2006
Tork | Tork | DGUM100AY | Automatic Time Switch Control | Device | True | True |  | True | True | [16 empty] | Non Federally-Regulated | 11/12/2013 |  | 07/01/2014
Convia, Inc., A Herman Miller Co. | Convia | GSE-RDR | Automatic Daylighting Control | System | True | True | True | True | True | True | True | True | True | True | True | True |  | True | [7 empty] | Non Federally-Regulated | 03/04/2010 |  | 07/01/2014
Siemens Energy & Automation | Siemens Energy & Automation | 5WG1 703-8XG32 | Automatic Time Switch Control |  | True | True |  | True | True | [8 empty] | True | True | True | [5 empty] | Non Federally-Regulated | 12/19/2005 |  | 01/07/2010
Convia, Inc., A Herman Miller Co. | Convia | GSE-PFC-01 | Manual-On Occupant Sensor | System | True | True | True | True | True | True | True | True | True | True | True | True | True | True | True | True |  | True |  |  |  | Non Federally-Regulated | 03/04/2010 |  | 04/27/2011
Lutron Electronics Co., Inc. | Lutron | LCP4-******************* | Multi-Level Astronomical Time | System | True | True |  | True | True | True | True | True | True | True | [11 empty] | Non Federally-Regulated | 12/28/2009 |  | 07/01/2014
General Signal Building Systems | AIP | IRC-3 | Automatic Time Switch Control |  | True | True |  | True | True | [16 empty] | Non Federally-Regulated | 04/09/1993 |  | 01/07/2010
Cooper Controls | Greengate | ODC-U-1001-25-R | Ultrasonic Occupant / Motion S |  | True | True |  | True | True | True | True | True | [13 empty] | Non Federally-Regulated | 11/07/2008 |  | 01/07/2010
Lutron Electronics Co., Inc. | Grafik Eye | RPT5/**-120***** | Automatic Daylighting Control |  | True | True |  | True | False |  | False | [9 empty] | True |  |  |  |  | Non Federally-Regulated | 09/12/2003 |  | 09/19/2005
Tork | Tork | T930L* | Automatic Time Switch Control | Device | True | True |  | True | True | [16 empty] | Non Federally-Regulated | 11/12/2013 |  | 07/01/2014
Leviton Manufacturing Co., Inc. | Leviton | R08BD-*** | Occupant / Motion / Vacancy Se | System | True | True |  | True | True | False | True | True | True | True | True | False | [9 empty] | Non Federally-Regulated | 03/04/2010 |  | 07/01/2014
Lutron Electronics Co., Inc. | Softswitch 48 | XPS44-******-** | Automatic Time Switch Control |  | True | True |  | True | True | [16 empty] | Non Federally-Regulated | 09/12/2003 |  | 09/19/2005
Tork | Tork | DZS400BP | Automatic Time Switch Control |  |  |  |  | True | True | [16 empty] | Non Federally-Regulated | 01/04/2007 |  | 01/07/2010
Chrontrol Corp. | Chrontrol | L6016 | Automatic Time Switch Control |  | True | True |  | True | True | [16 empty] | Non Federally-Regulated | 02/16/1993 |  | 01/07/2010
Distech Controls | Distech Controls | ECL-VVTS + EC-LIGHT-SCHEDULER | Astronomical Time Switch Contr | System | True | True |  | True | True | True | True | True | True | True | [11 empty] | Non Federally-Regulated | 08/07/2012 |  | 07/01/2014
Profile Systems LLC | Profile Systems | Profile P1841 | Automatic Time Switch Control |  | True | True |  | True | True | [16 empty] | Non Federally-Regulated | 02/29/2008 |  | 01/07/2010
Siemens Energy & Automation | Siemens Energy & Automation | 5WG1 705-8XF31 | Automatic Time Switch Control |  | True | True |  | True | True | [8 empty] | True | True | True | [5 empty] | Non Federally-Regulated | 12/19/2005 |  | 01/07/2010
Tork | Tork | DZS400BP | Multi-Level Astronomical Time | Device | True | True |  | True | True | True | True | True | True | True | [11 empty] | Non Federally-Regulated | 04/28/2010 |  | 07/01/2014
WattStopper, Inc. | WattStopper | RS-150BA | Occupant / Motion / Vacancy Se |  | True | True |  | True | [8 empty] | True | True | True |  | True | True |  |  |  | Non Federally-Regulated | 01/24/2007 |  | 01/07/2010
Intermatic, Inc. | Gasmaster | FM1D20A-24 | Automatic Time Switch Control | Device | True | True | True | False | [17 empty] | Non Federally-Regulated | 07/17/2014 |  | 08/05/2014
Cooper Controls | Novitas | 01-362-PC | Occupant / Motion / Vacancy Se | Device | True | True |  | True | True | False | False |  |  |  |  | False | [9 empty] | Non Federally-Regulated | 07/22/2010 |  | 07/01/2014
Home Automation, Inc. | Home Automation, Inc. | 20A00-11 | Automatic Time Switch Control |  | True | True |  | True | True | [16 empty] | Non Federally-Regulated | 07/26/2005 |  | 01/07/2010
Lutron Electronics Co., Inc. | Lutron | LCP40-******************* | Photosensor / Photocontrol Dev | System | True | True |  | False | False | [16 empty] | Non Federally-Regulated | 12/28/2009 |  | 07/01/2014
BRK Electronics | First Alert | PIR737R | Occupant / Motion / Vacancy Se |  | True | False |  | True | [17 empty] | Non Federally-Regulated | 02/18/1994 |  | 12/11/2000
Sensor Switch, Inc. | PIR High Mount Sensor | HM-277 | Occupant / Motion / Vacancy Se |  | False | False |  | True | [17 empty] | Non Federally-Regulated | 01/01/1989 |  | 04/06/1998
Lutron Electronics Co., Inc. | Lutron | XPS36-******************* | Multi-Level Astronomical Time | System | True | True |  | True | True | True | True | True | True | True | [11 empty] | Non Federally-Regulated | 12/28/2009 |  | 07/01/2014
Lutron Electronics Co., Inc. | Lutron | LCP72-******************* | Automatic Time Switch Control | System | True | True |  | True | True | [16 empty] | Non Federally-Regulated | 12/28/2009 |  | 07/01/2014
Douglas Lighting Controls | Douglas Lighting Controls | WTP-4408 | Automatic Daylighting Control | System | True | True | True | True | False |  |  | True | True | True | True | True |  | True | [7 empty] | Non Federally-Regulated | 05/28/2010 |  | 07/01/2014
Paragon Electric Co. | Paragon | EC71ST/M/277V | Automatic Time Switch Control |  | True | True |  | True | True | [16 empty] | Non Federally-Regulated | 11/23/1992 |  | 01/21/1999
Lightolier Controls | Insight | IHS3-2KVA-277-I | Occupant / Motion / Vacancy Se |  | True | True |  | True | [17 empty] | Non Federally-Regulated | 08/10/1992 |  | 04/06/1998
Distech Controls | Distech Controls | ECL-*** + EC-LIGHT-DISPLAY | Astronomical Time Switch Contr | System | True | True |  | True | True | True | True | True | True | True | [11 empty] | Non Federally-Regulated | 08/07/2012 |  | 07/01/2014
Synergy | SwitchPak | SPAK 4S2D 120/277 BAS | Multi-Level Astronomical Time | Device | True | True |  | True | True | True | True | True | True | True | [11 empty] | Non Federally-Regulated | 10/10/2011 |  | 07/01/2014
Legrand / Wiremold | WattStopper | CE4ATC SERIES | Manual-On Occupant Sensor | System | True | True | True | True | True | True | True | True | True | True | True | True | True | True | True | True |  | True |  |  |  | Non Federally-Regulated | 03/23/2010 |  | 07/01/2014
WattStopper, Inc. | WattStopper | DM100400MP | Occupant / Motion / Vacancy Se |  | True | False |  | True | [17 empty] | Non Federally-Regulated | 03/10/2000 |  | 01/07/2010
Intermatic, Inc. | Grasslin | PC2-120-LS1 | Photosensor / Photocontrol Dev | Device | True | True |  | False | False | [16 empty] | Non Federally-Regulated | 01/20/2010 |  | 07/01/2014
Lutron Electronics Co., Inc. | Radio Powr Savr | LRF2-VKLB-P*** | Manual-On Occupant Sensor | System | True | True |  | True | True | False | True | True | False |  |  |  |  | False | [7 empty] | Non Federally-Regulated | 04/28/2010 |  | 07/01/2014
Lutron Electronics Co., Inc. | Lutron | XPS12-******************* | Automatic Daylighting Control | System | True | True | True | True | False |  |  | False |  |  | True | True |  | True | [7 empty] | Non Federally-Regulated | 12/28/2009 |  | 07/01/2014
Cooper Controls | Greengate | OMC-U-2000-R | Ultrasonic Occupant / Motion S |  | True | True |  | True | True | True | True | True | [13 empty] | Non Federally-Regulated | 11/07/2008 |  | 01/07/2010
USE Lighting Control, Inc. | Enerlites, Inc. | DWOS | Occupant / Motion / Vacancy Se |  | True | True |  | True | [8 empty] | False | True | True | True | False | False |  |  |  | Non Federally-Regulated | 10/30/2008 |  | 01/07/2010
Lutron Electronics Co., Inc. | HomeWorks QS | HQR-VCRX-** | Occupant / Motion / Vacancy Se | System | True | True |  | True | True | True | False |  |  |  |  | False | [9 empty] | Non Federally-Regulated | 07/10/2012 |  | 07/01/2014
Legrand / Wiremold | WattStopper | CE8105 SERIES | Occupant / Motion / Vacancy Se | System | True | True | True | True | True | True | True | True | True | True | True | True |  | True | True | True | [5 empty] | Non Federally-Regulated | 03/23/2010 |  | 07/01/2014
Siemens Energy & Automation | Siemens Energy & Automation | 5WG1 705-8XH02 | Automatic Time Switch Control |  | True | True |  | True | True | [8 empty] | True | True | True | [5 empty] | Non Federally-Regulated | 12/19/2005 |  | 01/07/2010
Convia, Inc., A Herman Miller Co. | Convia | GSE-SRC-02, | Automatic Time Switch Control | System | True | True |  | True | True | [16 empty] | Non Federally-Regulated | 03/04/2010 |  | 07/01/2014
Lutron Electronics Co., Inc. | Lutron | LCP3-******************* | Photosensor / Photocontrol Dev | System | True | True |  | False | False | [16 empty] | Non Federally-Regulated | 12/28/2009 |  | 07/01/2014
Vantage Controls, Inc. | Vantage Controls, Inc. | RD4B* | Dimmer | System | True | True | True | True | False |  | True | False |  |  |  | True | [9 empty] | Non Federally-Regulated | 04/28/2010 |  | 07/01/2014
Lutron Electronics Co., Inc. | Lutron | CCP-********-******-**-CGP**** | Automatic Time Switch Control | System | True | True |  | True | True | [16 empty] | Non Federally-Regulated | 07/10/2012 |  | 07/01/2014
Leviton Manufacturing Co., Inc. | Leviton | O4C10-*** | Manual-On Occupant Sensor | Device | True | True | True | True | True | True | True | True | True | True | True | True |  | False | [7 empty] | Non Federally-Regulated | 09/18/2013 |  | 07/01/2014
Leviton Manufacturing Co., Inc. | Leviton | MDI06 | Dimmer | Device | True | True |  | True | True | True | True | False |  |  |  | False | [9 empty] | Non Federally-Regulated | 11/12/2010 |  | 07/01/2014
Carolina Products, Inc. | Carolina Products | CPI-3000 | Automatic Time Switch Control | Device | True | True |  | True | True | [16 empty] | Non Federally-Regulated | 02/23/2012 |  | 07/01/2014
Convia, Inc., A Herman Miller Co. | Convia | GSE-DCC-03 | Automatic Time Switch Control |  | True | True |  | True | True | [8 empty] | True | True | True | [5 empty] | Non Federally-Regulated | 04/04/2008 |  | 01/07/2010
Lutron Electronics Co., Inc. | Softswitch 128 | XPS4-******-** | Automatic Daylighting Control |  | True | True | True | True | False |  | False |  | False |  | True | False |  | True |  | False | [5 empty] | Non Federally-Regulated | 09/19/2005 |  | 01/07/2010
Convia, Inc., A Herman Miller Co. | Convia | GSE-DCC-03 | Multi-Level Daylighting Contro |  | True | True |  | True | True | True | True | [14 empty] | Non Federally-Regulated | 04/04/2008 |  | 01/07/2010
Unenco, Inc. / Univ. Energy | UEC | SOM-1000-A-2 | Occupant / Motion / Vacancy Se |  | True | True |  | True | [17 empty] | Non Federally-Regulated | 10/06/1992 |  | 01/07/2010
Legrand / Pass & Seymour | Legrand / Pass & Seymour | CDFB163P* | Dimmer | Device | True | True |  | True | True | True | True | True | True | True | True | False | [9 empty] | Non Federally-Regulated | 09/14/2012 |  | 07/01/2014
Lutron Electronics Co., Inc. | HomeWorks QS | HQRD-6D | Automatic Time Switch Control | System | True | True |  | True | True | [16 empty] | Non Federally-Regulated | 07/10/2012 |  | 07/01/2014
Echoflex Solutions, Inc. | Echoflex | ERM-FL*-*** | Automatic Daylighting Control | System | True | True | True | True | False |  |  | False |  |  | True | True |  | True | [7 empty] | Non Federally-Regulated | 10/28/2013 |  | 07/01/2014
Siemens Energy & Automation | Siemens Energy & Automation | 5WG1 704-8XG32 | Automatic Time Switch Control |  | True | True |  | True | True | [8 empty] | True | True | True | [5 empty] | Non Federally-Regulated | 12/19/2005 |  | 01/07/2010
Lightolier | Momentum | MP1500FAM120* | Dimmer | Device | True | True |  | True | True | True | True | True | True | True | True | False | [9 empty] | Non Federally-Regulated | 04/25/2013 |  | 07/01/2014
Siemens Energy & Automation | Siemens Energy & Automation | 5WG1 705-8XC03 | Automatic Time Switch Control |  | True | True |  | True | True | [8 empty] | True | True | True | [5 empty] | Non Federally-Regulated | 12/19/2005 |  | 01/07/2010
Leviton Manufacturing Co., Inc. | Leviton | L776-TT/L206-CT | Occupant / Motion / Vacancy Se |  | True | True |  | True | [17 empty] | Non Federally-Regulated | 01/30/2001 |  | 01/07/2010
Convia, Inc., A Herman Miller Co. | Convia | GSE-DCC-02 | Astronomical Time Switch Contr |  | True | True |  | True | True | True | True | True | True | True |  |  |  | False | True | True | [5 empty] | Non Federally-Regulated | 04/04/2008 |  | 01/07/2010
Cooper Controls | Greengate | LK4 120** | Multi-Level Occupant Sensor | System | True | True | True | True | True | True | True | True | True | True | True | True | True | True | True | True | [5 empty] | Non Federally-Regulated | 04/15/2011 |  | 05/16/2011
Blue Ridge Technologies | BR Series | BR64************* | Automatic Time Switch Control | System | True | True |  | True | True | [16 empty] | Non Federally-Regulated | 08/09/2011 |  | 07/01/2014
Longjoin | Longjoin | JL-202*** | Photosensor / Photocontrol Dev | Device | True | True |  | False | False | [16 empty] | Non Federally-Regulated | 05/28/2013 |  | 07/01/2014
Lutron Electronics Co., Inc. | Lutron | LCP128-******************* | Dimmer | System | True | True |  | True | True | True | True | False |  |  |  | False | [9 empty] | Non Federally-Regulated | 12/28/2009 |  | 07/01/2014
Lutron Electronics Co., Inc. | Lutron | XP48-******************* | Automatic Time Switch Control | System | True | True |  | True | True | [16 empty] | Non Federally-Regulated | 12/28/2009 |  | 07/01/2014
GE Lighting, a Savant company | Total Lighting Controls | RINTER**** | Automatic Time Switch Control | System | True | True |  | True | True | [16 empty] | Non Federally-Regulated | 08/31/2010 |  | 07/01/2014
Hubbell Building Automation | Hubbell Building Automation | WIH-OS-LOIR*** | Occupant / Motion / Vacancy Se | System | True | True |  | True | True | True | False |  |  |  |  | False | [9 empty] | Non Federally-Regulated | 02/28/2012 |  | 07/01/2014
WattStopper, Inc. | WattStopper | EW100277 | Occupant / Motion / Vacancy Se |  | True | False |  | True | [17 empty] | Non Federally-Regulated | 03/10/2000 |  | 01/07/2010
WattStopper, Inc. | WattStopper | LMSM-603 | Automatic Time Switch Control | Device | True | True |  | True | True | [16 empty] | Non Federally-Regulated | 08/03/2010 |  | 07/01/2014
Intermatic, Inc. | Intermatic | EI215 | Automatic Time Switch Control |  | True | True |  | True | True | [8 empty] | True | True | [6 empty] | Non Federally-Regulated | 03/07/2007 |  | 01/07/2010
Litelab Corp. | Busrun Busway | TEC-8********** | Track Lighting Integral Curren | Device | True | True |  | True | True | True | True | True | [13 empty] | Non Federally-Regulated | 11/25/2009 |  | 07/01/2014
Vantage Controls, Inc. | Vision II | SPB01 | Automatic Time Switch Control |  | True | False |  | True | True | [16 empty] | Non Federally-Regulated | 07/01/1996 |  | 01/07/2010
Lutron Electronics Co., Inc. | Centralized Lighting Control | SO-7****-**-*** | Photosensor / Photocontrol Dev |  | True | True |  | True | [17 empty] | Non Federally-Regulated | 06/08/2007 |  | 01/07/2010
Lutron Electronics Co., Inc. | Lutron | MAW-603-RH****** | Dimmer | Device | True | True |  | True | True | True | True | False |  |  |  | False | [9 empty] | Non Federally-Regulated | 12/28/2009 |  | 07/01/2014
Siemens Energy & Automation | Siemens Energy & Automation | 5WG1 704-8XF11 | Automatic Time Switch Control |  | True | True |  | True | True | [8 empty] | True | True | True | [5 empty] | Non Federally-Regulated | 12/19/2005 |  | 01/07/2010
Hubbell Building Automation | Hubbell Building Automation | DLCPCI | Photosensor / Photocontrol Dev |  | True | True |  | True | [17 empty] | Non Federally-Regulated | 05/20/2004 |  | 01/07/2010
Siemens Energy & Automation | Siemens Energy & Automation | 5WG1 705-8XH35 | Automatic Time Switch Control |  | True | True |  | True | True | [8 empty] | True | True | True | [5 empty] | Non Federally-Regulated | 12/19/2005 |  | 01/07/2010
Lighting Control & Design | Lighting Control & Design | GR41**/**DTC***********s | Automatic Daylighting Control |  | True | True | True | True | False |  | True | True | True | True | True | True |  | False | True | False | [5 empty] | Non Federally-Regulated | 06/28/2005 |  | 12/28/2009
Acuity Brands Lighting | Juno | TEK12CL-** | Track Lighting Integral Curren | System | True | True |  | True | True | True | True | True | [13 empty] | Non Federally-Regulated | 12/29/2011 |  | 07/01/2014
Intermatic, Inc. | Grasslin | LM2-O-277-LS2 | Automatic Daylighting Control | Device | True | True | True | True | False |  |  | False |  |  | True | True |  | True | [7 empty] | Non Federally-Regulated | 01/20/2010 |  | 07/01/2014
Lutron Electronics Co., Inc. | Lutron | MA-L3T251******* | Dimmer | Device | True | True |  | True | True | True | True | False |  |  |  | False | [9 empty] | Non Federally-Regulated | 12/28/2009 |  | 01/21/2014
Intermatic, Inc. | Intermatic | ET8215CR8 | Astronomical Time Switch Contr |  | True | True |  | True | True | True | True | True | True | True |  |  |  | True | False | False | [5 empty] | Non Federally-Regulated | 07/08/2005 |  | 01/07/2010
Legrand / Wiremold | WattStopper | CECRFB SERIES | Multi-Level Occupant Sensor | System | True | True | True | True | True | True | True | True | True | True | True | True | True | True | True | True | True | True |  |  |  | Non Federally-Regulated | 03/23/2010 |  | 07/01/2014
Intermatic, Inc. | Intermatic | ET1725CPD82 | Automatic Time Switch Control | Device | True | True |  | True | True | [16 empty] | Non Federally-Regulated | 01/20/2010 |  | 07/01/2014
Chrontrol Corp. | Chrontrol | XT-W16F | Automatic Time Switch Control |  | True | True |  | True | True | [16 empty] | Non Federally-Regulated | 02/16/1993 |  | 01/07/2010
Siemens Energy & Automation | Siemens Energy & Automation | 5WG1 704-8XA14 | Automatic Time Switch Control |  | True | True |  | True | True | [8 empty] | True | True | True | [5 empty] | Non Federally-Regulated | 12/19/2005 |  | 01/07/2010
Intermatic, Inc. | Grasslin | LM2-O-120-LS2 | Photosensor / Photocontrol Dev | Device | True | True |  | False | False | [16 empty] | Non Federally-Regulated | 01/20/2010 |  | 07/01/2014
Siemens Energy & Automation | Siemens Energy & Automation | 5WG1 703-8XG02 | Automatic Time Switch Control |  | True | True |  | True | True | [8 empty] | True | True | True | [5 empty] | Non Federally-Regulated | 12/19/2005 |  | 01/07/2010
Lighting Control & Design | Lighting Control & Design | GR24**/**DTC***********d | Automatic Daylighting Control |  | True | True | False | True | True | True | False |  | True | True | True | True | False |  |  | True |  | True |  |  |  | Non Federally-Regulated | 06/28/2005 |  | 12/28/2009
Tork | Tork | DZM200-12 (12VDC) | Automatic Time Switch Control |  | True | True |  | True | True | [16 empty] | Non Federally-Regulated | 06/24/1993 |  | 04/27/2006
Hubbell Incorporated | H-Moss | ATD1277HI | Occupant / Motion / Vacancy Se |  | True | True |  | True | [17 empty] | Non Federally-Regulated | 05/04/2004 |  | 01/07/2010
Tork | Tork | SS721ZA | Automatic Time Switch Control | Device | True | True |  | True | True | [16 empty] | Non Federally-Regulated | 11/12/2013 |  | 07/01/2014
The Watt Watcher | Occupancy Sensor | W-1000 | Ultrasonic Occupant / Motion S |  | False | False |  | True | True | True | True | True | [13 empty] | Non Federally-Regulated | 04/01/1988 |  | 04/06/1998
Lutron Electronics Co., Inc. | Lutron | CCP-******-******-** | Automatic Daylighting Control | System | True | True | True | True | True | True | True | False |  |  | True | True |  | True | [7 empty] | Non Federally-Regulated | 07/10/2012 |  | 07/01/2014
Intermatic, Inc. | Grasslin | PC1-D20-277-LS2 | Photosensor / Photocontrol Dev | Device | True | True |  | False | False | [16 empty] | Non Federally-Regulated | 01/20/2010 |  | 07/01/2014
Lutron Electronics Co., Inc. | Lutron | S-603PNL******** | Dimmer | Device | True | True |  | True | True | True | True | True | True | True | True | False | [9 empty] | Non Federally-Regulated | 04/28/2010 |  | 07/01/2014
Lutron Electronics Co., Inc. | Grafik Eye | RPT8/**-120***** | Automatic Daylighting Control |  | True | True |  | True | False |  | False | [9 empty] | True |  |  |  |  | Non Federally-Regulated | 09/12/2003 |  | 09/19/2005
Intermatic, Inc. | Intermatic, Inc. | ET90115CRE | Automatic Time Switch Control | Device | True | True |  | True | True | [16 empty] | Non Federally-Regulated | 07/22/2011 |  | 07/01/2014
Legrand / Wiremold | WattStopper | CE4FFATC SERIES | Automatic Time Switch Control | System | True | True |  | True | True | [16 empty] | Non Federally-Regulated | 03/23/2010 |  | 07/01/2014
Cooper Wiring Devices | Novitas | 01-100 | Ultrasonic Occupant / Motion S |  | True | True |  | True | True | True | True | True | [13 empty] | Non Federally-Regulated | 08/18/2006 |  | 04/10/2008
Legrand / Wiremold | WattStopper | NRD1C | Multi-Level Astronomical Time | System | True | True |  | True | True | True | True | True | True | True | [11 empty] | Non Federally-Regulated | 03/23/2010 |  | 07/01/2014
Lithonia Lighting | Panelmax Series | LCP 48 | Automatic Time Switch Control |  | True | True |  | True | True | [16 empty] | Non Federally-Regulated | 01/28/1993 |  | 04/30/1993
Legrand / Wiremold | WattStopper | CNCS | Multi-Level Astronomical Time | System | True | True |  | True | True | True | True | True | True | True | [11 empty] | Non Federally-Regulated | 03/23/2010 |  | 07/01/2014
Novitas, Inc. | Novitas | 01-100 | Ultrasonic Occupant / Motion S |  | True | True |  | True | True | True | True | True | [13 empty] | Non Federally-Regulated | 08/10/1993 |  | 08/18/2006
Lutron Electronics Co., Inc. | Lutron | S2-LFSQ********* | Dimmer | Device | True | True |  | True | True | True | True | False |  |  |  | False | [9 empty] | Non Federally-Regulated | 12/28/2009 |  | 01/21/2014
Hubbell Building Automation | Hubbell Building Automation | LB3MSEXTP2 | Occupant / Motion / Vacancy Se |  | True | True |  | True | [17 empty] | Non Federally-Regulated | 05/20/2004 |  | 01/07/2010
Legrand / Wiremold | WattStopper | CNCW | Dimmer | System | True | True | True | True | True | True | True | True | True | True | True | True | [9 empty] | Non Federally-Regulated | 03/23/2010 |  | 07/01/2014
Legrand / Wiremold | WattStopper | GSE-IRH-WH | Occupant / Motion / Vacancy Se | System | True | True | True | True | True | True | True | True | True | True | True | True |  | True | True | True | [5 empty] | Non Federally-Regulated | 03/23/2010 |  | 07/01/2014
Legrand / Wiremold | WattStopper | NVHUBF | Manual-On Occupant Sensor | System | True | True | True | True | True | True | True | True | True | True | True | True | True | True | True | True |  | True |  |  |  | Non Federally-Regulated | 03/23/2010 |  | 07/01/2014
Intermatic, Inc. | Intermatic | EM1408SC | Automatic Time Switch Control | Device | True | True |  | True | True | [16 empty] | Non Federally-Regulated | 01/20/2010 |  | 07/01/2014
Thomas Controls | Plus Lighting | PL310****-*C | Automatic Time Switch Control |  | True | True |  | True | True | [16 empty] | Non Federally-Regulated | 05/20/1997 |  | 04/06/1998
Universal Energy Control, Inc. | Conserver | PIR-1000 | Occupant / Motion / Vacancy Se |  | False | False |  | True | [17 empty] | Non Federally-Regulated | 01/01/1989 |  | 04/06/1998
Cooper Wiring Devices | Novitas | 01-210 | Ultrasonic Occupant / Motion S |  | True | True |  | True | True | True | True | True | [13 empty] | Non Federally-Regulated | 08/18/2006 |  | 04/10/2008
Sensor Switch, Inc. | Sensor Switch | CMR 10 2P********** | Occupant / Motion / Vacancy Se | Device | True | True |  | True | True | False | False |  |  |  |  | False | [9 empty] | Non Federally-Regulated | 04/28/2010 |  | 07/01/2014
Cooper Controls | Novitas | 01-430-BAS* | Occupant / Motion / Vacancy Se |  | True | True |  | True | [17 empty] | Non Federally-Regulated | 11/07/2008 |  | 01/07/2010
Starfield Controls, Inc. | Starfield Controls, Inc. | TR331** | Automatic Time Switch Control |  | True | True |  | True | True | [16 empty] | Non Federally-Regulated | 03/14/2006 |  | 01/07/2010
Vantage Controls, Inc. | Vantage Controls, Inc. | IC-24 | Multi-Level Astronomical Time |  | True | True |  | True | True | True | True | True | True | True | [11 empty] | Non Federally-Regulated | 11/16/2007 |  | 01/07/2010
Intermatic, Inc. | Grasslin | GMX472-I-120 | Automatic Time Switch Control |  | True | True |  | True | True | [16 empty] | Non Federally-Regulated | 10/15/2008 |  | 01/07/2010
Convia, Inc., A Herman Miller Co. | Convia | GSE-WCD-WH | Multi-Level Astronomical Time | System | True | True |  | True | True | True | True | True | True | True | [11 empty] | Non Federally-Regulated | 03/04/2010 |  | 07/01/2014
Lutron Electronics Co., Inc. | LCP 128 | LCP-****-***FT | Exterior Photocontrol Device |  | True | True |  | True | True | True | [15 empty] | Non Federally-Regulated | 09/19/2005 |  | 01/07/2010
Crestron Electronics | Crestron Electronics | GLS-OIR-C-** | Manual-On Occupant Sensor | System | True | True |  | True | True | False | True | True | False |  |  |  |  | False | [7 empty] | Non Federally-Regulated | 08/15/2013 |  | 07/01/2014
American Industrial Control | American Industrial Control | SWE-0090-06001 | Automatic Time Switch Control |  | True | True |  | True | True | [16 empty] | Non Federally-Regulated | 08/15/2000 |  | 01/07/2010
CDL | Day Light Controls | CDL-*-**-PDO | Automatic Daylighting Control |  | True | True |  | True | False |  | True | True | [8 empty] | True |  |  |  |  | Non Federally-Regulated | 02/13/1996 |  | 01/07/2010
Intermatic, Inc. | Grasslin | PC1-digi20-277-LS1+ E200 | Photosensor / Photocontrol Dev | Device | True | True | True | [18 empty] | Non Federally-Regulated | 08/05/2014 |  | 01/09/2015
Tork | Tork | PC5 | Occupant / Motion / Vacancy Se |  |  |  |  | True | [17 empty] | Non Federally-Regulated | 01/04/2007 |  | 01/07/2010
Paragon Electric Co. | Paragon | EC1015P/240V | Automatic Time Switch Control |  | True | True |  | True | True | [16 empty] | Non Federally-Regulated | 06/25/1993 |  | 01/21/1999
Tork | Tork | SC20 | Occupant / Motion / Vacancy Se |  | True | True |  | True | [17 empty] | Non Federally-Regulated | 02/27/1997 |  | 04/06/1998
Lutron Electronics Co., Inc. | Grafik Eye | RPT9/**-120***** | Occupant / Motion / Vacancy Se |  | True | True |  | True | [17 empty] | Non Federally-Regulated | 09/12/2003 |  | 09/19/2005
Progress Lighting | Progress Lighting | P8537-30 | Occupant / Motion / Vacancy Se |  | True | True |  | True | [8 empty] | True | True |  |  | True | True |  |  |  | Non Federally-Regulated | 04/12/2007 |  | 01/07/2010
Sensor Switch, Inc. | Sensor Switch | nCMB PDT 9******* | Occupant / Motion / Vacancy Se | System | True | True |  | True | True | False | False |  |  |  |  | False | [9 empty] | Non Federally-Regulated | 04/28/2010 |  | 07/01/2014
Lumisys | Global | GL_48** | Automatic Time Switch Control |  | True | True |  | True | True | [16 empty] | Non Federally-Regulated | 02/23/2009 |  | 01/07/2010
Legrand / Wiremold | WattStopper | CECRFB SERIES | Occupant / Motion / Vacancy Se | System | True | True | True | True | True | True | True | True | True | True | True | True |  | True | True | True | [5 empty] | Non Federally-Regulated | 03/23/2010 |  | 07/01/2014
GE Lighting, a Savant company | GE Lighting Controls | CLCINT24-INTR24-***-*B*0 | Automatic Time Switch Control | System | True | True |  | True | True | [16 empty] | Non Federally-Regulated | 07/27/2012 |  | 07/01/2014
Maple Chase Co. | Paragon Electrical Products | EC72D/12VDC | Automatic Time Switch Control |  | True | True |  | True | True | [16 empty] | Non Federally-Regulated | 01/21/1999 |  | 01/07/2010
Blue Ridge Technologies | Mezon | MZ16************* | Automatic Time Switch Control | Device | True | True |  | True | True | [16 empty] | Non Federally-Regulated | 06/30/2010 |  | 07/01/2014
Cooper Wiring Devices | Greengate | VSW-P-0451 | Occupant / Motion / Vacancy Se |  | True | True |  | True | [8 empty] | True |  |  |  | True | True |  |  |  | Non Federally-Regulated | 04/10/2008 |  | 11/07/2008
Sensor Switch, Inc. | Sensor Switch | HWMOT | Occupant / Motion / Vacancy Se |  | True | True |  | True | [17 empty] | Non Federally-Regulated | 04/19/1993 |  | 11/19/2001
Siemens Energy & Automation | Siemens Energy & Automation | 5WG1 705-8XC26 | Automatic Time Switch Control |  | True | True |  | True | True | [8 empty] | True | True | True | [5 empty] | Non Federally-Regulated | 12/19/2005 |  | 01/07/2010
Lutron Electronics Co., Inc. | Lutron | XPS8-******************* | Automatic Time Switch Control | System | True | True |  | True | True | [16 empty] | Non Federally-Regulated | 12/28/2009 |  | 07/01/2014
Lighting Control & Design | Lighting Control & Design | GR14**/****DTC*********** | Multi-Level Astronomical Time |  | True | True |  | True | True | True | True | True | True | True |  |  |  | True | True | True | [5 empty] | Non Federally-Regulated | 06/22/2005 |  | 12/28/2009
Distech Controls | Distech Controls | ECL-*** + EC-LIGHT-SCHEDULER | Astronomical Time Switch Contr | System | True | True |  | True | True | True | True | True | True | True | [11 empty] | Non Federally-Regulated | 08/07/2012 |  | 07/01/2014
Siemens Energy & Automation | Siemens Energy & Automation | 5WG1 703-8XD01 | Automatic Time Switch Control |  | True | True |  | True | True | [8 empty] | True | True | True | [5 empty] | Non Federally-Regulated | 12/19/2005 |  | 01/07/2010
Lutron Electronics Co., Inc. | Softswitch 128 | XPS8-******-** | Multi-Level Astronomical Time |  | True | True |  | True | True | True | True | True | True | True | [11 empty] | Non Federally-Regulated | 09/19/2005 |  | 01/07/2010
PLC Multipoint, Inc. | PLC Multipoint | LC6-6/T | Automatic Daylighting Control |  | True | True |  | True | False |  | True | True | [8 empty] | True |  |  |  |  | Non Federally-Regulated | 08/06/1992 |  | 07/19/2006
Lutron Electronics Co., Inc. | Radio RA | RA-10D-** | Multi-Level Astronomical Time |  | True | True |  | True | True | True | True | True | True | True | [11 empty] | Non Federally-Regulated | 08/13/2007 |  | 01/07/2010
Hubbell Building Automation | Hubbell Building Automation | WIH-SP-***-**** | Automatic Time Switch Control | System | True | True |  | True | True | [16 empty] | Non Federally-Regulated | 02/28/2012 |  | 02/04/2014
Cooper Wiring Devices | Nexion | AHOEC-U-1500-AF | Occupant / Motion / Vacancy Se | System | True | True |  | True | True | False | True | True | True | True | True | False | [9 empty] | Non Federally-Regulated | 03/28/2012 |  | 07/01/2014
Leviton Manufacturing Co., Inc. | Leviton | OSC04-I** | Occupant / Motion / Vacancy Se | System | True | True |  | True | True | False | False |  |  |  |  | False | [9 empty] | Non Federally-Regulated | 03/04/2010 |  | 07/01/2014
Lightstat, Inc. | Lightstat | ALC-4-52-*** | Occupant / Motion / Vacancy Se |  | True | True |  | True | [17 empty] | Non Federally-Regulated | 06/23/1998 |  | 03/14/2006
Mytech Corp. | Mytech | RRSSTR-DC | Ultrasonic Occupant / Motion S |  | True | True |  | True | True | True | True | True | [13 empty] | Non Federally-Regulated | 02/01/1993 |  | 10/06/1997
Leviton Manufacturing Co., Inc. | Leviton | R08BD-*** | Automatic Daylighting Control |  | True | True |  | True | False |  | True | True | [8 empty] | True |  |  |  |  | Non Federally-Regulated | 08/17/2004 |  | 01/07/2010
Paragon Electric Co. | Paragon | EC4004/240V | Automatic Time Switch Control |  | True | True |  | True | True | [16 empty] | Non Federally-Regulated | 06/25/1993 |  | 01/21/1999
Unenco, Inc. / Univ. Energy | Unenco | SOM-1000-B | Occupant / Motion / Vacancy Se |  | True | True |  | True | [17 empty] | Non Federally-Regulated | 10/06/1992 |  | 01/07/2010
Lutron Electronics Co., Inc. | Homeworks | HWV-600D-** | Automatic Time Switch Control | System | True | True |  | True | True | [16 empty] | Non Federally-Regulated | 01/20/2010 |  | 07/01/2014
Siemens Energy & Automation | Siemens Energy & Automation | 5WG1 704-8XD32 | Automatic Time Switch Control |  | True | True |  | True | True | [8 empty] | True | True | True | [5 empty] | Non Federally-Regulated | 12/19/2005 |  | 01/07/2010
Lutron Electronics Co., Inc. | Lutron | G6-AR-****-*-120-******** | Multi-Level Occupant Sensor | System | True | True | True | True | True | True | True | True | True | True | True | True |  | False | [7 empty] | Non Federally-Regulated | 12/28/2009 |  | 07/01/2014
Lutron Electronics Co., Inc. | Homeworks | HWD-8ANS-** | Automatic Time Switch Control |  | True | True |  | True | True | [16 empty] | Non Federally-Regulated | 08/13/2007 |  | 01/07/2010
Lutron Electronics Co., Inc. | Grafik Eye | GRX-3102-A-** | Occupant / Motion / Vacancy Se |  | True | True |  | True | [17 empty] | Non Federally-Regulated | 03/13/1996 |  | 05/09/2000
Lighting Control & Design | Lighting Control & Design | GR2400ACC-***L2AD*** | Exterior Photocontrol Device |  | True | True | [11 empty] | True | True | True | [5 empty] | Non Federally-Regulated | 06/22/2005 |  | 12/28/2009
Sensor Switch, Inc. | Sensor Switch | nCMRB 6 2P***** | Occupant / Motion / Vacancy Se | System | True | True |  | True | True | False | False |  |  |  |  | False | [9 empty] | Non Federally-Regulated | 04/28/2010 |  | 07/01/2014
Intermatic, Inc. | Grasslin | LM2-O-277-LS1 | Photosensor / Photocontrol Dev | Device | True | True |  | False | False | [16 empty] | Non Federally-Regulated | 01/20/2010 |  | 07/01/2014
Hubbell Incorporated | H-Moss | LVPR1500RP | Occupant / Motion / Vacancy Se |  | True | True |  | True | [17 empty] | Non Federally-Regulated | 02/24/2009 |  | 01/07/2010
Convia, Inc., A Herman Miller Co. | Convia | GSE-DCC-03 | Multi-Level Occupant Sensor | System | True | True | True | True | True | True | True | True | True | True | True | True | True | True | True | True | True | True |  |  |  | Non Federally-Regulated | 03/04/2010 |  | 04/27/2011
WattStopper, Inc. | WattStopper | WT2205 | Ultrasonic Occupant / Motion S |  | True | True |  | True | True | True | True | True | [13 empty] | Non Federally-Regulated | 03/17/2000 |  | 01/07/2010
Convia, Inc., A Herman Miller Co. | Convia | GSE-SRC-01 | Multi-Level Occupant Sensor | System | True | True | True | True | True | True | True | True | True | True | True | True | True | True | True | True | True | True |  |  |  | Non Federally-Regulated | 03/04/2010 |  | 04/27/2011
Lutron Electronics Co., Inc. | Lutron | XPS8-******************* | Photosensor / Photocontrol Dev | System | True | True |  | False | False | [16 empty] | Non Federally-Regulated | 12/28/2009 |  | 07/01/2014
Lutron Electronics Co., Inc. | Lutron | GRX-CCO-8 | Occupant / Motion / Vacancy Se | System | True | True |  | True | True | True | False |  |  |  |  | False | [9 empty] | Non Federally-Regulated | 04/29/2010 |  | 07/01/2014
Lighting Control & Design | Lighting Control & Design | GR41**/**SLAVE*******d | Automatic Daylighting Control |  | True | True | False | True | True | True | False |  | True | True | True | True | False |  |  | True |  | True |  |  |  | Non Federally-Regulated | 06/28/2005 |  | 12/28/2009
PLC Multipoint, Inc. | PLC Multipoint | CES/I INDOOR | Photosensor / Photocontrol Dev | Device | True | True |  | False | False | [16 empty] | Non Federally-Regulated | 03/04/2010 |  | 07/01/2014
Mytech Corp. | Mytech | LO-DT1000-RP | Ultrasonic Occupant / Motion S |  | True | True |  | True | True | True | True | True | [13 empty] | Non Federally-Regulated | 11/05/1997 |  | 06/04/1999
Sensia | LCP1500 | LCP1000 | Automatic Daylighting Control |  | True | True |  | True | False |  | False | [9 empty] | True |  |  |  |  | Non Federally-Regulated | 11/02/2001 |  | 11/09/2001
Intermatic, Inc. | Grasslin | FM1D50-24 | Automatic Time Switch Control |  | True | True |  | True | True | [16 empty] | Non Federally-Regulated | 10/15/2008 |  | 01/07/2010
Electronics Diversified, Inc. | Electronics Diversified, Inc. | LMS-D1/I-240 | Automatic Daylighting Control |  | True | True |  | True | False |  | True | True | [8 empty] | True |  |  |  |  | Non Federally-Regulated | 01/05/2005 |  | 01/07/2010
Convia, Inc., A Herman Miller Co. | Convia | GSE-OSC-01 | Occupant / Motion / Vacancy Se | System | True | True | True | True | True | True | True | True | True | True | True | True |  | True | True | True | [5 empty] | Non Federally-Regulated | 03/04/2010 |  | 04/27/2011
PLC Multipoint, Inc. | PLC Multipoint | LCM-PK | Multi-Level Daylighting Contro |  | True | True |  | True | True | True | True | [14 empty] | Non Federally-Regulated | 07/19/2006 |  | 01/07/2010
PLC Multipoint, Inc. | PLC Multipoint | LCP2 | Automatic Time Switch Control | System | True | True |  | True | True | [16 empty] | Non Federally-Regulated | 03/04/2010 |  | 07/01/2014
WattStopper, Inc. | WattStopper | CI305 | Occupant / Motion / Vacancy Se |  | True | True |  | True | [17 empty] | Non Federally-Regulated | 07/01/2005 |  | 01/07/2010
WattStopper, Inc. | WattStopper | W2000A | Ultrasonic Occupant / Motion S |  | True | True |  | True | True | True | True | True | [13 empty] | Non Federally-Regulated | 08/10/1992 |  | 01/07/2010
Leviton Manufacturing Co., Inc. | Leviton | 6673 | Dimmer | Device | True | True |  | True | True | True | True | False |  |  |  | False | [9 empty] | Non Federally-Regulated | 11/12/2010 |  | 07/01/2014
Siemens Energy & Automation | Siemens Energy & Automation | 5WG1 705-8XF26 | Automatic Time Switch Control |  | True | True |  | True | True | [8 empty] | True | True | True | [5 empty] | Non Federally-Regulated | 12/19/2005 |  | 01/07/2010
Intermatic, Inc. | Grasslin | WHQ7 | Automatic Time Switch Control | Device | True | True |  | True | True | [16 empty] | Non Federally-Regulated | 01/20/2010 |  | 07/01/2014
Schneider Electric | Schneider Electric | SLCZ04204AT | Multi-Level Occupant Sensor | System | True | True | True | True | True | True | True | True | True | True | True | True |  | False | [7 empty] | Non Federally-Regulated | 10/31/2013 |  | 07/01/2014
Cooper Wiring Devices | Greengate | OSW-P-0451-SP-R | Occupant / Motion / Vacancy Se |  | True | True |  | True | [8 empty] | True | True | True | True | False | False |  |  |  | Non Federally-Regulated | 04/10/2008 |  | 11/07/2008
Tork | Tork | DZS100 (120VAC) | Automatic Time Switch Control |  | True | True |  | True | True | [16 empty] | Non Federally-Regulated | 06/24/1993 |  | 04/27/2006
Lithonia Lighting | SwitchPak | SPAK 8S 120/277 | Astronomical Time Switch Contr |  | True | True |  | True | True | True | True | True | True | True |  |  |  | True | True | True | [5 empty] | Non Federally-Regulated | 07/24/2006 |  | 01/07/2010
Hubbell Building Automation | Hubbell Building Automation | OMNIUS********* | Occupant / Motion / Vacancy Se | Device | True | True |  | True | True | True | True | True | True | True | True | False | [9 empty] | Non Federally-Regulated | 03/26/2010 |  | 07/01/2014
PLC Multipoint, Inc. | PLC Multipoint | LCM-PK | Automatic Daylighting Control |  | True | True | True | True | False |  | True | True | True | True | True | True |  | True | False | False | [5 empty] | Non Federally-Regulated | 07/31/2006 |  | 01/07/2010
Distech Controls | Distech Controls | ECL-VAV + EC-LIGHT-DISPLAY | Astronomical Time Switch Contr | System | True | True |  | True | True | True | True | True | True | True | [11 empty] | Non Federally-Regulated | 08/07/2012 |  | 07/01/2014
INNCOM by Honeywell | Novar | ALS-300 | Photosensor / Photocontrol Dev |  | True | False |  | True | [17 empty] | Non Federally-Regulated | 05/14/2002 |  | 01/07/2010
Legrand / Wiremold | WattStopper | CE8104 SERIES | Multi-Level Astronomical Time | System | True | True |  | True | True | True | True | True | True | True | [11 empty] | Non Federally-Regulated | 03/23/2010 |  | 07/01/2014
Lighting Control & Design | Lighting Control & Design | GR1400SERIES | Automatic Time Switch Control |  | True | True |  | True | True | [16 empty] | Non Federally-Regulated | 07/20/1999 |  | 06/22/2005
Intermatic, Inc. | Grasslin | GMXFM1D50-O-12 | Automatic Time Switch Control | Device | True | True |  | True | True | [16 empty] | Non Federally-Regulated | 01/20/2010 |  | 07/01/2014
Schneider Electric (Square D Wiring Devices) | Powerlink | NF2000G3 | Astronomical Time Switch Contr |  | True | True |  | True | True | True | True | True | True | True |  |  |  | True | True | True | [5 empty] | Non Federally-Regulated | 08/24/2006 |  | 03/14/2008
Legrand / Pass & Seymour | Legrand / Pass & Seymour | CDLV1103PNA* | Dimmer | Device | True | True |  | True | True | True | True | True | True | True | True | False | [9 empty] | Non Federally-Regulated | 09/14/2012 |  | 07/01/2014
Intelligent Lighting Controls, Inc. | Apprentice | 930026** | Multi-Level Astronomical Time |  | True | True |  | True | True | True | True | True | True | True | [11 empty] | Non Federally-Regulated | 10/12/2005 |  | 01/07/2010
Sensor Switch, Inc. | Sensor Switch | CMR PDT 9 2P********** | Occupant / Motion / Vacancy Se | Device | True | True |  | True | True | False | False |  |  |  |  | False | [9 empty] | Non Federally-Regulated | 04/28/2010 |  | 07/01/2014
Lutron Electronics Co., Inc. | Lutron | FAELV-500******* | Dimmer | Device | True | True |  | True | True | True | True | False |  |  |  | False | [9 empty] | Non Federally-Regulated | 12/28/2009 |  | 01/21/2014
Intermatic, Inc. | Grasslin | GMXFM1D50-O-120 | Automatic Time Switch Control | Device | True | True |  | True | True | [16 empty] | Non Federally-Regulated | 01/20/2010 |  | 07/01/2014
Sensor Switch, Inc. | Sensor Switch | CU202PCI | Occupant / Motion / Vacancy Se |  | True | True |  | True | [17 empty] | Non Federally-Regulated | 10/25/1996 |  | 11/19/2001
Lutron Electronics Co., Inc. | Homeworks | H8P5-******120 | Automatic Time Switch Control | System | True | True |  | True | True | [16 empty] | Non Federally-Regulated | 01/20/2010 |  | 07/01/2014
Lithonia Control Systems | Litronic Series | US-100 | Ultrasonic Occupant / Motion S |  | False | False |  | True | True | True | True | True | [13 empty] | Non Federally-Regulated | 04/01/1988 |  | 04/06/1998
Lutron Electronics Co., Inc. | Grafik Eye | RPT6/**-120***** | Photosensor / Photocontrol Dev |  | True | True |  | True | [17 empty] | Non Federally-Regulated | 09/12/2003 |  | 09/19/2005
Cooper Controls | Greengate | PC-S | Automatic Daylighting Control | System | True | True | True | True | True | True | True | True | True | True | True | True |  | True | [7 empty] | Non Federally-Regulated | 04/15/2011 |  | 07/01/2014
Cooper Wiring Devices | Novitas | 01-440 | Occupant / Motion / Vacancy Se |  | True | True |  | True | [8 empty] | True | True | True | True | False | False |  |  |  | Non Federally-Regulated | 08/18/2006 |  | 04/10/2008
Legrand / Pass & Seymour | Legrand / Pass & Seymour | WSP201LA | Occupant / Motion / Vacancy Se | Device | True | True |  | True | True | True | False |  |  |  |  | False | [9 empty] | Non Federally-Regulated | 12/30/2012 |  | 07/01/2014
WattStopper, Inc. | WattStopper | UT-355-* | Occupant / Motion / Vacancy Se | Device | True | True |  | True | True | True | True | True | True | True | True | False | [9 empty] | Non Federally-Regulated | 05/28/2010 |  | 07/01/2014
Lutron Electronics Co., Inc. | Lutron | XPS36-******************* | Astronomical Time Switch Contr | System | True | True |  | True | True | True | True | True | True | True | [11 empty] | Non Federally-Regulated | 12/28/2009 |  | 07/01/2014
Siemens Energy & Automation | Siemens Energy & Automation | 5WG1 705-8XB33 | Automatic Time Switch Control |  | True | True |  | True | True | [8 empty] | True | True | True | [5 empty] | Non Federally-Regulated | 12/19/2005 |  | 01/07/2010
Tork | Tork | 2007A | Exterior Photocontrol Device | [14 empty] | True | True | True | [5 empty] | Non Federally-Regulated | 04/27/2006 |  | 01/07/2010
Cooper Controls | Greengate | RC3**** | Manual-On Occupant Sensor | System | True | True | True | True | True | True | True | True | True | True | True | True |  | False | [7 empty] | Non Federally-Regulated | 08/07/2013 |  | 07/01/2014
Convia, Inc., A Herman Miller Co. | Convia | GSE-SRC-01 | Occupant / Motion / Vacancy Se | System | True | True | True | True | True | True | True | True | True | True | True | True |  | True | True | True | [5 empty] | Non Federally-Regulated | 03/04/2010 |  | 04/27/2011
WattStopper, Inc. | WattStopper | DT300 | Ultrasonic Occupant / Motion S |  | True | True |  | True | True | True | True | True | [5 empty] | True | True | False | [5 empty] | Non Federally-Regulated | 11/16/2005 |  | 01/07/2010
Litetouch, Inc. | Litetouch, Inc. | 08-8024-00 | Automatic Time Switch Control |  | True | True |  | True | True | [16 empty] | Non Federally-Regulated | 09/29/2003 |  | 01/07/2010
Tork | Tork | 455D | Automatic Time Switch Control | Device | True | True |  | True | True | [16 empty] | Non Federally-Regulated | 03/11/2011 |  | 07/01/2014
Lutron Electronics Co., Inc. | HomeWorks QS | HQRD-6D | Automatic Daylighting Control | System | True | True | True | True | True | True | True | False |  |  | True | True |  | True | [7 empty] | Non Federally-Regulated | 07/10/2012 |  | 07/01/2014
Lutron Electronics Co., Inc. | Lutron | GP4-******************* | Automatic Daylighting Control | System | True | True | True | True | True | True | True | False |  |  | True | True |  | True | [7 empty] | Non Federally-Regulated | 12/28/2009 |  | 07/01/2014
Lutron Electronics Co., Inc. | Lutron | NT-1500********* | Dimmer | Device | True | True |  | True | True | True | True | False |  |  |  | False | [9 empty] | Non Federally-Regulated | 12/28/2009 |  | 01/21/2014
Lutron Electronics Co., Inc. | Lutron | LOS-CUS-500*** | Multi-Level Occupant Sensor | System | True | True | True | True | True | True | True | True | True | True | True | True | True | True | True | True | [5 empty] | Non Federally-Regulated | 12/13/2012 |  | 07/01/2014
Leviton Manufacturing Co., Inc. | Leviton | D4006-*** | Automatic Time Switch Control | System | True | True |  | True | True | [16 empty] | Non Federally-Regulated | 05/28/2010 |  | 07/01/2014
Lightolier Controls | Lightolier | 6199** | Track Lighting Integral Curren | System | True | True |  | True | True | True | True | True | [13 empty] | Non Federally-Regulated | 06/03/2011 |  | 06/06/2011
PLC Multipoint, Inc. | PLC Multipoint | CES/I INDOOR | Photosensor / Photocontrol Dev |  | True | False |  | True | [17 empty] | Non Federally-Regulated | 08/06/1992 |  | 07/19/2006
Novitas, Inc. | Novitas | 01-101-BAS-** | Ultrasonic Occupant / Motion S |  | True | True |  | True | True | True | True | True |  |  |  |  | True | True | True | False | True | False |  |  |  | Non Federally-Regulated | 09/06/2005 |  | 08/18/2006
Sensor Switch, Inc. | Sensor Switch | HMR 50************* | Occupant / Motion / Vacancy Se | Device | True | True |  | True | True | False | False |  |  |  |  | False | [9 empty] | Non Federally-Regulated | 04/28/2010 |  | 07/01/2014
Intermatic, Inc. | Intermatic, Inc. | ET90215CR | Automatic Time Switch Control | Device | True | True | True | False | [17 empty] | Non Federally-Regulated | 07/17/2014 |  | 12/03/2014
Electronics Diversified, Inc. | Electronics Diversified, Inc. | LMS-D1/FL-240 | Automatic Daylighting Control |  | True | True |  | True | False |  | True | True | [8 empty] | True |  |  |  |  | Non Federally-Regulated | 01/05/2005 |  | 01/07/2010
PLC Multipoint, Inc. | PLC Multipoint | PC9A ATRIUM | Photosensor / Photocontrol Dev |  | True | False |  | True | [17 empty] | Non Federally-Regulated | 08/06/1992 |  | 07/19/2006
Lutron Electronics Co., Inc. | Homeworks | HRD-5NE-** | Astronomical Time Switch Contr |  | True | True |  | True | True | True | True | True | True | True | [11 empty] | Non Federally-Regulated | 08/13/2007 |  | 01/07/2010
Schneider Electric (Square D Wiring Devices) | Powerlink | NF1000G3 | Automatic Time Switch Control |  | True | True |  | True | True | [8 empty] | True | True | [6 empty] | Non Federally-Regulated | 08/24/2006 |  | 03/14/2008
Hubbell Building Automation | Hubbell Building Automation | LXJNSYS*********** | Automatic Time Switch Control |  | True | True |  | True | True | [16 empty] | Non Federally-Regulated | 09/08/2007 |  | 01/07/2010
PLC Multipoint, Inc. | Horton Controls, Inc. | HPCSIN | Automatic Daylighting Control |  | True | True |  | True | False |  | True | False | [8 empty] | True |  |  |  |  | Non Federally-Regulated | 05/04/2000 |  | 01/07/2010
Intelligent Lighting Controls, Inc. | Light Master | LM-* | Automatic Time Switch Control |  | True | True |  | True | True | [16 empty] | Non Federally-Regulated | 02/13/2001 |  | 01/07/2010
Desa Specialty, LLC | Secure Home | SH-5412 | Exterior Photocontrol Device |  | True | False | [11 empty] | True | True | True | [5 empty] | Non Federally-Regulated | 06/14/2005 |  | 09/20/2007
Encelium Technologies | Encelium Technologies | ECU-100 | Automatic Daylighting Control |  | True | True | False | True | False |  | True | True | True | True | True | True | False |  |  | True |  | True |  |  |  | Non Federally-Regulated | 12/19/2006 |  | 01/07/2010
Legrand / Pass & Seymour | Legrand / Pass & Seymour | CS1200LV | Occupant / Motion / Vacancy Se | Device | True | True |  | True | True | True | False |  |  |  |  | False | [9 empty] | Non Federally-Regulated | 12/30/2012 |  | 07/01/2014
Grasslin Controls Corp. | Grasslin | V86/2DSC32 | Photosensor / Photocontrol Dev |  | True | True |  | True | [17 empty] | Non Federally-Regulated | 05/18/1993 |  | 02/25/2008
Gentec, Inc. | Kameleon | K4-08-PA-S* | Multi-Level Astronomical Time | System | True | True |  | True | True | True | True | True | True | True | [11 empty] | Non Federally-Regulated | 01/20/2012 |  | 07/01/2014
Tork | Tork | DZS400BP | Multi-Level Astronomical Time |  |  |  |  | True | True | True | True | True | True | True | [11 empty] | Non Federally-Regulated | 01/04/2007 |  | 01/07/2010
Lighting Control & Design | Lighting Control & Design | GR2400ACC-***PCC3*** | Exterior Photocontrol Device |  | True | True | [11 empty] | True | True | True | [5 empty] | Non Federally-Regulated | 06/22/2005 |  | 12/28/2009
Siemens Energy & Automation | Siemens Energy & Automation | 5WG1 703-8XD22 | Automatic Time Switch Control |  | True | True |  | True | True | [8 empty] | True | True | True | [5 empty] | Non Federally-Regulated | 12/19/2005 |  | 01/07/2010
Powerline Control Systems | PulseWorx | KPCD-6 | Dimmer | System | True | True | True | True | True | True | True | False |  |  |  | True | [9 empty] | Non Federally-Regulated | 06/24/2011 |  | 07/01/2014
Lutron Electronics Co., Inc. | Lutron | L-LV14-120 | Automatic Daylighting Control | System | True | True | True | True | True | True | True | False |  |  | True | True |  | True | [7 empty] | Non Federally-Regulated | 07/12/2012 |  | 07/01/2014
WattStopper, Inc. | WattStopper | CI2001 | Occupant / Motion / Vacancy Se |  | True | True |  | True | [17 empty] | Non Federally-Regulated | 08/20/1996 |  | 01/07/2010
Harvard Engineering, PLC | Venture Leafnut™ | DRA-BN-320-875-002 | Astronomical Time Switch Contr | System | True | True |  | True | True | True | True | True | True | True | [11 empty] | Non Federally-Regulated | 10/17/2013 |  | 07/01/2014
Distech Controls | Distech Controls | EC-Light-32 + EC-BOS-*** | Automatic Time Switch Control | System | True | True |  | True | True | [16 empty] | Non Federally-Regulated | 08/07/2012 |  | 07/01/2014
Cooper Controls | Greengate | LK16***** | Automatic Time Switch Control | System | True | True |  | True | True | [16 empty] | Non Federally-Regulated | 10/02/2013 |  | 07/01/2014
Lutron Electronics Co., Inc. | Lutron | DV-600P********* | Dimmer | Device | True | True |  | True | True | True | True | False |  |  |  | False | [9 empty] | Non Federally-Regulated | 12/28/2009 |  | 01/21/2014
Schneider Electric (Square D Wiring Devices) | Powerlink | RSC16G3*** | Automatic Time Switch Control |  | True | True |  | True | True | [16 empty] | Non Federally-Regulated | 03/14/2008 |  | 01/07/2010
Lutron Electronics Co., Inc. | Softswitch 128 | XPS44-******-** | Occupant / Motion / Vacancy Se |  | True | True |  | True | [17 empty] | Non Federally-Regulated | 09/19/2005 |  | 01/07/2010
Lithonia Lighting | Panelmax Series | RCSK 16 120/277 | Photosensor / Photocontrol Dev |  | True | True |  | True | [17 empty] | Non Federally-Regulated | 12/13/1994 |  | 07/24/2006
Electronics Diversified, Inc. | Electronics Diversified, Inc. | T12-7 | Automatic Time Switch Control |  | True | True |  | True | True | [16 empty] | Non Federally-Regulated | 01/05/2005 |  | 01/07/2010
Lutron Electronics Co., Inc. | Homeworks | HW-RPM-4E-120 | Multi-Level Astronomical Time | System | True | True |  | True | True | True | True | True | True | True | [11 empty] | Non Federally-Regulated | 01/20/2010 |  | 07/01/2014
Acuity Brands Lighting | Juno | T91CLF-18-** | Track Lighting Integral Curren | System | True | True |  | True | True | True | True | True | [13 empty] | Non Federally-Regulated | 05/21/2013 |  | 07/01/2014
Legrand / Pass & Seymour | Legrand / Pass & Seymour | 91080* | Dimmer | Device | True | True |  | True | True | True | True | False |  |  |  | False | [9 empty] | Non Federally-Regulated | 12/23/2010 |  | 07/01/2014
Legrand / Wiremold | WattStopper | CE8104 SERIES | Automatic Time Switch Control | System | True | True |  | True | True | [16 empty] | Non Federally-Regulated | 03/23/2010 |  | 07/01/2014
Sensor Switch, Inc. | Sensor Switch | WVR PDT 16*********** | Occupant / Motion / Vacancy Se | Device | True | True |  | True | True | False | False |  |  |  |  | False | [9 empty] | Non Federally-Regulated | 04/28/2010 |  | 07/01/2014
Lutron Electronics Co., Inc. | Homeworks | HW-RPM-4M-120 | Astronomical Time Switch Contr |  | True | True |  | True | True | True | True | True | True | True | [11 empty] | Non Federally-Regulated | 08/13/2007 |  | 01/07/2010
Lutron Electronics Co., Inc. | Radio RA2 | RRD-10ND*** | Multi-Level Astronomical Time | System | True | True |  | True | True | True | True | True | True | True | [11 empty] | Non Federally-Regulated | 12/17/2009 |  | 07/01/2014
Lutron Electronics Co., Inc. | Grafik Eye | GRX-4508-*-** | Automatic Time Switch Control |  | True | True |  | True | True | [16 empty] | Non Federally-Regulated | 05/09/2000 |  | 09/19/2005
Unenco, Inc. / Univ. Energy | Unenco | DT120V | Automatic Daylighting Control |  | True | True |  | True | False |  | True | True | [8 empty] | True |  |  |  |  | Non Federally-Regulated | 08/27/1992 |  | 01/07/2010
Lutron Electronics Co., Inc. | Lutron | DVTV************ | Dimmer | Device | True | True |  | True | True | True | True | False |  |  |  | False | [9 empty] | Non Federally-Regulated | 12/28/2009 |  | 01/21/2014
Lightolier Controls | Lightolier | 6033** | Track Lighting Integral Curren | System | True | True |  | True | True | True | True | True | [13 empty] | Non Federally-Regulated | 06/03/2011 |  | 06/06/2011
Lutron Electronics Co., Inc. | Radio Powr Savr | LRF2-OKLB-P*** | Multi-Level Occupant Sensor | System | True | True | True | True | True | False | True | True | True | True | True | True |  | False | [7 empty] | Non Federally-Regulated | 04/28/2010 |  | 07/01/2014
Blue Ridge Technologies | Blue Ridge Technologies | SCSS-** | Automatic Time Switch Control | System | True | True |  | True | True | [16 empty] | Non Federally-Regulated | 07/23/2013 |  | 07/01/2014
Lithonia Lighting | Synergy | SYEM | Automatic Time Switch Control |  | True | True |  | True | True | [16 empty] | Non Federally-Regulated | 01/20/1999 |  | 01/07/2010
Tridonic | Tridonic | 86453913 SMARTEYE12 | Occupant / Motion / Vacancy Se |  | True | True |  | True | [17 empty] | Non Federally-Regulated | 05/11/2004 |  | 01/07/2010
Lutron Electronics Co., Inc. | Homeworks | HRD-5NE-** | Occupant / Motion / Vacancy Se |  | True | True |  | True | [17 empty] | Non Federally-Regulated | 08/13/2007 |  | 01/07/2010
Legrand / Wiremold | WattStopper | CE6STCP SERIES | Multi-Level Astronomical Time | System | True | True |  | True | True | True | True | True | True | True | [11 empty] | Non Federally-Regulated | 03/23/2010 |  | 07/01/2014
Sensor Switch, Inc. | Sensor Switch | nRM-50-********* | Occupant / Motion / Vacancy Se |  | True | True |  | True | [17 empty] | Non Federally-Regulated | 11/20/2008 |  | 01/07/2010
Tork | Tork | 1848AZL | Automatic Time Switch Control | Device | True | True |  | True | True | [16 empty] | Non Federally-Regulated | 04/28/2010 |  | 11/12/2013
Lutron Electronics Co., Inc. | Centralized Lighting Control | SO-5****-**-*** | Photosensor / Photocontrol Dev |  | True | True |  | True | [17 empty] | Non Federally-Regulated | 06/08/2007 |  | 01/07/2010
Horton Controls, Inc. | Horton Controls, Inc. | HCPU48CC | Automatic Time Switch Control |  | True | True |  | True | True | [16 empty] | Non Federally-Regulated | 05/04/2000 |  | 07/30/2002
Tork | Tork | EW120-24 | Automatic Time Switch Control |  | True | True |  | True | True | [16 empty] | Non Federally-Regulated | 03/22/2001 |  | 04/27/2006
Lithonia Lighting | SwitchPak | SPAK 8S 120/277 | Automatic Time Switch Control |  | True | True |  | True | True | [16 empty] | Non Federally-Regulated | 07/24/2006 |  | 01/07/2010
Lutron Electronics Co., Inc. | Lutron | CCP-******-*****-** | Automatic Time Switch Control | System | True | True |  | True | True | [16 empty] | Non Federally-Regulated | 07/10/2012 |  | 07/01/2014
Sensor Switch, Inc. | Sensor Switch | nRM-PDT-2P-***** | Occupant / Motion / Vacancy Se |  | True | True |  | True | [17 empty] | Non Federally-Regulated | 11/20/2008 |  | 01/07/2010
Cooper Controls | Greengate | OMC-U-2000-25 | Ultrasonic Occupant / Motion S |  | True | True |  | True | True | True | True | True | [13 empty] | Non Federally-Regulated | 11/07/2008 |  | 01/07/2010
Sensor Switch, Inc. | Sensor Switch | CMMOT | Occupant / Motion / Vacancy Se |  | True | True |  | True | [17 empty] | Non Federally-Regulated | 04/19/1993 |  | 11/19/2001
Siemens Energy & Automation | Siemens Energy & Automation | 5WG1 704-8XE11 | Automatic Time Switch Control |  | True | True |  | True | True | [8 empty] | True | True | True | [5 empty] | Non Federally-Regulated | 12/19/2005 |  | 01/07/2010
Hubbell Building Automation | Hubbell Building Automation | DTD | Automatic Daylighting Control |  | True | True |  | True | True | True | False | [9 empty] | True |  |  |  |  | Non Federally-Regulated | 05/20/2004 |  | 01/07/2010
WattStopper, Inc. | WattStopper | LIDA24-*-*-*-* | Automatic Time Switch Control | Device | True | True |  | True | True | [16 empty] | Non Federally-Regulated | 08/03/2010 |  | 07/01/2014
Lutron Electronics Co., Inc. | Homeworks | HW-RPM-4U-120 | Astronomical Time Switch Contr | System | True | True |  | True | True | True | True | True | True | True | [11 empty] | Non Federally-Regulated | 01/20/2010 |  | 07/01/2014
Intermatic, Inc. | Grasslin | PC1-digi20-120-LS1 | Automatic Daylighting Control |  | True | True | False | False | False |  | False |  | True | True | True | False |  |  |  | False | [5 empty] | Non Federally-Regulated | 09/05/2008 |  | 01/07/2010
Burle Industries | Pass & Seymour | OSC3000-W | Occupant / Motion / Vacancy Se |  | True | True |  | True | [17 empty] | Non Federally-Regulated | 08/28/1992 |  | 01/07/2010
Crestron Electronics | Crestron Electronics | PRO3 | Multi-Level Astronomical Time | System | True | True |  | True | True | True | True | True | True | True | [11 empty] | Non Federally-Regulated | 06/24/2013 |  | 07/01/2014
Signify North America Corporation | Philips Lighting Electronics North America | LRM224000 | Occupant / Motion / Vacancy Se | Device | True | True |  | True | True | False | False |  |  |  |  | False | [9 empty] | Non Federally-Regulated | 06/20/2011 |  | 07/01/2014
WattStopper, Inc. | WattStopper | WI120A-3 | Occupant / Motion / Vacancy Se |  | True | True |  | True | [17 empty] | Non Federally-Regulated | 08/10/1992 |  | 04/06/1998
Sensor Switch, Inc. | Sensor Switch | WSD PDT*2P************** | Multi-Level Occupant Sensor | Device | True | True | True | True | True | False | True | True | False | True | True | True |  | False | [7 empty] | Non Federally-Regulated | 04/28/2010 |  | 07/01/2014
Schneider Electric | Schneider Electric | SLCZ00008DT | Multi-Level Occupant Sensor | System | True | True | True | True | True | True | True | True | True | True | True | True |  | False | [7 empty] | Non Federally-Regulated | 10/31/2013 |  | 07/01/2014
Lithonia Lighting | Equinox Series | LEQ LC DM | Automatic Daylighting Control |  | True | False |  | True | True | True | False | [9 empty] | True |  |  |  |  | Non Federally-Regulated | 08/11/1992 |  | 01/07/2010
Tech Lighting | T-Trak | 700TTP4C06S-2-T24 | Track Lighting Integral Curren | Device | True | True |  | True | True | True | True | True | [13 empty] | Non Federally-Regulated | 05/03/2011 |  | 07/01/2014
Leviton Manufacturing Co., Inc. | Leviton | ODC0P/CN100 | Occupant / Motion / Vacancy Se |  | True | True |  | True | [17 empty] | Non Federally-Regulated | 11/13/2001 |  | 01/07/2010
Unenco, Inc. / Univ. Energy | UEC | UMD1100120V | Ultrasonic Occupant / Motion S |  | True | True |  | True | True | True | True | True | [13 empty] | Non Federally-Regulated | 09/25/1992 |  | 01/07/2010
Convia, Inc., A Herman Miller Co. | Convia | GSE-DCC-02 | Photosensor / Photocontrol Dev |  | True | True |  | True | [17 empty] | Non Federally-Regulated | 04/04/2008 |  | 01/07/2010
Lutron Electronics Co., Inc. | Lutron | OMX-CCO-8 | Automatic Daylighting Control | System | True | True | True | True | True | True | True | True | True | True | True | True |  | True | [7 empty] | Non Federally-Regulated | 04/28/2010 |  | 07/01/2014
PLC Multipoint, Inc. | PLC Multipoint | LCM-AH | Automatic Daylighting Control |  | True | True | True | True | False |  | True | True | True | True | True | True |  | True | False | False | [5 empty] | Non Federally-Regulated | 07/31/2006 |  | 01/07/2010
Gentec, Inc. | Schneider Electric | SERP8HS | Astronomical Time Switch Contr | System | True | True |  | True | True | True | True | True | True | True | [11 empty] | Non Federally-Regulated | 01/20/2012 |  | 07/01/2014
Tork | Tork | DZS400A | Automatic Time Switch Control |  | True | True |  | True | True | [16 empty] | Non Federally-Regulated | 03/22/2001 |  | 01/07/2010
Hubbell Incorporated | H-Moss | AD1277*2N | Ultrasonic Occupant / Motion S |  | True | True |  | True | True | True | True | True | [13 empty] | Non Federally-Regulated | 05/10/2007 |  | 01/07/2010
Trane U.S. Inc. | Trane | BMTL000AAB****** | Occupant / Motion / Vacancy Se |  | True | True |  | True | [17 empty] | Non Federally-Regulated | 07/22/1994 |  | 01/07/2010
Cooper Controls | Greengate | ONW-D-1001-MV-N-* | Occupant / Motion / Vacancy Se | Device | True | True |  | True | True | False | True | True | True | True | True | False | [9 empty] | Non Federally-Regulated | 07/22/2010 |  | 07/01/2014
Marlin Controls, Inc. | Unistar II | XP | Photosensor / Photocontrol Dev |  | True | True |  | True | [17 empty] | Non Federally-Regulated | 08/22/2003 |  | 02/06/2006
Legrand / Pass & Seymour | Legrand / Pass & Seymour | RWU600B* | Manual-On Occupant Sensor | Device | True | True |  | True | True | True | True | True | False |  |  |  |  | False | [7 empty] | Non Federally-Regulated | 12/23/2010 |  | 07/01/2014
Lutron Electronics Co., Inc. | Radio Touch | RTA-RX-F-SC-ACM | Photosensor / Photocontrol Dev |  | True | True |  | True | [17 empty] | Non Federally-Regulated | 09/19/2005 |  | 01/07/2010
Lutron Electronics Co., Inc. | Lutron | XP12-******************* | Automatic Time Switch Control | System | True | True |  | True | True | [16 empty] | Non Federally-Regulated | 12/28/2009 |  | 07/01/2014
Carolina Products, Inc. | Carolina Products | CPI400** | Automatic Daylighting Control |  | True | True |  | True | False |  | True | True | [8 empty] | True |  |  |  |  | Non Federally-Regulated | 10/08/2002 |  | 01/07/2010
Lutron Electronics Co., Inc. | Ecosystem | C5-BMJ-16A | Photosensor / Photocontrol Dev |  | True | True |  | True | [17 empty] | Non Federally-Regulated | 01/08/2008 |  | 01/07/2010
Tork | Tork | 3000C | Exterior Photocontrol Device | [14 empty] | True | True | True | [5 empty] | Non Federally-Regulated | 04/27/2006 |  | 01/07/2010
Synergy | SwitchPak | SPAK 8S 120/277 | Multi-Level Astronomical Time | Device | True | True |  | True | True | True | True | True | True | True | [11 empty] | Non Federally-Regulated | 10/10/2011 |  | 07/01/2014
Cooper Controls | Fifthlight | FLT-MTS-* | Multi-Level Occupant Sensor | System | True | True | True | True | True | False | True | True | True | True | True | True |  | False | [7 empty] | Non Federally-Regulated | 08/24/2012 |  | 07/01/2014
Tork | Tork | PC10T | Occupant / Motion / Vacancy Se |  | True | True |  | True | [17 empty] | Non Federally-Regulated | 02/08/1993 |  | 04/06/1998
Lutron Electronics Co., Inc. | Lutron | GP144-******************* | Multi-Level Astronomical Time | System | True | True |  | True | True | True | True | True | True | True | [11 empty] | Non Federally-Regulated | 12/28/2009 |  | 07/01/2014
Schneider Electric (Square D Wiring Devices) | Powerlink | RMC3000CG3xxx | Photosensor / Photocontrol Dev |  | True | True |  | True | [17 empty] | Non Federally-Regulated | 08/24/2006 |  | 03/14/2008
Integrated Systems & Control | Trimax | 815E | Automatic Time Switch Control |  | True | True |  | True | True | [16 empty] | Non Federally-Regulated | 12/29/1993 |  | 01/07/2010
Schneider Electric (Square D Wiring Devices) | Powerlink | RMC1000G3*** | Multi-Level Astronomical Time |  | True | True |  | True | True | True | True | True | True | True |  |  |  | True | True | True | [5 empty] | Non Federally-Regulated | 12/24/2007 |  | 03/14/2008
Lutron Electronics Co., Inc. | Lutron | XP44-******************* | Automatic Time Switch Control | System | True | True |  | True | True | [16 empty] | Non Federally-Regulated | 12/28/2009 |  | 07/01/2014
Lutron Electronics Co., Inc. | Lutron | NTLV-1000******* | Dimmer | Device | True | True |  | True | True | True | True | False |  |  |  | False | [9 empty] | Non Federally-Regulated | 12/28/2009 |  | 01/21/2014
Profile Systems LLC | Profile Systems | PROFILE P1610 | Automatic Time Switch Control |  | True | True |  | True | True | [16 empty] | Non Federally-Regulated | 11/06/2002 |  | 02/18/2005
Leviton Manufacturing Co., Inc. | Leviton | MDE03 | Dimmer | Device | True | True |  | True | True | True | True | False |  |  |  | False | [9 empty] | Non Federally-Regulated | 11/12/2010 |  | 07/01/2014
Tork | Tork | K601Z (120VAC) | Automatic Time Switch Control |  | True | True |  | True | True | [16 empty] | Non Federally-Regulated | 02/07/1994 |  | 01/07/2010
Lutron Electronics Co., Inc. | Softswitch 128 | XPS28-******-** | Multi-Level Daylighting Contro |  | True | True |  | True | True | True | True | [14 empty] | Non Federally-Regulated | 09/19/2005 |  | 01/07/2010
Leviton Manufacturing Co., Inc. | Leviton | L976-TT/L730-MC | Occupant / Motion / Vacancy Se |  | True | True |  | True | [17 empty] | Non Federally-Regulated | 01/30/2001 |  | 01/07/2010
McWong International | PacWave | PSC-I-FM-500 | Occupant Sensing Device | Device | True | True | True | True | True | False |  |  |  | False |  |  | True | True | False |  | True | True | False | True |  | Non Federally-Regulated | 03/05/2015 |  | 03/06/2015
Longjoin | Dayton | 26WA96 | Photosensor / Photocontrol Dev | Device | True | True |  | False | False | [16 empty] | Non Federally-Regulated | 07/29/2013 |  | 07/01/2014
Leviton Manufacturing Co., Inc. | Leviton | OSC05-M** | Ultrasonic Occupant / Motion S |  | True | True |  | True | True | True | True | True | [13 empty] | Non Federally-Regulated | 10/13/2006 |  | 01/07/2010
Schneider Electric | SERP | SERPL16HS | Astronomical Time Switch Contr | System | True | True |  | True | True | True | True | True | True | True | [11 empty] | Non Federally-Regulated | 09/11/2012 |  | 07/01/2014
Signify North America Corporation | Sunrise | SR600VA120 | Dimmer | Device | True | True |  | True | True | True | True | False |  |  |  | False | [9 empty] | Non Federally-Regulated | 10/03/2013 |  | 07/01/2014
Schneider Electric | SERP | SERPB16HS | Automatic Time Switch Control | System | True | True |  | True | True | [16 empty] | Non Federally-Regulated | 09/11/2012 |  | 07/01/2014
Distech Controls | Distech Controls | ECL-VAVS-O + EC-LIGHT-SCHEDULER | Astronomical Time Switch Contr | System | True | True |  | True | True | True | True | True | True | True | [11 empty] | Non Federally-Regulated | 08/07/2012 |  | 07/01/2014
Lutron Electronics Co., Inc. | Microwatt | MW-LC | Automatic Time Switch Control |  | True | True |  | True | True | [16 empty] | Non Federally-Regulated | 03/29/1993 |  | 01/07/2010
Lutron Electronics Co., Inc. | Lutron | VT-600M********* | Dimmer | Device | True | True |  | True | True | True | True | False |  |  |  | False | [9 empty] | Non Federally-Regulated | 12/28/2009 |  | 01/21/2014
Convia, Inc., A Herman Miller Co. | Convia | GSE-DCC-02 | Occupant / Motion / Vacancy Se |  | True | True |  | True | [8 empty] | True | True | True | True | True | True |  |  |  | Non Federally-Regulated | 04/04/2008 |  | 01/07/2010
Siemens Energy & Automation | Siemens Energy & Automation | 5WG1 705-8XC21 | Automatic Time Switch Control |  | True | True |  | True | True | [8 empty] | True | True | True | [5 empty] | Non Federally-Regulated | 12/19/2005 |  | 01/07/2010
Intermatic, Inc. | Grasslin | PC2-digi30-277-LS2+ E200 | Exterior Photocontrol Device |  | True | True | [11 empty] | True | True | True | [5 empty] | Non Federally-Regulated | 11/10/2008 |  | 01/07/2010
Lutron Electronics Co., Inc. | Grafik 6000 | OMX-AV | Automatic Time Switch Control |  | True | True |  | True | True | [16 empty] | Non Federally-Regulated | 05/09/2000 |  | 09/19/2005
Lutron Electronics Co., Inc. | Lutron | LCP128-******************* | Photosensor / Photocontrol Dev | System | True | True |  | False | False | [16 empty] | Non Federally-Regulated | 12/28/2009 |  | 07/01/2014
Emerson Climate Technologies Retail Solutions | E2 | BX-300/400 | Automatic Time Switch Control | System | True | True |  | True | True | [16 empty] | Non Federally-Regulated | 02/18/2011 |  | 07/01/2014
Tork | Tork | DGM100-12 (12VDC) | Automatic Time Switch Control |  | True | True |  | True | True | [16 empty] | Non Federally-Regulated | 02/07/1994 |  | 01/07/2010
Intermatic, Inc. | Grasslin | FM1D50E-120 | Automatic Time Switch Control | Device | True | True |  | True | True | [16 empty] | Non Federally-Regulated | 01/20/2010 |  | 07/01/2014
Intermatic, Inc. | Intermatic | ET1705CPD82 | Automatic Time Switch Control | Device | True | True |  | True | True | [16 empty] | Non Federally-Regulated | 01/20/2010 |  | 07/01/2014
PLC Multipoint, Inc. | PLC Multipoint | RB-08-1-U | Automatic Daylighting Control | System | True | True | True | True | False |  |  | True | True | True | True | True |  | True | [7 empty] | Non Federally-Regulated | 02/02/2011 |  | 07/01/2014
Lutron Electronics Co., Inc. | Lutron | LCP3-******************* | Multi-Level Occupant Sensor | System | True | True | True | True | True | True | True | True | True | True | True | True |  | False | [7 empty] | Non Federally-Regulated | 12/28/2009 |  | 07/01/2014
Blue Ridge Technologies | Midori | MD48************* | Automatic Time Switch Control | Device | True | True |  | True | True | [16 empty] | Non Federally-Regulated | 06/30/2010 |  | 07/01/2014
Siemens Energy & Automation | Siemens Energy & Automation | 5WG1 705-8XJ12 | Automatic Time Switch Control |  | True | True |  | True | True | [8 empty] | True | True | True | [5 empty] | Non Federally-Regulated | 12/19/2005 |  | 01/07/2010
PLC Multipoint, Inc. | PLC Multipoint | PC1A INDOOR | Photosensor / Photocontrol Dev |  | True | False |  | True | [17 empty] | Non Federally-Regulated | 08/06/1992 |  | 07/19/2006
Cooper Controls | Greengate | OMC-U-2000-25-R | Ultrasonic Occupant / Motion S |  | True | True |  | True | True | True | True | True | [13 empty] | Non Federally-Regulated | 11/07/2008 |  | 01/07/2010
Legrand / Wiremold | WattStopper | NVHUBD | Multi-Level Occupant Sensor | System | True | True | True | True | True | True | True | True | True | True | True | True | True | True | True | True | True | True |  |  |  | Non Federally-Regulated | 03/23/2010 |  | 07/01/2014
Lutron Electronics Co., Inc. | LCP 128 | LCP-*-******-** | Exterior Photocontrol Device |  | True | True |  | True | True | True | [15 empty] | Non Federally-Regulated | 09/19/2005 |  | 01/07/2010
Cooper Controls | Greengate | ODC-U-0100-H | Ultrasonic Occupant / Motion S |  | True | True |  | True | True | True | True | True | [13 empty] | Non Federally-Regulated | 11/07/2008 |  | 01/07/2010
Legrand / Wiremold | WattStopper | CE8105 SERIES | Manual-On Occupant Sensor | System | True | True | True | True | True | True | True | True | True | True | True | True | True | True | True | True |  | True |  |  |  | Non Federally-Regulated | 03/23/2010 |  | 07/01/2014
Lutron Electronics Co., Inc. | Radio RA | RA-8ANS-** | Automatic Time Switch Control |  | True | True |  | True | True | [16 empty] | Non Federally-Regulated | 08/13/2007 |  | 01/07/2010
McWong International | PacWave | PSC-I-FM-500 | Dimmer | Device | True | True | True | True | True | False |  | False | [13 empty] | Non Federally-Regulated | 01/28/2015 |  | 03/06/2015
Lutron Electronics Co., Inc. | Quantum | LSP-1P-**-** | Occupant / Motion / Vacancy Se |  | True | True |  | True | [9 empty] | True | True | True | [5 empty] | Non Federally-Regulated | 01/08/2008 |  | 01/07/2010
Lutron Electronics Co., Inc. | Homeworks | HWD-6D*** | Occupant / Motion / Vacancy Se | System | True | True |  | True | True | False | False |  |  |  |  | False | [9 empty] | Non Federally-Regulated | 01/20/2010 |  | 07/01/2014
Tork | Tork | 0GS180 (120VAC) | Automatic Time Switch Control |  | True | True |  | True | True | [16 empty] | Non Federally-Regulated | 03/31/1998 |  | 04/06/1998
Legrand / Pass & Seymour | Legrand / Pass & Seymour | DFB8P* | Dimmer | Device | True | True |  | True | True | True | True | True | True | True | True | False | [9 empty] | Non Federally-Regulated | 09/14/2012 |  | 07/01/2014
Novitas, Inc. | Novitas | 01-180 | Ultrasonic Occupant / Motion S |  | True | True |  | True | True | True | True | True | [13 empty] | Non Federally-Regulated | 03/20/1998 |  | 08/18/2006
Electronics Diversified, Inc. | Electronics Diversified, Inc. | LMS-D1/ND-277 | Automatic Daylighting Control |  | True | True |  | True | False |  | True | True | [8 empty] | True |  |  |  |  | Non Federally-Regulated | 01/05/2005 |  | 01/07/2010
GE Lighting, a Savant company | General Electric | RTPACK | Photosensor / Photocontrol Dev |  | True | False |  | True | [17 empty] | Non Federally-Regulated | 10/15/2001 |  | 09/03/2015
Siemens Energy & Automation | Siemens Energy & Automation | 5WG1 255-2AB11 | Occupant / Motion / Vacancy Se |  | True | False | [10 empty] | True | True | True | False | True | False |  |  |  | Non Federally-Regulated | 12/19/2005 |  | 05/30/2007
Profile Systems LLC | Profile Systems | Profile P1640 | Automatic Time Switch Control |  | True | True |  | True | True | [16 empty] | Non Federally-Regulated | 02/29/2008 |  | 01/07/2010
Enerlites, Inc. | Enerlites, Inc. | HMOS | Multi-Level Occupant Sensor | System | True | True | True | True | True | True | True | True | True | True | True | True |  | False | [7 empty] | Non Federally-Regulated | 11/22/2013 |  | 07/01/2014
Lutron Electronics Co., Inc. | Microwatt | MW-LC | Lumen Maintenance Lighting Con |  | True | True |  | True | True | True | True | [14 empty] | Non Federally-Regulated | 03/29/1993 |  | 05/09/2000
Electronics Diversified, Inc. | Electronics Diversified, Inc. | T12-4 | Automatic Time Switch Control |  | True | True |  | True | True | [16 empty] | Non Federally-Regulated | 01/05/2005 |  | 01/07/2010
Cooper Controls | Greengate | PC-A | Photosensor / Photocontrol Dev | System | True | True |  | False | False | [16 empty] | Non Federally-Regulated | 04/15/2011 |  | 07/01/2014
Legrand / Wiremold | WattStopper | NPM22F | Multi-Level Occupant Sensor | System | True | True | True | True | True | True | True | True | True | True | True | True | True | True | True | True | True | True |  |  |  | Non Federally-Regulated | 03/23/2010 |  | 07/01/2014
Cooper Controls | Greengate | CK4 277** | Automatic Daylighting Control | System | True | True | True | True | False |  |  | True | True | True | True | True |  | True | [7 empty] | Non Federally-Regulated | 04/15/2011 |  | 07/01/2014
Schneider Electric | Schneider Electric | SLCZ042000TP | Multi-Level Occupant Sensor | System | True | True | True | True | True | True | True | True | True | True | True | True |  | False | [7 empty] | Non Federally-Regulated | 10/31/2013 |  | 07/01/2014
Lutron Electronics Co., Inc. | Lutron | LOS-WIR*** | Multi-Level Occupant Sensor | System | True | True | True | True | True | True | True | True | True | True | True | True |  | False | [7 empty] | Non Federally-Regulated | 11/08/2012 |  | 07/01/2014
Lutron Electronics Co., Inc. | Digital Microwatt | DMW-RP3 | Photosensor / Photocontrol Dev |  | True | True |  | True | [17 empty] | Non Federally-Regulated | 09/12/2003 |  | 09/19/2005
Intermatic, Inc. | Intermatic | ET1705C | Automatic Time Switch Control |  | True | True |  | True | True | [16 empty] | Non Federally-Regulated | 10/12/2007 |  | 01/07/2010
Lighting Control & Design | Lighting Control & Design | GR2400ACC-***DTC*******d | Automatic Daylighting Control |  | True | True | False | True | True | True | False |  | True | True | True | True | False |  |  | True |  | True |  |  |  | Non Federally-Regulated | 06/28/2005 |  | 12/28/2009
Legrand / Pass & Seymour | Legrand / Pass & Seymour | 91081* | Dimmer | Device | True | True |  | True | True | True | True | False |  |  |  | False | [9 empty] | Non Federally-Regulated | 12/23/2010 |  | 07/01/2014
Lutron Electronics Co., Inc. | Lutron | XP28-******************* | Automatic Time Switch Control | System | True | True |  | True | True | [16 empty] | Non Federally-Regulated | 12/28/2009 |  | 07/01/2014
Lutron Electronics Co., Inc. | HomeWorks QS | HQRD-6NE | Manual-On Occupant Sensor | System | True | True |  | True | True | True | True | True | False |  |  |  |  | False | [7 empty] | Non Federally-Regulated | 07/10/2012 |  | 07/01/2014
Distech Controls | Distech Controls | ECB-VAVS + EC-BOS-*** | Multi-Level Astronomical Time | System | True | True |  | True | True | True | True | True | True | True | [11 empty] | Non Federally-Regulated | 08/07/2012 |  | 07/01/2014
Siemens Energy & Automation | Siemens Energy & Automation | 5WG1 705-8XF15 | Automatic Time Switch Control |  | True | True |  | True | True | [8 empty] | True | True | True | [5 empty] | Non Federally-Regulated | 12/19/2005 |  | 01/07/2010
Lutron Electronics Co., Inc. | Lutron | CCP-****-******-**-CGP*** | Astronomical Time Switch Contr | System | True | True |  | True | True | True | True | True | True | True | [11 empty] | Non Federally-Regulated | 07/10/2012 |  | 07/01/2014
Hubbell Building Automation | Hubbell Building Automation | PIR10EMS | Occupant / Motion / Vacancy Se |  | True | True |  | True | [17 empty] | Non Federally-Regulated | 05/20/2004 |  | 01/07/2010
Vantage Controls, Inc. | Vantage Controls, Inc. | RP22* | Dimmer | System | True | True | True | True | False |  | True | False |  |  |  | True | [9 empty] | Non Federally-Regulated | 04/28/2010 |  | 07/01/2014
Hubbell Building Automation | Hubbell Building Automation | IWSZPM* | Manual-On Occupant Sensor | Device | True | True |  | True | True | False | True | True | False |  |  |  |  | False | [7 empty] | Non Federally-Regulated | 03/26/2010 |  | 07/01/2014
Intermatic, Inc. | Grasslin | FM1D50-240U | Automatic Time Switch Control |  | True | True |  | True | True | [16 empty] | Non Federally-Regulated | 10/15/2008 |  | 01/07/2010
Leviton Manufacturing Co., Inc. | Leviton | D4200 | Astronomical Time Switch Contr |  | True | True |  | True | True | True | True | True | True | True | [11 empty] | Non Federally-Regulated | 09/14/2006 |  | 01/07/2010
Tork | Tork | W302 | Automatic Time Switch Control |  | True | True |  | True | True | [16 empty] | Non Federally-Regulated | 06/03/2003 |  | 04/27/2006
Intermatic, Inc. | Grasslin | GMX891-I-120 | Automatic Time Switch Control |  | True | True |  | True | True | [16 empty] | Non Federally-Regulated | 10/15/2008 |  | 01/07/2010
Crestron Electronics | Crestron Electronics | PAC2M | Multi-Level Astronomical Time | System | True | True |  | True | True | True | True | True | True | True | [11 empty] | Non Federally-Regulated | 03/01/2010 |  | 07/01/2014
Hubbell Incorporated | Hubbell Wiring Device Kellems | ATP2******* | Occupant / Motion / Vacancy Se | Device | True | True |  | True | True | True | False |  |  |  |  | False | [9 empty] | Non Federally-Regulated | 06/30/2010 |  | 07/01/2014
Legrand / Wiremold | WattStopper | NPM12 | Multi-Level Occupant Sensor | System | True | True | True | True | True | True | True | True | True | True | True | True | True | True | True | True | True | True |  |  |  | Non Federally-Regulated | 03/23/2010 |  | 07/01/2014
Convia, Inc., A Herman Miller Co. | Convia | GSE-DCC-01 | Multi-Level Daylighting Contro |  | True | True |  | True | True | True | True | [14 empty] | Non Federally-Regulated | 04/04/2008 |  | 01/07/2010
Legrand / Wiremold | WattStopper | CE3ATC SERIES | Astronomical Time Switch Contr | System | True | True |  | True | True | True | True | True | True | True | [11 empty] | Non Federally-Regulated | 03/23/2010 |  | 07/01/2014
Cooper Wiring Devices | Skye | SF8AP7-** | Dimmer | Device | True | True |  | True | True | True | True | True | True | True | True | False | [9 empty] | Non Federally-Regulated | 12/29/2010 |  | 07/01/2014
Lutron Electronics Co., Inc. | Grafik Eye | GRX-3***-*-** | Multi-Level Daylighting Contro |  | True | True |  | True | True | True | True | [14 empty] | Non Federally-Regulated | 09/19/2005 |  | 01/07/2010
Lightolier Controls | Insight | IHD3-1200VA-W | Occupant / Motion / Vacancy Se |  | True | True |  | True | [17 empty] | Non Federally-Regulated | 08/28/1992 |  | 04/06/1998
Sensor Switch, Inc. | Sensor Switch | CM PDT 10***ADC*** | Automatic Daylighting Control | Device | True | True | True | True | False |  |  | True | True | True | True | True |  | True | [7 empty] | Non Federally-Regulated | 04/28/2010 |  | 07/01/2014
CentraLite Systems, Inc. | CentraLite Systems, Inc. | Elegance | Astronomical Time Switch Contr |  | True | True |  | True | True | True | True | True | True | True | [11 empty] | Non Federally-Regulated | 10/12/2007 |  | 01/07/2010
Leviton Manufacturing Co., Inc. | Leviton | L779-TT/L210-MC | Occupant / Motion / Vacancy Se |  | True | True |  | True | [17 empty] | Non Federally-Regulated | 01/30/2001 |  | 01/07/2010
Lutron Electronics Co., Inc. | Centralized Lighting Control | DMW-RP3 | Occupant / Motion / Vacancy Se |  | True | True |  | True | [17 empty] | Non Federally-Regulated | 09/19/2005 |  | 01/07/2010
Leviton Manufacturing Co., Inc. | Leviton | D4206 | Astronomical Time Switch Contr |  | True | True |  | True | True | True | True | True | True | True | [11 empty] | Non Federally-Regulated | 03/29/2007 |  | 01/07/2010
Pass & Seymour / Legrand | Rex | 3741 | Automatic Time Switch Control |  | True | False |  | True | True | [16 empty] | Non Federally-Regulated | 02/27/1997 |  | 04/06/1998
Legrand / Pass & Seymour | Legrand / Pass & Seymour | T603L* | Dimmer | Device | True | True |  | True | True | True | True | True | True | True | True | False | [9 empty] | Non Federally-Regulated | 09/14/2012 |  | 07/01/2014
Siemens Energy & Automation | Siemens Energy & Automation | 5WG1 703-8XH41 | Automatic Time Switch Control |  | True | True |  | True | True | [8 empty] | True | True | True | [5 empty] | Non Federally-Regulated | 12/19/2005 |  | 01/07/2010
Lutron Electronics Co., Inc. | Lutron | LP3/********************* | Occupant / Motion / Vacancy Se | System | True | True |  | True | True | True | False |  |  |  |  | False | [9 empty] | Non Federally-Regulated | 04/28/2010 |  | 07/01/2014
Legrand / Wiremold | WattStopper | LRD2F | Automatic Time Switch Control | System | True | True |  | True | True | [16 empty] | Non Federally-Regulated | 03/23/2010 |  | 07/01/2014
Lutron Electronics Co., Inc. | Softswitch 128 | XPS4-******-** | Automatic Time Switch Control |  | True | True |  | True | True | [16 empty] | Non Federally-Regulated | 09/19/2005 |  | 01/07/2010
Lutron Electronics Co., Inc. | Lutron | GP4-******************* | Dimmer | System | True | True |  | True | True | True | True | False |  |  |  | False | [9 empty] | Non Federally-Regulated | 12/28/2009 |  | 07/01/2014
Crestron Electronics | Crestron Electronics | DIN-AP3 | Automatic Time Switch Control | System | True | True |  | True | True | [16 empty] | Non Federally-Regulated | 06/24/2013 |  | 07/01/2014
Lightstat, Inc. | Lightstat | ALC-C-** | Multi-Level Occupant Sensor | System | True | True | True | True | True | False | True | True | False | True | True | True |  | False | [7 empty] | Non Federally-Regulated | 05/02/2011 |  | 07/01/2014
Schneider Electric | Schneider Electric | SLCZ042000T | Multi-Level Occupant Sensor | System | True | True | True | True | True | True | True | True | True | True | True | True |  | False | [7 empty] | Non Federally-Regulated | 10/31/2013 |  | 07/01/2014
Lutron Electronics Co., Inc. | HomeWorks QS | HQR-15APS-* | Multi-Level Occupant Sensor | System | True | True | True | True | True | True | True | False | True | True | True | True |  | False | [7 empty] | Non Federally-Regulated | 07/12/2012 |  | 07/01/2014
Lutron Electronics Co., Inc. | Lutron | LCP-******************* | Astronomical Time Switch Contr | System | True | True |  | True | True | True | True | True | True | True | [11 empty] | Non Federally-Regulated | 12/28/2009 |  | 07/01/2014
Lutron Electronics Co., Inc. | Lutron | XP32-******************* | Astronomical Time Switch Contr | System | True | True |  | True | True | True | True | True | True | True | [11 empty] | Non Federally-Regulated | 12/28/2009 |  | 07/01/2014
Tork | Tork | DTU40 | Automatic Time Switch Control | Device | True | True |  | True | True | [16 empty] | Non Federally-Regulated | 03/11/2011 |  | 07/01/2014
Convia, Inc., A Herman Miller Co. | Convia | GSE-SRC-03 | Astronomical Time Switch Contr | System | True | True |  | True | True | True | True | True | True | True | [11 empty] | Non Federally-Regulated | 03/04/2010 |  | 07/01/2014
Sensor Switch, Inc. | Sensor Switch | CM600RR7 | Occupant / Motion / Vacancy Se |  | True | True |  | True | [17 empty] | Non Federally-Regulated | 04/19/1993 |  | 11/19/2001
WattStopper, Inc. | WattStopper | LP8*-*-* | Automatic Time Switch Control |  | True | True |  | True | True | [16 empty] | Non Federally-Regulated | 08/25/2003 |  | 01/07/2010
BRK Electronics | First Alert | PIR730R | Occupant / Motion / Vacancy Se |  | True | False |  | True | [17 empty] | Non Federally-Regulated | 02/18/1994 |  | 12/11/2000
Mytech Corp. | Mytech | LP4 | Occupant / Motion / Vacancy Se |  | True | True |  | True | [17 empty] | Non Federally-Regulated | 02/01/1993 |  | 04/06/1998
Lutron Electronics Co., Inc. | Lutron | ANLV-600P******* | Dimmer | Device | True | True |  | True | True | True | True | False |  |  |  | False | [9 empty] | Non Federally-Regulated | 12/28/2009 |  | 01/21/2014
Siemens Energy & Automation | Siemens Energy & Automation | 5WG1 705-8XC33 | Automatic Time Switch Control |  | True | True |  | True | True | [8 empty] | True | True | True | [5 empty] | Non Federally-Regulated | 12/19/2005 |  | 01/07/2010
Intermatic, Inc. | Grasslin | PC2-120-LS2 | Automatic Daylighting Control | Device | True | True | True | True | False |  |  | False |  |  | True | True |  | True | [7 empty] | Non Federally-Regulated | 01/20/2010 |  | 07/01/2014
Lighting Control & Design | Lighting Control & Design | GR240*IDIM******* | Exterior Photocontrol Device |  | True | True | [11 empty] | True | True | True | [5 empty] | Non Federally-Regulated | 06/22/2005 |  | 12/28/2009
Leviton Manufacturing Co., Inc. | Leviton | ATE04 | Dimmer | Device | True | True |  | True | True | True | True | False |  |  |  | False | [9 empty] | Non Federally-Regulated | 11/12/2010 |  | 07/01/2014
Cooper Wiring Devices | Novitas | 01-161-** | Ultrasonic Occupant / Motion S |  | True | True |  | True | True | True | True | True |  |  |  |  | True | True | True | False | True | False |  |  |  | Non Federally-Regulated | 08/18/2006 |  | 04/10/2008
Emerson Climate Technologies Retail Solutions | E2 | RX-100/300/400 | Automatic Daylighting Control | System | True | True | True | True | True | True | True | True | True | True | True | True |  | True | [7 empty] | Non Federally-Regulated | 10/30/2012 |  | 07/01/2014
Lutron Electronics Co., Inc. | Grafik Eye | RTA-RX-F | Automatic Daylighting Control |  | True | True | False | True | True | True | False |  | False |  | True | True |  |  |  | False | [5 empty] | Non Federally-Regulated | 09/28/2005 |  | 01/07/2010
Siemens Energy & Automation | Siemens Energy & Automation | 5WG1 704-8XK02 | Automatic Time Switch Control |  | True | True |  | True | True | [8 empty] | True | True | True | [5 empty] | Non Federally-Regulated | 12/19/2005 |  | 01/07/2010
Lumisys | FlexNet | FN_60** | Automatic Time Switch Control |  | True | True |  | True | True | [16 empty] | Non Federally-Regulated | 02/23/2009 |  | 01/07/2010
Lutron Electronics Co., Inc. | Lutron | XPS48-******************* | Astronomical Time Switch Contr | System | True | True |  | True | True | True | True | True | True | True | [11 empty] | Non Federally-Regulated | 12/28/2009 |  | 07/01/2014
Leviton Manufacturing Co., Inc. | Leviton | OPP20-*D* | Occupant / Motion / Vacancy Se | System | True | True |  | True | True | False | True | True | True | True | True | False | [9 empty] | Non Federally-Regulated | 12/20/2012 |  | 07/01/2014
Horton Controls, Inc. | Horton Controls, Inc. | HLINKCC | Automatic Time Switch Control |  | True | True |  | True | True | [16 empty] | Non Federally-Regulated | 05/04/2000 |  | 07/30/2002
Siemens Energy & Automation | Siemens Energy & Automation | 5WG1 705-8XB12 | Automatic Time Switch Control |  | True | True |  | True | True | [8 empty] | True | True | True | [5 empty] | Non Federally-Regulated | 12/19/2005 |  | 01/07/2010
WattStopper, Inc. | WattStopper | SC100 | Automatic Time Switch Control |  | True | True |  | True | True | [16 empty] | Non Federally-Regulated | 07/30/2002 |  | 01/07/2010
Convia, Inc., A Herman Miller Co. | Convia | GSE-DCC-03 | Occupant / Motion / Vacancy Se | System | True | True | True | True | True | True | True | True | True | True | True | True |  | True | True | True | [5 empty] | Non Federally-Regulated | 03/04/2010 |  | 04/27/2011
Sensor Switch, Inc. | Sensor Switch | WSD-*-*-*-*-** | Occupant / Motion / Vacancy Se |  | True | True |  | True | [17 empty] | Non Federally-Regulated | 03/01/2006 |  | 01/07/2010
Unenco, Inc. / Univ. Energy | UEC | PIR-2000 | Occupant / Motion / Vacancy Se |  | True | True |  | True | [17 empty] | Non Federally-Regulated | 10/06/1992 |  | 01/07/2010
Tork | Tork | DLC400BP | Astronomical Time Switch Contr |  |  |  |  | True | True | True | True | True | True | True | [11 empty] | Non Federally-Regulated | 04/06/2007 |  | 01/07/2010
Lutron Electronics Co., Inc. | Lutron | CCP-**********-******-**-CGP**** | Photosensor / Photocontrol Dev | System | True | True |  | False | False | [16 empty] | Non Federally-Regulated | 07/10/2012 |  | 07/01/2014
Siemens Energy & Automation | Siemens Energy & Automation | 5WG1 704-8XF12 | Automatic Time Switch Control |  | True | True |  | True | True | [8 empty] | True | True | True | [5 empty] | Non Federally-Regulated | 12/19/2005 |  | 01/07/2010
Lutron Electronics Co., Inc. | Lutron | MSCL-VP********* | Manual-On Occupant Sensor | Device | True | True |  | True | True | False | True | True | False |  |  |  |  | False | [7 empty] | Non Federally-Regulated | 02/25/2013 |  | 07/01/2014
Schneider Electric (Square D Wiring Devices) | Powerlink | NF2000G3 | Automatic Time Switch Control |  | True | True |  | True | True | [16 empty] | Non Federally-Regulated | 03/08/2001 |  | 08/24/2006
Lutron Electronics Co., Inc. | Radio RA2 | RRD-8ANS*** | Astronomical Time Switch Contr | System | True | True |  | True | True | True | True | True | True | True | [11 empty] | Non Federally-Regulated | 12/17/2009 |  | 07/01/2014
Convia, Inc., A Herman Miller Co. | Convia | GSE-SRC-01 | Automatic Time Switch Control | System | True | True |  | True | True | [16 empty] | Non Federally-Regulated | 03/04/2010 |  | 07/01/2014
Cooper Wiring Devices | Novitas | 01-350 | Occupant / Motion / Vacancy Se |  | True | True |  | True | [17 empty] | Non Federally-Regulated | 08/18/2006 |  | 04/10/2008
Siemens Energy & Automation | Siemens Energy & Automation | 5WG1 704-8XA03 | Automatic Time Switch Control |  | True | True |  | True | True | [8 empty] | True | True | True | [5 empty] | Non Federally-Regulated | 12/19/2005 |  | 01/07/2010
Siemens Energy & Automation | Siemens Energy & Automation | 5WG1 703-8XA21 | Automatic Time Switch Control |  | True | True |  | True | True | [8 empty] | True | True | True | [5 empty] | Non Federally-Regulated | 12/19/2005 |  | 01/07/2010
Legrand / Pass & Seymour | Legrand | ADPD453LW2 | Dimmer | Device | True | True |  | True | True | True | True | True | True | True | True | False | [9 empty] | Non Federally-Regulated | 09/14/2012 |  | 07/01/2014
Sensor Switch, Inc. | Sensor Switch | CM PC****** | Photosensor / Photocontrol Dev | Device | True | True |  | False | False | [16 empty] | Non Federally-Regulated | 04/28/2010 |  | 07/01/2014
Profile Systems LLC | Time Control Systems | TCS 5600 | Automatic Time Switch Control |  | True | True |  | True | True | [16 empty] | Non Federally-Regulated | 02/29/2008 |  | 01/07/2010
Siemens Energy & Automation | Siemens Energy & Automation | 5WG1 704-8XK34 | Automatic Time Switch Control |  | True | True |  | True | True | [8 empty] | True | True | True | [5 empty] | Non Federally-Regulated | 12/19/2005 |  | 01/07/2010
Lutron Electronics Co., Inc. | Lutron | CCP-****-******-** | Manual-On Occupant Sensor | System | True | True |  | True | True | True | True | True | False |  |  |  |  | False | [7 empty] | Non Federally-Regulated | 07/10/2012 |  | 07/01/2014
Litetouch, Inc. | Litetouch, Inc. | 08-2125-01 | Automatic Time Switch Control |  | True | True |  | True | True | [16 empty] | Non Federally-Regulated | 09/29/2003 |  | 01/07/2010
PLC Multipoint, Inc. | PLC Multipoint | LC3X-3X/PD-3X/T | Automatic Daylighting Control |  | True | True |  | True | False |  | True | False | [8 empty] | True |  |  |  |  | Non Federally-Regulated | 08/06/1992 |  | 07/19/2006
Legrand / Pass & Seymour | Legrand / Pass & Seymour | DR703P* | Dimmer | Device | True | True |  | True | True | True | True | True | True | True | True | False | [9 empty] | Non Federally-Regulated | 09/14/2012 |  | 07/01/2014
Emerson Climate Technologies Retail Solutions | E2 | RX-100/300/400 | Automatic Time Switch Control | System | True | True |  | True | True | [16 empty] | Non Federally-Regulated | 04/14/2011 |  | 10/04/2012
Lutron Electronics Co., Inc. | Radio RA2 | RRD-8ANS*** | Automatic Time Switch Control | System | True | True |  | True | True | [16 empty] | Non Federally-Regulated | 12/17/2009 |  | 07/01/2014
Cooper Controls | Greengate | OEC-U-0100-H | Ultrasonic Occupant / Motion S |  | True | True |  | True | True | True | True | True | [13 empty] | Non Federally-Regulated | 11/07/2008 |  | 01/07/2010
Cooper Wiring Devices | Nexion | AHOEC-U-0701-AF | Occupant / Motion / Vacancy Se | System | True | True |  | True | True | False | True | True | True | True | True | False | [9 empty] | Non Federally-Regulated | 03/28/2012 |  | 07/01/2014
Douglas Lighting Controls | Douglas | WSP2718* | Automatic Daylighting Control |  | True | True | True | True | True | True | True | True | True | True | True | True | False | False | True | True |  | True |  |  |  | Non Federally-Regulated | 11/02/2005 |  | 01/07/2010
Sensor Switch, Inc. | Sensor Switch | HMRB 10 480*** | Occupant / Motion / Vacancy Se | Device | True | True |  | True | True | False | False |  |  |  |  | False | [9 empty] | Non Federally-Regulated | 04/28/2010 |  | 07/01/2014
Intermatic, Inc. | Grasslin | FM2D50-120 | Automatic Time Switch Control |  | True | True |  | True | True | [16 empty] | Non Federally-Regulated | 10/15/2008 |  | 01/07/2010
Tork | Tork | DZS400 | Automatic Time Switch Control |  | True | True |  | True | True | [16 empty] | Non Federally-Regulated | 08/06/1996 |  | 04/27/2006
Tork | Tork | DIN100B | Automatic Time Switch Control | Device | True | True |  | True | True | [16 empty] | Non Federally-Regulated | 04/28/2010 |  | 07/01/2014
Cooper Controls | iLumin | SC347V-**-RPB-**-**-20-S-**-**-** | Photosensor / Photocontrol Dev | System | True | True |  | False | False | [16 empty] | Non Federally-Regulated | 04/15/2011 |  | 07/01/2014
Signify North America Corporation | Occuswitch Classic | LTA24550C | Automatic Time Switch Control | Device | True | True |  | True | True | [16 empty] | Non Federally-Regulated | 10/03/2013 |  | 07/01/2014
Legrand / Wiremold | WattStopper | CNDU | Multi-Level Astronomical Time | System | True | True |  | True | True | True | True | True | True | True | [11 empty] | Non Federally-Regulated | 03/23/2010 |  | 07/01/2014
Leviton Manufacturing Co., Inc. | Leviton | L775-TT/L720-CT | Occupant / Motion / Vacancy Se |  | True | True |  | True | [17 empty] | Non Federally-Regulated | 01/30/2001 |  | 01/07/2010
Lighting Control & Design | Lighting Control & Design | GR41**/**DTC*********** | Automatic Time Switch Control |  | True | True |  | True | True | [8 empty] | True | True | True | [5 empty] | Non Federally-Regulated | 06/22/2005 |  | 12/28/2009
Lightolier Controls | Lyteswitch Relay Panel | LSW42PROB277 | Multi-Level Astronomical Time |  | True | True |  | True | True | True | True | True | True | True |  |  |  | False | True | True | [5 empty] | Non Federally-Regulated | 01/21/2009 |  | 01/07/2010
Lutron Electronics Co., Inc. | Homeworks | ST-NB**-NONE | Occupant / Motion / Vacancy Se |  | True | True |  | True | [17 empty] | Non Federally-Regulated | 08/13/2007 |  | 01/07/2010
Triatek, Inc. | Triatek | LP-28**-KIT | Automatic Time Switch Control |  | True | True |  | True | True | [16 empty] | Non Federally-Regulated | 10/08/1999 |  | 01/12/2004
Hubbell Incorporated | H-Moss | HMC1DC | Occupant / Motion / Vacancy Se |  | True | True |  | True | [17 empty] | Non Federally-Regulated | 05/19/1995 |  | 01/07/2010
Cooper Controls | Greengate | OMC-P-0450-R | Occupant / Motion / Vacancy Se |  | True | True |  | True | [17 empty] | Non Federally-Regulated | 11/07/2008 |  | 01/07/2010
Computer Process Controls | Computer Process Controls | 830-1130 | Automatic Time Switch Control |  | True | True |  | True | True | [16 empty] | Non Federally-Regulated | 12/24/1998 |  | 01/07/2010
Legrand / Wiremold | WattStopper | LRD1C | Multi-Level Astronomical Time | System | True | True |  | True | True | True | True | True | True | True | [11 empty] | Non Federally-Regulated | 03/23/2010 |  | 07/01/2014
Hubbell Building Automation | Hubbell Building Automation | CX********* | Automatic Time Switch Control | Device | True | True |  | True | True | [16 empty] | Non Federally-Regulated | 07/21/2011 |  | 07/01/2014
Gentec, Inc. | Kameleon | K8-64-PA-S* | Astronomical Time Switch Contr | System | True | True |  | True | True | True | True | True | True | True | [11 empty] | Non Federally-Regulated | 01/20/2012 |  | 07/01/2014
Lutron Electronics Co., Inc. | Lutron | LCP48-******************* | Occupant / Motion / Vacancy Se | System | True | True |  | True | True | True | False |  |  |  |  | False | [9 empty] | Non Federally-Regulated | 04/28/2010 |  | 07/01/2014
Intermatic, Inc. | Intermatic | ET718C | Automatic Time Switch Control |  | True | True |  | True | True | [16 empty] | Non Federally-Regulated | 06/24/1993 |  | 06/29/2006
Horton Controls, Inc. | Horton Controls, Inc. | H1N***48SP | Automatic Time Switch Control |  | True | True |  | True | True | [16 empty] | Non Federally-Regulated | 05/04/2000 |  | 07/30/2002
Tork | Tork | EW120B | Automatic Time Switch Control | Device | True | True |  | True | True | [16 empty] | Non Federally-Regulated | 04/28/2010 |  | 07/01/2014
Hubbell Incorporated | H-Moss | LVUS1500R*** | Ultrasonic Occupant / Motion S |  | True | True |  | True | True | True | True | True | [13 empty] | Non Federally-Regulated | 02/24/2009 |  | 01/07/2010
Lutron Electronics Co., Inc. | LCP 128 | LCP-*-***FT | Astronomical Time Switch Contr |  | True | True |  | True | True | True | True | True | True | True | [11 empty] | Non Federally-Regulated | 09/19/2005 |  | 01/07/2010
Lutron Electronics Co., Inc. | Sensors | LOS-CUS-1000-WH | Ultrasonic Occupant / Motion S |  | True | True |  | True | True | True | True | True |  |  |  |  | True | True | True |  | True |  |  |  |  | Non Federally-Regulated | 09/23/2005 |  | 01/07/2010
GE Industrial Systems | GE Industrial Systems | RSENHID | Photosensor / Photocontrol Dev |  | True | False |  | True | [17 empty] | Non Federally-Regulated | 03/20/2001 |  | 01/07/2010
Horton Controls, Inc. | Horton Controls, Inc. | H1N***12CC | Automatic Time Switch Control |  | True | True |  | True | True | [16 empty] | Non Federally-Regulated | 05/04/2000 |  | 07/30/2002
Hubbell Incorporated | H-Moss | ATP120HBRP | Occupant / Motion / Vacancy Se |  | True | True |  | True | [17 empty] | Non Federally-Regulated | 05/09/2003 |  | 01/07/2010
Legrand / Wiremold | WattStopper | NPM24 | Multi-Level Occupant Sensor | System | True | True | True | True | True | True | True | True | True | True | True | True | True | True | True | True | True | True |  |  |  | Non Federally-Regulated | 03/23/2010 |  | 07/01/2014
Cooper Controls | iLumin | SC277V-**-RPB-**-**-20-S-**-**-** | Photosensor / Photocontrol Dev | System | True | True |  | False | False | [16 empty] | Non Federally-Regulated | 04/15/2011 |  | 07/01/2014
Leviton Manufacturing Co., Inc. | Leviton | OSC05-M** | Occupant / Motion / Vacancy Se | System | True | True |  | True | True | False | True | True | True | True | True | False | [9 empty] | Non Federally-Regulated | 03/04/2010 |  | 07/01/2014
Tork | Tork | DWZ100B | Automatic Time Switch Control | Device | True | True |  | True | True | [16 empty] | Non Federally-Regulated | 04/28/2010 |  | 07/01/2014
Macro Electronics | Macro Electronics | PPS-1 | Photosensor / Photocontrol Dev |  | True | True |  | True | [17 empty] | Non Federally-Regulated | 11/22/1996 |  | 12/19/2000
Intermatic, Inc. | Grasslin | PC2-digi30-277-LS2+ E300 | Photosensor / Photocontrol Dev | Device | True | True |  | False | False | [16 empty] | Non Federally-Regulated | 01/20/2010 |  | 07/01/2014
Lutron Electronics Co., Inc. | Lutron | LCP128-******************* | Automatic Daylighting Control | System | True | True | True | True | True | True | True | False |  |  | True | True |  | True | [7 empty] | Non Federally-Regulated | 12/28/2009 |  | 07/01/2014
Tork | Tork | DTWH40 | Automatic Time Switch Control | Device | True | True |  | True | True | [16 empty] | Non Federally-Regulated | 11/12/2013 |  | 07/01/2014
Macro Electronics | Macro Electronics | PPS-3 | Photosensor / Photocontrol Dev |  | True | True |  | True | [17 empty] | Non Federally-Regulated | 11/22/1996 |  | 12/19/2000
Tork | Tork | 5717-T6 | Exterior Photocontrol Device | [14 empty] | True | True | True | [5 empty] | Non Federally-Regulated | 04/27/2006 |  | 01/07/2010
Lutron Electronics Co., Inc. | Lutron | SELV-303P******* | Dimmer | Device | True | True |  | True | True | True | True | True | True | True | True | False | [9 empty] | Non Federally-Regulated | 04/28/2010 |  | 01/21/2014
WattStopper, Inc. | WattStopper | LS-101 | Photosensor / Photocontrol Dev |  | True | True |  | True | [17 empty] | Non Federally-Regulated | 02/14/2008 |  | 01/07/2010
Convia, Inc., A Herman Miller Co. | Convia | GSE-SRC-03 | Automatic Daylighting Control | System | True | True | True | True | True | True | True | True | True | True | True | True |  | True | [7 empty] | Non Federally-Regulated | 03/04/2010 |  | 07/01/2014
Maple Chase Co. | Paragon Electrical Products | EC77/140/120/240V | Automatic Time Switch Control |  | True | True |  | True | True | [16 empty] | Non Federally-Regulated | 01/21/1999 |  | 01/07/2010
Gentec, Inc. | Kameleon | K6-08-PA-S* | Multi-Level Astronomical Time | System | True | True |  | True | True | True | True | True | True | True | [11 empty] | Non Federally-Regulated | 01/20/2012 |  | 07/01/2014
Tork | Tork | DG180-2 (240VAC) | Automatic Time Switch Control |  | True | True |  | True | True | [16 empty] | Non Federally-Regulated | 02/07/1994 |  | 01/07/2010
Lutron Electronics Co., Inc. | Softswitch 128 | XPS36-******-** | Astronomical Time Switch Contr |  | True | True |  | True | True | True | True | True | True | True | [11 empty] | Non Federally-Regulated | 09/19/2005 |  | 01/07/2010
Intermatic, Inc. | Grasslin | PC2-D30-277-LS2 | Automatic Daylighting Control |  | True | True | True | True | False |  | True | True | True | True | True | False |  | True | False | False | [5 empty] | Non Federally-Regulated | 09/05/2008 |  | 01/07/2010
Lutron Electronics Co., Inc. | Lutron | LCP32-******************* | Multi-Level Astronomical Time | System | True | True |  | True | True | True | True | True | True | True | [11 empty] | Non Federally-Regulated | 12/28/2009 |  | 07/01/2014
Legrand / Wiremold | WattStopper | CE6STCP SERIES | Occupant / Motion / Vacancy Se | System | True | True | True | True | True | True | True | True | True | True | True | True |  | True | True | True | [5 empty] | Non Federally-Regulated | 03/23/2010 |  | 07/01/2014
Legrand / Wiremold | WattStopper | CLDU | Dimmer | System | True | True | True | True | True | True | True | True | True | True | True | True | [9 empty] | Non Federally-Regulated | 03/23/2010 |  | 07/01/2014
Legrand / Wiremold | WattStopper | CE4ATC SERIES | Multi-Level Astronomical Time | System | True | True |  | True | True | True | True | True | True | True | [11 empty] | Non Federally-Regulated | 03/23/2010 |  | 07/01/2014
Legrand / Wiremold | WattStopper | CE8850 SERIES | Multi-Level Astronomical Time | System | True | True |  | True | True | True | True | True | True | True | [11 empty] | Non Federally-Regulated | 03/23/2010 |  | 07/01/2014
Lutron Electronics Co., Inc. | Grafik Eye | GRX-4006-T-** | Occupant / Motion / Vacancy Se |  | True | True |  | True | [17 empty] | Non Federally-Regulated | 07/19/1994 |  | 09/19/2005
Enerlites, Inc. | Intermatic, Inc. | IOS-DSIF-** | Occupant Sensing Device | Device | True | True | True | True | True | False |  |  |  | False |  |  | False |  | False |  | False | False | False |  |  | Non Federally-Regulated | 07/17/2014 |  | 07/17/2014
Leviton Manufacturing Co., Inc. | Leviton | 6783-*** | Occupant / Motion / Vacancy Se |  | True | True |  | True | [17 empty] | Non Federally-Regulated | 10/06/1992 |  | 04/06/1998
Intermatic, Inc. | Grasslin | GMXFM1D20-I-120 | Automatic Time Switch Control |  | True | True |  | True | True | [16 empty] | Non Federally-Regulated | 10/15/2008 |  | 01/07/2010
Siemens Energy & Automation | Siemens Energy & Automation | 5WG1 705-8XJ26 | Automatic Time Switch Control |  | True | True |  | True | True | [8 empty] | True | True | True | [5 empty] | Non Federally-Regulated | 12/19/2005 |  | 01/07/2010
Gentec, Inc. | Schneider Electric | SERPB64HS | Astronomical Time Switch Contr | System | True | True |  | True | True | True | True | True | True | True | [11 empty] | Non Federally-Regulated | 01/20/2012 |  | 07/01/2014
Lutron Electronics Co., Inc. | Lutron | PD-5WS********** | Multi-Level Occupant Sensor | System | True | True | True | True | True | True | True | True | True | True | True | True |  | False | [7 empty] | Non Federally-Regulated | 07/23/2013 |  | 07/01/2014
Siemens Energy & Automation | Siemens Energy & Automation | 5WG1 704-8XD43 | Automatic Time Switch Control |  | True | True |  | True | True | [8 empty] | True | True | True | [5 empty] | Non Federally-Regulated | 12/19/2005 |  | 01/07/2010
Steinel America, Inc. | Steinel | IR WLS 2-LA | Occupant / Motion / Vacancy Se | Device | True | True |  | True | True | False | False |  |  |  |  | False | [9 empty] | Non Federally-Regulated | 08/06/2013 |  | 07/01/2014
Intermatic, Inc. | Grasslin | LM1-I-120-LS1 | Automatic Daylighting Control |  | True | True | False | False | False |  | False |  | True | True | True | False |  |  |  | False | [5 empty] | Non Federally-Regulated | 09/05/2008 |  | 01/07/2010
Convia, Inc., A Herman Miller Co. | Convia | GSE-DCC-02 | Multi-Level Astronomical Time |  | True | True |  | True | True | True | True | True | True | True |  |  |  | True | True | True | [5 empty] | Non Federally-Regulated | 04/04/2008 |  | 01/07/2010
Mytech Corp. | Mytech | OMNI-US500-RP | Ultrasonic Occupant / Motion S |  | True | True |  | True | True | True | True | True | [13 empty] | Non Federally-Regulated | 11/05/1997 |  | 01/07/2010
Lutron Electronics Co., Inc. | Lutron | SPSELV-600****** | Dimmer | Device | True | True |  | True | True | True | True | False |  |  |  | False | [9 empty] | Non Federally-Regulated | 12/28/2009 |  | 01/21/2014
Intermatic, Inc. | Grasslin | PC1-D20-120-LS2 | Automatic Daylighting Control |  | True | True | False | False | False |  | False |  | True | True | True | False |  |  |  | False | [5 empty] | Non Federally-Regulated | 09/05/2008 |  | 01/07/2010
Lutron Electronics Co., Inc. | Lutron | MS-OP600******** | Dimmer | Device | True | True |  | True | True | True | True | False |  |  |  | False | [9 empty] | Non Federally-Regulated | 12/28/2009 |  | 07/01/2014
Lutron Electronics Co., Inc. | Softswitch 128 | XPS12-******-** | Occupant / Motion / Vacancy Se |  | True | True |  | True | [17 empty] | Non Federally-Regulated | 09/19/2005 |  | 01/07/2010
Unenco, Inc. / Univ. Energy | Unenco | AIC5277V | Occupant / Motion / Vacancy Se |  | True | True |  | True | [17 empty] | Non Federally-Regulated | 09/29/1993 |  | 04/06/1998
Sensor Switch, Inc. | Sensor Switch | CMB 9***ADC*** | Automatic Daylighting Control | Device | True | True | True | True | False |  |  | True | True | True | True | True |  | True | [7 empty] | Non Federally-Regulated | 04/28/2010 |  | 07/01/2014
Watt Warrior | Watt Warrior | WW60480N3R | Automatic Daylighting Control |  | True | True |  | True | True | True | False | [9 empty] | True |  |  |  |  | Non Federally-Regulated | 04/29/2004 |  | 01/07/2010
Novitas, Inc. | Novitas | 01-151 | Ultrasonic Occupant / Motion S |  | True | True |  | True | True | True | True | True | [13 empty] | Non Federally-Regulated | 08/11/1992 |  | 06/05/1997
Lighting Control & Design | Lighting Control & Design | GR14**/****DTC***********s | Automatic Daylighting Control |  | True | True | True | True | False |  | True | True | True | True | True | True |  | False | True | False | [5 empty] | Non Federally-Regulated | 06/28/2005 |  | 12/28/2009
Lithonia Lighting | Litronic Series | LUS PCS 120/277 | Ultrasonic Occupant / Motion S |  | True | True |  | True | True | True | True | True | [13 empty] | Non Federally-Regulated | 01/28/1993 |  | 02/24/2000
Siemens Energy & Automation | Siemens Energy & Automation | 5WG1 704-8XA11 | Automatic Time Switch Control |  | True | True |  | True | True | [8 empty] | True | True | True | [5 empty] | Non Federally-Regulated | 12/19/2005 |  | 01/07/2010
Intermatic, Inc. | Intermatic, Inc. | ET90415CR | Astronomical Time Switch Contr | Device | True | True |  | True | True | True | True | True | True | True | [11 empty] | Non Federally-Regulated | 07/22/2011 |  | 07/01/2014
Intermatic, Inc. | Grasslin | PC2-digi30-277-LS2 | Photosensor / Photocontrol Dev | Device | True | True |  | False | False | [16 empty] | Non Federally-Regulated | 01/20/2010 |  | 07/01/2014
PLC Multipoint, Inc. | PLC Multipoint | LC8 NEPTUNE | Automatic Daylighting Control |  | True | True |  | True | False |  | True | False | [8 empty] | True |  |  |  |  | Non Federally-Regulated | 08/06/1992 |  | 07/19/2006
Convia, Inc., A Herman Miller Co. | Convia | GSE-SRC-02, | Multi-Level Occupant Sensor | System | True | True | True | True | True | True | True | True | True | True | True | True | True | True | True | True | True | True |  |  |  | Non Federally-Regulated | 03/04/2010 |  | 04/27/2011
Tork | Tork | PC10AT | Occupant / Motion / Vacancy Se |  | True | True |  | True | [17 empty] | Non Federally-Regulated | 04/01/1997 |  | 07/13/2011
Sensor Switch, Inc. | Sensor Switch | WVR-16-*-**-*-** | Occupant / Motion / Vacancy Se |  | True | True |  | True | [17 empty] | Non Federally-Regulated | 03/01/2006 |  | 01/07/2010
Tork | Tork | DZS400BPO | Multi-Level Astronomical Time | Device | True | True |  | True | True | True | True | True | True | True | [11 empty] | Non Federally-Regulated | 11/12/2013 |  | 07/01/2014
Lutron Electronics Co., Inc. | Homeworks | H4P5-*******120 | Multi-Level Astronomical Time | System | True | True |  | True | True | True | True | True | True | True | [11 empty] | Non Federally-Regulated | 01/20/2010 |  | 07/01/2014
WattStopper, Inc. | WattStopper | WD280 | Occupant / Motion / Vacancy Se |  | True | True |  | True | [17 empty] | Non Federally-Regulated | 02/25/2000 |  | 01/07/2010
Lutron Electronics Co., Inc. | HomeWorks QS | HQRD-H*** | Automatic Time Switch Control | System | True | True |  | True | True | [16 empty] | Non Federally-Regulated | 07/10/2012 |  | 07/01/2014
Lithonia Control Systems | Litronic Series | LUS 300 | Ultrasonic Occupant / Motion S |  | False | False |  | True | True | True | True | True | [13 empty] | Non Federally-Regulated | 01/01/1989 |  | 04/06/1998
Cooper Controls | iLumin | SC277-18-HE-3P-ML-20 | Multi-Level Astronomical Time |  | True | True |  | True | True | True | True | True | True | True | [11 empty] | Non Federally-Regulated | 11/07/2008 |  | 01/07/2010
Novitas, Inc. | Novitas | 01-091-** | Ultrasonic Occupant / Motion S |  | True | True |  | True | True | True | True | True |  |  |  |  | True | True | True | False | True | False |  |  |  | Non Federally-Regulated | 09/06/2005 |  | 08/18/2006
Adura Technologies | Adura Technologies | ALPS | Astronomical Time Switch Contr | System | True | True |  | True | True | True | True | True | True | True | [11 empty] | Non Federally-Regulated | 05/28/2010 |  | 07/01/2014
Lutron Electronics Co., Inc. | Lutron | XP48-******************* | Astronomical Time Switch Contr | System | True | True |  | True | True | True | True | True | True | True | [11 empty] | Non Federally-Regulated | 12/28/2009 |  | 07/01/2014
Intermatic, Inc. | Grasslin | PC1-digi20-277-LS2 | Photosensor / Photocontrol Dev |  | True | True |  | True | [17 empty] | Non Federally-Regulated | 11/10/2008 |  | 01/07/2010
Lutron Electronics Co., Inc. | Lutron | DVSCLV-10P****** | Dimmer | Device | True | True |  | True | True | True | True | True | True | True | True | False | [9 empty] | Non Federally-Regulated | 04/28/2010 |  | 01/21/2014
Legrand / Pass & Seymour | Legrand / Pass & Seymour | T1003L* | Dimmer | Device | True | True |  | True | True | True | True | True | True | True | True | False | [9 empty] | Non Federally-Regulated | 09/14/2012 |  | 07/01/2014
Syserco | Alerton | MS1010 | Occupant / Motion / Vacancy Se |  | True | True |  | True | [17 empty] | Non Federally-Regulated | 02/05/1993 |  | 01/07/2010
Intermatic, Inc. | Grasslin | FM1D50-120U | Automatic Time Switch Control | Device | True | True |  | True | True | [16 empty] | Non Federally-Regulated | 01/20/2010 |  | 07/01/2014
Lutron Electronics Co., Inc. | Lutron | GP24-******************* | Occupant / Motion / Vacancy Se | System | True | True |  | True | True | True | False |  |  |  |  | False | [9 empty] | Non Federally-Regulated | 04/28/2010 |  | 07/01/2014
Leviton Manufacturing Co., Inc. | Leviton | D3204 | Automatic Time Switch Control |  | True | True |  | True | True | [16 empty] | Non Federally-Regulated | 12/01/2004 |  | 01/07/2010
Encelium Technologies | Encelium Technologies | IOM-300 | Automatic Daylighting Control |  | True | True | False | True | False |  | True | True | True | True | True | True | False |  |  | True |  | True |  |  |  | Non Federally-Regulated | 12/19/2006 |  | 01/07/2010
Tork | Tork | DZS200 | Automatic Time Switch Control |  | True | True |  | True | True | [16 empty] | Non Federally-Regulated | 02/08/1993 |  | 06/24/1993
Novitas, Inc. | Novitas | 01-DL401 | Ultrasonic Occupant / Motion S |  | True | True |  | True | True | True | True | True |  |  |  |  | True | True | True | False | True | False |  |  |  | Non Federally-Regulated | 09/06/2005 |  | 08/18/2006
Tork | Tork | DIN200B | Automatic Time Switch Control | Device | True | True |  | True | True | [16 empty] | Non Federally-Regulated | 04/28/2010 |  | 07/01/2014
Leviton Manufacturing Co., Inc. | Leviton | OSC04-AI* | Occupant / Motion / Vacancy Se | System | True | True |  | True | True | False | False |  |  |  |  | False | [9 empty] | Non Federally-Regulated | 04/14/2011 |  | 07/01/2014
Cooper Wiring Devices | Nexion | AHOEC-U-0501 | Occupant / Motion / Vacancy Se | System | True | True |  | True | True | False | True | True | True | True | True | False | [9 empty] | Non Federally-Regulated | 03/28/2012 |  | 07/01/2014
Hubbell Building Automation | Hubbell Building Automation | LB2EXTP1 | Occupant / Motion / Vacancy Se |  | True | True |  | True | [17 empty] | Non Federally-Regulated | 05/20/2004 |  | 01/07/2010
Intermatic, Inc. | Grasslin | PC2-digi30-277-LS1+E300 | Exterior Photocontrol Device |  | True | True | [11 empty] | True | True | True | [5 empty] | Non Federally-Regulated | 11/10/2008 |  | 01/07/2010
Cooper Controls | Novitas | 01-DL451* | Occupant / Motion / Vacancy Se |  | True | True |  | True | [17 empty] | Non Federally-Regulated | 11/07/2008 |  | 01/07/2010
Maple Chase Co. | Paragon Electrical Products | EC4004/208-277V | Automatic Time Switch Control |  | True | True |  | True | True | [16 empty] | Non Federally-Regulated | 01/21/1999 |  | 01/07/2010
Leviton Manufacturing Co., Inc. | Leviton | 6674 | Dimmer | Device | True | True |  | True | True | True | True | False |  |  |  | False | [9 empty] | Non Federally-Regulated | 12/17/2012 |  | 07/01/2014
Integrated Systems & Control | Trinet | MST32 | Automatic Time Switch Control |  | True | True |  | True | True | [16 empty] | Non Federally-Regulated | 12/29/1993 |  | 01/07/2010
Intermatic, Inc. | Intermatic, Inc. | ET1125C | Automatic Time Switch Control | Device | True | True |  | True | True | [16 empty] | Non Federally-Regulated | 04/15/2011 |  | 07/01/2014
Hubbell Incorporated | H-Moss | WS277I | Occupant / Motion / Vacancy Se |  | True | True |  | True | [17 empty] | Non Federally-Regulated | 06/01/1998 |  | 01/07/2010
Lutron Electronics Co., Inc. | Lutron | QSGRJ-*E*********** | Dimmer | System | True | True |  | True | True | True | True | False |  |  |  | False | [9 empty] | Non Federally-Regulated | 05/19/2010 |  | 07/01/2014
Lightolier Controls | IntelliSight | ITSCS | Occupant / Motion / Vacancy Se |  | True | True |  | True | [9 empty] | True | True | True | [5 empty] | Non Federally-Regulated | 12/24/2007 |  | 01/07/2010
Cooper Wiring Devices | Greengate | OSW-U-0721-SP | Ultrasonic Occupant / Motion S |  | True | True |  | True | True | True | True | True | [13 empty] | Non Federally-Regulated | 04/10/2008 |  | 11/07/2008
Lutron Electronics Co., Inc. | Lutron | LCP28-******************* | Multi-Level Astronomical Time | System | True | True |  | True | True | True | True | True | True | True | [11 empty] | Non Federally-Regulated | 12/28/2009 |  | 07/01/2014
Legrand / Wiremold | WattStopper | CE9A15TC SERIES | Multi-Level Occupant Sensor | System | True | True | True | True | True | True | True | True | True | True | True | True | True | True | True | True | True | True |  |  |  | Non Federally-Regulated | 03/23/2010 |  | 07/01/2014
Lutron Electronics Co., Inc. | HomeWorks QS | HQRJ-WPM-6D-120 | Multi-Level Occupant Sensor | System | True | True | True | True | True | True | True | True | True | True | True | True |  | False | [7 empty] | Non Federally-Regulated | 07/10/2012 |  | 07/01/2014
Lightolier Controls | Insight | ID3-600VA-I | Occupant / Motion / Vacancy Se |  | True | True |  | True | [17 empty] | Non Federally-Regulated | 08/28/1992 |  | 04/06/1998
Lutron Electronics Co., Inc. | Grafik 6000 | OMX-4602-*-** | Automatic Time Switch Control |  | True | True |  | True | True | [16 empty] | Non Federally-Regulated | 05/24/2000 |  | 09/19/2005
Leviton Manufacturing Co., Inc. | Leviton | D4104-*** | Automatic Time Switch Control | Device | True | True |  | True | True | [16 empty] | Non Federally-Regulated | 05/28/2010 |  | 07/01/2014
Intermatic, Inc. | Grasslin | PC2-digi30-120-LS2+E300 | Photosensor / Photocontrol Dev | Device | True | True |  | False | False | [16 empty] | Non Federally-Regulated | 01/20/2010 |  | 07/01/2014
Leviton Manufacturing Co., Inc. | Leviton | ODS0D-I** | Occupant / Motion / Vacancy Se | Device | True | True |  | True | True | False | False |  |  |  |  | False | [9 empty] | Non Federally-Regulated | 03/04/2010 |  | 07/01/2014
Legrand / Wiremold | WattStopper | LVHUBC | Automatic Daylighting Control | System | True | True | True | True | True | True | True | True | True | True | True | True |  | True | [7 empty] | Non Federally-Regulated | 03/23/2010 |  | 07/01/2014
Marlin Controls, Inc. | Marlin Controls | HERCULES QUAD RELAY BOARD | Automatic Time Switch Control | System | True | True |  | True | True | [16 empty] | Non Federally-Regulated | 01/23/2012 |  | 07/01/2014
Cooper Wiring Devices | Novitas | 01-BAS260 | Ultrasonic Occupant / Motion S |  | True | True |  | True | True | True | True | True |  |  |  |  | True | True | True | False | True | False |  |  |  | Non Federally-Regulated | 08/18/2006 |  | 04/10/2008
Cooper Controls | Greengate | CK T 32******* | Photosensor / Photocontrol Dev | System | True | True |  | False | False | [16 empty] | Non Federally-Regulated | 04/15/2011 |  | 07/01/2014
Lutron Electronics Co., Inc. | Lutron | GP60-******************* | Automatic Daylighting Control | System | True | True | True | True | True | True | True | False |  |  | True | True |  | True | [7 empty] | Non Federally-Regulated | 12/28/2009 |  | 07/01/2014
Touchplate Technologies, Inc. | Consensio | ELS-200-2W | Automatic Daylighting Control | System | True | True | True | True | True | False |  | True | True | True | True | True |  | True | [7 empty] | Non Federally-Regulated | 04/14/2011 |  | 07/01/2014
Lutron Electronics Co., Inc. | Softswitch 128 | XPS24-******-** | Occupant / Motion / Vacancy Se |  | True | True |  | True | [17 empty] | Non Federally-Regulated | 09/19/2005 |  | 01/07/2010
Schneider Electric | SERP | SERPL48HS | Multi-Level Astronomical Time | System | True | True |  | True | True | True | True | True | True | True | [11 empty] | Non Federally-Regulated | 09/11/2012 |  | 07/01/2014
Mytech Corp. | Mytech | OMNI-DT2000-RP | Ultrasonic Occupant / Motion S |  | True | True |  | True | True | True | True | True | [13 empty] | Non Federally-Regulated | 11/05/1997 |  | 01/07/2010
Lutron Electronics Co., Inc. | Lutron | SELVB-300P****** | Dimmer | Device | True | True |  | True | True | True | True | False |  |  |  | False | [9 empty] | Non Federally-Regulated | 12/28/2009 |  | 01/21/2014
Intermatic, Inc. | Gasmaster | PC1-D20-120-LS1 | Photosensor / Photocontrol Dev | Device | True | True | True | [18 empty] | Non Federally-Regulated | 07/17/2014 |  | 08/05/2014
Lutron Electronics Co., Inc. | Homeworks | HWI-CCO-8 | Automatic Time Switch Control | System | True | True |  | True | True | [16 empty] | Non Federally-Regulated | 01/20/2010 |  | 07/01/2014
Tork | Tork | K601-2 (240VAC) | Automatic Time Switch Control |  | True | True |  | True | True | [16 empty] | Non Federally-Regulated | 06/08/1993 |  | 02/07/1994
Lutron Electronics Co., Inc. | Homeworks | HS16-*********** | Occupant / Motion / Vacancy Se |  | True | True |  | True | [17 empty] | Non Federally-Regulated | 08/13/2007 |  | 01/07/2010
Siemens Energy & Automation | Siemens Energy & Automation | 5WG1 703-8XE12 | Automatic Time Switch Control |  | True | True |  | True | True | [8 empty] | True | True | True | [5 empty] | Non Federally-Regulated | 12/19/2005 |  | 01/07/2010
Lighting Control & Design | Lighting Control & Design | GR2400ACC-***DTC******* | Automatic Time Switch Control |  | True | True |  | True | True | [8 empty] | True | True | True | [5 empty] | Non Federally-Regulated | 06/22/2005 |  | 12/28/2009
Acuity Brands Lighting | Juno | RCLFM11** | Track Lighting Integral Curren | System | True | True |  | True | True | True | True | True | [13 empty] | Non Federally-Regulated | 05/21/2013 |  | 07/01/2014
Siemens Energy & Automation | LCP2000 | LCP2000 | Photosensor / Photocontrol Dev |  | True | True |  | True | [17 empty] | Non Federally-Regulated | 11/09/2001 |  | 01/07/2010
Convia, Inc., A Herman Miller Co. | Convia | GSE-OSC-01 | Multi-Level Occupant Sensor | System | True | True | True | True | True | True | True | True | True | True | True | True | True | True | True | True | True | True |  |  |  | Non Federally-Regulated | 03/04/2010 |  | 04/27/2011
Carrier Corp. | Carrier | 33ZCVVTZC-01 | Automatic Time Switch Control |  | True | True |  | True | True | [8 empty] | True | True | True | [5 empty] | Non Federally-Regulated | 03/13/2008 |  | 07/24/2015
Lutron Electronics Co., Inc. | Sensors | LOS-SIR-HD-WH | Occupant / Motion / Vacancy Se |  | True | True |  | True | [8 empty] | True | True | True |  | True |  |  |  |  | Non Federally-Regulated | 09/19/2005 |  | 01/07/2010
Legrand / Pass & Seymour | Legrand / Pass & Seymour | 91001* | Dimmer | Device | True | True |  | True | True | True | True | False |  |  |  | False | [9 empty] | Non Federally-Regulated | 12/23/2010 |  | 07/01/2014
Lightolier Controls | IntelliSight | ITSCSHB | Occupant / Motion / Vacancy Se |  | True | True |  | True | [9 empty] | True | True | True | [5 empty] | Non Federally-Regulated | 12/24/2007 |  | 01/07/2010
Lutron Electronics Co., Inc. | Radio RA2 | RRD-10D*** | Dimmer | System | True | True |  | True | True | True | True | False |  |  |  | False | [9 empty] | Non Federally-Regulated | 12/17/2009 |  | 01/21/2014
Gentec, Inc. | Kameleon | K4-08-PA-S* | Astronomical Time Switch Contr | System | True | True |  | True | True | True | True | True | True | True | [11 empty] | Non Federally-Regulated | 01/20/2012 |  | 07/01/2014
Paragon Electric Co. | Paragon | EC128 | Automatic Time Switch Control |  | True | True |  | True | True | [16 empty] | Non Federally-Regulated | 11/23/1992 |  | 01/21/1999
Lutron Electronics Co., Inc. | Lutron | LOS-CDT-500R*** | Multi-Level Occupant Sensor | System | True | True | True | True | True | True | True | True | True | True | True | True | True | True | True | True | [5 empty] | Non Federally-Regulated | 12/13/2012 |  | 07/01/2014
Lithonia Lighting | Panelmax Series | RC PC A S | Photosensor / Photocontrol Dev |  | True | True |  | True | [17 empty] | Non Federally-Regulated | 12/13/1994 |  | 01/07/2010
Lutron Electronics Co., Inc. | Radio Touch | RTA-RX-SW-OD | Photosensor / Photocontrol Dev |  | True | True |  | True | [17 empty] | Non Federally-Regulated | 09/12/2003 |  | 09/19/2005
Novitas, Inc. | Novitas | 01-440 | Occupant / Motion / Vacancy Se |  | True | True |  | True | [8 empty] | True | True | True | True | False | False |  |  |  | Non Federally-Regulated | 09/06/2005 |  | 08/18/2006
Tork | Tork | DLC400BP | Astronomical Time Switch Contr | Device | True | True |  | True | True | True | True | True | True | True | [11 empty] | Non Federally-Regulated | 04/28/2010 |  | 07/01/2014
Lightolier | Multiset Pro | MHP500QE** | Dimmer | System | True | True |  | True | True | True | True | True | True | True | True | False | [9 empty] | Non Federally-Regulated | 12/30/2012 |  | 07/01/2014
Cooper Controls | Greengate | OSW-P-0451-D347-* | Occupant / Motion / Vacancy Se |  | True | True |  | True | [17 empty] | Non Federally-Regulated | 11/07/2008 |  | 01/07/2010
Lumisys | Lumisys | ddN-SW | Automatic Time Switch Control |  | True | True |  | True | True | [16 empty] | Non Federally-Regulated | 05/25/2007 |  | 01/07/2010
Lighting Control & Design | Lighting Control & Design | GR41**/**SLAVE*******d | Automatic Daylighting Control | System | True | True | True | True | True | True | True | False |  |  | True | True |  | True | [7 empty] | Non Federally-Regulated | 12/28/2009 |  | 07/01/2014
Starfield Controls, Inc. | Starfield Controls, Inc. | RT03 | Automatic Time Switch Control |  | True | True |  | True | True | [16 empty] | Non Federally-Regulated | 03/14/2006 |  | 01/07/2010
Legrand / Wiremold | WattStopper | LVHUBF | Multi-Level Astronomical Time | System | True | True |  | True | True | True | True | True | True | True | [11 empty] | Non Federally-Regulated | 03/23/2010 |  | 07/01/2014
Lutron Electronics Co., Inc. | Radio RA | RA-3LD-** | Multi-Level Astronomical Time |  | True | True |  | True | True | True | True | True | True | True | [11 empty] | Non Federally-Regulated | 08/13/2007 |  | 01/07/2010
Convia, Inc., A Herman Miller Co. | Convia | GSE-PFC-03 | Multi-Level Astronomical Time | System | True | True |  | True | True | True | True | True | True | True | [11 empty] | Non Federally-Regulated | 03/04/2010 |  | 07/01/2014
Siemens Energy & Automation | Siemens Energy & Automation | 5WG1 705-8XG36 | Automatic Time Switch Control |  | True | True |  | True | True | [8 empty] | True | True | True | [5 empty] | Non Federally-Regulated | 12/19/2005 |  | 01/07/2010
Lutron Electronics Co., Inc. | Lutron | NFTU-5A********* | Dimmer | Device | True | True |  | True | True | True | True | False |  |  |  | False | [9 empty] | Non Federally-Regulated | 12/28/2009 |  | 01/21/2014
Home Automation, Inc. | Home Automation, Inc. | 21A00-2 | Automatic Time Switch Control | System | True | True |  | True | True | [16 empty] | Non Federally-Regulated | 02/21/2012 |  | 07/01/2014
Lighting Control & Design | Lighting Control & Design | GR24**/**DTC***********s | Automatic Daylighting Control |  | True | True | True | True | False |  | True | True | True | True | True | True |  | False | True | False | [5 empty] | Non Federally-Regulated | 06/28/2005 |  | 12/28/2009
Lutron Electronics Co., Inc. | LCP 128 | LCP-*****-***FT | Multi-Level Astronomical Time |  | True | True |  | True | True | True | True | True | True | True | [11 empty] | Non Federally-Regulated | 09/19/2005 |  | 01/07/2010
Cooper Wiring Devices | Greengate | DLC-PD-AT | Photosensor / Photocontrol Dev |  | True | False |  | True | [17 empty] | Non Federally-Regulated | 04/10/2008 |  | 11/07/2008
Sensor Switch, Inc. | Sensor Switch | SBR 50************ | Occupant / Motion / Vacancy Se | Device | True | True |  | True | True | False | False |  |  |  |  | False | [9 empty] | Non Federally-Regulated | 04/28/2010 |  | 07/01/2014
Douglas Lighting Controls | Douglas Lighting Controls | WRM-5104 | Occupant / Motion / Vacancy Se | System | True | True |  | True | True | False | False |  |  |  |  | False | [9 empty] | Non Federally-Regulated | 05/28/2010 |  | 07/01/2014
Integrated Systems & Control | Trimax | 600 | Automatic Time Switch Control |  | True | True |  | True | True | [16 empty] | Non Federally-Regulated | 12/29/1993 |  | 01/07/2010
PLC Multipoint, Inc. | PLC Multipoint | PD9D SKYLIGHT | Photosensor / Photocontrol Dev |  | True | False |  | True | [17 empty] | Non Federally-Regulated | 08/06/1992 |  | 07/19/2006
Crestron Electronics | Crestron Electronics | CLS-C6M* | Occupant / Motion / Vacancy Se |  | True | True |  | True | [9 empty] | True | True | True | [5 empty] | Non Federally-Regulated | 10/05/2007 |  | 01/07/2010
Marlin Controls, Inc. | Stellar | DC V RELAY BOARD | Automatic Time Switch Control |  | True | True |  | True | True | [16 empty] | Non Federally-Regulated | 04/07/2008 |  | 01/07/2010
Convia, Inc., A Herman Miller Co. | Convia | GSE-PFC-03 | Occupant / Motion / Vacancy Se | System | True | True | True | True | True | True | True | True | True | True | True | True |  | True | True | True | [5 empty] | Non Federally-Regulated | 03/04/2010 |  | 04/27/2011
Emerson Climate Technologies Retail Solutions | E2 | BX-300/400 | Automatic Daylighting Control | System | True | True | True | True | True | True | True | True | True | True | True | True |  | True | [7 empty] | Non Federally-Regulated | 02/18/2011 |  | 07/01/2014
Tork | Tork | DZS200A-12 | Automatic Time Switch Control |  | True | True |  | True | True | [16 empty] | Non Federally-Regulated | 03/22/2001 |  | 01/07/2010
Lutron Electronics Co., Inc. | Grafik 6000 | OMX-3602-*-** | Occupant / Motion / Vacancy Se |  | True | True |  | True | [17 empty] | Non Federally-Regulated | 05/09/2000 |  | 09/19/2005
Sensor Switch, Inc. | Sensor Switch | WV1600CU | Occupant / Motion / Vacancy Se |  | True | True |  | True | [17 empty] | Non Federally-Regulated | 12/01/1992 |  | 11/19/2001
Current – HLI Brands – HLI Solutions, Inc. | Architrak | AKTCLC31**/AKTCLS32** | Track Lighting Integral Curren |  |  |  |  | True | True | True | True | [14 empty] | Non Federally-Regulated | 09/27/2007 |  | 09/02/2015
Blue Ridge Technologies | Mezon | MZ48************* | Automatic Time Switch Control | Device | True | True |  | True | True | [16 empty] | Non Federally-Regulated | 06/30/2010 |  | 07/01/2014
Blue Ridge Technologies | CL Series | CL32************* | Automatic Time Switch Control | System | True | True |  | True | True | [16 empty] | Non Federally-Regulated | 08/09/2011 |  | 07/01/2014
Profile Systems LLC | Profile Systems | PROFILE P1600 | Automatic Time Switch Control |  | True | True |  | True | True | [16 empty] | Non Federally-Regulated | 06/04/1999 |  | 02/18/2005
Siemens | Siemens Energy & Automation | i-3Control Technology | Multi-Level Astronomical Time | System | True | True |  | True | True | True | True | True | True | True | [11 empty] | Non Federally-Regulated | 05/23/2012 |  | 07/01/2014
Intermatic, Inc. | Intermatic | K4141C | Photosensor / Photocontrol Dev | Device | True | True |  | False | False | [16 empty] | Non Federally-Regulated | 01/20/2010 |  | 07/01/2014
Horton Controls, Inc. | Horton Controls, Inc. | HDPS1CC | Automatic Time Switch Control |  | True | True |  | True | True | [16 empty] | Non Federally-Regulated | 05/04/2000 |  | 07/30/2002
Siemens Energy & Automation | Siemens Energy & Automation | 5WG1 705-8XE45 | Automatic Time Switch Control |  | True | True |  | True | True | [8 empty] | True | True | True | [5 empty] | Non Federally-Regulated | 12/19/2005 |  | 01/07/2010
Legrand / Pass & Seymour | Legrand / Pass & Seymour | 91680* | Dimmer | Device | True | True |  | True | True | True | True | False |  |  |  | False | [9 empty] | Non Federally-Regulated | 12/23/2010 |  | 07/01/2014
Maple Chase Co. | Paragon Electrical Products | EC71D/18S/120V | Automatic Time Switch Control |  | True | True |  | True | True | [16 empty] | Non Federally-Regulated | 01/21/1999 |  | 01/07/2010
Lutron Electronics Co., Inc. | Lutron | MRF2-10D-120*** | Dimmer | System | True | True |  | True | True | True | True | False |  |  |  | False | [9 empty] | Non Federally-Regulated | 03/11/2011 |  | 07/01/2014
Lutron Electronics Co., Inc. | Lutron | CCP-**********-******-**-CGP*** | Dimmer | System | True | True |  | True | True | True | True | False |  |  |  | False | [9 empty] | Non Federally-Regulated | 07/10/2012 |  | 07/01/2014
Crestron Electronics | Crestron Electronics | GLS-ODT-C-** | Photosensor / Photocontrol Dev | System | True | True |  | False | False | [16 empty] | Non Federally-Regulated | 08/15/2013 |  | 07/01/2014
Legrand / Pass & Seymour | Legrand | ADWR700MMHW2 | Dimmer | Device | True | True |  | True | True | True | True | False |  |  |  | False | [9 empty] | Non Federally-Regulated | 07/17/2012 |  | 07/01/2014
Leviton Manufacturing Co., Inc. | Leviton | L781-T/L210-MC | Occupant / Motion / Vacancy Se |  | True | True |  | True | [17 empty] | Non Federally-Regulated | 01/30/2001 |  | 01/07/2010
Lightstat, Inc. | Lightstat | ALC-4-32-*** | Occupant / Motion / Vacancy Se |  | True | True |  | True | [17 empty] | Non Federally-Regulated | 06/23/1998 |  | 03/14/2006
Tork | Tork | K401Z (120VAC) | Automatic Time Switch Control |  | True | True |  | True | True | [16 empty] | Non Federally-Regulated | 02/07/1994 |  | 01/07/2010
Intermatic, Inc. | Grasslin | PC1-Di20-277-LS1 | Photosensor / Photocontrol Dev |  | True | True |  | True | [17 empty] | Non Federally-Regulated | 11/10/2008 |  | 01/07/2010
Siemens Energy & Automation | Siemens Energy & Automation | 5WG1 703-8XE01 | Automatic Time Switch Control |  | True | True |  | True | True | [8 empty] | True | True | True | [5 empty] | Non Federally-Regulated | 12/19/2005 |  | 01/07/2010
Lightolier | Momentum | MP525QE* | Dimmer | Device | True | True |  | True | True | True | True | True | True | True | True | False | [9 empty] | Non Federally-Regulated | 04/25/2013 |  | 07/01/2014
Lutron Electronics Co., Inc. | Softswitch 128 | XPS16-******-** | Occupant / Motion / Vacancy Se |  | True | True |  | True | [17 empty] | Non Federally-Regulated | 09/19/2005 |  | 01/07/2010
Legrand / Pass & Seymour | Legrand / Pass & Seymour | CD3FB10277* | Dimmer | Device | True | True |  | True | True | True | True | False |  |  |  | False | [9 empty] | Non Federally-Regulated | 12/23/2010 |  | 07/01/2014
Lutron Electronics Co., Inc. | Homeworks | HS4-******* | Occupant / Motion / Vacancy Se |  | True | True |  | True | [17 empty] | Non Federally-Regulated | 08/13/2007 |  | 01/07/2010
Intermatic, Inc. | Intermatic | EM1416SC | Automatic Time Switch Control |  | True | True |  | True | True | [8 empty] | True | True | True | [5 empty] | Non Federally-Regulated | 10/12/2007 |  | 01/07/2010
Lithonia Lighting | Litronic Series | LUS PCS 120/277 | Photosensor / Photocontrol Dev |  | True | False |  | True | [17 empty] | Non Federally-Regulated | 01/28/1993 |  | 02/24/2000
Schneider Electric | Schneider Electric | 5752PP/2R/2D | Multi-Level Occupant Sensor | Device | True | True | True | True | True | True | True | True | True | True | True | True |  | False | [7 empty] | Non Federally-Regulated | 10/31/2013 |  | 07/01/2014
Legrand / Wiremold | WattStopper | NPM12 | Automatic Time Switch Control | System | True | True |  | True | True | [16 empty] | Non Federally-Regulated | 03/23/2010 |  | 07/01/2014
Intelligent Lighting Controls, Inc. | LightLEEDer | LSPC-4 | Automatic Daylighting Control | System | True | True | True | True | True | True | True | True | True | True | True | True |  | True | [7 empty] | Non Federally-Regulated | 04/30/2013 |  | 07/01/2014
Convia, Inc., A Herman Miller Co. | Convia | GSE-PDC-01 | Dimmer | System | True | True | True | True | True | True | True | True | True | True | True | True | [9 empty] | Non Federally-Regulated | 03/04/2010 |  | 07/01/2014
Tork | Tork | DZS400A-12 | Astronomical Time Switch Contr |  |  |  |  | True | True | True | True | True | True | True | [11 empty] | Non Federally-Regulated | 04/27/2006 |  | 01/07/2010
Philips Teletrol | Teletrol | eSC 278-*-* | Automatic Time Switch Control | Device | True | True |  | True | True | [16 empty] | Non Federally-Regulated | 11/08/2011 |  | 07/01/2014
Sensor Switch, Inc. | Sensor Switch | RMR 10 ADC******* | Automatic Daylighting Control | Device | True | True | True | True | False |  |  | True | True | True | True | True |  | True | [7 empty] | Non Federally-Regulated | 04/28/2010 |  | 07/01/2014
Lutron Electronics Co., Inc. | LCP 128 | LCP-******-******-** | Occupant / Motion / Vacancy Se |  | True | True |  | True | [17 empty] | Non Federally-Regulated | 09/19/2005 |  | 01/07/2010
Vantage Controls, Inc. | Vantage Controls, Inc. | SENSOR1-C | Multi-Level Occupant Sensor | System | True | True | True | True | True | True | True | True | True | True | True | True |  | False | [7 empty] | Non Federally-Regulated | 03/23/2010 |  | 07/01/2014
Sensor Switch, Inc. | Sensor Switch | nRM-PC-**-** | Photosensor / Photocontrol Dev |  | True | True |  | True | [17 empty] | Non Federally-Regulated | 11/20/2008 |  | 01/07/2010
Distech Controls | Distech Controls | ECL-VAVS + EC-LIGHT-DISPLAY | Astronomical Time Switch Contr | System | True | True |  | True | True | True | True | True | True | True | [11 empty] | Non Federally-Regulated | 08/07/2012 |  | 07/01/2014
Digital Lumens | Digital Lumens | HLE-3-** | Dimmer | Device | True | True |  | True | False |  | True | False |  |  |  | False | [9 empty] | Non Federally-Regulated | 11/14/2013 |  | 07/01/2014
Novitas, Inc. | Novitas | 01-071 | Ultrasonic Occupant / Motion S |  | True | True |  | True | True | True | True | True | [13 empty] | Non Federally-Regulated | 08/11/1992 |  | 06/05/1997
Schneider Electric | Schneider Electric | SLC5102TD10 | Dimmer | System | True | True |  | True | True | True | True | False |  |  |  | False | [9 empty] | Non Federally-Regulated | 10/31/2013 |  | 07/01/2014
Marlin Controls, Inc. | Marlin Controls | HERCULES SINGLE RELAY BOARD | Automatic Time Switch Control | System | True | True |  | True | True | [16 empty] | Non Federally-Regulated | 01/23/2012 |  | 07/01/2014
Intermatic, Inc. | Grasslin | TALENTO 894-120 | Automatic Time Switch Control | Device | True | True |  | True | True | [16 empty] | Non Federally-Regulated | 01/20/2010 |  | 07/01/2014
Legrand / Wiremold | WattStopper | NPM24 | Manual-On Occupant Sensor | System | True | True | True | True | True | True | True | True | True | True | True | True | True | True | True | True |  | True |  |  |  | Non Federally-Regulated | 03/23/2010 |  | 07/01/2014
Lutron Electronics Co., Inc. | Softswitch 128 | XPS24-******-** | Multi-Level Daylighting Contro |  | True | True |  | True | True | True | True | [14 empty] | Non Federally-Regulated | 09/19/2005 |  | 01/07/2010
BRK Electronics | BRK Electronics | TS114 | Automatic Time Switch Control |  | True | True |  | True | True | [16 empty] | Non Federally-Regulated | 04/29/1994 |  | 12/11/2000
Lutron Electronics Co., Inc. | Homeworks | HS3-*********** | Dimmer | System | True | True |  | True | True | True | True | False |  |  |  | False | [9 empty] | Non Federally-Regulated | 12/17/2009 |  | 07/01/2014
Schneider Electric (Square D Wiring Devices) | Powerlink | RMC3000CG3*** | Exterior Photocontrol Device |  | True | True | [11 empty] | True | True | True | [5 empty] | Non Federally-Regulated | 12/24/2007 |  | 03/14/2008
Siemens Energy & Automation | Siemens Energy & Automation | 5WG1 703-8XK01 | Automatic Time Switch Control |  | True | True |  | True | True | [8 empty] | True | True | True | [5 empty] | Non Federally-Regulated | 12/19/2005 |  | 01/07/2010
General Signal Building Systems | Grasslin | V86/2DSC32 | Photosensor / Photocontrol Dev |  | True | True |  | True | [17 empty] | Non Federally-Regulated | 02/27/1997 |  | 04/06/1998
Siemens Energy & Automation | Siemens Energy & Automation | 5WG1 705-8XJ41 | Automatic Time Switch Control |  | True | True |  | True | True | [8 empty] | True | True | True | [5 empty] | Non Federally-Regulated | 12/19/2005 |  | 01/07/2010
USE Lighting Control, Inc. | Enerlites, Inc. | WOSS18 | Occupant / Motion / Vacancy Se |  | True | True |  | True | [8 empty] | False | True | True | True | False | False |  |  |  | Non Federally-Regulated | 10/30/2008 |  | 01/07/2010
Lutron Electronics Co., Inc. | Lutron | LP7/********************* | Occupant / Motion / Vacancy Se | System | True | True |  | True | True | True | False |  |  |  |  | False | [9 empty] | Non Federally-Regulated | 04/28/2010 |  | 07/01/2014
Cooper Controls | Greengate | DLC-PD-IN | Photosensor / Photocontrol Dev |  | True | False |  | True | [17 empty] | Non Federally-Regulated | 11/07/2008 |  | 01/07/2010
Hubbell Building Automation | Hubbell Building Automation | CUI5002000P*** | Ultrasonic Occupant / Motion S |  | True | True |  | True | True | True | True | True | [13 empty] | Non Federally-Regulated | 05/20/2004 |  | 01/07/2010
Enerlites, Inc. | Enerlites, Inc. | WOS | Multi-Level Occupant Sensor | System | True | True | True | True | True | True | True | True | True | True | True | True |  | False | [7 empty] | Non Federally-Regulated | 08/18/2011 |  | 07/01/2014
Legrand / Pass & Seymour | Legrand | ADTP703HW2 | Dimmer | Device | True | True |  | True | True | True | True | True | True | True | True | False | [9 empty] | Non Federally-Regulated | 09/14/2012 |  | 07/01/2014
PLC Multipoint, Inc. | PLC Multipoint | LCP4 | Multi-Level Daylighting Contro |  | True | True |  | True | True | True | True | [14 empty] | Non Federally-Regulated | 07/19/2006 |  | 01/07/2010
Leviton Manufacturing Co., Inc. | Leviton | VP00R | Dimmer | System | True | True |  | True | True | True | True | False |  |  |  | False | [9 empty] | Non Federally-Regulated | 11/12/2010 |  | 07/01/2014
Heathco, LLC | Secure Home | SH-5408 | Exterior Photocontrol Device |  | True | False | [11 empty] | True | True | True | [5 empty] | Non Federally-Regulated | 09/21/2007 |  | 01/07/2010
Crestron Electronics | Crestron Electronics | GLPAC-DIMFLV* | Automatic Time Switch Control | Device | True | True |  | True | True | [16 empty] | Non Federally-Regulated | 10/08/2010 |  | 07/01/2014
Lutron Electronics Co., Inc. | Lutron | XP28-******************* | Automatic Daylighting Control | System | True | True | True | True | False |  |  | False |  |  | True | True |  | True | [7 empty] | Non Federally-Regulated | 12/28/2009 |  | 07/01/2014
Electronics Diversified, Inc. | Electronics Diversified, Inc. | T12-12 | Automatic Time Switch Control |  | True | True |  | True | True | [16 empty] | Non Federally-Regulated | 01/05/2005 |  | 01/07/2010
Universal Energy Control, Inc. | Ultrasonic Motion Detector | UMD-1100-120V | Ultrasonic Occupant / Motion S |  | False | False |  | True | True | True | True | True | [13 empty] | Non Federally-Regulated | 01/01/1989 |  | 04/06/1998
Lighting Control & Design | Lighting Control & Design | GR40**/**SLAVE******* | Automatic Time Switch Control | System | True | True |  | True | True | [16 empty] | Non Federally-Regulated | 12/28/2009 |  | 07/01/2014
Legrand / Pass & Seymour | Legrand / Pass & Seymour | T600E* | Dimmer | Device | True | True |  | True | True | True | True | True | True | True | True | False | [9 empty] | Non Federally-Regulated | 09/14/2012 |  | 07/01/2014
Cooper Controls | Greengate | OSW-U-0721-24AC-* | Occupant / Motion / Vacancy Se | Device | True | True |  | True | True | False | True | True | True | True | True | False | [9 empty] | Non Federally-Regulated | 05/10/2011 |  | 07/01/2014
Powerline Control Systems | GreenWorx | ZLC-277 | Automatic Time Switch Control | System | True | True |  | True | True | [16 empty] | Non Federally-Regulated | 12/10/2013 |  | 07/01/2014
Sensor Switch, Inc. | Sensor Switch | HW130NP | Occupant / Motion / Vacancy Se |  | True | True |  | True | [17 empty] | Non Federally-Regulated | 10/25/1996 |  | 11/19/2001
Vantage Controls, Inc. | Vantage Controls, Inc. | DIN*CLMNES050 | Automatic Daylighting Control | System | True | True | True | True | True | True | True | True | True | True | True | True |  | True | [7 empty] | Non Federally-Regulated | 03/23/2010 |  | 07/01/2014
Convia, Inc., A Herman Miller Co. | Convia | GSE-WCD-WH | Manual-On Occupant Sensor | System | True | True | True | True | True | True | True | True | True | True | True | True | True | True | True | True |  | True |  |  |  | Non Federally-Regulated | 03/04/2010 |  | 04/27/2011
Cooper Controls | Greengate | OSW-U-0721-SP-* | Ultrasonic Occupant / Motion S |  | True | True |  | True | True | True | True | True | [13 empty] | Non Federally-Regulated | 11/07/2008 |  | 01/07/2010
WattStopper, Inc. | WattStopper | LP24S-*-*-* | Automatic Time Switch Control | Device | True | True |  | True | True | [16 empty] | Non Federally-Regulated | 08/03/2010 |  | 07/01/2014
Lutron Electronics Co., Inc. | Lutron | XPS48-******************* | Automatic Daylighting Control | System | True | True | True | True | False |  |  | False |  |  | True | True |  | True | [7 empty] | Non Federally-Regulated | 12/28/2009 |  | 07/01/2014
Energy Conservation Engineering | Linear Corp PIR Detector | 94KM40 | Occupant / Motion / Vacancy Se |  | False | False |  | True | [17 empty] | Non Federally-Regulated | 04/01/1988 |  | 04/06/1998
Siemens Energy & Automation | Siemens Energy & Automation | 5WG1 705-8XH13 | Automatic Time Switch Control |  | True | True |  | True | True | [8 empty] | True | True | True | [5 empty] | Non Federally-Regulated | 12/19/2005 |  | 01/07/2010
Douglas Lighting Controls | Douglas | WPC5577 | Automatic Daylighting Control |  | True | True |  | True | False |  | True | False | [8 empty] | True |  |  |  |  | Non Federally-Regulated | 10/04/1999 |  | 01/07/2010
Sensor Switch, Inc. | Sensor Switch | CMRB-PDT-10-2P-*-*-** | Occupant / Motion / Vacancy Se |  | True | True |  | True | [17 empty] | Non Federally-Regulated | 03/01/2006 |  | 01/07/2010
Lutron Electronics Co., Inc. | Homeworks | HW-RPM-4U-120 | Occupant / Motion / Vacancy Se |  | True | True |  | True | [17 empty] | Non Federally-Regulated | 08/13/2007 |  | 01/07/2010
Legrand / Pass & Seymour | Legrand / Pass & Seymour | R603PL* | Dimmer | Device | True | True |  | True | True | True | True | True | True | True | True | False | [9 empty] | Non Federally-Regulated | 09/14/2012 |  | 07/01/2014
Lutron Electronics Co., Inc. | Lutron | CCP-************-******-** | Automatic Time Switch Control | System | True | True |  | True | True | [16 empty] | Non Federally-Regulated | 07/10/2012 |  | 07/01/2014
PLC Multipoint, Inc. | PLC Multipoint | LCP3 | Automatic Time Switch Control | System | True | True |  | True | True | [16 empty] | Non Federally-Regulated | 03/04/2010 |  | 07/01/2014
Cooper Controls | Novitas | 01-440* | Occupant / Motion / Vacancy Se |  | True | True |  | True | [17 empty] | Non Federally-Regulated | 11/07/2008 |  | 01/07/2010
Intermatic, Inc. | Grasslin | FM1D20A-24 | Automatic Time Switch Control | Device | True | True |  | True | True | [16 empty] | Non Federally-Regulated | 01/20/2010 |  | 07/01/2014
Lutron Electronics Co., Inc. | Softswitch 128 | XPS24-******-** | Exterior Photocontrol Device |  | True | True |  | True | True | True | [15 empty] | Non Federally-Regulated | 09/19/2005 |  | 01/07/2010
Convia, Inc., A Herman Miller Co. | Convia | GSE-PDC-01 | Manual-On Occupant Sensor | System | True | True | True | True | True | True | True | True | True | True | True | True | True | True | True | True |  | True |  |  |  | Non Federally-Regulated | 03/04/2010 |  | 04/27/2011
Tork | Tork | 5717-T7 | Exterior Photocontrol Device | [14 empty] | True | True | True | [5 empty] | Non Federally-Regulated | 04/27/2006 |  | 01/07/2010
Lutron Electronics Co., Inc. | Ecosystem | C5-XPJ-16A | Photosensor / Photocontrol Dev |  | True | True |  | True | [17 empty] | Non Federally-Regulated | 01/08/2008 |  | 01/07/2010
Convia, Inc., A Herman Miller Co. | Convia | GSE-SWD-WH | Dimmer | System | True | True | True | True | True | True | True | True | True | True | True | True | [9 empty] | Non Federally-Regulated | 03/04/2010 |  | 07/01/2014
Marlin Controls, Inc. | Unistar II | XPPHCRELAY | Multi-Level Astronomical Time |  | True | True |  | True | True | True | True | True | True | True |  |  |  |  | True | [6 empty] | Non Federally-Regulated | 02/06/2006 |  | 01/07/2010
Gentec, Inc. | Kameleon | KC-411 | Multi-Level Astronomical Time | Device | True | True |  | True | True | True | True | True | True | True | [11 empty] | Non Federally-Regulated | 01/20/2012 |  | 07/01/2014
Home Automation, Inc. | Home Automation, Inc. | 40A00-1 | Occupant / Motion / Vacancy Se | Device | True | True |  | True | True | True | False |  |  |  |  | False | [9 empty] | Non Federally-Regulated | 02/21/2012 |  | 07/01/2014
Siemens Energy & Automation | Siemens Energy & Automation | 5WG1 704-8XG33 | Automatic Time Switch Control |  | True | True |  | True | True | [8 empty] | True | True | True | [5 empty] | Non Federally-Regulated | 12/19/2005 |  | 01/07/2010
Lutron Electronics Co., Inc. | Lutron | LCP60-******************* | Occupant / Motion / Vacancy Se | System | True | True |  | True | True | True | False |  |  |  |  | False | [9 empty] | Non Federally-Regulated | 04/28/2010 |  | 07/01/2014
Lutron Electronics Co., Inc. | Digital Microwatt | DMW-*ZC* | Automatic Daylighting Control |  | True | True |  | True | True | True | False | [9 empty] | True |  |  |  |  | Non Federally-Regulated | 09/12/2003 |  | 09/19/2005
Grasslin Controls Corp. | Grasslin | PC1 | Photosensor / Photocontrol Dev |  | True | True |  | True | [17 empty] | Non Federally-Regulated | 04/09/2001 |  | 02/25/2008
Lutron Electronics Co., Inc. | LCP 128 | LCP-****-***FT | Astronomical Time Switch Contr |  | True | True |  | True | True | True | True | True | True | True | [11 empty] | Non Federally-Regulated | 09/19/2005 |  | 01/07/2010
Sensor Switch, Inc. | Sensor Switch | nCMR 10 ADC*********** | Automatic Daylighting Control | System | True | True | True | True | False |  |  | True | True | True | True | True |  | True | [7 empty] | Non Federally-Regulated | 04/28/2010 |  | 07/01/2014
Litetouch, Inc. | Litetouch, Inc. | 08-2230-01 | Automatic Time Switch Control |  | True | True |  | True | True | [16 empty] | Non Federally-Regulated | 09/29/2003 |  | 01/07/2010
Sensor Switch, Inc. | Sensor Switch | nCMR 9 ADC*********** | Automatic Daylighting Control | System | True | True | True | True | False |  |  | True | True | True | True | True |  | True | [7 empty] | Non Federally-Regulated | 04/28/2010 |  | 07/01/2014
Lutron Electronics Co., Inc. | Lutron | MIR-1000******** | Dimmer | Device | True | True |  | True | True | True | True | False |  |  |  | False | [9 empty] | Non Federally-Regulated | 12/28/2009 |  | 01/21/2014
Sensor Switch, Inc. | Sensor Switch | RMR PDT 9 2P********** | Occupant / Motion / Vacancy Se | Device | True | True |  | True | True | False | False |  |  |  |  | False | [9 empty] | Non Federally-Regulated | 04/28/2010 |  | 07/01/2014
Cooper Controls | Greengate | CK T 32******* | Multi-Level Occupant Sensor | System | True | True | True | True | True | True | True | True | True | True | True | True | True | True | True | True | [5 empty] | Non Federally-Regulated | 04/15/2011 |  | 05/16/2011
Enerlites, Inc. | Intermatic, Inc. | IOS-DPBIF2-** | Manual-On Occupant Sensor | Device | True | True |  | True | True | False | True | True | False |  |  |  |  | False | [7 empty] | Non Federally-Regulated | 01/19/2012 |  | 07/01/2014
Lutron Electronics Co., Inc. | Lutron | GP28-******************* | Astronomical Time Switch Contr | System | True | True |  | True | True | True | True | True | True | True | [11 empty] | Non Federally-Regulated | 12/28/2009 |  | 07/01/2014
Mytech Corp. | Mytech | CS-3 | Ultrasonic Occupant / Motion S |  | True | True |  | True | True | True | True | True | [13 empty] | Non Federally-Regulated | 02/01/1993 |  | 06/04/1999
Siemens Energy & Automation | Siemens Energy & Automation | 5WG1 704-8XG01 | Automatic Time Switch Control |  | True | True |  | True | True | [8 empty] | True | True | True | [5 empty] | Non Federally-Regulated | 12/19/2005 |  | 01/07/2010
Siemens Energy & Automation | Siemens Energy & Automation | 5WG1 704-8XA41 | Automatic Time Switch Control |  | True | True |  | True | True | [8 empty] | True | True | True | [5 empty] | Non Federally-Regulated | 12/19/2005 |  | 01/07/2010
Gentec, Inc. | Kameleon | K6-64-PA-S* | Multi-Level Astronomical Time | System | True | True |  | True | True | True | True | True | True | True | [11 empty] | Non Federally-Regulated | 01/20/2012 |  | 07/01/2014
Cooper Controls | Greengate | OEC-U-* | Occupant / Motion / Vacancy Se | System | True | True |  | True | True | False | True | True | True | True | True | False | [9 empty] | Non Federally-Regulated | 05/10/2011 |  | 07/01/2014
Horton Controls, Inc. | Horton Controls, Inc. | H1N***24SP | Automatic Time Switch Control |  | True | True |  | True | True | [16 empty] | Non Federally-Regulated | 05/04/2000 |  | 07/30/2002
Sensor Switch, Inc. | Sensor Switch | HMR-10 | Occupant / Motion / Vacancy Se |  | True | True |  | True | [17 empty] | Non Federally-Regulated | 11/15/2001 |  | 11/19/2001
Lutron Electronics Co., Inc. | Lutron | DVFTU-5A3P****** | Dimmer | Device | True | True |  | True | True | True | True | True | True | True | True | False | [9 empty] | Non Federally-Regulated | 04/28/2010 |  | 01/21/2014
Novitas, Inc. | Novitas | 01-083 | Ultrasonic Occupant / Motion S |  | True | True |  | True | True | True | True | True | [13 empty] | Non Federally-Regulated | 08/11/1992 |  | 09/06/2005
Tork | Tork | DG200A | Automatic Time Switch Control | Device | True | True |  | True | True | [16 empty] | Non Federally-Regulated | 11/12/2013 |  | 07/01/2014
Leviton Manufacturing Co., Inc. | Leviton | O3C15-*** | Manual-On Occupant Sensor | Device | True | True |  | True | True | True | True | True | False |  |  |  |  | False | [7 empty] | Non Federally-Regulated | 09/10/2013 |  | 07/01/2014
Lightolier | Prospec | 26S99** | Track Lighting Integral Curren | System | True | True |  | True | True | True | True | True | [13 empty] | Non Federally-Regulated | 06/06/2011 |  | 07/01/2014
Sensor Switch, Inc. | Passive Infrared Wall Switch | WS-120 | Occupant / Motion / Vacancy Se |  | False | False |  | True | [17 empty] | Non Federally-Regulated | 04/01/1988 |  | 04/06/1998
Lutron Electronics Co., Inc. | Grafik Eye | RPT3/*-120***** | Occupant / Motion / Vacancy Se |  | True | True |  | True | [17 empty] | Non Federally-Regulated | 09/12/2003 |  | 09/19/2005
Douglas Lighting Controls | Douglas | WTP4408 | Automatic Daylighting Control |  | True | True | False | True | False |  | True | True | True | True | True | True |  |  |  | False | [5 empty] | Non Federally-Regulated | 10/31/2005 |  | 01/07/2010
Intermatic, Inc. | Gasmaster | FM1D50A-24 | Automatic Time Switch Control | Device | True | True | True | False | [17 empty] | Non Federally-Regulated | 07/17/2014 |  | 08/05/2014
Lutron Electronics Co., Inc. | Ecosystem | C5-XPJ-16A | Multi-Level Astronomical Time |  | True | True |  | True | True | True | True | True | True | True | [11 empty] | Non Federally-Regulated | 01/08/2008 |  | 01/07/2010
Distech Controls | Distech Controls | ECB-VAV-N | Automatic Time Switch Control | Device | True | True |  | True | True | [16 empty] | Non Federally-Regulated | 08/07/2012 |  | 07/01/2014
Sensor Switch, Inc. | Sensor Switch | HMB RR7******** | Occupant / Motion / Vacancy Se | Device | True | True |  | True | True | False | False |  |  |  |  | False | [9 empty] | Non Federally-Regulated | 04/28/2010 |  | 07/01/2014
Legrand / Wiremold | WattStopper | NRD1B | Multi-Level Astronomical Time | System | True | True |  | True | True | True | True | True | True | True | [11 empty] | Non Federally-Regulated | 03/23/2010 |  | 07/01/2014
Lutron Electronics Co., Inc. | Lutron | GP12-******************* | Multi-Level Occupant Sensor | System | True | True | True | True | True | True | True | True | True | True | True | True |  | False | [7 empty] | Non Federally-Regulated | 12/28/2009 |  | 07/01/2014
Tork | Tork | DT200(120VAC) | Automatic Time Switch Control |  | True | True |  | True | True | [16 empty] | Non Federally-Regulated | 06/24/1993 |  | 04/27/2006
Lutron Electronics Co., Inc. | Lutron | CCP-****-******-**-CGP**** | Manual-On Occupant Sensor | System | True | True |  | True | True | True | True | True | False |  |  |  |  | False | [7 empty] | Non Federally-Regulated | 07/10/2012 |  | 07/01/2014
General Signal Building Systems | Edwards | IRC-3 | Automatic Time Switch Control |  | True | True |  | True | True | [16 empty] | Non Federally-Regulated | 04/09/1993 |  | 01/07/2010
Lighting Control & Design | Lighting Control & Design | GR14**/****SLAVE******* | Automatic Time Switch Control | System | True | True |  | True | True | [16 empty] | Non Federally-Regulated | 12/28/2009 |  | 07/01/2014
Intermatic, Inc. | Grasslin | PC1-digi20-277-LS2 | Automatic Daylighting Control |  | True | True | False | False | False |  | False |  | True | True | True | False |  |  |  | False | [5 empty] | Non Federally-Regulated | 09/05/2008 |  | 01/07/2010
Cooper Controls | Greengate | DLC-PD-DIM | Photosensor / Photocontrol Dev |  | True | False |  | True | [17 empty] | Non Federally-Regulated | 11/07/2008 |  | 01/07/2010
Lutron Electronics Co., Inc. | Lutron | CCP-**********-******-**-CGP*** | Multi-Level Occupant Sensor | System | True | True | True | True | True | True | True | False | True | True | True | True |  | False | [7 empty] | Non Federally-Regulated | 07/10/2012 |  | 07/01/2014
Sensor Switch, Inc. | Sensor Switch | RM 10********* | Occupant / Motion / Vacancy Se | Device | True | True |  | True | True | False | False |  |  |  |  | False | [9 empty] | Non Federally-Regulated | 04/28/2010 |  | 07/01/2014
Carrier Corp. | Carrier | 33CSPREMLK | Automatic Time Switch Control |  | True | True |  | True | True | [8 empty] | True | True | True | [5 empty] | Non Federally-Regulated | 03/13/2008 |  | 07/24/2015
Lutron Electronics Co., Inc. | Homeworks | HRD-8ANS-** | Automatic Time Switch Control | System | True | True |  | True | True | [16 empty] | Non Federally-Regulated | 01/20/2010 |  | 07/01/2014
Intermatic, Inc. | Grasslin | FM1D20-240 | Automatic Time Switch Control |  | True | True |  | True | True | [16 empty] | Non Federally-Regulated | 10/15/2008 |  | 01/07/2010
Convia, Inc., A Herman Miller Co. | Convia | GSE-OSC-03 | Dimmer | System | True | True | True | True | True | True | True | True | True | True | True | True | [9 empty] | Non Federally-Regulated | 03/04/2010 |  | 07/01/2014
Lightstat, Inc. | Lightstat | ELC-3-*R-*C-*** | Multi-Level Astronomical Time | System | True | True |  | True | True | True | True | True | True | True | [11 empty] | Non Federally-Regulated | 05/02/2011 |  | 07/01/2014
Lutron Electronics Co., Inc. | Radio Powr Savr | LRF2-VWLB-P*** | Manual-On Occupant Sensor | System | True | True |  | True | True | False | True | True | False |  |  |  |  | False | [7 empty] | Non Federally-Regulated | 04/28/2010 |  | 07/01/2014
Siemens Energy & Automation | Siemens Energy & Automation | 5WG1 703-8XC02 | Automatic Time Switch Control |  | True | True |  | True | True | [8 empty] | True | True | True | [5 empty] | Non Federally-Regulated | 12/19/2005 |  | 01/07/2010
Lutron Electronics Co., Inc. | Lutron | CCP-******-*****-**-CGP*** | Photosensor / Photocontrol Dev | System | True | True |  | False | False | [16 empty] | Non Federally-Regulated | 07/10/2012 |  | 07/01/2014
Distech Controls | Distech Controls | ECB-VAV + EC-BOS-*** | Astronomical Time Switch Contr | System | True | True |  | True | True | True | True | True | True | True | [11 empty] | Non Federally-Regulated | 08/07/2012 |  | 07/01/2014
Legrand / Wiremold | WattStopper | CE6ATCFF SERIES | Multi-Level Occupant Sensor | System | True | True | True | True | True | True | True | True | True | True | True | True | True | True | True | True | True | True |  |  |  | Non Federally-Regulated | 03/23/2010 |  | 07/01/2014
WattStopper, Inc. | WattStopper | DW-200-* | Multi-Level Occupant Sensor | Device | True | True | True | True | True | True | True | True | False | False | True | True | True | True | True | True | [5 empty] | Non Federally-Regulated | 06/30/2010 |  | 04/27/2011
Legrand / Pass & Seymour | Legrand / Pass & Seymour | OSR300S* | Multi-Level Occupant Sensor | Device | True | True | True | True | True | True | True | True | False | False | True | True |  | False | [7 empty] | Non Federally-Regulated | 12/23/2010 |  | 07/01/2014
Lutron Electronics Co., Inc. | Homeworks | H4P5-*******120 | Astronomical Time Switch Contr | System | True | True |  | True | True | True | True | True | True | True | [11 empty] | Non Federally-Regulated | 01/20/2010 |  | 07/01/2014
Lutron Electronics Co., Inc. | Lutron | CCP-****-*****-** | Astronomical Time Switch Contr | System | True | True |  | True | True | True | True | True | True | True | [11 empty] | Non Federally-Regulated | 07/10/2012 |  | 07/01/2014
Energy Technologies Corp. | Echoflex | ERNR-AI* | Occupant Sensing Device | Device | True | True | True | True | True | False |  |  |  | False |  |  | False |  | False |  | True | True | True | True | True | Non Federally-Regulated | 11/10/2014 |  | 11/10/2014
Lutron Electronics Co., Inc. | Lutron | SPS-5WC********* | Dimmer | Device | True | True |  | True | True | True | True | False |  |  |  | False | [9 empty] | Non Federally-Regulated | 12/28/2009 |  | 07/01/2014
Lutron Electronics Co., Inc. | Lutron | LP2/********************* | Automatic Time Switch Control | System | True | True |  | True | True | [16 empty] | Non Federally-Regulated | 12/28/2009 |  | 07/01/2014
Cooper Lighting | Cooper Lighting | MS180D* | Occupant / Motion / Vacancy Se | Device | True | True | True | True | True | False | False |  |  |  |  | True |  | True | True | True | [5 empty] | Non Federally-Regulated | 10/31/2011 |  | 07/01/2014
Novitas, Inc. | Novitas | 01-BAS094-** | Ultrasonic Occupant / Motion S |  | True | True |  | True | True | True | True | True |  |  |  |  | True | True | True | False | True | False |  |  |  | Non Federally-Regulated | 09/06/2005 |  | 08/18/2006
Siemens Energy & Automation | Siemens Energy & Automation | 5WG1 705-8XH32 | Automatic Time Switch Control |  | True | True |  | True | True | [8 empty] | True | True | True | [5 empty] | Non Federally-Regulated | 12/19/2005 |  | 01/07/2010
Crestron Electronics | Crestron Electronics | PAC2M | Automatic Time Switch Control |  | True | True |  | True | True | [8 empty] | True | True | True | [5 empty] | Non Federally-Regulated | 10/05/2007 |  | 01/07/2010
Lutron Electronics Co., Inc. | Softswitch 128 | XPS36-******-** | Multi-Level Daylighting Contro |  | True | True |  | True | True | True | True | [14 empty] | Non Federally-Regulated | 09/19/2005 |  | 01/07/2010
Lutron Electronics Co., Inc. | Softswitch 48 | XPS32-******-** | Photosensor / Photocontrol Dev |  | True | True |  | True | [17 empty] | Non Federally-Regulated | 09/12/2003 |  | 09/19/2005
Triatek, Inc. | Triatek | L35** | Automatic Time Switch Control |  | True | True |  | True | True | [16 empty] | Non Federally-Regulated | 01/12/2004 |  | 03/13/2006
Lutron Electronics Co., Inc. | Lutron | GP12-******************* | Automatic Daylighting Control | System | True | True | True | True | True | True | True | False |  |  | True | True |  | True | [7 empty] | Non Federally-Regulated | 12/28/2009 |  | 07/01/2014
Legrand / Wiremold | WattStopper | CE8104 SERIES | Multi-Level Occupant Sensor | System | True | True | True | True | True | True | True | True | True | True | True | True | True | True | True | True | True | True |  |  |  | Non Federally-Regulated | 03/23/2010 |  | 07/01/2014
Legrand / Wiremold | WattStopper | NRD1F | Astronomical Time Switch Contr | System | True | True |  | True | True | True | True | True | True | True | [11 empty] | Non Federally-Regulated | 03/23/2010 |  | 07/01/2014
Cooper Controls | Greengate | VNW-D-1001-347-* | Manual-On Occupant Sensor | Device | True | True | True | True | True | True | True | True | True | True | True | True |  | False | [7 empty] | Non Federally-Regulated | 08/07/2013 |  | 07/01/2014
PLC Multipoint, Inc. | PLC Multipoint | LC3X | Automatic Daylighting Control |  | True | True | True | True | False |  | True | True | True | True | True | True |  | True | False | False | [5 empty] | Non Federally-Regulated | 07/31/2006 |  | 01/07/2010
Intermatic, Inc. | Grasslin | GMX892-I-120 | Automatic Time Switch Control |  | True | True |  | True | True | [16 empty] | Non Federally-Regulated | 10/15/2008 |  | 01/07/2010
Cooper Wiring Devices | Novitas | 01-500 | Occupant / Motion / Vacancy Se |  | True | True |  | True | [8 empty] | True | True | True | True | False | False |  |  |  | Non Federally-Regulated | 08/18/2006 |  | 04/10/2008
Legrand / Wiremold | WattStopper | CE8840 SERIES | Dimmer | System | True | True | True | True | True | True | True | True | True | True | True | True | [9 empty] | Non Federally-Regulated | 03/23/2010 |  | 07/01/2014
Lutron Electronics Co., Inc. | Lutron | PD-5WS********** | Automatic Daylighting Control | System | True | True | True | True | False | True | True | False |  |  | True | True |  | True | [7 empty] | Non Federally-Regulated | 07/23/2013 |  | 07/01/2014
Leviton Manufacturing Co., Inc. | Leviton | OSWWV-I** | Occupant / Motion / Vacancy Se | System | True | True |  | True | True | False | False |  |  |  |  | False | [9 empty] | Non Federally-Regulated | 03/04/2010 |  | 07/01/2014
Lutron Electronics Co., Inc. | Grafik Eye | GRX-3002-A-** | Occupant / Motion / Vacancy Se |  | True | True |  | True | [17 empty] | Non Federally-Regulated | 06/20/1994 |  | 09/19/2005
Intermatic, Inc. | Intermatic | K4524 | Photosensor / Photocontrol Dev | Device | True | True |  | False | False | [16 empty] | Non Federally-Regulated | 01/20/2010 |  | 07/01/2014
Tork | Tork | K400Z | Automatic Time Switch Control | Device | True | True |  | True | True | [16 empty] | Non Federally-Regulated | 04/28/2010 |  | 11/12/2013
Schneider Electric (Square D Wiring Devices) | Powerlink | RMC2000G3**** | Multi-Level Astronomical Time |  | True | True |  | True | True | True | True | True | True | True | [11 empty] | Non Federally-Regulated | 03/14/2008 |  | 01/07/2010
Convia, Inc., A Herman Miller Co. | Convia | GSA-CPB | Occupant / Motion / Vacancy Se | System | True | True | True | True | True | True | True | True | True | True | True | True |  | True | True | True | [5 empty] | Non Federally-Regulated | 03/04/2010 |  | 04/27/2011
Profile Systems LLC | Profile Systems | PROFILE P1610 | Automatic Time Switch Control |  | True | True |  | True | True | [8 empty] | True | False | True | [5 empty] | Non Federally-Regulated | 02/18/2005 |  | 02/29/2008
Lutron Electronics Co., Inc. | Lutron | LOS-CIR-450*** | Occupant / Motion / Vacancy Se | System | True | True |  | True | True | True | False |  |  |  |  | False | [9 empty] | Non Federally-Regulated | 11/08/2012 |  | 07/01/2014
Sensor Switch, Inc. | Sensor Switch | CMR-6-SH | Occupant / Motion / Vacancy Se |  | True | True |  | True | [17 empty] | Non Federally-Regulated | 11/19/2001 |  | 03/01/2006
Lutron Electronics Co., Inc. | Lutron | ULOS-CDT-500R*** | Multi-Level Occupant Sensor | System | True | True | True | True | True | True | True | True | True | True | True | True | True | True | True | True | [5 empty] | Non Federally-Regulated | 12/13/2012 |  | 07/01/2014
Crestron Electronics | Crestron Electronics | PAC2 | Occupant / Motion / Vacancy Se |  | True | True |  | True | [9 empty] | True | True | True | [5 empty] | Non Federally-Regulated | 10/05/2007 |  | 01/07/2010
BRK Electronics | BRK Electronics | TS110CR | Automatic Time Switch Control |  | True | True |  | True | True | [16 empty] | Non Federally-Regulated | 04/29/1994 |  | 12/11/2000
Marlin Controls, Inc. | Unistar II | SP | Photosensor / Photocontrol Dev |  | True | True |  | True | [17 empty] | Non Federally-Regulated | 08/22/2003 |  | 02/06/2006
Lutron Electronics Co., Inc. | HomeWorks QS | HQRD-6NA | Dimmer | System | True | True |  | True | True | True | True | False |  |  |  | False | [9 empty] | Non Federally-Regulated | 07/12/2012 |  | 01/21/2014
Lutron Electronics Co., Inc. | Lutron | DVSC-10P******** | Dimmer | Device | True | True |  | True | True | True | True | False |  |  |  | False | [9 empty] | Non Federally-Regulated | 12/28/2009 |  | 01/21/2014
Electronic Theatre Controls, Inc. | Unison | SLATC* | Automatic Time Switch Control | System | True | True |  | True | True | [16 empty] | Non Federally-Regulated | 08/19/2011 |  | 07/01/2014
Lutron Electronics Co., Inc. | Lutron | GRX-CCO-8 | Automatic Daylighting Control | System | True | True | True | True | True | True | True | True | True | True | True | True |  | True | [7 empty] | Non Federally-Regulated | 04/28/2010 |  | 07/01/2014
Siemens Energy & Automation | Siemens Energy & Automation | 5WG1 704-8XB32 | Automatic Time Switch Control |  | True | True |  | True | True | [8 empty] | True | True | True | [5 empty] | Non Federally-Regulated | 12/19/2005 |  | 01/07/2010
Legrand / Pass & Seymour | Legrand / Pass & Seymour | CDFB8* | Dimmer | Device | True | True |  | True | True | True | True | False |  |  |  | False | [9 empty] | Non Federally-Regulated | 12/23/2010 |  | 07/01/2014
Siemens Energy & Automation | Siemens Energy & Automation | 5WG1 705-8XG12 | Automatic Time Switch Control |  | True | True |  | True | True | [8 empty] | True | True | True | [5 empty] | Non Federally-Regulated | 12/19/2005 |  | 01/07/2010
BRK Electronics | BRK Electronics | TS110S | Automatic Time Switch Control |  | True | True |  | True | True | [16 empty] | Non Federally-Regulated | 04/29/1994 |  | 12/11/2000
Lutron Electronics Co., Inc. | Homeworks | HRD-10ND*** | Dimmer | System | True | True |  | True | True | True | True | False |  |  |  | False | [9 empty] | Non Federally-Regulated | 12/17/2009 |  | 01/21/2014
Cooper Wiring Devices | Novitas | 01-133 | Ultrasonic Occupant / Motion S |  | True | True |  | True | True | True | True | True | [13 empty] | Non Federally-Regulated | 08/18/2006 |  | 04/10/2008
Strand Lighting | Strand | 74016 | Lumen Maintenance Lighting Con |  | True | True |  | True | True | True | True | [14 empty] | Non Federally-Regulated | 05/08/1997 |  | 08/28/2001
Lutron Electronics Co., Inc. | Homeworks | HWV-1000D-** | Astronomical Time Switch Contr | System | True | True |  | True | True | True | True | True | True | True | [11 empty] | Non Federally-Regulated | 01/20/2010 |  | 07/01/2014
Leviton Manufacturing Co., Inc. | Leviton | O2D04-*** | Occupant / Motion / Vacancy Se | Device | True | True |  | True | True | True | False |  |  |  |  | False | [9 empty] | Non Federally-Regulated | 09/18/2013 |  | 07/01/2014
Cooper Controls | Greengate | ODC-U-0100-25-H | Ultrasonic Occupant / Motion S |  | True | True |  | True | True | True | True | True | [13 empty] | Non Federally-Regulated | 11/07/2008 |  | 01/07/2010
Lutron Electronics Co., Inc. | Lutron | LCP48-******************* | Automatic Daylighting Control | System | True | True | True | True | True | True | True | False |  |  | True | True |  | True | [7 empty] | Non Federally-Regulated | 12/28/2009 |  | 07/01/2014
Cooper Controls | Greengate | OSW-U-0721-SP-A-* | Occupant / Motion / Vacancy Se | System | True | True |  | True | True | False | True | True | True | True | True | False | [9 empty] | Non Federally-Regulated | 05/10/2011 |  | 07/01/2014
Cooper Controls | iLumin | SC120V-**-RPB-**-**-20-S-**-**-** | Manual-On Occupant Sensor | System | True | True | True | True | True | True | True | True | True | True | True | True |  | False | [7 empty] | Non Federally-Regulated | 04/15/2011 |  | 05/16/2011
Intelliswitch, S.A. de C.V. | Intelliswitch, S.A. de C.V. | IDSW XH4-RS-120 | Multi-Level Occupant Sensor | Device | True | True | True | True | True | True | True | True | True | False | True | True |  | False | [7 empty] | Non Federally-Regulated | 03/15/2012 |  | 07/01/2014
Siemens Energy & Automation | Siemens Energy & Automation | 5WG1 705-8XC44 | Automatic Time Switch Control |  | True | True |  | True | True | [8 empty] | True | True | True | [5 empty] | Non Federally-Regulated | 12/19/2005 |  | 01/07/2010
Cooper Controls | Novitas | 01-180BAS-** | Ultrasonic Occupant / Motion S |  | True | True |  | True | True | True | True | True | [13 empty] | Non Federally-Regulated | 11/07/2008 |  | 01/07/2010
Siemens Energy & Automation | Siemens Energy & Automation | 5WG1 704-8XH21 | Automatic Time Switch Control |  | True | True |  | True | True | [8 empty] | True | True | True | [5 empty] | Non Federally-Regulated | 12/19/2005 |  | 01/07/2010
Siemens Energy & Automation | Siemens Energy & Automation | 5WG1 705-8XJ34 | Automatic Time Switch Control |  | True | True |  | True | True | [8 empty] | True | True | True | [5 empty] | Non Federally-Regulated | 12/19/2005 |  | 01/07/2010
Lutron Electronics Co., Inc. | Homeworks | HWD-8ANS-** | Astronomical Time Switch Contr | System | True | True |  | True | True | True | True | True | True | True | [11 empty] | Non Federally-Regulated | 01/20/2010 |  | 07/01/2014
Hubbell Building Automation | Hubbell Building Automation | PIR10P | Occupant / Motion / Vacancy Se |  | True | True |  | True | [17 empty] | Non Federally-Regulated | 05/20/2004 |  | 01/07/2010
Sensor Switch, Inc. | Sensor Switch | IPC-MOT-10-** | Occupant / Motion / Vacancy Se |  | True | True |  | True | [17 empty] | Non Federally-Regulated | 03/01/2006 |  | 01/07/2010
Tork | Tork | PC10A | Occupant / Motion / Vacancy Se |  | True | True |  | True | [17 empty] | Non Federally-Regulated | 04/01/1997 |  | 07/13/2011
Tork | Tork | DT200 | Automatic Time Switch Control |  | True | True |  | True | True | [16 empty] | Non Federally-Regulated | 02/08/1993 |  | 06/24/1993
Intermatic, Inc. | Grasslin | PC2-277-LS2 | Photosensor / Photocontrol Dev | Device | True | True |  | False | False | [16 empty] | Non Federally-Regulated | 01/20/2010 |  | 07/01/2014
Intermatic, Inc. | Grasslin | PC1-digi20-120-LS2+E300 | Exterior Photocontrol Device |  | True | True | [11 empty] | True | True | True | [5 empty] | Non Federally-Regulated | 11/10/2008 |  | 01/07/2010
WattStopper, Inc. | WattStopper | EW205277 | Occupant / Motion / Vacancy Se |  | True | False |  | True | [17 empty] | Non Federally-Regulated | 03/10/2000 |  | 01/07/2010
Legrand / Wiremold | WattStopper | CECRFB SERIES | Automatic Time Switch Control | System | True | True |  | True | True | [16 empty] | Non Federally-Regulated | 03/23/2010 |  | 07/01/2014
Lutron Electronics Co., Inc. | Lutron | NTLV-1503P****** | Dimmer | Device | True | True |  | True | True | True | True | True | True | True | True | False | [9 empty] | Non Federally-Regulated | 04/28/2010 |  | 01/21/2014
Cooper Wiring Devices | Greengate | OEC-U-0100-H | Ultrasonic Occupant / Motion S |  | True | True |  | True | True | True | True | True |  |  |  |  | True | True | True | False | True | False |  |  |  | Non Federally-Regulated | 04/10/2008 |  | 11/07/2008
Siemens Energy & Automation | Siemens Energy & Automation | 5WG1 704-8XK13 | Automatic Time Switch Control |  | True | True |  | True | True | [8 empty] | True | True | True | [5 empty] | Non Federally-Regulated | 12/19/2005 |  | 01/07/2010
Lighting Control & Design | Lighting Control & Design | GR240*IDH******* | Automatic Daylighting Control |  | True | True | True | True | False |  | True | True | True | True | True | True |  | False | True | False | [5 empty] | Non Federally-Regulated | 06/28/2005 |  | 12/28/2009
Tork | Tork | DLC400BP | Automatic Time Switch Control | Device | True | True |  | True | True | [16 empty] | Non Federally-Regulated | 04/28/2010 |  | 07/01/2014
Grasslin Controls Corp. | Grasslin | TALENTO 891 | Automatic Time Switch Control |  | True | True |  | True | True | [16 empty] | Non Federally-Regulated | 04/09/2001 |  | 02/25/2008
Illumination Dynamics | Lithonia Lighting | OMS 1000 120 *** | Occupant / Motion / Vacancy Se | Device | True | True |  | True | True | True | False |  |  |  |  | False | [9 empty] | Non Federally-Regulated | 09/18/2013 |  | 07/01/2014
Maple Chase Co. | Paragon Electrical Products | EC365/DST2-277V | Automatic Time Switch Control |  | True | True |  | True | True | [16 empty] | Non Federally-Regulated | 01/21/1999 |  | 01/07/2010
Lutron Electronics Co., Inc. | LCP 128 | LCP-********-******-** | Exterior Photocontrol Device |  | True | True |  | True | True | True | [15 empty] | Non Federally-Regulated | 09/19/2005 |  | 01/07/2010
Legrand / Wiremold | WattStopper | LRD1B | Astronomical Time Switch Contr | System | True | True |  | True | True | True | True | True | True | True | [11 empty] | Non Federally-Regulated | 03/23/2010 |  | 07/01/2014
Sensor Switch, Inc. | Sensor Switch | IPD*************** | Occupant / Motion / Vacancy Se | Device | True | True |  | True | True | False | False |  |  |  |  | False | [9 empty] | Non Federally-Regulated | 04/28/2010 |  | 07/01/2014
Lutron Electronics Co., Inc. | Lutron | CCP-****-******-**-CGP*** | Multi-Level Occupant Sensor | System | True | True | True | True | True | True | True | False | True | True | True | True |  | False | [7 empty] | Non Federally-Regulated | 07/10/2012 |  | 07/01/2014
Sentry, LLC | Sentry Switch | SD05277* | Automatic Time Switch Control |  | True | True |  | True | True | [16 empty] | Non Federally-Regulated | 08/11/2000 |  | 01/07/2010
Lutron Electronics Co., Inc. | Homeworks | HS3-******** | Manual-On Occupant Sensor | System | True | True |  | True | True | False | True | True | False |  |  |  |  | False | [7 empty] | Non Federally-Regulated | 01/20/2010 |  | 07/01/2014
Lutron Electronics Co., Inc. | Lutron | QSG-*P*********** | Dimmer | System | True | True |  | True | True | True | True | False |  |  |  | False | [9 empty] | Non Federally-Regulated | 05/19/2010 |  | 07/01/2014
Sensor Switch, Inc. | Sensor Switch | LWS PDT************ | Occupant / Motion / Vacancy Se | Device | True | True |  | True | True | False | False |  |  |  |  | False | [9 empty] | Non Federally-Regulated | 04/28/2010 |  | 07/01/2014
Universal Energy Control, Inc. | Conserver | HMS-1 | Ultrasonic Occupant / Motion S |  | False | False |  | True | True | True | True | True | [13 empty] | Non Federally-Regulated | 04/01/1988 |  | 04/06/1998
Cooper Controls | Novitas | 01-DL401* | Multi-Level Occupant Sensor | Device | True | True | True | True | True | False | True | True | False | True | True | True |  | False | [7 empty] | Non Federally-Regulated | 07/22/2010 |  | 07/01/2014
Legrand / Wiremold | WattStopper | NRD2B | Automatic Time Switch Control | System | True | True |  | True | True | [16 empty] | Non Federally-Regulated | 03/23/2010 |  | 07/01/2014
Schneider Electric | Schneider Electric | SLSPIP211 | Multi-Level Occupant Sensor | Device | True | True | True | True | True | True | True | True | True | True | True | True |  | False | [7 empty] | Non Federally-Regulated | 11/07/2013 |  | 07/01/2014
Pass & Seymour / Legrand | Rex | 3785 | Automatic Time Switch Control |  | True | True |  | True | True | [16 empty] | Non Federally-Regulated | 02/27/1997 |  | 04/06/1998
Lutron Electronics Co., Inc. | Lutron | NTLV-603P******* | Dimmer | Device | True | True |  | True | True | True | True | True | True | True | True | False | [9 empty] | Non Federally-Regulated | 04/28/2010 |  | 01/21/2014
Vantage Controls, Inc. | Vantage Controls, Inc. | DS4B* | Dimmer | System | True | True | True | True | False |  | True | False |  |  |  | True | [9 empty] | Non Federally-Regulated | 04/28/2010 |  | 07/01/2014
Tork | Tork | EW103-2 (240VAC) | Automatic Time Switch Control |  | True | True |  | True | True | [16 empty] | Non Federally-Regulated | 02/07/1994 |  | 04/27/2006
Lutron Electronics Co., Inc. | Homeworks | HRD-8ANS-** | Occupant / Motion / Vacancy Se |  | True | True |  | True | [17 empty] | Non Federally-Regulated | 08/13/2007 |  | 01/07/2010
Schneider Electric | Schneider Electric | SLCZ00004DT | Multi-Level Occupant Sensor | System | True | True | True | True | True | True | True | True | True | True | True | True |  | False | [7 empty] | Non Federally-Regulated | 10/31/2013 |  | 07/01/2014
Lithonia Lighting | Panelmax Series | LPC S | Automatic Daylighting Control |  | True | False |  | True | False |  | True | False | [8 empty] | True |  |  |  |  | Non Federally-Regulated | 01/28/1993 |  | 02/24/2000
Lutron Electronics Co., Inc. | Homeworks | HRD-6D*** | Automatic Time Switch Control | System | True | True |  | True | True | [16 empty] | Non Federally-Regulated | 01/20/2010 |  | 07/01/2014
Hubbell Incorporated | H-Moss | LVUS2000R*** | Ultrasonic Occupant / Motion S |  | True | True |  | True | True | True | True | True | [13 empty] | Non Federally-Regulated | 02/24/2009 |  | 01/07/2010
Cooper Controls | Greengate | ODC-U-2000 | Ultrasonic Occupant / Motion S |  | True | True |  | True | True | True | True | True | [13 empty] | Non Federally-Regulated | 11/07/2008 |  | 01/07/2010
Lutron Electronics Co., Inc. | Homeworks | HS24-*************** | Dimmer | System | True | True |  | True | True | True | True | False |  |  |  | False | [9 empty] | Non Federally-Regulated | 12/17/2009 |  | 07/01/2014
PLC Multipoint, Inc. | PLC Multipoint | MAS/A ATRIUM | Photosensor / Photocontrol Dev | Device | True | True |  | False | False | [16 empty] | Non Federally-Regulated | 03/04/2010 |  | 07/01/2014
Leviton Manufacturing Co., Inc. | Leviton | D4106 | Astronomical Time Switch Contr |  | True | True |  | True | True | True | True | True | True | True | [11 empty] | Non Federally-Regulated | 03/29/2007 |  | 01/07/2010
Lutron Electronics Co., Inc. | Homeworks | HRD-10D*** | Multi-Level Astronomical Time | System | True | True |  | True | True | True | True | True | True | True | [11 empty] | Non Federally-Regulated | 01/20/2010 |  | 07/01/2014
Eaton Corp. | Pow-R-Command | PRC1000 | Astronomical Time Switch Contr | System | True | True |  | True | True | True | True | True | True | True | [11 empty] | Non Federally-Regulated | 09/21/2009 |  | 01/07/2010
Intermatic, Inc. | Gasmaster | LM1-O-277-LS2 | Photosensor / Photocontrol Dev | Device | True | True | True | [18 empty] | Non Federally-Regulated | 07/17/2014 |  | 08/05/2014
The Watt Watcher | Passive Infra-red Sensor | WW-PIR-200 | Occupant / Motion / Vacancy Se |  | False | False |  | True | [17 empty] | Non Federally-Regulated | 04/01/1988 |  | 04/06/1998
Universal Energy Control, Inc. | Switch-O-Matic | SOM-500-A | Occupant / Motion / Vacancy Se |  | False | False |  | True | [17 empty] | Non Federally-Regulated | 01/01/1989 |  | 04/06/1998
Legrand / Wiremold | WattStopper | NPM12F | Manual-On Occupant Sensor | System | True | True | True | True | True | True | True | True | True | True | True | True | True | True | True | True |  | True |  |  |  | Non Federally-Regulated | 03/23/2010 |  | 07/01/2014
Litetouch, Inc. | Litetouch, Inc. | S3W-SO1-** | Automatic Time Switch Control |  | True | True |  | True | True | [16 empty] | Non Federally-Regulated | 09/29/2003 |  | 01/07/2010
PLC Multipoint, Inc. | PLC Multipoint | LCM-Astro-*Z-***V | Automatic Time Switch Control | System | True | True |  | True | True | [16 empty] | Non Federally-Regulated | 03/04/2010 |  | 07/01/2014
JWP Infracon, Inc. | Infracon Wall Switch | 500 | Occupant / Motion / Vacancy Se |  | False | False |  | True | [17 empty] | Non Federally-Regulated | 01/01/1989 |  | 04/06/1998
Lutron Electronics Co., Inc. | Lutron | CCP-************-******-**-CGP*** | Astronomical Time Switch Contr | System | True | True |  | True | True | True | True | True | True | True | [11 empty] | Non Federally-Regulated | 07/10/2012 |  | 07/01/2014
Hubbell Incorporated | H-Moss | AD1277*2 | Ultrasonic Occupant / Motion S |  | True | True |  | True | True | True | True | True | [13 empty] | Non Federally-Regulated | 05/10/2007 |  | 01/07/2010
Lutron Electronics Co., Inc. | HomeWorks QS | HQR-REP-120 | Astronomical Time Switch Contr | System | True | True |  | True | True | True | True | True | True | True | [11 empty] | Non Federally-Regulated | 07/10/2012 |  | 07/01/2014
Lightstat, Inc. | Lightstat | ALC-5-24-*** | Occupant / Motion / Vacancy Se |  | True | True |  | True | [17 empty] | Non Federally-Regulated | 06/23/1998 |  | 03/14/2006
Schneider Electric (Square D Wiring Devices) | Square D Co. | SLSD*D****** | Ultrasonic Occupant / Motion S |  | True | True |  | True | True | True | True | True | [13 empty] | Non Federally-Regulated | 01/26/2009 |  | 01/07/2010
Gentec, Inc. | Kameleon | K8-16-PA-S* | Multi-Level Astronomical Time | System | True | True |  | True | True | True | True | True | True | True | [11 empty] | Non Federally-Regulated | 01/20/2012 |  | 07/01/2014
Lutron Electronics Co., Inc. | Lutron | SF-10P********** | Dimmer | Device | True | True |  | True | True | True | True | False |  |  |  | False | [9 empty] | Non Federally-Regulated | 12/28/2009 |  | 01/21/2014
Cooper Controls | Greengate | CK T 48******* | Automatic Daylighting Control | System | True | True | True | True | False |  |  | True | True | True | True | True |  | True | [7 empty] | Non Federally-Regulated | 04/15/2011 |  | 07/01/2014
Horton Controls, Inc. | Horton Controls, Inc. | HPH02CC | Automatic Time Switch Control |  | True | True |  | True | True | [16 empty] | Non Federally-Regulated | 05/04/2000 |  | 07/30/2002
Tork | Tork | TZ220L | Automatic Time Switch Control | Device | True | True |  | True | True | [16 empty] | Non Federally-Regulated | 04/28/2010 |  | 07/01/2014
Chrontrol Corp. | Chrontrol | XT-W4 | Automatic Time Switch Control |  | True | True |  | True | True | [16 empty] | Non Federally-Regulated | 02/16/1993 |  | 01/07/2010
Lutron Electronics Co., Inc. | LCP 128 | LCP-****-***FT | Automatic Time Switch Control |  | True | True |  | True | True | [16 empty] | Non Federally-Regulated | 09/19/2005 |  | 01/07/2010
Hubbell Building Automation | Hubbell Building Automation | WIH-OFM-*** | Automatic Time Switch Control | System | True | True |  | True | True | [16 empty] | Non Federally-Regulated | 02/28/2012 |  | 07/01/2014
Hubbell Building Automation | Hubbell Building Automation | DLCPCS | Photosensor / Photocontrol Dev |  | True | True |  | True | [17 empty] | Non Federally-Regulated | 05/20/2004 |  | 01/07/2010
Lutron Electronics Co., Inc. | Lutron | CCP-****-*****-**-CGP*** | Manual-On Occupant Sensor | System | True | True |  | True | True | True | True | True | False |  |  |  |  | False | [7 empty] | Non Federally-Regulated | 07/10/2012 |  | 07/01/2014
Lutron Electronics Co., Inc. | Lutron | LP3/********************* | Multi-Level Astronomical Time | System | True | True |  | True | True | True | True | True | True | True | [11 empty] | Non Federally-Regulated | 12/28/2009 |  | 07/01/2014
Sensor Switch, Inc. | Sensor Switch | CMB 10********* | Occupant / Motion / Vacancy Se | Device | True | True |  | True | True | False | False |  |  |  |  | False | [9 empty] | Non Federally-Regulated | 04/28/2010 |  | 07/01/2014
WattStopper, Inc. | WattStopper | LCD101 | Automatic Daylighting Control |  | True | True |  | True | True | True | False | [9 empty] | True |  |  |  |  | Non Federally-Regulated | 07/30/2002 |  | 01/07/2010
Lutron Electronics Co., Inc. | Lutron | ANLV-603P******* | Dimmer | Device | True | True |  | True | True | True | True | True | True | True | True | False | [9 empty] | Non Federally-Regulated | 04/28/2010 |  | 01/21/2014
Legrand / Wiremold | WattStopper | NRD1B | Astronomical Time Switch Contr | System | True | True |  | True | True | True | True | True | True | True | [11 empty] | Non Federally-Regulated | 03/23/2010 |  | 07/01/2014
Lutron Electronics Co., Inc. | Lutron | NLV-2003P******* | Dimmer | Device | True | True |  | True | True | True | True | True | True | True | True | False | [9 empty] | Non Federally-Regulated | 04/28/2010 |  | 01/21/2014
Lutron Electronics Co., Inc. | HomeWorks QS | HQRD-6ND | Dimmer | System | True | True |  | True | True | True | True | False |  |  |  | False | [9 empty] | Non Federally-Regulated | 07/12/2012 |  | 01/21/2014
Lutron Electronics Co., Inc. | Softswitch 128 | XPS20-******-** | Automatic Daylighting Control |  | True | True | True | True | False |  | False |  | False |  | True | False |  | True |  | False | [5 empty] | Non Federally-Regulated | 09/19/2005 |  | 01/07/2010
Vantage Controls, Inc. | Vantage Controls, Inc. | DS13* | Dimmer | System | True | True | True | True | False |  | True | False |  |  |  | True | [9 empty] | Non Federally-Regulated | 04/28/2010 |  | 07/01/2014
Heathco, LLC | Heath Zenith | SL-4162 | Exterior Photocontrol Device |  | True | False | [11 empty] | True | True | True | [5 empty] | Non Federally-Regulated | 09/21/2007 |  | 01/07/2010
PCI Lighting Controls | Watchkeeper | WATCHKEEPER 16 | Automatic Time Switch Control |  | True | True |  | True | True | [16 empty] | Non Federally-Regulated | 10/19/2001 |  | 04/10/2008
Lutron Electronics Co., Inc. | Lutron | CCP-****-******-**-CGP*** | Automatic Time Switch Control | System | True | True |  | True | True | [16 empty] | Non Federally-Regulated | 07/10/2012 |  | 07/01/2014
Siemens Energy & Automation | Siemens Energy & Automation | 5WG1 703-8XK22 | Automatic Time Switch Control |  | True | True |  | True | True | [8 empty] | True | True | True | [5 empty] | Non Federally-Regulated | 12/19/2005 |  | 01/07/2010
Legrand / Pass & Seymour | Legrand / Pass & Seymour | CDFB103P* | Dimmer | Device | True | True |  | True | True | True | True | False |  |  |  | False | [9 empty] | Non Federally-Regulated | 12/23/2010 |  | 07/01/2014
PCI Lighting Controls | Litekeeper | LITEKEEPER | Photosensor / Photocontrol Dev |  | True | True |  | True | [17 empty] | Non Federally-Regulated | 10/21/1999 |  | 04/10/2008
Lutron Electronics Co., Inc. | Homeworks | HWD-5NE-** | Automatic Time Switch Control |  | True | True |  | True | True | [16 empty] | Non Federally-Regulated | 08/13/2007 |  | 01/07/2010
Con-Tech Lighting | Regulator Series | LA-23-R**/**** | Track Lighting Integral Curren |  |  |  |  | True | True | True | True | [14 empty] | Non Federally-Regulated | 10/18/2005 |  | 01/07/2010
Lutron Electronics Co., Inc. | Lutron | LP7/********************* | Multi-Level Occupant Sensor | System | True | True | True | True | True | True | True | True | True | True | True | True |  | False | [7 empty] | Non Federally-Regulated | 12/28/2009 |  | 07/01/2014
Intermatic, Inc. | Grasslin | PC2-D30-120-LS2 | Photosensor / Photocontrol Dev |  | True | True |  | True | [17 empty] | Non Federally-Regulated | 11/10/2008 |  | 01/07/2010
Schneider Electric | SERP | SERPL16HS | Automatic Time Switch Control | System | True | True |  | True | True | [16 empty] | Non Federally-Regulated | 09/11/2012 |  | 07/01/2014
Lutron Electronics Co., Inc. | Lutron | G6-AR-****-*-120-******** | Multi-Level Astronomical Time | System | True | True |  | True | True | True | True | True | True | True | [11 empty] | Non Federally-Regulated | 12/28/2009 |  | 07/01/2014
Hubbell Incorporated | Motion Alert Outdoor Sensor | OS 120 | Occupant / Motion / Vacancy Se |  | False | False |  | True | [17 empty] | Non Federally-Regulated | 01/01/1989 |  | 04/06/1998
Cooper Wiring Devices | Novitas | 01-190 | Ultrasonic Occupant / Motion S |  | True | True |  | True | True | True | True | True | [13 empty] | Non Federally-Regulated | 08/18/2006 |  | 04/10/2008
Intermatic, Inc. | Gasmaster | FM1D50E-240 | Automatic Time Switch Control | Device | True | True | True | False | [17 empty] | Non Federally-Regulated | 07/17/2014 |  | 08/05/2014
Hubbell Incorporated | H-Moss | ATU2000CRP | Ultrasonic Occupant / Motion S |  | True | True |  | True | True | True | True | True | [13 empty] | Non Federally-Regulated | 06/01/1998 |  | 01/07/2010
Leviton Manufacturing Co., Inc. | Leviton | re4bd-*** | Multi-Level Daylighting Contro |  | True | True |  | True | True | True | True | [14 empty] | Non Federally-Regulated | 05/11/2005 |  | 01/07/2010
Sensor Switch, Inc. | Sensor Switch | nCM PDT 9 2P****** | Occupant / Motion / Vacancy Se | System | True | True |  | True | True | False | False |  |  |  |  | False | [9 empty] | Non Federally-Regulated | 04/28/2010 |  | 07/01/2014
Tork | Tork | EW103B | Automatic Time Switch Control | Device | True | True |  | True | True | [16 empty] | Non Federally-Regulated | 04/28/2010 |  | 07/01/2014
Legrand / Wiremold | WattStopper | LRD1C | Manual-On Occupant Sensor | System | True | True | True | True | True | True | True | True | True | True | True | True | True | True | True | True |  | True |  |  |  | Non Federally-Regulated | 03/23/2010 |  | 07/01/2014
Microlite Corp. | Microlite | 300P*** | Automatic Time Switch Control |  | True | True |  | True | True | [16 empty] | Non Federally-Regulated | 08/02/1993 |  | 01/07/2010
Cooper Wiring Devices | Greengate | DLC-PDC | Photosensor / Photocontrol Dev |  | True | True |  | True | [17 empty] | Non Federally-Regulated | 04/10/2008 |  | 11/07/2008
Lutron Electronics Co., Inc. | Radio Powr Savr | LRF2-OWLB-P*** | Multi-Level Occupant Sensor | System | True | True | True | True | True | False | True | True | True | True | True | True |  | False | [7 empty] | Non Federally-Regulated | 04/28/2010 |  | 07/01/2014
Enerlites, Inc. | Intermatic, Inc. | IOS-DPBIF-** | Occupant Sensing Device | Device | True | True | True | True | True | False |  |  |  | False |  |  | False |  | False |  | False | False | False |  |  | Non Federally-Regulated | 07/17/2014 |  | 07/17/2014
Schneider Electric (Square D Wiring Devices) | Powerlink | RMC3000CG3xxx | Exterior Photocontrol Device |  | True | True | [11 empty] | True | True | True | [5 empty] | Non Federally-Regulated | 08/24/2006 |  | 03/14/2008
Lutron Electronics Co., Inc. | Grafik Eye | RPT7/**-120***** | Automatic Daylighting Control |  | True | True |  | True | False |  | False | [9 empty] | True |  |  |  |  | Non Federally-Regulated | 09/12/2003 |  | 09/19/2005
PLC Multipoint, Inc. | PLC Multipoint | LC3X-3X/T-3X/HOA | Automatic Daylighting Control |  | True | True |  | True | False |  | True | False | [8 empty] | True |  |  |  |  | Non Federally-Regulated | 08/06/1992 |  | 07/19/2006
Lithonia Lighting | Synergy | SYBPI 30 * * * * * | Automatic Time Switch Control |  | True | False |  | True | True | [16 empty] | Non Federally-Regulated | 07/24/2006 |  | 01/07/2010
Mytech Corp. | Mytech | SS-1 | Ultrasonic Occupant / Motion S |  | True | True |  | True | True | True | True | True | [13 empty] | Non Federally-Regulated | 02/01/1993 |  | 11/15/1993
Legrand / Wiremold | WattStopper | CE6STCP SERIES | Manual-On Occupant Sensor | System | True | True | True | True | True | True | True | True | True | True | True | True | True | True | True | True |  | True |  |  |  | Non Federally-Regulated | 03/23/2010 |  | 07/01/2014
Cooper Wiring Devices | Nexion | OSD10DN-** | Multi-Level Occupant Sensor | Device | True | True | True | True | True | False | True | True | False | True | True | True | True | True | True | True | [5 empty] | Non Federally-Regulated | 02/02/2011 |  | 07/01/2014
Lutron Electronics Co., Inc. | HomeWorks QS | HQRD-H***** | Dimmer | System | True | True |  | True | True | True | True | False |  |  |  | False | [9 empty] | Non Federally-Regulated | 07/12/2012 |  | 07/01/2014
Tork | Tork | DIN200 (120VAC) | Automatic Time Switch Control |  | True | True |  | True | True | [16 empty] | Non Federally-Regulated | 12/20/1994 |  | 04/27/2006
Legrand / Wiremold | WattStopper | NRD2F | Multi-Level Occupant Sensor | System | True | True | True | True | True | True | True | True | True | True | True | True | True | True | True | True | True | True |  |  |  | Non Federally-Regulated | 03/23/2010 |  | 07/01/2014
Siemens Energy & Automation | Siemens Energy & Automation | 5WG1 704-8XC43 | Automatic Time Switch Control |  | True | True |  | True | True | [8 empty] | True | True | True | [5 empty] | Non Federally-Regulated | 12/19/2005 |  | 01/07/2010
GE Lighting, a Savant company | Total Lighting Controls | RINTER****-RRDC12 | Automatic Time Switch Control | System | True | True |  | True | True | [16 empty] | Non Federally-Regulated | 10/08/2010 |  | 07/01/2014
CDL | Trane | LCC1 | Automatic Time Switch Control |  | True | True |  | True | True | [16 empty] | Non Federally-Regulated | 04/06/1994 |  | 01/07/2010
Echoflex Solutions, Inc. | Echoflex | ERDRC-*C*-***/***/*** | Automatic Daylighting Control | System | True | True | True | True | True | True | True | True | True | True | True | True |  | True | [7 empty] | Non Federally-Regulated | 10/28/2013 |  | 07/01/2014
Hubbell Building Automation | Hubbell Building Automation | LHMTHL* | Ultrasonic Occupant / Motion S |  | True | True |  | True | True | True | True | True | [13 empty] | Non Federally-Regulated | 05/20/2004 |  | 01/07/2010
Siemens Energy & Automation | Siemens Energy & Automation | 5WG1 705-8XK01 | Automatic Time Switch Control |  | True | True |  | True | True | [8 empty] | True | True | True | [5 empty] | Non Federally-Regulated | 12/19/2005 |  | 01/07/2010
Intermatic, Inc. | Intermatic, Inc. | EI210W | Automatic Time Switch Control | Device | True | True |  | True | True | [16 empty] | Non Federally-Regulated | 04/15/2011 |  | 07/01/2014
Siemens Energy & Automation | Siemens Energy & Automation | 5WG1 705-8XD45 | Automatic Time Switch Control |  | True | True |  | True | True | [8 empty] | True | True | True | [5 empty] | Non Federally-Regulated | 12/19/2005 |  | 01/07/2010
Lutron Electronics Co., Inc. | Quantum | QP3-1PL-100-241 | Astronomical Time Switch Contr | System | True | True |  | True | True | True | True | True | True | True | [11 empty] | Non Federally-Regulated | 07/10/2012 |  | 07/01/2014
Douglas Lighting Controls | Douglas | WNP2150 | Automatic Daylighting Control |  | True | True |  | True | False |  | True | False | [8 empty] | True |  |  |  |  | Non Federally-Regulated | 06/18/2004 |  | 11/02/2005
Hubbell Incorporated | H-Moss | US30CUBE | Ultrasonic Occupant / Motion S |  | True | True |  | True | True | True | True | True | [13 empty] | Non Federally-Regulated | 06/01/1998 |  | 01/07/2010
Tishman Research Co. | Infracon Wide View Sensor Passive Infrared | 700 | Occupant / Motion / Vacancy Se |  | False | False |  | True | [17 empty] | Non Federally-Regulated | 04/01/1988 |  | 04/06/1998
Tork | Tork | DZS100BP | Automatic Time Switch Control |  |  |  |  | True | True | [16 empty] | Non Federally-Regulated | 01/04/2007 |  | 01/07/2010
Lutron Electronics Co., Inc. | LCP 128 | LCP-***-******-** | Automatic Time Switch Control |  | True | True |  | True | True | [16 empty] | Non Federally-Regulated | 09/19/2005 |  | 01/07/2010
Siemens Energy & Automation | Siemens Energy & Automation | 5WG1 705-8XD23 | Automatic Time Switch Control |  | True | True |  | True | True | [8 empty] | True | True | True | [5 empty] | Non Federally-Regulated | 12/19/2005 |  | 01/07/2010
Lighting Control & Design | Lighting Control & Design | GR2400ACC-***DTC*** | Automatic Time Switch Control |  | True | True |  | True | True | [8 empty] | True | True | True | [5 empty] | Non Federally-Regulated | 06/22/2005 |  | 12/28/2009
Intermatic, Inc. | Intermatic | ET8215CPD | Astronomical Time Switch Contr | Device | True | True |  | True | True | True | True | True | True | True | [11 empty] | Non Federally-Regulated | 01/20/2010 |  | 07/01/2014
Lightolier | Momentum | MP1500HDF120* | Dimmer | Device | True | True |  | True | True | True | True | True | True | True | True | False | [9 empty] | Non Federally-Regulated | 04/25/2013 |  | 07/01/2014
Siemens Energy & Automation | LCP1500 | LCP1500 | Photosensor / Photocontrol Dev |  | True | True |  | True | [17 empty] | Non Federally-Regulated | 11/09/2001 |  | 01/07/2010
Intermatic, Inc. | Intermatic | ET173C | Automatic Time Switch Control | Device | True | True |  | True | True | [16 empty] | Non Federally-Regulated | 01/20/2010 |  | 07/01/2014
CDL | Trane | LCC4 | Automatic Time Switch Control |  | True | True |  | True | True | [16 empty] | Non Federally-Regulated | 04/06/1994 |  | 01/07/2010
Legrand / Wiremold | WattStopper | CE10105 SERIES | Astronomical Time Switch Contr | System | True | True |  | True | True | True | True | True | True | True | [11 empty] | Non Federally-Regulated | 03/23/2010 |  | 07/01/2014
PLC Multipoint, Inc. | PLC Multipoint | LPB-**R-**DI-**DF-*******V | Multi-Level Astronomical Time | System | True | True |  | True | True | True | True | True | True | True | [11 empty] | Non Federally-Regulated | 03/04/2010 |  | 07/01/2014
Intermatic, Inc. | Intermatic, Inc. | ET90215CE | Astronomical Time Switch Contr | Device | True | True |  | True | True | True | True | True | True | True | [11 empty] | Non Federally-Regulated | 07/22/2011 |  | 07/01/2014
Sensor Switch, Inc. | Sensor Switch | WV-RR7-**-** | Occupant / Motion / Vacancy Se |  | True | True |  | True | [17 empty] | Non Federally-Regulated | 11/19/2001 |  | 03/01/2006
Sensor Switch, Inc. | Sensor Switch | HW130CU | Occupant / Motion / Vacancy Se |  | True | True |  | True | [17 empty] | Non Federally-Regulated | 12/01/1992 |  | 11/19/2001
Siemens Energy & Automation | Siemens Energy & Automation | 5WG1 705-8XG15 | Automatic Time Switch Control |  | True | True |  | True | True | [8 empty] | True | True | True | [5 empty] | Non Federally-Regulated | 12/19/2005 |  | 01/07/2010
BRK Electronics | BRK Electronics | HB737 | Occupant / Motion / Vacancy Se |  | True | False |  | True | [17 empty] | Non Federally-Regulated | 02/18/1994 |  | 12/11/2000
Intermatic, Inc. | Intermatic | ET1725CPD82 | Automatic Time Switch Control |  | True | True |  | True | True | [16 empty] | Non Federally-Regulated | 10/12/2007 |  | 01/07/2010
Lumisys | Lumisys | L26** | Automatic Time Switch Control |  | True | True |  | True | True | [16 empty] | Non Federally-Regulated | 03/13/2006 |  | 01/07/2010
Legrand / Wiremold | WattStopper | NPM44 | Astronomical Time Switch Contr | System | True | True |  | True | True | True | True | True | True | True | [11 empty] | Non Federally-Regulated | 03/23/2010 |  | 07/01/2014
Integrated Systems & Control | Trinet | SAC80 | Automatic Time Switch Control |  | True | True |  | True | True | [16 empty] | Non Federally-Regulated | 12/29/1993 |  | 01/07/2010
Intermatic, Inc. | Intermatic | ET171C | Automatic Time Switch Control |  | True | True |  | True | True | [16 empty] | Non Federally-Regulated | 06/24/1993 |  | 01/07/2010
Douglas Lighting Controls | Douglas Lighting Controls | WTP-4408 | Automatic Time Switch Control | System | True | True |  | True | True | [16 empty] | Non Federally-Regulated | 05/28/2010 |  | 07/01/2014
Siemens Energy & Automation | Siemens Energy & Automation | 5WG1 705-8XG11 | Automatic Time Switch Control |  | True | True |  | True | True | [8 empty] | True | True | True | [5 empty] | Non Federally-Regulated | 12/19/2005 |  | 01/07/2010
Tork | Tork | OSC10U | Ultrasonic Occupant / Motion S |  | True | True |  | True | True | True | True | True | [13 empty] | Non Federally-Regulated | 01/17/2008 |  | 01/07/2010
Cooper Wiring Devices | Trace | TI061-** | Dimmer | Device | True | True |  | True | True | True | True | True | True | True | True | False | [9 empty] | Non Federally-Regulated | 12/29/2010 |  | 07/01/2014
Intermatic, Inc. | Grasslin | PC2-D30-120-LS2 | Photosensor / Photocontrol Dev | Device | True | True |  | False | False | [16 empty] | Non Federally-Regulated | 01/20/2010 |  | 07/01/2014
Intermatic, Inc. | Grasslin | PC2-D30-277-LS2 | Photosensor / Photocontrol Dev |  | True | True |  | True | [17 empty] | Non Federally-Regulated | 11/10/2008 |  | 01/07/2010
Lutron Electronics Co., Inc. | Grafik Eye | GRX-4116-*-** | Automatic Time Switch Control |  | True | True |  | True | True | [16 empty] | Non Federally-Regulated | 05/09/2000 |  | 09/19/2005
Intermatic, Inc. | Grasslin | TALENTO 894-24 | Automatic Time Switch Control |  | True | True |  | True | True | [16 empty] | Non Federally-Regulated | 10/15/2008 |  | 01/07/2010
Lutron Electronics Co., Inc. | LCP 128 | LCP-******-******-** | Astronomical Time Switch Contr |  | True | True |  | True | True | True | True | True | True | True | [11 empty] | Non Federally-Regulated | 09/19/2005 |  | 01/07/2010
Lutron Electronics Co., Inc. | Lutron | GP44-******************* | Multi-Level Occupant Sensor | System | True | True | True | True | True | True | True | True | True | True | True | True |  | False | [7 empty] | Non Federally-Regulated | 12/28/2009 |  | 07/01/2014
Legrand / Wiremold | WattStopper | LRD2F | Multi-Level Occupant Sensor | System | True | True | True | True | True | True | True | True | True | True | True | True | True | True | True | True | True | True |  |  |  | Non Federally-Regulated | 03/23/2010 |  | 07/01/2014
Lutron Electronics Co., Inc. | Lutron | OMX-IO | Occupant / Motion / Vacancy Se | System | True | True |  | True | True | True | False |  |  |  |  | False | [9 empty] | Non Federally-Regulated | 04/29/2010 |  | 07/01/2014
Cooper Controls | iLumin | SC277-12-UN-3P-ML-20 | Multi-Level Astronomical Time |  | True | True |  | True | True | True | True | True | True | True | [11 empty] | Non Federally-Regulated | 11/07/2008 |  | 01/07/2010
Cooper Controls | Greengate | VNW-D-1001-MV-* | Manual-On Occupant Sensor | Device | True | True | True | True | True | True | True | True | True | True | True | True |  | False | [7 empty] | Non Federally-Regulated | 08/07/2013 |  | 07/01/2014
Sensor Switch, Inc. | Sensor Switch | nCMB-PDT-2P-***** | Occupant / Motion / Vacancy Se |  | True | True |  | True | [17 empty] | Non Federally-Regulated | 11/20/2008 |  | 01/07/2010
Intermatic, Inc. | Grasslin | FM1D50A-24 | Automatic Time Switch Control | Device | True | True |  | True | True | [16 empty] | Non Federally-Regulated | 01/20/2010 |  | 07/01/2014
Intermatic, Inc. | Gasmaster | FM1D20A-240 | Automatic Time Switch Control | Device | True | True | True | False | [17 empty] | Non Federally-Regulated | 07/17/2014 |  | 08/05/2014
Intermatic, Inc. | Grasslin | LM1-O-120-LS2 | Exterior Photocontrol Device |  | True | True | [11 empty] | True | True | False | [5 empty] | Non Federally-Regulated | 11/10/2008 |  | 01/07/2010
Trane U.S. Inc. | Trane | EMTI000AA***1**** | Automatic Time Switch Control |  | True | True |  | True | True | [16 empty] | Non Federally-Regulated | 04/06/1994 |  | 01/07/2010
Sensor Switch, Inc. | Sensor Switch | SB 6********* | Occupant / Motion / Vacancy Se | Device | True | True |  | True | True | False | False |  |  |  |  | False | [9 empty] | Non Federally-Regulated | 04/28/2010 |  | 07/01/2014
GE Lighting, a Savant company | GE Lighting Controls | CLCDLS | Automatic Time Switch Control | System | True | True |  | True | True | [16 empty] | Non Federally-Regulated | 07/27/2012 |  | 07/01/2014
Sensor Switch, Inc. | Sensor Switch | nCMRB-PDT-10-******** | Occupant / Motion / Vacancy Se |  | True | True |  | True | [17 empty] | Non Federally-Regulated | 11/20/2008 |  | 01/07/2010
WattStopper, Inc. | WattStopper | WD-170-* | Multi-Level Occupant Sensor | Device | True | True | True | True | True | False | True | True | False | False | True | True |  | False | [7 empty] | Non Federally-Regulated | 06/30/2010 |  | 07/01/2014
Lighting Control & Design | Lighting Control & Design | GR240*IDIM******* | Multi-Level Daylighting Contro |  | True | True |  | True | True | True | True | [14 empty] | Non Federally-Regulated | 06/22/2005 |  | 12/28/2009
Lutron Electronics Co., Inc. | Lutron | GP72-******************* | Dimmer | System | True | True |  | True | True | True | True | False |  |  |  | False | [9 empty] | Non Federally-Regulated | 12/28/2009 |  | 07/01/2014
WattStopper, Inc. | WattStopper | HB330C | Occupant / Motion / Vacancy Se |  | True | True |  | True | [8 empty] | False | True | True | False | True | False |  |  |  | Non Federally-Regulated | 02/14/2008 |  | 01/07/2010
Siemens Energy & Automation | Siemens Energy & Automation | 5WG1 705-8XE23 | Automatic Time Switch Control |  | True | True |  | True | True | [8 empty] | True | True | True | [5 empty] | Non Federally-Regulated | 12/19/2005 |  | 01/07/2010
Enerlites, Inc. | Enerlites, Inc. | HOSS | Multi-Level Occupant Sensor | System | True | True | True | True | True | True | True | True | True | True | True | True |  | False | [7 empty] | Non Federally-Regulated | 08/18/2011 |  | 07/01/2014
Lighting Control & Design | Lighting Control & Design | GR2400SBP******DTC***** | Multi-Level Astronomical Time |  | True | True |  | True | True | True | True | True | True | True |  |  |  | True | True | True | [5 empty] | Non Federally-Regulated | 06/22/2005 |  | 12/28/2009
The Watt Watcher | Low Voltage Automatic Wall Switch | W-24P | Ultrasonic Occupant / Motion S |  | False | False |  | True | True | True | True | True | [13 empty] | Non Federally-Regulated | 04/01/1988 |  | 04/06/1998
Longjoin | Longjoin | JL-106** | Photosensor / Photocontrol Dev | Device | True | True |  | False | False | [16 empty] | Non Federally-Regulated | 05/28/2013 |  | 07/01/2014
Signify North America Corporation | Philips | DC-DPD-I-1* | Photosensor / Photocontrol Dev | Device | True | True | True | [18 empty] | Non Federally-Regulated | 07/09/2014 |  | 08/15/2014
Lutron Electronics Co., Inc. | Lutron | GP20-******************* | Multi-Level Occupant Sensor | System | True | True | True | True | True | True | True | True | True | True | True | True |  | False | [7 empty] | Non Federally-Regulated | 12/28/2009 |  | 07/01/2014
PLC Multipoint, Inc. | WattStopper | HPCSIN | Photosensor / Photocontrol Dev |  | True | False |  | True | [17 empty] | Non Federally-Regulated | 10/01/2001 |  | 01/07/2010
Signify North America Corporation | Philips Lighting Electronics North America | LLC7230* | Dimmer | Device | True | True | True | True | True | True | True | False |  |  |  | True | [9 empty] | Non Federally-Regulated | 05/06/2010 |  | 07/01/2014
Schneider Electric (Square D Wiring Devices) | Powerlink | RMC3000G3C**** | Exterior Photocontrol Device |  | True | True | [19 empty] | Non Federally-Regulated | 03/14/2008 |  | 01/07/2010
Lumisys | Lumisys | L25 KIT | Automatic Time Switch Control |  | True | True |  | True | True | [16 empty] | Non Federally-Regulated | 03/13/2006 |  | 01/07/2010
Con-Tech Lighting | Regulator Series | LA-233-R**/***** | Track Lighting Integral Curren | Device | True | True |  | True | True | True | True | True | [13 empty] | Non Federally-Regulated | 08/03/2010 |  | 07/01/2014
Hubbell Incorporated | H-Moss | AP1277*2 | Occupant / Motion / Vacancy Se |  | True | True |  | True | [17 empty] | Non Federally-Regulated | 04/23/2007 |  | 01/07/2010
GE Industrial Systems | GE Industrial Systems | RSENUS1AFT | Photosensor / Photocontrol Dev |  | True | False |  | True | [17 empty] | Non Federally-Regulated | 10/16/2001 |  | 01/07/2010
Lightolier Controls | Insight | IHS2-10EB-277-W | Occupant / Motion / Vacancy Se |  | True | True |  | True | [17 empty] | Non Federally-Regulated | 08/27/1993 |  | 01/07/2010
Intermatic, Inc. | Grasslin | FM1D50E-12 | Automatic Time Switch Control |  | True | True |  | True | True | [16 empty] | Non Federally-Regulated | 10/15/2008 |  | 01/07/2010
Lutron Electronics Co., Inc. | Homeworks | HRD-10*D-** | Automatic Time Switch Control |  | True | True |  | True | True | [16 empty] | Non Federally-Regulated | 08/13/2007 |  | 01/07/2010
WattStopper, Inc. | WattStopper | WPIR-R7P | Occupant / Motion / Vacancy Se |  | True | True |  | True | [17 empty] | Non Federally-Regulated | 08/10/1992 |  | 04/06/1998
Sensor Switch, Inc. | Sensor Switch | HWR-13-**-*-*-** | Occupant / Motion / Vacancy Se |  | True | True |  | True | [17 empty] | Non Federally-Regulated | 03/01/2006 |  | 01/07/2010
Vantage Controls, Inc. | Vantage Controls, Inc. | FL-LS/MS 360° | Multi-Level Occupant Sensor | System | True | True | True | True | True | True | True | True | True | True | True | True |  | False | [7 empty] | Non Federally-Regulated | 03/23/2010 |  | 07/01/2014
Vantage Controls, Inc. | Vantage Controls, Inc. | RD14* | Dimmer | System | True | True | True | True | False |  | True | False |  |  |  | True | [9 empty] | Non Federally-Regulated | 07/26/2011 |  | 07/01/2014
Intermatic, Inc. | Intermatic | ET174C | Automatic Time Switch Control | Device | True | True |  | True | True | [16 empty] | Non Federally-Regulated | 01/20/2010 |  | 07/01/2014
Home Automation, Inc. | Home Automation, Inc. | 20A00-2 | Automatic Time Switch Control |  | True | True |  | True | True | [16 empty] | Non Federally-Regulated | 07/26/2005 |  | 01/07/2010
Sensia | LCP1500 | LCP 500 | Automatic Time Switch Control |  | True | True |  | True | True | [16 empty] | Non Federally-Regulated | 11/02/2001 |  | 11/09/2001
Intelliswitch, S.A. de C.V. | Intelliswitch, S.A. de C.V. | IDSW 2H4-IS-120 | Multi-Level Occupant Sensor | Device | True | True | True | True | True | True | True | True | True | False | True | True |  | False | [7 empty] | Non Federally-Regulated | 03/15/2012 |  | 07/01/2014
Sensor Switch, Inc. | Sensor Switch | nCMR-PDT-10-2P-***** | Occupant / Motion / Vacancy Se |  | True | True |  | True | [17 empty] | Non Federally-Regulated | 11/20/2008 |  | 01/07/2010
Sensor Switch, Inc. | Sensor Switch | WSD-PDT-*-*-*-*-** | Occupant / Motion / Vacancy Se |  | True | True |  | True | [17 empty] | Non Federally-Regulated | 03/01/2006 |  | 01/07/2010
Sensor Switch, Inc. | Sensor Switch | CM MPT 10**** | Occupant / Motion / Vacancy Se | Device | True | True |  | True | True | False | False |  |  |  |  | False | [9 empty] | Non Federally-Regulated | 04/28/2010 |  | 07/01/2014
Lithonia Lighting | SwitchPak | SPAK 8S 120/277 | Multi-Level Daylighting Contro |  | True | True |  | True | True | True | True | [14 empty] | Non Federally-Regulated | 07/24/2006 |  | 01/07/2010
Schneider Electric (Square D Wiring Devices) | Square D Co. | SLSPWS1277U* | Occupant / Motion / Vacancy Se |  | True | True |  | True | [9 empty] | True | True | False | [5 empty] | Non Federally-Regulated | 12/24/2007 |  | 01/07/2010
Distech Controls | Distech Controls | ECL-VAV-N + EC-LIGHT-DISPLAY | Multi-Level Astronomical Time | System | True | True |  | True | True | True | True | True | True | True | [11 empty] | Non Federally-Regulated | 08/07/2012 |  | 07/01/2014
Convia, Inc., A Herman Miller Co. | Convia | GSE-DCC-01 | Photosensor / Photocontrol Dev |  | True | True |  | True | [17 empty] | Non Federally-Regulated | 04/04/2008 |  | 01/07/2010
Lutron Electronics Co., Inc. | Lutron | XP8-******************* | Automatic Time Switch Control | System | True | True |  | True | True | [16 empty] | Non Federally-Regulated | 12/28/2009 |  | 07/01/2014
Lightolier Controls | Insight | IHD3-800VA-I | Occupant / Motion / Vacancy Se |  | True | True |  | True | [17 empty] | Non Federally-Regulated | 08/28/1992 |  | 04/06/1998
Electronics Diversified, Inc. | Electronics Diversified, Inc. | LMS-D1/FL-277 | Automatic Daylighting Control |  | True | True |  | True | False |  | True | True | [8 empty] | True |  |  |  |  | Non Federally-Regulated | 01/05/2005 |  | 01/07/2010
Lutron Electronics Co., Inc. | Homeworks | HS8-*********** | Multi-Level Astronomical Time |  | True | True |  | True | True | True | True | True | True | True | [11 empty] | Non Federally-Regulated | 08/13/2007 |  | 01/07/2010
Lutron Electronics Co., Inc. | Lutron | LP5/********************* | Astronomical Time Switch Contr | System | True | True |  | True | True | True | True | True | True | True | [11 empty] | Non Federally-Regulated | 12/28/2009 |  | 07/01/2014
Novitas, Inc. | Novitas | 01-110 | Ultrasonic Occupant / Motion S |  | True | True |  | True | True | True | True | True | [13 empty] | Non Federally-Regulated | 08/10/1993 |  | 08/18/2006
Lithonia Lighting | Panelmax Series | LPC O | Automatic Daylighting Control |  | True | False |  | True | False |  | True | False | [8 empty] | True |  |  |  |  | Non Federally-Regulated | 01/28/1993 |  | 02/24/2000
Lutron Electronics Co., Inc. | Lutron | ULOS-CDT-2000*** | Occupant / Motion / Vacancy Se | System | True | True |  | True | True | True | True | True | True | True | True | False | [9 empty] | Non Federally-Regulated | 12/13/2012 |  | 07/01/2014
Sensor Switch, Inc. | Sensor Switch | CM PC ADC****** | Automatic Daylighting Control | Device | True | True | True | True | False |  |  | True | True | True | True | True |  | True | [7 empty] | Non Federally-Regulated | 04/28/2010 |  | 07/01/2014
Douglas Lighting Controls | Diversa | WOSS***-*-* | Multi-Level Occupant Sensor | System | True | True | True | True | True | True | True | True | True | True | True | True |  | False | [7 empty] | Non Federally-Regulated | 12/24/2012 |  | 07/01/2014
Lutron Electronics Co., Inc. | Lutron | LCP4-******************* | Multi-Level Occupant Sensor | System | True | True | True | True | True | True | True | True | True | True | True | True |  | False | [7 empty] | Non Federally-Regulated | 12/28/2009 |  | 07/01/2014
Cooper Controls | Greengate | ONW-P-1001-347-* | Occupant / Motion / Vacancy Se | Device | True | True |  | True | True | False | False |  |  |  |  | False | [9 empty] | Non Federally-Regulated | 07/22/2010 |  | 07/01/2014
Lutron Electronics Co., Inc. | Radio RA2 | RRD-10ND*** | Astronomical Time Switch Contr | System | True | True |  | True | True | True | True | True | True | True | [11 empty] | Non Federally-Regulated | 12/17/2009 |  | 07/01/2014
Cooper Controls | Greengate | VNW-D-1001-RR7-* | Manual-On Occupant Sensor | Device | True | True | True | True | True | True | True | True | True | True | True | True |  | False | [7 empty] | Non Federally-Regulated | 08/07/2013 |  | 07/01/2014
INNCOM by Honeywell | Novar | LingoXE | Automatic Time Switch Control |  | True | True |  | True | True | [16 empty] | Non Federally-Regulated | 08/03/2007 |  | 01/07/2010
Lutron Electronics Co., Inc. | Grafik Eye | GRX-4004-T-** | Automatic Time Switch Control |  | True | True |  | True | True | [16 empty] | Non Federally-Regulated | 07/19/1994 |  | 09/19/2005
Paragon Electric Co. | Paragon | EC11D/240V | Automatic Time Switch Control |  | True | True |  | True | True | [16 empty] | Non Federally-Regulated | 11/23/1992 |  | 01/21/1999
Profile Systems LLC | Profile Systems | PROFILE P1844 | Automatic Time Switch Control |  | True | True |  | True | True | [8 empty] | True | False | True | [5 empty] | Non Federally-Regulated | 02/18/2005 |  | 02/29/2008
Lutron Electronics Co., Inc. | Lutron | PD-5SDV********* | Automatic Time Switch Control | System | True | True |  | True | True | [16 empty] | Non Federally-Regulated | 07/23/2013 |  | 07/01/2014
Lutron Electronics Co., Inc. | Lutron | QP2-******************* | Multi-Level Astronomical Time | System | True | True |  | True | True | True | True | True | True | True | [11 empty] | Non Federally-Regulated | 12/28/2009 |  | 07/01/2014
Legrand / Pass & Seymour | Legrand / Pass & Seymour | LS600P* | Dimmer | Device | True | True |  | True | True | True | True | False |  |  |  | False | [9 empty] | Non Federally-Regulated | 12/23/2010 |  | 07/01/2014
Leviton Manufacturing Co., Inc. | Leviton | L777-T/L730-MC | Occupant / Motion / Vacancy Se |  | True | True |  | True | [17 empty] | Non Federally-Regulated | 01/30/2001 |  | 01/07/2010
Cooper Controls | Greengate | LK32***** | Manual-On Occupant Sensor | System | True | True | True | True | True | True | True | True | True | True | True | True |  | False | [7 empty] | Non Federally-Regulated | 10/02/2013 |  | 07/01/2014
Cooper Controls | Fifthlight | FLT-MTS-* | Manual-On Occupant Sensor | System | True | True |  | True | True | False | True | True | False |  |  |  |  | False | [7 empty] | Non Federally-Regulated | 08/24/2012 |  | 07/01/2014
Lutron Electronics Co., Inc. | Centralized Lighting Control | G5-AR-****-*-120 | Exterior Photocontrol Device |  | True | True | [19 empty] | Non Federally-Regulated | 09/19/2005 |  | 01/07/2010
Lutron Electronics Co., Inc. | Radio RA2 | RR-15APS-* | Manual-On Occupant Sensor | System | True | True |  | True | True | True | True | True | False |  |  |  |  | False | [7 empty] | Non Federally-Regulated | 07/10/2012 |  | 07/01/2014
Intermatic, Inc. | Grasslin | LM2-O-120-LS1 | Exterior Photocontrol Device |  | True | True | [11 empty] | True | True | False | [5 empty] | Non Federally-Regulated | 11/10/2008 |  | 01/07/2010
Sensor Switch, Inc. | Sensor Switch | nCMRB-10-******** | Occupant / Motion / Vacancy Se |  | True | True |  | True | [17 empty] | Non Federally-Regulated | 11/20/2008 |  | 01/07/2010
Cooper Controls | Greengate | ODC-U-1001-R | Ultrasonic Occupant / Motion S |  | True | True |  | True | True | True | True | True | [13 empty] | Non Federally-Regulated | 11/07/2008 |  | 01/07/2010
Sensor Switch, Inc. | Sensor Switch | nCMRB PDT 9******* | Occupant / Motion / Vacancy Se | System | True | True |  | True | True | False | False |  |  |  |  | False | [9 empty] | Non Federally-Regulated | 04/28/2010 |  | 07/01/2014
Leviton Manufacturing Co., Inc. | Leviton | 6682 | Dimmer | Device | True | True |  | True | True | True | True | False |  |  |  | False | [9 empty] | Non Federally-Regulated | 11/12/2010 |  | 07/01/2014
Lutron Electronics Co., Inc. | Lutron | LCP28-******************* | Occupant / Motion / Vacancy Se | System | True | True |  | True | True | True | False |  |  |  |  | False | [9 empty] | Non Federally-Regulated | 04/28/2010 |  | 07/01/2014
Cooper Controls | Greengate | OSW-U-0721-MV-* | Ultrasonic Occupant / Motion S |  | True | True |  | True | True | True | True | True | [13 empty] | Non Federally-Regulated | 11/07/2008 |  | 01/07/2010
Sensor Switch, Inc. | Sensor Switch | RMR 50 208*** | Occupant / Motion / Vacancy Se | Device | True | True |  | True | True | False | False |  |  |  |  | False | [9 empty] | Non Federally-Regulated | 04/28/2010 |  | 07/01/2014
Intermatic, Inc. | Grasslin | TALENTO 894-120 | Automatic Time Switch Control |  | True | True |  | True | True | [16 empty] | Non Federally-Regulated | 10/15/2008 |  | 01/07/2010
Tork | Tork | K401Z-2 (240VAC) | Automatic Time Switch Control |  | True | True |  | True | True | [16 empty] | Non Federally-Regulated | 02/07/1994 |  | 01/07/2010
Lutron Electronics Co., Inc. | Quantum | LSP-1P-**-** | Multi-Level Astronomical Time |  | True | True |  | True | True | True | True | True | True | True | [11 empty] | Non Federally-Regulated | 01/08/2008 |  | 01/07/2010
Cristal Controls | Cristal Controls | CCLP-08 | Multi-Level Astronomical Time | Device | True | True |  | True | True | True | True | True | True | True | [11 empty] | Non Federally-Regulated | 09/15/2009 |  | 07/01/2014
Hubbell Incorporated | H-Moss | LVPR1500R | Occupant / Motion / Vacancy Se |  | True | True |  | True | [17 empty] | Non Federally-Regulated | 02/24/2009 |  | 01/07/2010
Lutron Electronics Co., Inc. | Lutron | NTLV-1000-277*** | Dimmer | Device | True | True |  | True | True | True | True | False |  |  |  | False | [9 empty] | Non Federally-Regulated | 12/28/2009 |  | 07/01/2014
Blue Ridge Technologies | Blue Ridge Technologies | LD200****** | Automatic Time Switch Control | Device | True | True |  | True | True | [16 empty] | Non Federally-Regulated | 06/30/2010 |  | 07/01/2014
Schneider Electric (Square D Wiring Devices) | Powerlink | RSC16G3*** | Astronomical Time Switch Contr |  | True | True |  | True | True | True | True | True | True | True | [11 empty] | Non Federally-Regulated | 03/14/2008 |  | 01/07/2010
Intermatic, Inc. | Intermatic, Inc. | EI210 | Automatic Time Switch Control | Device | True | True |  | True | True | [16 empty] | Non Federally-Regulated | 04/15/2011 |  | 07/01/2014
Douglas Lighting Controls | Douglas | WNP2150 | Photosensor / Photocontrol Dev |  | True | True |  | True | [17 empty] | Non Federally-Regulated | 06/18/2004 |  | 01/07/2010
Vantage Controls, Inc. | Vantage Controls, Inc. | CLMERS100 | Astronomical Time Switch Contr | System | True | True |  | True | True | True | True | True | True | True | [11 empty] | Non Federally-Regulated | 03/23/2010 |  | 07/01/2014
Douglas Lighting Controls | Douglas | WRM5101 | Occupant / Motion / Vacancy Se |  | True | True |  | True | [17 empty] | Non Federally-Regulated | 10/04/1999 |  | 01/07/2010
Lutron Electronics Co., Inc. | Grafik 7000 | G7-AR-**00-9-120 | Occupant / Motion / Vacancy Se |  | True | True |  | True | [17 empty] | Non Federally-Regulated | 09/12/2003 |  | 09/19/2005
WattStopper, Inc. | WattStopper | PD-1103-* | Dimmer | Device | True | True |  | True | True | True | True | True | True | True | True | False | [9 empty] | Non Federally-Regulated | 08/31/2010 |  | 07/01/2014
Sensor Switch, Inc. | Sensor Switch | WSD************** | Occupant / Motion / Vacancy Se | Device | True | True |  | True | True | True | False |  |  |  |  | False | [9 empty] | Non Federally-Regulated | 04/28/2010 |  | 07/01/2014
Siemens Energy & Automation | Siemens Energy & Automation | 5WG1 705-8XE16 | Automatic Time Switch Control |  | True | True |  | True | True | [8 empty] | True | True | True | [5 empty] | Non Federally-Regulated | 12/19/2005 |  | 01/07/2010
Lutron Electronics Co., Inc. | Grafik Eye | GRX-3102-*-** | Automatic Time Switch Control |  | True | True |  | True | True | [16 empty] | Non Federally-Regulated | 05/09/2000 |  | 09/19/2005
Lutron Electronics Co., Inc. | Lutron | GP12-******************* | Occupant / Motion / Vacancy Se | System | True | True |  | True | True | True | False |  |  |  |  | False | [9 empty] | Non Federally-Regulated | 04/28/2010 |  | 07/01/2014
Siemens Energy & Automation | Siemens Energy & Automation | 5WG1 705-8XF33 | Automatic Time Switch Control |  | True | True |  | True | True | [8 empty] | True | True | True | [5 empty] | Non Federally-Regulated | 12/19/2005 |  | 01/07/2010
Lightstat, Inc. | Lightstat | ALC-6-40-*** | Occupant / Motion / Vacancy Se |  | True | True |  | True | [17 empty] | Non Federally-Regulated | 06/23/1998 |  | 03/14/2006
Intermatic, Inc. | Intermatic | ET70815CR24 | Astronomical Time Switch Contr |  | True | True |  | True | True | True | True | True | True | True |  |  |  | True | False | False | [5 empty] | Non Federally-Regulated | 06/29/2006 |  | 01/07/2010
Eaton Corp. | Pow-R-Command | PRC2000B | Automatic Time Switch Control | System | True | True |  | True | True | [16 empty] | Non Federally-Regulated | 02/04/2010 |  | 07/01/2014
Leviton Manufacturing Co., Inc. | Leviton | MCM10 | Dimmer | Device | True | True |  | True | True | True | True | False |  |  |  | False | [9 empty] | Non Federally-Regulated | 11/12/2010 |  | 07/01/2014
Tork | Tork | DTS400B | Automatic Time Switch Control |  |  |  |  | True | True | [16 empty] | Non Federally-Regulated | 01/04/2007 |  | 01/07/2010
Maple Chase Co. | Paragon Electrical Products | EC4004PC/120V | Automatic Time Switch Control |  | True | True |  | True | True | [16 empty] | Non Federally-Regulated | 01/21/1999 |  | 01/07/2010
Tork | Tork | 2000-7 | Exterior Photocontrol Device | [14 empty] | True | True | True | [5 empty] | Non Federally-Regulated | 04/27/2006 |  | 01/07/2010
Leviton Manufacturing Co., Inc. | Leviton | O2C05-*** | Occupant / Motion / Vacancy Se | Device | True | True |  | True | True | True | True | True | True | True | True | False | [9 empty] | Non Federally-Regulated | 09/18/2013 |  | 07/01/2014
CentraLite Systems, Inc. | Elegance | CLRB-48/E | Occupant / Motion / Vacancy Se | System | True | True |  | True | True | True | False |  |  |  |  | False | [9 empty] | Non Federally-Regulated | 04/15/2011 |  | 07/01/2014
Lutron Electronics Co., Inc. | Lutron | AN-603P********* | Dimmer | Device | True | True |  | True | True | True | True | True | True | True | True | False | [9 empty] | Non Federally-Regulated | 04/28/2010 |  | 01/21/2014
Lighting Control & Design | Lighting Control & Design | GR2400SBP******DTC*****s | Automatic Daylighting Control | System | True | True | True | True | False |  |  | True | True | True | True | True |  | True | [7 empty] | Non Federally-Regulated | 12/28/2009 |  | 07/01/2014
Maple Chase Co. | Paragon Electrical Products | EC74/50S/240V | Automatic Time Switch Control |  | True | True |  | True | True | [16 empty] | Non Federally-Regulated | 01/21/1999 |  | 01/07/2010
Heathco, LLC | Portfolio | PF-4160 | Exterior Photocontrol Device |  | True | False | [11 empty] | True | True | True | [5 empty] | Non Federally-Regulated | 09/21/2007 |  | 01/07/2010
Cooper Controls | Greengate | ONW-D-1001-DMV-N-* | Multi-Level Occupant Sensor | Device | True | True | True | True | True | False | True | True | False | True | True | True | True | True | True | True | [5 empty] | Non Federally-Regulated | 07/22/2010 |  | 07/01/2014
Lutron Electronics Co., Inc. | LCP 128 | LCP-*-******-** | Multi-Level Daylighting Contro |  | True | True |  | True | True | True | True | [14 empty] | Non Federally-Regulated | 09/19/2005 |  | 01/07/2010
Cooper Controls | Greengate | CK4 120** | Automatic Time Switch Control | System | True | True |  | True | True | [16 empty] | Non Federally-Regulated | 04/15/2011 |  | 07/01/2014
Lutron Electronics Co., Inc. | Grafik 5000 | GR5MXIMP | Automatic Time Switch Control |  | True | True |  | True | True | [16 empty] | Non Federally-Regulated | 05/09/2000 |  | 09/19/2005
Lutron Electronics Co., Inc. | Sensor | CPW1048 | Occupant / Motion / Vacancy Se |  | True | True |  | True | [17 empty] | Non Federally-Regulated | 12/10/2008 |  | 01/07/2010
Leviton Manufacturing Co., Inc. | Leviton | L775-T/L206-CT | Occupant / Motion / Vacancy Se |  | True | True |  | True | [17 empty] | Non Federally-Regulated | 08/01/1997 |  | 01/07/2010
Marlin Controls, Inc. | Marlin Controls | HERCULES MINI RELAY BOARD | Automatic Time Switch Control | System | True | True |  | True | True | [16 empty] | Non Federally-Regulated | 01/23/2012 |  | 07/01/2014
Sensor Switch, Inc. | Sensor Switch | CM-PDT-RR7-* | Occupant / Motion / Vacancy Se |  | True | True |  | True | [17 empty] | Non Federally-Regulated | 11/19/2001 |  | 03/01/2006
Intermatic, Inc. | Intermatic, Inc. | ET90115C | Automatic Time Switch Control | Device | True | True | True | False | [17 empty] | Non Federally-Regulated | 07/17/2014 |  | 12/03/2014
Distech Controls | Distech Controls | ECL-VAVS + EC-LIGHT-SCHEDULER | Astronomical Time Switch Contr | System | True | True |  | True | True | True | True | True | True | True | [11 empty] | Non Federally-Regulated | 08/07/2012 |  | 07/01/2014
Intermatic, Inc. | Intermatic | ET8115CR | Automatic Time Switch Control | Device | True | True |  | True | True | [16 empty] | Non Federally-Regulated | 01/20/2010 |  | 07/01/2014
Lutron Electronics Co., Inc. | Homeworks | HRD-5NE-** | Automatic Time Switch Control | System | True | True |  | True | True | [16 empty] | Non Federally-Regulated | 01/20/2010 |  | 07/01/2014
Lighting Control & Design | Lighting Control & Design | GR41**/**SLAVE******* | Automatic Time Switch Control |  | True | True |  | True | True | [8 empty] | True | True | True | [5 empty] | Non Federally-Regulated | 06/22/2005 |  | 12/28/2009
Tork | Tork | EW101SA | Automatic Time Switch Control |  | True | True |  | True | True | [16 empty] | Non Federally-Regulated | 10/08/2002 |  | 01/07/2010
Lutron Electronics Co., Inc. | LCP 128 | LCP-*-***FT | Multi-Level Astronomical Time |  | True | True |  | True | True | True | True | True | True | True | [11 empty] | Non Federally-Regulated | 09/19/2005 |  | 01/07/2010
Convia, Inc., A Herman Miller Co. | Convia | GSA-CPB | Manual-On Occupant Sensor | System | True | True | True | True | True | True | True | True | True | True | True | True | True | True | True | True |  | True |  |  |  | Non Federally-Regulated | 03/04/2010 |  | 04/27/2011
Siemens Energy & Automation | Siemens Energy & Automation | 5WG1 703-8XA12 | Automatic Time Switch Control |  | True | True |  | True | True | [8 empty] | True | True | True | [5 empty] | Non Federally-Regulated | 12/19/2005 |  | 01/07/2010
Lutron Electronics Co., Inc. | Lutron | LCP40-******************* | Automatic Daylighting Control | System | True | True | True | True | True | True | True | False |  |  | True | True |  | True | [7 empty] | Non Federally-Regulated | 12/28/2009 |  | 07/01/2014
Lumisys | Global | GL_32** | Automatic Time Switch Control |  | True | True |  | True | True | [16 empty] | Non Federally-Regulated | 02/23/2009 |  | 01/07/2010
Lutron Electronics Co., Inc. | Lutron | GP72-******************* | Automatic Time Switch Control | System | True | True |  | True | True | [16 empty] | Non Federally-Regulated | 12/28/2009 |  | 07/01/2014
Schneider Electric | Schneider Electric | SLSUWD1277U* | Multi-Level Occupant Sensor | Device | True | True | True | True | True | True | True | True | False | True | True | True | True | True | True | True | [5 empty] | Non Federally-Regulated | 01/12/2012 |  | 07/01/2014
Siemens Energy & Automation | Siemens Energy & Automation | 5WG1 254-3EY01 | Exterior Photocontrol Device |  | True | True | [11 empty] | True | True | True | [5 empty] | Non Federally-Regulated | 12/19/2005 |  | 01/07/2010
Convia, Inc., A Herman Miller Co. | Convia | GSE-OSC-02 | Automatic Daylighting Control | System | True | True | True | True | True | True | True | True | True | True | True | True |  | True | [7 empty] | Non Federally-Regulated | 03/04/2010 |  | 07/01/2014
Sensia | LCP1500 | LCP 500 | Automatic Daylighting Control |  | True | True |  | True | False |  | False | [9 empty] | True |  |  |  |  | Non Federally-Regulated | 11/02/2001 |  | 11/09/2001
Legrand / Wiremold | WattStopper | NPM24PF | Dimmer | System | True | True | True | True | True | True | True | True | True | True | True | True | [9 empty] | Non Federally-Regulated | 03/23/2010 |  | 07/01/2014
PLC Multipoint, Inc. | PLC Multipoint | LC81B | Automatic Daylighting Control |  | True | True | True | True | False |  | True | True | True | True | True | True |  | True | False | False | [5 empty] | Non Federally-Regulated | 07/19/2006 |  | 01/07/2010
Leviton Manufacturing Co., Inc. | Leviton | R48SD-*** | Automatic Time Switch Control |  | True | True |  | True | True | [16 empty] | Non Federally-Regulated | 08/17/2004 |  | 01/07/2010
Lumisys | Lumisys | L26 KIT | Automatic Time Switch Control |  | True | True |  | True | True | [16 empty] | Non Federally-Regulated | 03/13/2006 |  | 01/07/2010
Siemens Energy & Automation | Siemens Energy & Automation | 5WG1 705-8XG24 | Automatic Time Switch Control |  | True | True |  | True | True | [8 empty] | True | True | True | [5 empty] | Non Federally-Regulated | 12/19/2005 |  | 01/07/2010
Computer Process Controls | Computer Process Controls | 830-1000 | Automatic Time Switch Control |  | True | True |  | True | True | [16 empty] | Non Federally-Regulated | 12/24/1998 |  | 01/07/2010
Legrand / Wiremold | WattStopper | CNCS | Automatic Daylighting Control | System | True | True | True | True | True | True | True | True | True | True | True | True |  | True | [7 empty] | Non Federally-Regulated | 03/23/2010 |  | 07/01/2014
Lutron Electronics Co., Inc. | Homeworks | H4P5-*******120 | Astronomical Time Switch Contr |  | True | True |  | True | True | True | True | True | True | True | [11 empty] | Non Federally-Regulated | 08/13/2007 |  | 01/07/2010
Leviton Manufacturing Co., Inc. | Leviton | OSWHB-I** | Occupant / Motion / Vacancy Se |  | True | True |  | True | [17 empty] | Non Federally-Regulated | 09/14/2006 |  | 01/07/2010
Lutron Electronics Co., Inc. | Homeworks | HS72-*********** | Manual-On Occupant Sensor | System | True | True |  | True | True | False | True | True | False |  |  |  |  | False | [7 empty] | Non Federally-Regulated | 01/20/2010 |  | 07/01/2014
Desa Specialty, LLC | Heath Zenith | SL-5615 | Exterior Photocontrol Device |  | True | False | [11 empty] | True | True | True | [5 empty] | Non Federally-Regulated | 08/17/2005 |  | 09/20/2007
Hubbell Incorporated | H-Moss | WS1277W | Occupant / Motion / Vacancy Se |  | True | True |  | True | [17 empty] | Non Federally-Regulated | 05/09/2003 |  | 01/07/2010
Siemens Energy & Automation | Siemens Energy & Automation | 5WG1 703-8XC31 | Automatic Time Switch Control |  | True | True |  | True | True | [8 empty] | True | True | True | [5 empty] | Non Federally-Regulated | 12/19/2005 |  | 01/07/2010
Signify North America Corporation | Sunrise | LRS22113/** | Dimmer | System | True | True |  | True | True | True | True | False |  |  |  | False | [9 empty] | Non Federally-Regulated | 10/03/2013 |  | 07/01/2014
Siemens Energy & Automation | Siemens Energy & Automation | 5WG1 703-8XC11 | Automatic Time Switch Control |  | True | True |  | True | True | [8 empty] | True | True | True | [5 empty] | Non Federally-Regulated | 12/19/2005 |  | 01/07/2010
CentraLite Systems, Inc. | Jet Stream | JS1 | Automatic Time Switch Control | System | True | True |  | True | True | [16 empty] | Non Federally-Regulated | 04/15/2011 |  | 07/01/2014
Heathco, LLC | Ace | AC-5408 | Exterior Photocontrol Device |  | True | False | [11 empty] | True | True | True | [5 empty] | Non Federally-Regulated | 09/21/2007 |  | 01/07/2010
Acuity Brands Lighting | Juno | TEK11CL-** | Track Lighting Integral Curren | System | True | True |  | True | True | True | True | True | [13 empty] | Non Federally-Regulated | 12/29/2011 |  | 07/01/2014
Vantage Controls, Inc. | Vantage Controls, Inc. | IC-36 | Multi-Level Daylighting Contro |  | True | True |  | True | True | True | True | [14 empty] | Non Federally-Regulated | 11/16/2007 |  | 01/07/2010
USE Lighting Control, Inc. | Enerlites, Inc. | WOS18 | Occupant / Motion / Vacancy Se |  | True | True |  | True | [8 empty] | False | True | True | True | False | False |  |  |  | Non Federally-Regulated | 10/30/2008 |  | 01/07/2010
Tork | Tork | K401-2 (240VAC) | Automatic Time Switch Control |  | True | True |  | True | True | [16 empty] | Non Federally-Regulated | 06/08/1993 |  | 02/07/1994
Cooper Wiring Devices | Novitas | 01-101-** | Ultrasonic Occupant / Motion S |  | True | True |  | True | True | True | True | True |  |  |  |  | True | True | True | False | True | False |  |  |  | Non Federally-Regulated | 08/18/2006 |  | 04/10/2008
The Watt Watcher | Automatic Lightswitch | W-277 | Ultrasonic Occupant / Motion S |  | False | False |  | True | True | True | True | True | [13 empty] | Non Federally-Regulated | 01/01/1989 |  | 04/06/1998
Cooper Controls | Greengate | CK 32******* | Multi-Level Occupant Sensor | System | True | True | True | True | True | True | True | True | True | True | True | True | True | True | True | True | [5 empty] | Non Federally-Regulated | 04/15/2011 |  | 05/16/2011
Venstar, Inc. | Surveyor | LS40*-** | Photosensor / Photocontrol Dev | System | True | True |  | False | False | [16 empty] | Non Federally-Regulated | 02/10/2011 |  | 07/01/2014
Lutron Electronics Co., Inc. | Homeworks | HWD-5NE-** | Astronomical Time Switch Contr | System | True | True |  | True | True | True | True | True | True | True | [11 empty] | Non Federally-Regulated | 01/20/2010 |  | 07/01/2014
Lightolier Controls | PowerTrip | CLD600** | Track Lighting Integral Curren |  |  |  |  | True | True | True | True | [14 empty] | Non Federally-Regulated | 08/12/2005 |  | 01/07/2010
Sensor Switch, Inc. | Sensor Switch | nRMR-PC-ADC-** | Automatic Daylighting Control |  | True | True | True | True | False |  | True | True | True | True | True | True | True | True | True | True |  | True |  |  |  | Non Federally-Regulated | 11/20/2008 |  | 01/07/2010
WattStopper, Inc. | WattStopper | RH-250 | Occupant / Motion / Vacancy Se |  | True | True |  | True | [17 empty] | Non Federally-Regulated | 02/14/2008 |  | 01/07/2010
Sensor Switch, Inc. | Sensor Switch | HMR 10********** | Occupant / Motion / Vacancy Se | Device | True | True |  | True | True | False | False |  |  |  |  | False | [9 empty] | Non Federally-Regulated | 04/28/2010 |  | 07/01/2014
Lutron Electronics Co., Inc. | Radio RA | RA-GRX-6***** | Dimmer | System | True | True |  | True | True | True | True | False |  |  |  | False | [9 empty] | Non Federally-Regulated | 12/17/2009 |  | 01/21/2014
Hubbell Building Automation | Hubbell Building Automation | LOIRHB | Occupant / Motion / Vacancy Se |  | True | True |  | True | [17 empty] | Non Federally-Regulated | 05/20/2004 |  | 01/07/2010
Novitas, Inc. | Novitas | 01-400 | Occupant / Motion / Vacancy Se |  | True | True |  | True | [17 empty] | Non Federally-Regulated | 03/25/2003 |  | 08/18/2006
Lutron Electronics Co., Inc. | Lutron | CCP-****-******-** | Automatic Daylighting Control | System | True | True | True | True | True | True | True | False |  |  | True | True |  | True | [7 empty] | Non Federally-Regulated | 07/10/2012 |  | 07/01/2014
Lutron Electronics Co., Inc. | HomeWorks QS | HQR-3LD | Manual-On Occupant Sensor | System | True | True |  | True | True | True | True | True | False |  |  |  |  | False | [7 empty] | Non Federally-Regulated | 07/10/2012 |  | 07/01/2014
Siemens Energy & Automation | Siemens Energy & Automation | 5WG1 704-8XB24 | Automatic Time Switch Control |  | True | True |  | True | True | [8 empty] | True | True | True | [5 empty] | Non Federally-Regulated | 12/19/2005 |  | 01/07/2010
Intermatic, Inc. | Gasmaster | GMX2FM2D50I-24 | Automatic Time Switch Control | Device | True | True | True | False | [17 empty] | Non Federally-Regulated | 07/17/2014 |  | 08/05/2014
Intermatic, Inc. | Intermatic, Inc. | ET90215CRE | Automatic Time Switch Control | Device | True | True | True | False | [17 empty] | Non Federally-Regulated | 07/17/2014 |  | 12/03/2014
Lutron Electronics Co., Inc. | Lutron | CCP-************-******-** | Manual-On Occupant Sensor | System | True | True |  | True | True | True | True | True | False |  |  |  |  | False | [7 empty] | Non Federally-Regulated | 07/10/2012 |  | 07/01/2014
Lutron Electronics Co., Inc. | Lutron | C5-BMF-2A | Multi-Level Occupant Sensor | System | True | True | True | True | True | True | True | True | True | True | True | True |  | False | [7 empty] | Non Federally-Regulated | 05/19/2010 |  | 07/01/2014
Lutron Electronics Co., Inc. | Lutron | LCP44-******************* | Automatic Time Switch Control | System | True | True |  | True | True | [16 empty] | Non Federally-Regulated | 12/28/2009 |  | 07/01/2014
WattStopper, Inc. | WattStopper | CH-250-* | Occupant / Motion / Vacancy Se |  | True | True |  | True | [8 empty] | True | True | False | False | True | True |  |  |  | Non Federally-Regulated | 11/25/2008 |  | 01/07/2010
Lutron Electronics Co., Inc. | Lutron | LXELV-600PL***** | Dimmer | Device | True | True |  | True | True | True | True | False |  |  |  | False | [9 empty] | Non Federally-Regulated | 12/28/2009 |  | 07/01/2014
PLC Multipoint, Inc. | PLC Multipoint | PD9 ATRIUM | Photosensor / Photocontrol Dev |  | True | False |  | True | [17 empty] | Non Federally-Regulated | 08/06/1992 |  | 07/19/2006
Mytech Corp. | Mytech | OMNI-DT500 | Ultrasonic Occupant / Motion S |  | True | True |  | True | True | True | True | True | [13 empty] | Non Federally-Regulated | 11/05/1997 |  | 01/07/2010
Leviton Manufacturing Co., Inc. | Leviton | IPV02 -*** | Manual-On Occupant Sensor | Device | True | True |  | True | True | False | True | True | False |  |  |  |  | False | [7 empty] | Non Federally-Regulated | 07/02/2012 |  | 07/01/2014
Lutron Electronics Co., Inc. | HomeWorks QS | HQRD-6NE | Automatic Daylighting Control | System | True | True | True | True | True | True | True | False |  |  | True | True |  | True | [7 empty] | Non Federally-Regulated | 07/10/2012 |  | 07/01/2014
Triatek, Inc. | Triatek | L28** KIT | Automatic Time Switch Control |  | True | True |  | True | True | [16 empty] | Non Federally-Regulated | 01/12/2004 |  | 03/13/2006
PLC Multipoint, Inc. | PLC Multipoint | LC9S-277 SUNWATCHER | Automatic Daylighting Control |  | True | True |  | True | False |  | True | False | [8 empty] | True |  |  |  |  | Non Federally-Regulated | 08/06/1992 |  | 07/19/2006
Siemens Energy & Automation | Siemens Energy & Automation | 5WG1 705-8XC34 | Automatic Time Switch Control |  | True | True |  | True | True | [8 empty] | True | True | True | [5 empty] | Non Federally-Regulated | 12/19/2005 |  | 01/07/2010
Lightstat, Inc. | Lightstat | ALC-5-32-*** | Occupant / Motion / Vacancy Se |  | True | True |  | True | [17 empty] | Non Federally-Regulated | 06/23/1998 |  | 03/14/2006
Legrand / Wiremold | WattStopper | LVHUBC | Automatic Time Switch Control | System | True | True |  | True | True | [16 empty] | Non Federally-Regulated | 03/23/2010 |  | 07/01/2014
Marlin Controls, Inc. | Unistar II | HERCULESPEGASUS | Automatic Time Switch Control |  | True | True |  | True | True | [8 empty] | True | True | True | [5 empty] | Non Federally-Regulated | 02/06/2006 |  | 01/07/2010
Litetouch, Inc. | Litetouch, Inc. | SAT-SX**-120-** | Automatic Time Switch Control |  | True | True |  | True | True | [16 empty] | Non Federally-Regulated | 09/29/2003 |  | 01/07/2010
Sensor Switch, Inc. | Sensor Switch | WSD-PDT-RR7-**-* | Occupant / Motion / Vacancy Se |  | True | True |  | True | [17 empty] | Non Federally-Regulated | 11/19/2001 |  | 03/01/2006
Hubbell Building Automation | Hubbell Building Automation | LXIN**** | Automatic Time Switch Control |  | True | True |  | True | True | [16 empty] | Non Federally-Regulated | 09/08/2007 |  | 01/07/2010
Marlin Controls, Inc. | Marlin Controls | MATRIX SINGLE RELAY BOARD | Automatic Time Switch Control | System | True | True |  | True | True | [16 empty] | Non Federally-Regulated | 01/23/2012 |  | 07/01/2014
Cooper Controls | Greengate | CK T 16******* | Astronomical Time Switch Contr | System | True | True |  | True | True | True | True | True | True | True | [11 empty] | Non Federally-Regulated | 04/15/2011 |  | 07/01/2014
Legrand / Wiremold | WattStopper | NPM44 | Occupant / Motion / Vacancy Se | System | True | True | True | True | True | True | True | True | True | True | True | True |  | True | True | True | [5 empty] | Non Federally-Regulated | 03/23/2010 |  | 07/01/2014
Legrand / Wiremold | WattStopper | NRD1A | Multi-Level Occupant Sensor | System | True | True | True | True | True | True | True | True | True | True | True | True | True | True | True | True | True | True |  |  |  | Non Federally-Regulated | 03/23/2010 |  | 07/01/2014
Lutron Electronics Co., Inc. | Lutron | NTFTV*********** | Dimmer | Device | True | True |  | True | True | True | True | False |  |  |  | False | [9 empty] | Non Federally-Regulated | 12/28/2009 |  | 01/21/2014
Legrand / Wiremold | WattStopper | CE6ATCFF SERIES | Automatic Daylighting Control | System | True | True | True | True | True | True | True | True | True | True | True | True |  | True | [7 empty] | Non Federally-Regulated | 03/23/2010 |  | 07/01/2014
WattStopper, Inc. | WattStopper | WT1105 | Ultrasonic Occupant / Motion S |  | True | True |  | True | True | True | True | True | [13 empty] | Non Federally-Regulated | 03/17/2000 |  | 01/07/2010
Siemens Energy & Automation | LCP 500 | LCP 500 | Automatic Daylighting Control |  | True | True |  | True | False |  | False | [9 empty] | True |  |  |  |  | Non Federally-Regulated | 11/09/2001 |  | 01/07/2010
Intermatic, Inc. | Grasslin | GMXFM1D50-I-24 | Automatic Time Switch Control | Device | True | True |  | True | True | [16 empty] | Non Federally-Regulated | 01/20/2010 |  | 07/01/2014
Legrand / Wiremold | WattStopper | PROTOCOL BRIDGE | Dimmer | System | True | True | True | True | True | True | True | True | True | True | True | True | [9 empty] | Non Federally-Regulated | 03/23/2010 |  | 07/01/2014
Cooper Wiring Devices | Greengate | ODC-U-2000 | Ultrasonic Occupant / Motion S |  | True | True |  | True | True | True | True | True | [13 empty] | Non Federally-Regulated | 04/10/2008 |  | 11/07/2008
Convia, Inc., A Herman Miller Co. | Convia | GSE-PFC-01 | Dimmer | System | True | True | True | True | True | True | True | True | True | True | True | True | [9 empty] | Non Federally-Regulated | 03/04/2010 |  | 07/01/2014
PLC Multipoint, Inc. | PLC Multipoint | LCP2 | Multi-Level Daylighting Contro |  | True | True |  | True | True | True | True | [14 empty] | Non Federally-Regulated | 07/19/2006 |  | 01/07/2010
Lutron Electronics Co., Inc. | Lutron | XPS4-******************* | Automatic Time Switch Control | System | True | True |  | True | True | [16 empty] | Non Federally-Regulated | 12/28/2009 |  | 07/01/2014
Lutron Electronics Co., Inc. | Lutron | XP24-******************* | Astronomical Time Switch Contr | System | True | True |  | True | True | True | True | True | True | True | [11 empty] | Non Federally-Regulated | 12/28/2009 |  | 07/01/2014
Blue Ridge Technologies | Blue Ridge Technologies | LPPK | Automatic Time Switch Control | System | True | True |  | True | True | [16 empty] | Non Federally-Regulated | 06/30/2010 |  | 07/01/2014
Blue Ridge Technologies | Blue Ridge Technologies | QK4-* | Automatic Time Switch Control | Device | True | True |  | True | True | [16 empty] | Non Federally-Regulated | 06/30/2010 |  | 07/01/2014
Intelligent Lighting Controls, Inc. | LightLEEDer | LL00****, LSDM, LSPC, LSPC-4 | Automatic Daylighting Control | System | True | True | True | True | True | True | True | True | True | True | True | True |  | True | [7 empty] | Non Federally-Regulated | 04/10/2013 |  | 07/01/2014
WattStopper, Inc. | WattStopper | WS277 | Occupant / Motion / Vacancy Se |  | True | True |  | True | [17 empty] | Non Federally-Regulated | 08/10/1992 |  | 04/06/1998
Cooper Wiring Devices | Greengate | ODC-U-1001-R | Ultrasonic Occupant / Motion S |  | True | True |  | True | True | True | True | True |  |  |  |  | True | True | True | False | True | False |  |  |  | Non Federally-Regulated | 04/10/2008 |  | 11/07/2008
Legrand / Wiremold | WattStopper | NRD2F | Occupant / Motion / Vacancy Se | System | True | True | True | True | True | True | True | True | True | True | True | True |  | True | True | True | [5 empty] | Non Federally-Regulated | 03/23/2010 |  | 07/01/2014
Lutron Electronics Co., Inc. | Centralized Lighting Control | DMWP**-******-** | Automatic Daylighting Control |  | True | True | False | True | True | True | False |  | True | True | True | True |  |  |  | False | [5 empty] | Non Federally-Regulated | 09/19/2005 |  | 01/07/2010
Convia, Inc., A Herman Miller Co. | Convia | GSE-IRR-GR | Dimmer | System | True | True | True | True | True | True | True | True | True | True | True | True | [9 empty] | Non Federally-Regulated | 03/04/2010 |  | 07/01/2014
Sensor Switch, Inc. | Sensor Switch | nCMB PDT 9 2P****** | Occupant / Motion / Vacancy Se | System | True | True |  | True | True | False | False |  |  |  |  | False | [9 empty] | Non Federally-Regulated | 04/28/2010 |  | 07/01/2014
Litetouch, Inc. | Litetouch, Inc. | 08-2904-** | Automatic Time Switch Control |  | True | True |  | True | True | [16 empty] | Non Federally-Regulated | 09/29/2003 |  | 01/07/2010
Schneider Electric | Powerlink | NF-CW POWERLINK PNL (Master Included) | Automatic Time Switch Control | System | True | True |  | True | True | [16 empty] | Non Federally-Regulated | 01/12/2012 |  | 07/01/2014
Legrand / Pass & Seymour | Legrand / Pass & Seymour | 92080* | Dimmer | Device | True | True |  | True | True | True | True | False |  |  |  | False | [9 empty] | Non Federally-Regulated | 12/23/2010 |  | 07/01/2014
Paragon Electric Co. | Paragon | EC72/240V | Automatic Time Switch Control |  | True | True |  | True | True | [16 empty] | Non Federally-Regulated | 11/23/1992 |  | 01/21/1999
Legrand / Pass & Seymour | Legrand | ADWR1103HM4 | Dimmer | Device | True | True |  | True | True | True | True | True | True | True | True | False | [9 empty] | Non Federally-Regulated | 09/14/2012 |  | 07/01/2014
Paragon Electric Co. | Paragon | EC4000/120V | Automatic Time Switch Control |  | True | True |  | True | True | [16 empty] | Non Federally-Regulated | 06/25/1993 |  | 01/21/1999
Macro Electronics | Macro Electronics | AFEC-* | Occupant / Motion / Vacancy Se |  | True | True |  | True | [17 empty] | Non Federally-Regulated | 11/22/1996 |  | 04/06/1998
Desa Specialty, LLC | Secure Home | SH-5408 | Exterior Photocontrol Device |  | True | False | [11 empty] | True | True | True | [5 empty] | Non Federally-Regulated | 06/14/2005 |  | 09/20/2007
Crestron Electronics | Crestron Electronics | PAC2 | Multi-Level Astronomical Time | System | True | True |  | True | True | True | True | True | True | True | [11 empty] | Non Federally-Regulated | 03/01/2010 |  | 07/01/2014
Siemens Energy & Automation | Siemens Energy & Automation | 5WG1 705-8XG43 | Automatic Time Switch Control |  | True | True |  | True | True | [8 empty] | True | True | True | [5 empty] | Non Federally-Regulated | 12/19/2005 |  | 01/07/2010
Gentec, Inc. | Kameleon | K8-32-PA-S* | Automatic Time Switch Control | System | True | True |  | True | True | [16 empty] | Non Federally-Regulated | 01/20/2012 |  | 07/01/2014
Universal Energy Control, Inc. | Unenco-Switch | US-250-120V | Ultrasonic Occupant / Motion S |  | False | False |  | True | True | True | True | True | [13 empty] | Non Federally-Regulated | 04/01/1988 |  | 04/06/1998
Convia, Inc., A Herman Miller Co. | Convia | GSE-IRR-GR | Multi-Level Occupant Sensor | System | True | True | True | True | True | True | True | True | True | True | True | True | True | True | True | True | True | True |  |  |  | Non Federally-Regulated | 03/04/2010 |  | 04/27/2011
Powerline Control Systems | PulseWorx | TST | Automatic Time Switch Control | System | True | True |  | True | True | [16 empty] | Non Federally-Regulated | 06/24/2011 |  | 07/01/2014
Lutron Electronics Co., Inc. | Lutron | CCP-****-******-**-CGP*** | Manual-On Occupant Sensor | System | True | True |  | True | True | True | True | True | False |  |  |  |  | False | [7 empty] | Non Federally-Regulated | 07/10/2012 |  | 07/01/2014
Lighting Control & Design | Lighting Control & Design | GR41**/**SLAVE******* | Astronomical Time Switch Contr |  | True | True |  | True | True | True | True | True | True | True |  |  |  | True | True | True | [5 empty] | Non Federally-Regulated | 06/22/2005 |  | 12/28/2009
Cooper Controls | Greengate | OMR-P-0450-R | Occupant / Motion / Vacancy Se |  | True | True |  | True | [17 empty] | Non Federally-Regulated | 11/07/2008 |  | 01/07/2010
Tork | Tork | DW200A-12 | Automatic Time Switch Control |  | True | True |  | True | True | [16 empty] | Non Federally-Regulated | 10/09/1996 |  | 01/07/2010
WattStopper, Inc. | WattStopper | LS-102 | Photosensor / Photocontrol Dev | Device | True | True |  | False | False | [16 empty] | Non Federally-Regulated | 10/08/2010 |  | 07/01/2014
Novitas, Inc. | Novitas | 01-190-BAS-** | Ultrasonic Occupant / Motion S |  | True | True |  | True | True | True | True | True |  |  |  |  | True | True | True | False | True | False |  |  |  | Non Federally-Regulated | 09/06/2005 |  | 08/18/2006
Starfield Controls, Inc. | Starfield Controls, Inc. | TR332** | Automatic Time Switch Control |  | True | True |  | True | True | [16 empty] | Non Federally-Regulated | 03/14/2006 |  | 01/07/2010
Sensor Switch, Inc. | Sensor Switch | RM 10***ADC******* | Automatic Daylighting Control | Device | True | True | True | True | False |  |  | True | True | True | True | True |  | True | [7 empty] | Non Federally-Regulated | 04/28/2010 |  | 07/01/2014
Emerson Climate Technologies Retail Solutions | E2 | RX-100/300/400 | Multi-Level Astronomical Time | System | True | True |  | True | True | True | True | True | True | True | [11 empty] | Non Federally-Regulated | 10/04/2012 |  | 10/30/2012
Siemens Energy & Automation | Siemens Energy & Automation | 5WG1 705-8XK02 | Automatic Time Switch Control |  | True | True |  | True | True | [8 empty] | True | True | True | [5 empty] | Non Federally-Regulated | 12/19/2005 |  | 01/07/2010
Gentec, Inc. | Schneider Electric | SERPL64HS | Automatic Time Switch Control | System | True | True |  | True | True | [16 empty] | Non Federally-Regulated | 01/20/2012 |  | 07/01/2014
Siemens Energy & Automation | LCP 500 | LCP 500 | Photosensor / Photocontrol Dev |  | True | True |  | True | [17 empty] | Non Federally-Regulated | 11/09/2001 |  | 01/07/2010
Convia, Inc., A Herman Miller Co. | Convia | GSE-OSC-01 | Multi-Level Astronomical Time | System | True | True |  | True | True | True | True | True | True | True | [11 empty] | Non Federally-Regulated | 03/04/2010 |  | 07/01/2014
Lutron Electronics Co., Inc. | HomeWorks QS | HQRD-6ND | Multi-Level Occupant Sensor | System | True | True | True | True | True | True | True | True | True | True | True | True |  | False | [7 empty] | Non Federally-Regulated | 07/10/2012 |  | 07/01/2014
Cooper Controls | Fifthlight | FLT-DAC-* | Automatic Time Switch Control | System | True | True |  | True | True | [16 empty] | Non Federally-Regulated | 08/24/2012 |  | 07/01/2014
Siemens Energy & Automation | Siemens Energy & Automation | 5WG1 705-8XB02 | Automatic Time Switch Control |  | True | True |  | True | True | [8 empty] | True | True | True | [5 empty] | Non Federally-Regulated | 12/19/2005 |  | 01/07/2010
Lutron Electronics Co., Inc. | Softswitch 128 | XPS40-******-** | Occupant / Motion / Vacancy Se |  | True | True |  | True | [17 empty] | Non Federally-Regulated | 09/19/2005 |  | 01/07/2010
Siemens Energy & Automation | Siemens Energy & Automation | 5WG1 705-8XE44 | Automatic Time Switch Control |  | True | True |  | True | True | [8 empty] | True | True | True | [5 empty] | Non Federally-Regulated | 12/19/2005 |  | 01/07/2010
Gentec, Inc. | Schneider Electric | SERPB64HS | Automatic Time Switch Control | System | True | True |  | True | True | [16 empty] | Non Federally-Regulated | 01/20/2012 |  | 07/01/2014
Emerson Climate Technologies Retail Solutions | E2 | RX-100/300/400 | Multi-Level Astronomical Time | System | True | True |  | True | True | True | True | True | True | True | [11 empty] | Non Federally-Regulated | 04/14/2011 |  | 10/04/2012
Tork | Tork | DGS100-12 (120VDC) | Automatic Time Switch Control |  | True | True |  | True | True | [16 empty] | Non Federally-Regulated | 02/07/1994 |  | 01/07/2010
Enerlites, Inc. | Enerlites, Inc. | DWOS-1277 | Multi-Level Occupant Sensor | System | True | True | True | True | True | True | True | True | True | True | True | True |  | False | [7 empty] | Non Federally-Regulated | 11/22/2013 |  | 07/01/2014
Legrand / Wiremold | WattStopper | GSE-WCD-WH | Multi-Level Occupant Sensor | System | True | True | True | True | True | True | True | True | True | True | True | True | True | True | True | True | True | True |  |  |  | Non Federally-Regulated | 03/23/2010 |  | 07/01/2014
Hubbell Building Automation | Hubbell Building Automation | WIS-ISM-** | Automatic Time Switch Control | System | True | True |  | True | True | [16 empty] | Non Federally-Regulated | 12/09/2013 |  | 07/01/2014
Siemens Energy & Automation | Siemens Energy & Automation | 5WG1 705-8XA42 | Automatic Time Switch Control |  | True | True |  | True | True | [8 empty] | True | True | True | [5 empty] | Non Federally-Regulated | 12/19/2005 |  | 01/07/2010
Cooper Controls | Greengate | VNW-P-1001-DMV-* | Manual-On Occupant Sensor | Device | True | True | True | True | True | True | True | True | True | True | True | True |  | False | [7 empty] | Non Federally-Regulated | 08/07/2013 |  | 07/01/2014
Lutron Electronics Co., Inc. | Lutron | CCP-****-******-**-CGP*** | Multi-Level Astronomical Time | System | True | True |  | True | True | True | True | True | True | True | [11 empty] | Non Federally-Regulated | 07/10/2012 |  | 07/01/2014
Legrand / Pass & Seymour | Legrand / Pass & Seymour | LS600L* | Dimmer | Device | True | True |  | True | True | True | True | False |  |  |  | False | [9 empty] | Non Federally-Regulated | 12/23/2010 |  | 07/01/2014
Tork | Tork | DLC400-12 | Astronomical Time Switch Contr |  |  |  |  | True | True | True | True | True | True | True | [11 empty] | Non Federally-Regulated | 04/27/2006 |  | 01/07/2010
Leviton Manufacturing Co., Inc. | Leviton | OSW12-M** | Ultrasonic Occupant / Motion S |  | True | True |  | True | True | True | True | True | [13 empty] | Non Federally-Regulated | 10/13/2006 |  | 01/07/2010
GE Lighting, a Savant company | GE Lighting Controls | CUS-10-180-R | Occupant / Motion / Vacancy Se | Device | True | True |  | True | True | False | True | True | True | True | True | False | [9 empty] | Non Federally-Regulated | 04/13/2012 |  | 07/01/2014
Cooper Controls | Greengate | CK T 32******* | Automatic Daylighting Control | System | True | True | True | True | False |  |  | True | True | True | True | True |  | True | [7 empty] | Non Federally-Regulated | 04/15/2011 |  | 07/01/2014
Hubbell Incorporated | Hubbell Wiring Device Kellems | ATU5******* | Occupant / Motion / Vacancy Se | Device | True | True |  | True | True | True | True | True | True | True | True | False | [9 empty] | Non Federally-Regulated | 06/30/2010 |  | 07/01/2014
Lithonia Lighting | Litronic Series | LIRC HB H | Occupant / Motion / Vacancy Se |  | True | True |  | True | [9 empty] | True | True | False | [5 empty] | Non Federally-Regulated | 07/24/2006 |  | 01/07/2010
Lutron Electronics Co., Inc. | Lutron | C-1500********** | Dimmer | Device | True | True |  | True | True | True | True | False |  |  |  | False | [9 empty] | Non Federally-Regulated | 12/28/2009 |  | 01/21/2014
Powerline Control Systems | GreenWorx | LCM4-277 | Automatic Time Switch Control | System | True | True |  | True | True | [16 empty] | Non Federally-Regulated | 12/10/2013 |  | 07/01/2014
Sensor Switch, Inc. | Sensor Switch | nCM-10-******** | Occupant / Motion / Vacancy Se |  | True | True |  | True | [17 empty] | Non Federally-Regulated | 11/20/2008 |  | 01/07/2010
Tork | Tork | DGS100A | Automatic Time Switch Control | Device | True | True |  | True | True | [16 empty] | Non Federally-Regulated | 11/12/2013 |  | 07/01/2014
Lutron Electronics Co., Inc. | Grafik Eye | GRX-4102-A-** | Occupant / Motion / Vacancy Se |  | True | True |  | True | [17 empty] | Non Federally-Regulated | 01/31/1996 |  | 05/09/2000
Intermatic, Inc. | Intermatic | LC4523 | Photosensor / Photocontrol Dev | Device | True | True |  | False | False | [16 empty] | Non Federally-Regulated | 01/20/2010 |  | 07/01/2014
Legrand / Wiremold | WattStopper | NPM24PF | Occupant / Motion / Vacancy Se | System | True | True | True | True | True | True | True | True | True | True | True | True |  | True | True | True | [5 empty] | Non Federally-Regulated | 03/23/2010 |  | 07/01/2014
Intermatic, Inc. | Intermatic | EI235W | Automatic Time Switch Control | Device | True | True |  | True | True | [16 empty] | Non Federally-Regulated | 01/20/2010 |  | 07/01/2014
Legrand / Wiremold | WattStopper | NPM22F | Automatic Time Switch Control | System | True | True |  | True | True | [16 empty] | Non Federally-Regulated | 03/23/2010 |  | 07/01/2014
Legrand / Wiremold | WattStopper | NPM12F | Dimmer | System | True | True | True | True | True | True | True | True | True | True | True | True | [9 empty] | Non Federally-Regulated | 03/23/2010 |  | 07/01/2014
Lutron Electronics Co., Inc. | Lutron | NELV-450-F****** | Dimmer | Device | True | True |  | True | True | True | True | False |  |  |  | False | [9 empty] | Non Federally-Regulated | 12/28/2009 |  | 01/21/2014
Intermatic, Inc. | Gasmaster | MIL72EQTUZ-240 | Automatic Time Switch Control | Device | True | True | True | False | [17 empty] | Non Federally-Regulated | 07/17/2014 |  | 08/05/2014
Legrand / Wiremold | WattStopper | CLCW | Multi-Level Occupant Sensor | System | True | True | True | True | True | True | True | True | True | True | True | True | True | True | True | True | True | True |  |  |  | Non Federally-Regulated | 03/23/2010 |  | 07/01/2014
Tork | Tork | EW120B* | Automatic Time Switch Control | Device | True | True |  | True | True | [16 empty] | Non Federally-Regulated | 11/12/2013 |  | 07/01/2014
Convia, Inc., A Herman Miller Co. | Convia | GSE-SCW-WH | Automatic Daylighting Control |  | True | True | True | True | True | True | True | True | True | True | True | True | True | True | True | True |  | True |  |  |  | Non Federally-Regulated | 03/20/2009 |  | 01/07/2010
Profile Systems LLC | Profile Systems | Profile P1844 | Automatic Time Switch Control |  | True | True |  | True | True | [16 empty] | Non Federally-Regulated | 02/29/2008 |  | 01/07/2010
Lighting Control & Design | Lighting Control & Design | GR240*IDIM******* | Photosensor / Photocontrol Dev | System | True | True |  | False | False | [16 empty] | Non Federally-Regulated | 12/28/2009 |  | 07/01/2014
Lutron Electronics Co., Inc. | Lutron | CCP-******-*****-**-CGP**** | Photosensor / Photocontrol Dev | System | True | True |  | False | False | [16 empty] | Non Federally-Regulated | 07/10/2012 |  | 07/01/2014
Lutron Electronics Co., Inc. | Lutron | XP48-******************* | Occupant / Motion / Vacancy Se | System | True | True |  | True | True | True | False |  |  |  |  | False | [9 empty] | Non Federally-Regulated | 04/28/2010 |  | 07/01/2014
Cooper Wiring Devices | Novitas | 01-110-BAS-** | Ultrasonic Occupant / Motion S |  | True | True |  | True | True | True | True | True |  |  |  |  | True | True | True | False | True | False |  |  |  | Non Federally-Regulated | 08/18/2006 |  | 04/10/2008
Sensor Switch, Inc. | Sensor Switch | RM 6********* | Occupant / Motion / Vacancy Se | Device | True | True |  | True | True | False | False |  |  |  |  | False | [9 empty] | Non Federally-Regulated | 04/28/2010 |  | 07/01/2014
Intermatic, Inc. | Grasslin | PC2-digi30-120-LS2 | Automatic Daylighting Control | Device | True | True | True | True | False |  |  | False |  |  | True | True |  | True | [7 empty] | Non Federally-Regulated | 01/20/2010 |  | 07/01/2014
Intermatic, Inc. | Grasslin | FM1D20E-240 | Automatic Time Switch Control | Device | True | True |  | True | True | [16 empty] | Non Federally-Regulated | 01/20/2010 |  | 07/01/2014
Heath Co. | Heath | LC-400-S | Occupant / Motion / Vacancy Se |  | True | True |  | True | [17 empty] | Non Federally-Regulated | 04/02/1993 |  | 01/07/2010
Sensor Switch, Inc. | Sensor Switch | nRM PDT 9 ADC*** | Automatic Daylighting Control | System | True | True | True | True | False |  |  | True | True | True | True | True |  | True | [7 empty] | Non Federally-Regulated | 04/28/2010 |  | 07/01/2014
Tork | Tork | 7120L | Automatic Time Switch Control |  | True | True |  | True | True | [16 empty] | Non Federally-Regulated | 06/03/2003 |  | 04/27/2006
Lutron Electronics Co., Inc. | Lutron | L-LV14-125 | Manual-On Occupant Sensor | System | True | True |  | True | True | True | True | True | False |  |  |  |  | False | [7 empty] | Non Federally-Regulated | 07/10/2012 |  | 07/01/2014
Convia, Inc., A Herman Miller Co. | Convia | GSE-OSC-03 | Multi-Level Occupant Sensor | System | True | True | True | True | True | True | True | True | True | True | True | True | True | True | True | True | True | True |  |  |  | Non Federally-Regulated | 03/04/2010 |  | 04/27/2011
Maple Chase Co. | Paragon Electrical Products | EC74/192MA/120/240V | Automatic Time Switch Control |  | True | True |  | True | True | [16 empty] | Non Federally-Regulated | 01/21/1999 |  | 01/07/2010
Siemens Energy & Automation | Siemens Energy & Automation | 5WG1 705-8XK22 | Automatic Time Switch Control |  | True | True |  | True | True | [8 empty] | True | True | True | [5 empty] | Non Federally-Regulated | 12/19/2005 |  | 01/07/2010
Legrand / Wiremold | WattStopper | CLCW | Automatic Daylighting Control | System | True | True | True | True | True | True | True | True | True | True | True | True |  | True | [7 empty] | Non Federally-Regulated | 03/23/2010 |  | 07/01/2014
Lutron Electronics Co., Inc. | Lutron | XPS16-******************* | Occupant / Motion / Vacancy Se | System | True | True |  | True | True | True | False |  |  |  |  | False | [9 empty] | Non Federally-Regulated | 04/28/2010 |  | 07/01/2014
Siemens Energy & Automation | Siemens Energy & Automation | 5WG1 705-8XE25 | Automatic Time Switch Control |  | True | True |  | True | True | [8 empty] | True | True | True | [5 empty] | Non Federally-Regulated | 12/19/2005 |  | 01/07/2010
Bryant Electric, Inc. | Motion Switch | AR20 | Occupant / Motion / Vacancy Se |  | True | True |  | True | [17 empty] | Non Federally-Regulated | 08/28/1992 |  | 04/06/1998
Lutron Electronics Co., Inc. | Grafik Eye | GRX-4002-T-** | Automatic Time Switch Control |  | True | True |  | True | True | [16 empty] | Non Federally-Regulated | 07/19/1994 |  | 09/19/2005
Lutron Electronics Co., Inc. | Microwatt | MW-LC-2 | Automatic Daylighting Control |  | True | True |  | True | True | True | False | [9 empty] | True |  |  |  |  | Non Federally-Regulated | 05/09/2000 |  | 09/19/2005
Intermatic, Inc. | Gasmaster | PC1-digi20-120-LS2+E200 | Photosensor / Photocontrol Dev | Device | True | True | True | [18 empty] | Non Federally-Regulated | 07/17/2014 |  | 08/05/2014
Tork | Tork | DZS200-24 (24VAC) | Automatic Time Switch Control |  | True | True |  | True | True | [16 empty] | Non Federally-Regulated | 06/08/1993 |  | 04/27/2006
Steinel America, Inc. | Steinel | IR Quattro HD COM2-24 | Occupant / Motion / Vacancy Se | Device | True | True |  | True | True | False | False |  |  |  |  | False | [9 empty] | Non Federally-Regulated | 08/06/2013 |  | 07/01/2014
Lighting Control & Design | Lighting Control & Design | GR14**/****DTC*********** | Astronomical Time Switch Contr |  | True | True |  | True | True | True | True | True | True | True |  |  |  | True | True | True | [5 empty] | Non Federally-Regulated | 06/22/2005 |  | 12/28/2009
Lutron Electronics Co., Inc. | Microwatt | MW-LC-2 | Photosensor / Photocontrol Dev |  | True | True |  | True | [17 empty] | Non Federally-Regulated | 05/09/2000 |  | 01/07/2010
Powerline Control Systems | PulseWorx | MLS1024P | Automatic Time Switch Control | System | True | True |  | True | True | [16 empty] | Non Federally-Regulated | 06/24/2011 |  | 07/01/2014
Enerlites, Inc. | Enerlites, Inc. | MPC-52V-DC | Multi-Level Occupant Sensor | System | True | True | True | True | True | True | True | True | True | True | True | True |  | False | [7 empty] | Non Federally-Regulated | 11/22/2013 |  | 07/01/2014
Lutron Electronics Co., Inc. | Lutron | GP12-******************* | Dimmer | System | True | True |  | True | True | True | True | False |  |  |  | False | [9 empty] | Non Federally-Regulated | 12/28/2009 |  | 07/01/2014
PCI Lighting Controls | Switchkeeper | SWITCHKEEPER | Photosensor / Photocontrol Dev |  | True | True |  | True | [17 empty] | Non Federally-Regulated | 10/19/2001 |  | 04/10/2008
Lutron Electronics Co., Inc. | Lutron | GP48-******************* | Astronomical Time Switch Contr | System | True | True |  | True | True | True | True | True | True | True | [11 empty] | Non Federally-Regulated | 12/28/2009 |  | 07/01/2014
Legrand / Pass & Seymour | Legrand / Pass & Seymour | CD703PNA* | Dimmer | Device | True | True |  | True | True | True | True | True | True | True | True | False | [9 empty] | Non Federally-Regulated | 09/14/2012 |  | 07/01/2014
Lighting Control & Design | Lighting Control & Design | GR2400ACC-***DTC*******d | Automatic Daylighting Control | System | True | True | True | True | True | True | True | False |  |  | True | True |  | True | [7 empty] | Non Federally-Regulated | 12/28/2009 |  | 07/01/2014
Vantage Controls, Inc. | Vantage Controls, Inc. | CLMNES050 | Astronomical Time Switch Contr | System | True | True |  | True | True | True | True | True | True | True | [11 empty] | Non Federally-Regulated | 03/23/2010 |  | 07/01/2014
Cooper Controls | Greengate | OMC-U-1001-25 | Ultrasonic Occupant / Motion S |  | True | True |  | True | True | True | True | True | [13 empty] | Non Federally-Regulated | 11/07/2008 |  | 01/07/2010
Lutron Electronics Co., Inc. | Lutron | DVSCLV-603P***** | Dimmer | Device | True | True |  | True | True | True | True | True | True | True | True | False | [9 empty] | Non Federally-Regulated | 04/28/2010 |  | 01/21/2014
Intermatic, Inc. | Intermatic | ET8215C | Astronomical Time Switch Contr | Device | True | True |  | True | True | True | True | True | True | True | [11 empty] | Non Federally-Regulated | 01/20/2010 |  | 07/01/2014
Douglas Lighting Controls | Douglas Lighting Controls | LITEPAK | Automatic Daylighting Control | System | True | True | True | True | False |  |  | True | True | True | True | True |  | True | [7 empty] | Non Federally-Regulated | 05/28/2010 |  | 07/01/2014
Cooper Wiring Devices | Nexion | OSP10D-** | Multi-Level Occupant Sensor | Device | True | True | True | True | True | False | True | True | False | True | True | True |  | False | [7 empty] | Non Federally-Regulated | 02/02/2011 |  | 07/01/2014
Thomas Controls | Plus Lighting | PL210-*******-*C | Automatic Time Switch Control |  | True | True |  | True | True | [16 empty] | Non Federally-Regulated | 12/30/1992 |  | 07/30/2002
Distech Controls | Distech Controls | ECB-*** + EC-BOS-*** | Astronomical Time Switch Contr | System | True | True |  | True | True | True | True | True | True | True | [11 empty] | Non Federally-Regulated | 08/07/2012 |  | 07/01/2014
Lutron Electronics Co., Inc. | Softswitch 128 | XPS40-******-** | Multi-Level Astronomical Time |  | True | True |  | True | True | True | True | True | True | True | [11 empty] | Non Federally-Regulated | 09/19/2005 |  | 01/07/2010
Lighting Control & Design | Lighting Control & Design | GR40**/**SLAVE******* | Astronomical Time Switch Contr |  | True | True |  | True | True | True | True | True | True | True |  |  |  | True | True | True | [5 empty] | Non Federally-Regulated | 06/22/2005 |  | 12/28/2009
Sensor Switch, Inc. | Sensor Switch | RMR-10-2P-********* | Occupant / Motion / Vacancy Se |  | True | True |  | True | [17 empty] | Non Federally-Regulated | 11/20/2008 |  | 01/07/2010
Vantage Controls, Inc. | Vantage Controls, Inc. | DS24* | Dimmer | System | True | True | True | True | False |  | True | False |  |  |  | True | [9 empty] | Non Federally-Regulated | 07/26/2011 |  | 07/01/2014
Lutron Electronics Co., Inc. | Radio RA | RA-GRX-4***** | Dimmer | System | True | True |  | True | True | True | True | False |  |  |  | False | [9 empty] | Non Federally-Regulated | 12/17/2009 |  | 01/21/2014
Schneider Electric | SERP | SERP32HS | Automatic Time Switch Control | System | True | True |  | True | True | [16 empty] | Non Federally-Regulated | 09/11/2012 |  | 07/01/2014
Legrand / Pass & Seymour | Legrand / Pass & Seymour | CD3FB163PNA* | Dimmer | Device | True | True |  | True | True | True | True | False |  |  |  | False | [9 empty] | Non Federally-Regulated | 12/23/2010 |  | 07/01/2014
Starfield Controls, Inc. | Starfield Controls, Inc. | TR334* | Automatic Time Switch Control |  | True | True |  | True | True | [16 empty] | Non Federally-Regulated | 03/14/2006 |  | 01/07/2010
Sensor Switch, Inc. | Sensor Switch | CM-PC-ADC-**-** | Photosensor / Photocontrol Dev |  | True | True |  | True | [17 empty] | Non Federally-Regulated | 03/01/2006 |  | 01/07/2010
Sensor Switch, Inc. | Sensor Switch | nCMRB 50 480***** | Occupant / Motion / Vacancy Se | System | True | True |  | True | True | False | False |  |  |  |  | False | [9 empty] | Non Federally-Regulated | 04/28/2010 |  | 07/01/2014
Lutron Electronics Co., Inc. | LCP 128 | LCP-***-***FT | Multi-Level Daylighting Contro |  | True | True |  | True | True | True | True | [14 empty] | Non Federally-Regulated | 09/19/2005 |  | 01/07/2010
WattStopper, Inc. | WattStopper | DM100400N | Automatic Daylighting Control |  | True | False |  | True | False |  | True | True | [8 empty] | True |  |  |  |  | Non Federally-Regulated | 03/10/2000 |  | 01/07/2010
Siemens Energy & Automation | Siemens Energy & Automation | 5WG1 705-8XB42 | Automatic Time Switch Control |  | True | True |  | True | True | [8 empty] | True | True | True | [5 empty] | Non Federally-Regulated | 12/19/2005 |  | 01/07/2010
Tridonic | Tridonic | 86457893 DD ISL LP | Automatic Daylighting Control |  | True | False |  | True | True | True | False | [9 empty] | True |  |  |  |  | Non Federally-Regulated | 05/11/2004 |  | 01/07/2010
Cooper Controls | Greengate | VNW-D-1001-RR7-* | Occupant / Motion / Vacancy Se | Device | True | True |  | True | True | True | True | True | True | True | True | False | [9 empty] | Non Federally-Regulated | 08/07/2013 |  | 07/01/2014
Siemens Energy & Automation | Siemens Energy & Automation | 5WG1 705-8XD11 | Automatic Time Switch Control |  | True | True |  | True | True | [8 empty] | True | True | True | [5 empty] | Non Federally-Regulated | 12/19/2005 |  | 01/07/2010
PLC Multipoint, Inc. | WattStopper | HPSA | Automatic Daylighting Control |  | True | False |  | True | False |  | False | [9 empty] | True |  |  |  |  | Non Federally-Regulated | 10/01/2001 |  | 01/07/2010
Sensor Switch, Inc. | Sensor Switch | WS120TW2P | Occupant / Motion / Vacancy Se |  | True | True |  | True | [17 empty] | Non Federally-Regulated | 10/25/1996 |  | 11/19/2001
Leviton Manufacturing Co., Inc. | Leviton | L778-T/L206-CT | Photosensor / Photocontrol Dev |  | True | True |  | True | [17 empty] | Non Federally-Regulated | 08/01/1997 |  | 01/07/2010
Lithonia Lighting | Synergy | SYSC MLS | Automatic Time Switch Control |  | True | True |  | True | True | [16 empty] | Non Federally-Regulated | 01/20/1999 |  | 01/07/2010
Legrand / Wiremold | WattStopper | NRD1B | Dimmer | System | True | True | True | True | True | True | True | True | True | True | True | True | [9 empty] | Non Federally-Regulated | 03/23/2010 |  | 07/01/2014
WattStopper, Inc. | WattStopper | SD2-300-* | Dimmer | Device | True | True |  | True | True | True | True | False |  |  |  | False | [9 empty] | Non Federally-Regulated | 08/31/2010 |  | 07/01/2014
Douglas Lighting Controls | Douglas Lighting Controls | MC-6000 | Automatic Daylighting Control | System | True | True | True | True | False |  |  | True | True | True | True | True |  | True | [7 empty] | Non Federally-Regulated | 05/28/2010 |  | 07/01/2014
Lightolier | Momentum | MP600* | Dimmer | Device | True | True |  | True | True | True | True | True | True | True | True | False | [9 empty] | Non Federally-Regulated | 04/25/2013 |  | 07/01/2014
Crestron Electronics | Crestron Electronics | GLS-LOL | Automatic Daylighting Control | System | True | True | True | True | True | True | True | True | True | True | True | True |  | True | [7 empty] | Non Federally-Regulated | 03/01/2010 |  | 07/01/2014
Sensor Switch, Inc. | Sensor Switch | SBR PDT 10*********** | Occupant / Motion / Vacancy Se | Device | True | True |  | True | True | False | False |  |  |  |  | False | [9 empty] | Non Federally-Regulated | 04/28/2010 |  | 07/01/2014
Lutron Electronics Co., Inc. | Lutron | XP44-******************* | Automatic Daylighting Control | System | True | True | True | True | False |  |  | False |  |  | True | True |  | True | [7 empty] | Non Federally-Regulated | 12/28/2009 |  | 07/01/2014
Lutron Electronics Co., Inc. | Grafik Eye | GRX-3103-*-** | Automatic Time Switch Control |  | True | True |  | True | True | [16 empty] | Non Federally-Regulated | 05/09/2000 |  | 09/19/2005
Legrand / Wiremold | WattStopper | NRD2B | Astronomical Time Switch Contr | System | True | True |  | True | True | True | True | True | True | True | [11 empty] | Non Federally-Regulated | 03/23/2010 |  | 07/01/2014
Chrontrol Corp. | Chrontrol | XT-W4F | Automatic Time Switch Control |  | True | True |  | True | True | [16 empty] | Non Federally-Regulated | 02/16/1993 |  | 01/07/2010
Tork | Tork | SS700ZA | Automatic Time Switch Control | Device | True | True |  | True | True | [16 empty] | Non Federally-Regulated | 03/11/2011 |  | 07/01/2014
Lightolier Controls | Insight | IHS2-GEB-120-W | Occupant / Motion / Vacancy Se |  | True | True |  | True | [17 empty] | Non Federally-Regulated | 03/31/1998 |  | 04/06/1998
Powerline Control Systems | PulseWorx | KPCW-8 | Dimmer | System | True | True | True | True | True | True | True | False |  |  |  | True | [9 empty] | Non Federally-Regulated | 06/24/2011 |  | 07/01/2014
Lutron Electronics Co., Inc. | LCP 128 | LCP-******-******-** | Automatic Daylighting Control |  | True | True | False | True | True | True | False |  | False |  | True | False |  |  |  | False | [5 empty] | Non Federally-Regulated | 09/19/2005 |  | 01/07/2010
Unenco, Inc. / Univ. Energy | Unenco | PIR-1000-P277V | Occupant / Motion / Vacancy Se |  | True | True |  | True | [17 empty] | Non Federally-Regulated | 10/06/1992 |  | 01/07/2010
Sensor Switch, Inc. | Sensor Switch | CMMOTS | Occupant / Motion / Vacancy Se |  | True | True |  | True | [17 empty] | Non Federally-Regulated | 04/19/1993 |  | 11/19/2001
Lutron Electronics Co., Inc. | Digital Microwatt | DMW-*ZC* | Occupant / Motion / Vacancy Se |  | True | True |  | True | [17 empty] | Non Federally-Regulated | 09/12/2003 |  | 09/19/2005
Lutron Electronics Co., Inc. | Centralized Lighting Control | SO-3****-**-*** | Automatic Daylighting Control |  | True | True | True | True | False |  | False |  | False |  | True | True | False | True | False | True |  | True |  |  |  | Non Federally-Regulated | 06/08/2007 |  | 01/07/2010
Echoflex Solutions, Inc. | Echoflex | ER2S-*F*-*** | Manual-On Occupant Sensor | System | True | True |  | True | True | False | True | True | False |  |  |  |  | False | [7 empty] | Non Federally-Regulated | 10/28/2013 |  | 07/01/2014
Triatek, Inc. | Triatek | UP-PK | Automatic Time Switch Control |  | True | True |  | True | True | [16 empty] | Non Federally-Regulated | 10/08/1999 |  | 01/12/2004
Intermatic, Inc. | Intermatic | EI205 | Automatic Time Switch Control |  | True | True |  | True | True | [16 empty] | Non Federally-Regulated | 02/16/2007 |  | 01/07/2010
Intermatic, Inc. | Gasmaster | FM1D50A-240 | Automatic Time Switch Control | Device | True | True | True | False | [17 empty] | Non Federally-Regulated | 07/17/2014 |  | 08/05/2014
Legrand / Wiremold | WattStopper | CNCW | Astronomical Time Switch Contr | System | True | True |  | True | True | True | True | True | True | True | [11 empty] | Non Federally-Regulated | 03/23/2010 |  | 07/01/2014
Sensor Switch, Inc. | Sensor Switch | WS130TW | Occupant / Motion / Vacancy Se |  | True | True |  | True | [17 empty] | Non Federally-Regulated | 10/25/1996 |  | 11/19/2001
Tork | Tork | ELS1 | Automatic Daylighting Control |  | True | True |  | True | False |  | True | True | [8 empty] | True |  |  |  |  | Non Federally-Regulated | 03/22/2001 |  | 01/07/2010
The Watt Watcher | Passive Infra-red Sensor | WI-277 | Occupant / Motion / Vacancy Se |  | False | False |  | True | [17 empty] | Non Federally-Regulated | 01/01/1989 |  | 04/06/1998
Cooper Controls | Greengate | OSW-P-0451-MV | Occupant / Motion / Vacancy Se | Device | True | True |  | True | True | False | False |  |  |  |  | False | [9 empty] | Non Federally-Regulated | 07/22/2010 |  | 07/01/2014
Lutron Electronics Co., Inc. | Homeworks | HS24-*********** | Automatic Time Switch Control | System | True | True |  | True | True | [16 empty] | Non Federally-Regulated | 01/20/2010 |  | 07/01/2014
Sensor Switch, Inc. | Sensor Switch | nWSD LV************* | Occupant / Motion / Vacancy Se | System | True | True |  | True | True | True | False |  |  |  |  | False | [9 empty] | Non Federally-Regulated | 04/28/2010 |  | 07/01/2014
Siemens Energy & Automation | Siemens Energy & Automation | 5WG1 704-8XJ34 | Automatic Time Switch Control |  | True | True |  | True | True | [8 empty] | True | True | True | [5 empty] | Non Federally-Regulated | 12/19/2005 |  | 01/07/2010
WattStopper, Inc. | WattStopper | DT-300 | Occupant / Motion / Vacancy Se | Device | True | True |  | True | True | True | True | True | True | True | True | False | [9 empty] | Non Federally-Regulated | 05/28/2010 |  | 07/01/2014
PLC Multipoint, Inc. | Horton Controls, Inc. | HPCSAT | Automatic Daylighting Control |  | True | True |  | True | False |  | True | False | [8 empty] | True |  |  |  |  | Non Federally-Regulated | 05/04/2000 |  | 01/07/2010
Cooper Controls | Greengate | LK32***** | Multi-Level Astronomical Time | System | True | True |  | True | True | True | True | True | True | True | [11 empty] | Non Federally-Regulated | 10/02/2013 |  | 07/01/2014
Desa Specialty, LLC | Heath Zenith | SL-4133 | Exterior Photocontrol Device |  | True | False | [11 empty] | True | True | True | [5 empty] | Non Federally-Regulated | 08/17/2005 |  | 09/20/2007
Lutron Electronics Co., Inc. | Lutron | CCP-****-******-** | Photosensor / Photocontrol Dev | System | True | True |  | False | False | [16 empty] | Non Federally-Regulated | 07/10/2012 |  | 07/01/2014
Lutron Electronics Co., Inc. | Sensors | LOS-CUS-2000-WH | Ultrasonic Occupant / Motion S |  | True | True |  | True | True | True | True | True |  |  |  |  | True | True | True |  | True |  |  |  |  | Non Federally-Regulated | 09/23/2005 |  | 01/07/2010
WattStopper, Inc. | WattStopper | WI260 | Occupant / Motion / Vacancy Se |  | True | True |  | True | [17 empty] | Non Federally-Regulated | 08/20/1996 |  | 01/07/2010
Convia, Inc., A Herman Miller Co. | Convia | GSE-PDC-03 | Occupant / Motion / Vacancy Se |  | True | True |  | True | [8 empty] | True | True | True | True | True | True |  |  |  | Non Federally-Regulated | 04/04/2008 |  | 01/07/2010
BRK Electronics | BRK Electronics | TS212M | Automatic Time Switch Control |  | True | True |  | True | True | [16 empty] | Non Federally-Regulated | 04/29/1994 |  | 12/11/2000
Lutron Electronics Co., Inc. | Lutron | LOS-CDT-500R*** | Occupant / Motion / Vacancy Se | System | True | True |  | True | True | True | True | True | True | True | True | False | [9 empty] | Non Federally-Regulated | 12/13/2012 |  | 07/01/2014
Musco Sports Lighting, LLC | Control-Link | REC-4 | Astronomical Time Switch Contr | Device | True | True |  | True | True | True | True | True | True | True | [11 empty] | Non Federally-Regulated | 05/19/2010 |  | 07/01/2014
Tork | Tork | DZM200-3 (277VAC) | Automatic Time Switch Control |  | True | True |  | True | True | [16 empty] | Non Federally-Regulated | 06/08/1993 |  | 04/27/2006
Tork | Tork | 2107 | Exterior Photocontrol Device | [14 empty] | True | True | True | [5 empty] | Non Federally-Regulated | 04/27/2006 |  | 01/07/2010
Lutron Electronics Co., Inc. | Softswitch 48 | XPS36-******-** | Automatic Time Switch Control |  | True | True |  | True | True | [16 empty] | Non Federally-Regulated | 09/12/2003 |  | 09/19/2005
Crestron Electronics | Crestron Electronics | CLS-EXP-DIMFLV | Dimmer | System | True | True |  | True | True | True | True | False |  |  |  | False | [9 empty] | Non Federally-Regulated | 08/31/2010 |  | 07/01/2014
Intermatic, Inc. | Grasslin | LM2-O-277-LS1 | Automatic Daylighting Control | Device | True | True | True | True | False |  |  | False |  |  | True | True |  | True | [7 empty] | Non Federally-Regulated | 01/20/2010 |  | 07/01/2014
Cooper Controls | iLumin | SC120V-**-RPB-**-**-20-S-**-**-** | Multi-Level Astronomical Time | System | True | True |  | True | True | True | True | True | True | True | [11 empty] | Non Federally-Regulated | 04/15/2011 |  | 07/01/2014
Schneider Electric | SERP | SERP16HS | Multi-Level Astronomical Time | System | True | True |  | True | True | True | True | True | True | True | [11 empty] | Non Federally-Regulated | 09/11/2012 |  | 07/01/2014
INNCOM by Honeywell | Novar | LCU-**** | Automatic Time Switch Control | Device | True | True |  | True | True | [16 empty] | Non Federally-Regulated | 10/08/2010 |  | 07/01/2014
Legrand / Wiremold | WattStopper | NVHUBF | Multi-Level Astronomical Time | System | True | True |  | True | True | True | True | True | True | True | [11 empty] | Non Federally-Regulated | 03/23/2010 |  | 07/01/2014
Marlin Controls, Inc. | Unistar II | SP | Automatic Time Switch Control |  | True | True |  | True | True | [8 empty] | True | True | True | [5 empty] | Non Federally-Regulated | 02/06/2006 |  | 01/07/2010
Lutron Electronics Co., Inc. | LCP 128 | LCP-******-***FT | Automatic Time Switch Control |  | True | True |  | True | True | [16 empty] | Non Federally-Regulated | 09/19/2005 |  | 01/07/2010
Watt Warrior | Watt Warrior | WW100120240N3R | Automatic Daylighting Control |  | True | True |  | True | True | True | False | [9 empty] | True |  |  |  |  | Non Federally-Regulated | 04/29/2004 |  | 01/07/2010
Starfield Controls, Inc. | Starfield Controls, Inc. | TR344** | Automatic Time Switch Control |  | True | True |  | True | True | [16 empty] | Non Federally-Regulated | 03/14/2006 |  | 01/07/2010
Cooper Controls | Greengate | ODC-U-2000-R | Ultrasonic Occupant / Motion S |  | True | True |  | True | True | True | True | True | [13 empty] | Non Federally-Regulated | 11/07/2008 |  | 01/07/2010
Lighting Control & Design | Lighting Control & Design | GR2400ACC-***PCC1*** | Exterior Photocontrol Device |  | True | True | [11 empty] | True | True | True | [5 empty] | Non Federally-Regulated | 06/22/2005 |  | 12/28/2009
Legrand / Wiremold | WattStopper | CLCBS | Automatic Daylighting Control | System | True | True | True | True | True | True | True | True | True | True | True | True |  | True | [7 empty] | Non Federally-Regulated | 03/23/2010 |  | 07/01/2014
Legrand / Pass & Seymour | Legrand / Pass & Seymour | CS500* | Occupant / Motion / Vacancy Se | Device | True | True |  | True | True | False | False |  |  |  |  | False | [9 empty] | Non Federally-Regulated | 12/23/2010 |  | 07/01/2014
General Electric Wiring Device | Total Lighting Controls | RCC48 | Automatic Time Switch Control |  | True | True |  | True | True | [16 empty] | Non Federally-Regulated | 06/15/1993 |  | 01/07/2010
Lithonia Lighting | Synergy | LSA APS S | Photosensor / Photocontrol Dev |  | True | False |  | True | [17 empty] | Non Federally-Regulated | 07/24/2006 |  | 01/07/2010
Schneider Electric | SERP | SERPTC411 | Multi-Level Astronomical Time | Device | True | True |  | True | True | True | True | True | True | True | [11 empty] | Non Federally-Regulated | 09/11/2012 |  | 07/01/2014
Integrated Systems & Control | Trimax | 515MC | Automatic Time Switch Control |  | True | True |  | True | True | [16 empty] | Non Federally-Regulated | 12/29/1993 |  | 01/07/2010
Blue Ridge Technologies | FlexNet | FNZC******* | Automatic Time Switch Control | System | True | True |  | True | True | [16 empty] | Non Federally-Regulated | 08/09/2011 |  | 07/01/2014
Tork | Tork | E103 (120VAC) | Automatic Time Switch Control |  | True | True |  | True | True | [16 empty] | Non Federally-Regulated | 02/07/1994 |  | 03/10/1994
Sensor Switch, Inc. | Sensor Switch | nCMB PDT 10 2P****** | Occupant / Motion / Vacancy Se | System | True | True |  | True | True | False | False |  |  |  |  | False | [9 empty] | Non Federally-Regulated | 04/28/2010 |  | 07/01/2014
Cooper Wiring Devices | Nexion | OSD10-** | Occupant / Motion / Vacancy Se | Device | True | True |  | True | True | False | True | True | True | True | True | False | [9 empty] | Non Federally-Regulated | 02/02/2011 |  | 07/01/2014
Tork | Tork | DZS200BP** | Multi-Level Astronomical Time | Device | True | True |  | True | True | True | True | True | True | True | [11 empty] | Non Federally-Regulated | 11/12/2013 |  | 07/01/2014
Lutron Electronics Co., Inc. | Homeworks | HRP5-120 | Multi-Level Astronomical Time |  | True | True |  | True | True | True | True | True | True | True | [11 empty] | Non Federally-Regulated | 08/13/2007 |  | 01/07/2010
Liton | Liton | LP99** | Track Lighting Integral Curren | Device | True | True |  | True | True | True | True | True | [13 empty] | Non Federally-Regulated | 07/26/2011 |  | 08/17/2011
Leviton Manufacturing Co., Inc. | Leviton | L781-T/L720-CT | Occupant / Motion / Vacancy Se |  | True | True |  | True | [17 empty] | Non Federally-Regulated | 08/01/1997 |  | 01/07/2010
Paragon Electric Co. | Paragon | EC365/CRP-240 | Automatic Time Switch Control |  | True | True |  | True | True | [16 empty] | Non Federally-Regulated | 03/18/1993 |  | 01/21/1999
Schneider Electric | Schneider Electric | SLCZ042000H | Multi-Level Occupant Sensor | System | True | True | True | True | True | True | True | True | True | True | True | True |  | False | [7 empty] | Non Federally-Regulated | 10/31/2013 |  | 07/01/2014
Cooper Controls | Fifthlight | FLT-MTS-* | Automatic Daylighting Control | System | True | True | True | True | True | True | True | False |  |  | True | True |  | True | [7 empty] | Non Federally-Regulated | 08/24/2012 |  | 07/01/2014
Legrand / Wiremold | WattStopper | CNDU | Multi-Level Occupant Sensor | System | True | True | True | True | True | True | True | True | True | True | True | True | True | True | True | True | True | True |  |  |  | Non Federally-Regulated | 03/23/2010 |  | 07/01/2014
Intermatic, Inc. | Intermatic, Inc. | ET1705CM | Automatic Time Switch Control | Device | True | True |  | True | True | [16 empty] | Non Federally-Regulated | 04/15/2011 |  | 07/01/2014
CDL | Trane | LCC3 | Automatic Time Switch Control |  | True | True |  | True | True | [16 empty] | Non Federally-Regulated | 04/06/1994 |  | 01/07/2010
Lutron Electronics Co., Inc. | Homeworks | HWV-FDB-8A-** | Automatic Time Switch Control | System | True | True |  | True | True | [16 empty] | Non Federally-Regulated | 01/20/2010 |  | 07/01/2014
Leviton Manufacturing Co., Inc. | Leviton | R24SD-*** | Occupant / Motion / Vacancy Se | System | True | True |  | True | True | False | True | True | True | True | True | False | [9 empty] | Non Federally-Regulated | 03/04/2010 |  | 07/01/2014
Pass & Seymour / Legrand | Switchplan | OSC3000W | Occupant / Motion / Vacancy Se |  | True | True |  | True | [17 empty] | Non Federally-Regulated | 03/29/1993 |  | 01/07/2010
Lutron Electronics Co., Inc. | Homeworks | HS144-*********** | Astronomical Time Switch Contr | System | True | True |  | True | True | True | True | True | True | True | [11 empty] | Non Federally-Regulated | 01/20/2010 |  | 07/01/2014
Siemens Energy & Automation | Siemens Energy & Automation | 5WG1 704-8XF21 | Automatic Time Switch Control |  | True | True |  | True | True | [8 empty] | True | True | True | [5 empty] | Non Federally-Regulated | 12/19/2005 |  | 01/07/2010
Sensor Switch, Inc. | Sensor Switch | nCMRB 9******* | Occupant / Motion / Vacancy Se | System | True | True |  | True | True | False | False |  |  |  |  | False | [9 empty] | Non Federally-Regulated | 04/28/2010 |  | 07/01/2014
Schneider Electric (Square D Wiring Devices) | Powerlink | NF2000G3 | Automatic Time Switch Control |  | True | True |  | True | True | [16 empty] | Non Federally-Regulated | 03/14/2008 |  | 01/07/2010
Schneider Electric (Square D Wiring Devices) | Powerlink | RSC16G3120xxx | Automatic Time Switch Control |  | True | True |  | True | True | [8 empty] | True | True | [6 empty] | Non Federally-Regulated | 09/21/2006 |  | 03/14/2008
Legrand / Wiremold | WattStopper | CE4FFATC SERIES | Occupant / Motion / Vacancy Se | System | True | True | True | True | True | True | True | True | True | True | True | True |  | True | True | True | [5 empty] | Non Federally-Regulated | 03/23/2010 |  | 07/01/2014
Legrand / Pass & Seymour | Legrand / Pass & Seymour | 91581* | Dimmer | Device | True | True |  | True | True | True | True | False |  |  |  | False | [9 empty] | Non Federally-Regulated | 12/23/2010 |  | 07/01/2014
Siemens Energy & Automation | Siemens Energy & Automation | 5WG1 703-8XD41 | Automatic Time Switch Control |  | True | True |  | True | True | [8 empty] | True | True | True | [5 empty] | Non Federally-Regulated | 12/19/2005 |  | 01/07/2010
The Watt Watcher | Occupancy Sensor | W-300 | Ultrasonic Occupant / Motion S |  | False | False |  | True | True | True | True | True | [13 empty] | Non Federally-Regulated | 04/01/1988 |  | 04/06/1998
Leviton Manufacturing Co., Inc. | Leviton | OSC10-U** | Ultrasonic Occupant / Motion S |  | True | True |  | True | True | True | True | True | [13 empty] | Non Federally-Regulated | 10/13/2006 |  | 01/07/2010
Sensor Switch, Inc. | Sensor Switch | CMR 6*************** | Occupant / Motion / Vacancy Se | Device | True | True |  | True | True | False | False |  |  |  |  | False | [9 empty] | Non Federally-Regulated | 04/28/2010 |  | 07/01/2014
WattStopper, Inc. | WattStopper | MCD26-* | Dimmer | Device | True | True |  | True | False |  | True | False |  |  |  | False | [9 empty] | Non Federally-Regulated | 03/23/2010 |  | 07/01/2014
Tork | Tork | K400Z-2 (240VAC) | Automatic Time Switch Control |  | True | True |  | True | True | [16 empty] | Non Federally-Regulated | 06/08/1993 |  | 01/07/2010
Intermatic, Inc. | Grasslin | PC1-277-LS2 | Automatic Daylighting Control |  | True | True | False | False | False |  | False |  | True | True | True | False |  |  |  | False | [5 empty] | Non Federally-Regulated | 09/05/2008 |  | 01/07/2010
Legrand / Pass & Seymour | Legrand / Pass & Seymour | 90621* | Dimmer | Device | True | True |  | True | True | True | True | False |  |  |  | False | [9 empty] | Non Federally-Regulated | 12/23/2010 |  | 07/01/2014
WattStopper, Inc. | WattStopper | FD-301 | Photosensor / Photocontrol Dev |  | True | True |  | True | [17 empty] | Non Federally-Regulated | 02/14/2008 |  | 01/07/2010
WattStopper, Inc. | WattStopper | LCO102 | Automatic Daylighting Control |  | True | True |  | True | True | True | False | [9 empty] | True |  |  |  |  | Non Federally-Regulated | 07/30/2002 |  | 01/07/2010
Lutron Electronics Co., Inc. | Lutron | MS-OPS6-DDV***** | Multi-Level Occupant Sensor | Device | True | True | True | True | True | True | True | True | False | True | True | True |  | False | [7 empty] | Non Federally-Regulated | 07/19/2013 |  | 07/01/2014
Lutron Electronics Co., Inc. | Homeworks | HWD-10*D-** | Multi-Level Astronomical Time |  | True | True |  | True | True | True | True | True | True | True | [11 empty] | Non Federally-Regulated | 08/13/2007 |  | 01/07/2010
Starfield Controls, Inc. | Starfield Controls, Inc. | TR252 | Automatic Time Switch Control |  | True | True |  | True | True | [16 empty] | Non Federally-Regulated | 03/03/2006 |  | 01/07/2010
Schneider Electric | SERP | SERPL64HS | Astronomical Time Switch Contr | System | True | True |  | True | True | True | True | True | True | True | [11 empty] | Non Federally-Regulated | 09/11/2012 |  | 07/01/2014
Lutron Electronics Co., Inc. | Softswitch 128 | XPS12-******-** | Astronomical Time Switch Contr |  | True | True |  | True | True | True | True | True | True | True | [11 empty] | Non Federally-Regulated | 09/19/2005 |  | 01/07/2010
Sensor Switch, Inc. | Sensor Switch | CMB PDT 10***ADC*** | Automatic Daylighting Control | Device | True | True | True | True | False |  |  | True | True | True | True | True |  | True | [7 empty] | Non Federally-Regulated | 04/28/2010 |  | 07/01/2014
Vantage Controls, Inc. | Vantage Controls, Inc. | RD24* | Dimmer | System | True | True | True | True | False |  | True | False |  |  |  | True | [9 empty] | Non Federally-Regulated | 07/26/2011 |  | 07/01/2014
Tork | Tork | DT200-2 (240VAC) | Automatic Time Switch Control |  | True | True |  | True | True | [16 empty] | Non Federally-Regulated | 06/08/1993 |  | 04/27/2006
Convia, Inc., A Herman Miller Co. | Convia | GSE-SCD-WH | Multi-Level Astronomical Time | System | True | True |  | True | True | True | True | True | True | True | [11 empty] | Non Federally-Regulated | 03/04/2010 |  | 07/01/2014
Tork | Tork | DT100-24 (24VAC) | Automatic Time Switch Control |  | True | True |  | True | True | [16 empty] | Non Federally-Regulated | 06/08/1993 |  | 04/27/2006
Siemens Energy & Automation | Siemens Energy & Automation | 5WG1 705-8XK24 | Automatic Time Switch Control |  | True | True |  | True | True | [8 empty] | True | True | True | [5 empty] | Non Federally-Regulated | 12/19/2005 |  | 01/07/2010
Unenco, Inc. / Univ. Energy | Unenco | UMD1100277V | Ultrasonic Occupant / Motion S |  | True | True |  | True | True | True | True | True | [13 empty] | Non Federally-Regulated | 09/25/1992 |  | 01/07/2010
Lutron Electronics Co., Inc. | Homeworks | HWV-600D-** | Multi-Level Astronomical Time | System | True | True |  | True | True | True | True | True | True | True | [11 empty] | Non Federally-Regulated | 01/20/2010 |  | 07/01/2014
Encelium Technologies | Encelium Technologies | IOM-300 | Occupant / Motion / Vacancy Se |  | True | True |  | True | [9 empty] | True | True | True | [5 empty] | Non Federally-Regulated | 12/19/2006 |  | 01/07/2010
Schneider Electric | Schneider Electric | SLCZ00008DTP | Multi-Level Occupant Sensor | System | True | True | True | True | True | True | True | True | True | True | True | True |  | False | [7 empty] | Non Federally-Regulated | 10/31/2013 |  | 07/01/2014
Unenco, Inc. / Univ. Energy | UEC | PIR-1000-P120V | Occupant / Motion / Vacancy Se |  | True | True |  | True | [17 empty] | Non Federally-Regulated | 10/06/1992 |  | 01/07/2010
Legrand / Wiremold | WattStopper | LRD1C | Occupant / Motion / Vacancy Se | System | True | True | True | True | True | True | True | True | True | True | True | True |  | True | True | True | [5 empty] | Non Federally-Regulated | 03/23/2010 |  | 07/01/2014
Leviton Manufacturing Co., Inc. | Leviton | D3206 | Automatic Time Switch Control | Device | True | True |  | True | True | [16 empty] | Non Federally-Regulated | 05/28/2010 |  | 07/01/2014
Lutron Electronics Co., Inc. | HomeWorks QS | HQRD-6NE | Dimmer | System | True | True |  | True | True | True | True | False |  |  |  | False | [9 empty] | Non Federally-Regulated | 07/12/2012 |  | 01/21/2014
Digital Lumens | Digital Lumens | HLE-3-** | Multi-Level Occupant Sensor | Device | True | True | True | True | True | True | True | True | True | True | True | True |  | False | [7 empty] | Non Federally-Regulated | 11/14/2013 |  | 07/01/2014
Legrand / Wiremold | WattStopper | NRD2A | Automatic Time Switch Control | System | True | True |  | True | True | [16 empty] | Non Federally-Regulated | 03/23/2010 |  | 07/01/2014
Cooper Controls | Greengate | OMC-P-1200-R | Occupant / Motion / Vacancy Se |  | True | True |  | True | [17 empty] | Non Federally-Regulated | 11/07/2008 |  | 01/07/2010
Cooper Controls | iLumin | SC120-24-HE-1P-ML-20 | Multi-Level Astronomical Time |  | True | True |  | True | True | True | True | True | True | True | [11 empty] | Non Federally-Regulated | 11/07/2008 |  | 01/07/2010
Legrand / Wiremold | WattStopper | CNCBS | Multi-Level Occupant Sensor | System | True | True | True | True | True | True | True | True | True | True | True | True | True | True | True | True | True | True |  |  |  | Non Federally-Regulated | 03/23/2010 |  | 07/01/2014
Intermatic, Inc. | Gasmaster | PC1-digi20-120-LS1+ E300 | Photosensor / Photocontrol Dev | Device | True | True | True | [18 empty] | Non Federally-Regulated | 07/17/2014 |  | 08/05/2014
Legrand / Pass & Seymour | Legrand / Pass & Seymour | TLV600* | Dimmer | Device | True | True |  | True | True | True | True | False |  |  |  | False | [9 empty] | Non Federally-Regulated | 12/23/2010 |  | 07/01/2014
Distech Controls | Distech Controls | ECB-VVTS + EC-BOS-*** | Multi-Level Astronomical Time | System | True | True |  | True | True | True | True | True | True | True | [11 empty] | Non Federally-Regulated | 08/07/2012 |  | 07/01/2014
Electronics Diversified, Inc. | Electronics Diversified, Inc. | LMS-2/ND-277 | Automatic Daylighting Control |  | True | True |  | True | False |  | True | True | [8 empty] | True |  |  |  |  | Non Federally-Regulated | 01/05/2005 |  | 01/07/2010
Powerline Control Systems | GreenWorx | FCM4R-277 | Automatic Time Switch Control | System | True | True |  | True | True | [16 empty] | Non Federally-Regulated | 12/10/2013 |  | 07/01/2014
Douglas Lighting Controls | Douglas | WNP2150* | Automatic Daylighting Control |  | True | True | True | True | True | True | True | True | True | True | True | True | False | False | True | True |  | True |  |  |  | Non Federally-Regulated | 11/02/2005 |  | 01/07/2010
Legrand / Wiremold | WattStopper | CE8104 SERIES | Occupant / Motion / Vacancy Se | System | True | True | True | True | True | True | True | True | True | True | True | True |  | True | True | True | [5 empty] | Non Federally-Regulated | 03/23/2010 |  | 07/01/2014
Horton Controls, Inc. | Horton Controls, Inc. | H1N***12SS | Automatic Time Switch Control |  | True | True |  | True | True | [16 empty] | Non Federally-Regulated | 05/04/2000 |  | 07/30/2002
Leviton Manufacturing Co., Inc. | Leviton | ODS15-I** | Occupant / Motion / Vacancy Se | Device | True | True |  | True | True | False | False |  |  |  |  | False | [9 empty] | Non Federally-Regulated | 03/04/2010 |  | 07/01/2014
Lutron Electronics Co., Inc. | Grafik Eye | GRX-3003-T-** | Occupant / Motion / Vacancy Se |  | True | True |  | True | [17 empty] | Non Federally-Regulated | 06/20/1994 |  | 09/19/2005
Legrand / Wiremold | WattStopper | NRD2B | Manual-On Occupant Sensor | System | True | True | True | True | True | True | True | True | True | True | True | True | True | True | True | True |  | True |  |  |  | Non Federally-Regulated | 03/23/2010 |  | 07/01/2014
Mytech Corp. | Mytech | RRSST8-220-W | Ultrasonic Occupant / Motion S |  | True | True |  | True | True | True | True | True | [13 empty] | Non Federally-Regulated | 06/04/1999 |  | 01/07/2010
Crestron Electronics | Crestron Electronics | GLS-OIR-*-*** | Multi-Level Occupant Sensor | System | True | True | True | True | True | True | True | True | True | True | True | True |  | False | [7 empty] | Non Federally-Regulated | 03/01/2010 |  | 07/01/2014
WattStopper, Inc. | WattStopper | UW-100-* | Occupant / Motion / Vacancy Se | Device | True | True |  | True | True | True | True | True | True | True | True | False | [9 empty] | Non Federally-Regulated | 05/28/2010 |  | 07/01/2014
Lutron Electronics Co., Inc. | LCP 128 | LCP-*-******-** | Occupant / Motion / Vacancy Se |  | True | True |  | True | [17 empty] | Non Federally-Regulated | 09/19/2005 |  | 01/07/2010
Tork | Tork | NM2400 | Automatic Time Switch Control |  | True | True |  | True | True | [16 empty] | Non Federally-Regulated | 02/08/1993 |  | 01/07/2010
Leviton Manufacturing Co., Inc. | Leviton | ODC04-I** | Occupant / Motion / Vacancy Se |  | True | True |  | True | [17 empty] | Non Federally-Regulated | 05/24/2000 |  | 01/07/2010
Douglas Lighting Controls | Douglas | WRV-CCM20 | Dimmer | System | True | True |  | True | True | True | True | False |  |  |  | False | [9 empty] | Non Federally-Regulated | 07/21/2011 |  | 07/01/2014
Intermatic, Inc. | Grasslin | FM1D50-12 | Automatic Time Switch Control |  | True | True |  | True | True | [16 empty] | Non Federally-Regulated | 10/15/2008 |  | 01/07/2010
Lutron Electronics Co., Inc. | Lutron | LCP32-******************* | Astronomical Time Switch Contr | System | True | True |  | True | True | True | True | True | True | True | [11 empty] | Non Federally-Regulated | 12/28/2009 |  | 07/01/2014
Eaton Corp. | Pow-R-Command | PRC100 | Automatic Time Switch Control | System | True | True |  | True | True | [16 empty] | Non Federally-Regulated | 02/04/2010 |  | 07/01/2014
Cooper Controls | Novitas | 01-510-BAS | Occupant / Motion / Vacancy Se |  | True | True |  | True | [17 empty] | Non Federally-Regulated | 11/07/2008 |  | 01/07/2010
Lutron Electronics Co., Inc. | Lutron | CCP-******-******-**-CGP**** | Multi-Level Astronomical Time | System | True | True |  | True | True | True | True | True | True | True | [11 empty] | Non Federally-Regulated | 07/10/2012 |  | 07/01/2014
Home Automation, Inc. | Home Automation, Inc. | 44A00-4 | Automatic Time Switch Control | System | True | True |  | True | True | [16 empty] | Non Federally-Regulated | 02/21/2012 |  | 07/01/2014
Convia, Inc., A Herman Miller Co. | Convia | GSA-CPB | Automatic Time Switch Control | System | True | True |  | True | True | [16 empty] | Non Federally-Regulated | 03/04/2010 |  | 07/01/2014
Sensor Switch, Inc. | Sensor Switch | CMALC | Automatic Daylighting Control |  | True | True |  | True | False |  | False | [9 empty] | True |  |  |  |  | Non Federally-Regulated | 10/25/1996 |  | 03/01/2006
Lutron Electronics Co., Inc. | Lutron | LCP44-******************* | Multi-Level Occupant Sensor | System | True | True | True | True | True | True | True | True | True | True | True | True |  | False | [7 empty] | Non Federally-Regulated | 12/28/2009 |  | 07/01/2014
Tork | Tork | 8007 | Automatic Time Switch Control |  | True | True |  | True | True | [16 empty] | Non Federally-Regulated | 06/03/2003 |  | 04/27/2006
Convia, Inc., A Herman Miller Co. | Convia | GSE-OSC-01 | Automatic Time Switch Control | System | True | True |  | True | True | [16 empty] | Non Federally-Regulated | 03/04/2010 |  | 07/01/2014
The Watt Watcher | Passive Infra-red Sensor | W-PIR 1000 | Occupant / Motion / Vacancy Se |  | False | False |  | True | [17 empty] | Non Federally-Regulated | 01/01/1989 |  | 04/06/1998
Hubbell Building Automation | Hubbell Building Automation | LUXSTATOCM***** | Automatic Daylighting Control | System | True | True | True | True | False |  |  | True | True | True | True | True |  | True | [7 empty] | Non Federally-Regulated | 03/26/2010 |  | 02/04/2014
Sensor Switch, Inc. | Sensor Switch | nCM-PC-**-** | Photosensor / Photocontrol Dev |  | True | True |  | True | [17 empty] | Non Federally-Regulated | 11/20/2008 |  | 01/07/2010
Tork | Tork | 3010 | Exterior Photocontrol Device | [14 empty] | True | True | True | [5 empty] | Non Federally-Regulated | 04/27/2006 |  | 01/07/2010
Sensor Switch, Inc. | Sensor Switch | WSD-RR7-**-* | Occupant / Motion / Vacancy Se |  | True | True |  | True | [17 empty] | Non Federally-Regulated | 11/19/2001 |  | 03/01/2006
Lumisys | Maxiom | MX_16** | Automatic Time Switch Control |  | True | True |  | True | True | [16 empty] | Non Federally-Regulated | 02/23/2009 |  | 01/07/2010
Cooper Controls | iLumin | SC120-06-UN-3P-ML-20 | Multi-Level Astronomical Time |  | True | True |  | True | True | True | True | True | True | True | [11 empty] | Non Federally-Regulated | 11/07/2008 |  | 01/07/2010
Intermatic, Inc. | Gasmaster | FM1D50-240U | Automatic Time Switch Control | Device | True | True | True | False | [17 empty] | Non Federally-Regulated | 07/17/2014 |  | 08/05/2014
Universal Energy Control, Inc. | Conserver | PIR-600-P-277V | Occupant / Motion / Vacancy Se |  | False | False |  | True | [17 empty] | Non Federally-Regulated | 04/01/1988 |  | 04/06/1998
Paragon Electric Co. | Paragon | EC72/24V | Automatic Time Switch Control |  | True | True |  | True | True | [16 empty] | Non Federally-Regulated | 11/23/1992 |  | 01/21/1999
Leviton Manufacturing Co., Inc. | Leviton | IPE04 | Dimmer | Device | True | True |  | True | True | True | True | False |  |  |  | False | [9 empty] | Non Federally-Regulated | 11/12/2010 |  | 07/01/2014
Intermatic, Inc. | Grasslin | PC2-digi30-277-LS1+E200 | Photosensor / Photocontrol Dev | Device | True | True |  | False | False | [16 empty] | Non Federally-Regulated | 01/20/2010 |  | 07/01/2014
Convia, Inc., A Herman Miller Co. | Convia | GSE-SWD-WH | Multi-Level Astronomical Time | System | True | True |  | True | True | True | True | True | True | True | [11 empty] | Non Federally-Regulated | 03/04/2010 |  | 07/01/2014
Lutron Electronics Co., Inc. | HomeWorks QS | HQRD-8ANS | Multi-Level Occupant Sensor | System | True | True | True | True | True | True | True | False | False | True | True | True |  | False | [7 empty] | Non Federally-Regulated | 07/10/2012 |  | 07/01/2014
Pass & Seymour / Legrand | Rex | 3751 | Automatic Time Switch Control |  | True | False |  | True | True | [16 empty] | Non Federally-Regulated | 02/09/1995 |  | 01/07/2010
WattStopper, Inc. | WattStopper | LMPW-100-* | Occupant / Motion / Vacancy Se | System | True | True |  | True | True | False | False |  |  |  |  | False | [9 empty] | Non Federally-Regulated | 02/04/2010 |  | 07/01/2014
Sensor Switch, Inc. | Sensor Switch | CMRB-10-2P-*-*-** | Occupant / Motion / Vacancy Se |  | True | True |  | True | [17 empty] | Non Federally-Regulated | 03/01/2006 |  | 01/07/2010
Intermatic, Inc. | Grasslin | FM1D50-240 | Automatic Time Switch Control | Device | True | True |  | True | True | [16 empty] | Non Federally-Regulated | 01/20/2010 |  | 07/01/2014
Legrand / Wiremold | WattStopper | CE10105 SERIES | Manual-On Occupant Sensor | System | True | True | True | True | True | True | True | True | True | True | True | True | True | True | True | True |  | True |  |  |  | Non Federally-Regulated | 03/23/2010 |  | 07/01/2014
Distech Controls | Distech Controls | EC-Light-16 + EC-BOS-*** | Automatic Time Switch Control | System | True | True |  | True | True | [16 empty] | Non Federally-Regulated | 08/07/2012 |  | 07/01/2014
Lutron Electronics Co., Inc. | HomeWorks QS | HQRD-8S-DV | Multi-Level Occupant Sensor | System | True | True | True | True | True | True | True | False | False | True | True | True |  | False | [7 empty] | Non Federally-Regulated | 07/10/2012 |  | 07/01/2014
Heathco, LLC | Heath Zenith | SL-5679 | Exterior Photocontrol Device |  | True | False | [11 empty] | True | True | True | [5 empty] | Non Federally-Regulated | 09/21/2007 |  | 01/07/2010
Cooper Controls | Novitas | 01-361-PC | Occupant / Motion / Vacancy Se | Device | True | True |  | True | True | False | False |  |  |  |  | False | [9 empty] | Non Federally-Regulated | 07/22/2010 |  | 07/01/2014
Leviton Manufacturing Co., Inc. | Leviton | L778-TA/L210-MC | Photosensor / Photocontrol Dev |  | True | True |  | True | [17 empty] | Non Federally-Regulated | 01/30/2001 |  | 01/07/2010
Pass & Seymour / Legrand | Rex | 3786 | Automatic Time Switch Control |  | True | True |  | True | True | [16 empty] | Non Federally-Regulated | 02/27/1997 |  | 04/06/1998
Siemens Energy & Automation | Siemens Energy & Automation | 5WG1 704-8XA43 | Automatic Time Switch Control |  | True | True |  | True | True | [8 empty] | True | True | True | [5 empty] | Non Federally-Regulated | 12/19/2005 |  | 01/07/2010
WattStopper, Inc. | WattStopper | FS505 | Ultrasonic Occupant / Motion S |  | True | True |  | True | True | True | True | True |  |  |  |  | False | True | True | False | True | False |  |  |  | Non Federally-Regulated | 02/14/2008 |  | 01/07/2010
Leviton Manufacturing Co., Inc. | Leviton | OSSMD-*** | Ultrasonic Occupant / Motion S |  | True | True |  | True | True | True | True | True | [13 empty] | Non Federally-Regulated | 02/13/2009 |  | 01/07/2010
Lutron Electronics Co., Inc. | Lutron | GP12-******************* | Astronomical Time Switch Contr | System | True | True |  | True | True | True | True | True | True | True | [11 empty] | Non Federally-Regulated | 12/28/2009 |  | 07/01/2014
Lutron Electronics Co., Inc. | Lutron | MS-OP*********** | Occupant / Motion / Vacancy Se | Device | True | True |  | True | True | False | False |  |  |  |  | False | [9 empty] | Non Federally-Regulated | 04/28/2010 |  | 07/01/2014
Enlighted, Inc. | Enlighted | SU-2-** | Automatic Daylighting Control | System | True | True | True | True | True | True | True | False |  |  | True | True |  | True | [7 empty] | Non Federally-Regulated | 09/25/2012 |  | 07/01/2014
Lightstat, Inc. | Lightstat | ELC-3-*R-*** | Multi-Level Astronomical Time | System | True | True |  | True | True | True | True | True | True | True | [11 empty] | Non Federally-Regulated | 05/02/2011 |  | 07/01/2014
Lutron Electronics Co., Inc. | Lutron | NTLV-1003P****** | Dimmer | Device | True | True |  | True | True | True | True | True | True | True | True | False | [9 empty] | Non Federally-Regulated | 04/28/2010 |  | 01/21/2014
WattStopper, Inc. | WattStopper | LCD103 | Automatic Daylighting Control |  | True | True |  | True | True | True | False | [9 empty] | True |  |  |  |  | Non Federally-Regulated | 07/30/2002 |  | 01/07/2010
Lightolier Controls | Insight | IS2-5EB-120-I | Occupant / Motion / Vacancy Se |  | True | True |  | True | [17 empty] | Non Federally-Regulated | 08/27/1993 |  | 01/07/2010
Lumisys | Lumisys | LTOM-MX | Automatic Time Switch Control |  | True | True |  | True | True | [16 empty] | Non Federally-Regulated | 05/25/2007 |  | 01/07/2010
Legrand / Wiremold | WattStopper | GSA-GCA | Occupant / Motion / Vacancy Se | System | True | True | True | True | True | True | True | True | True | True | True | True |  | True | True | True | [5 empty] | Non Federally-Regulated | 03/23/2010 |  | 07/01/2014
Cooper Controls | Novitas | 01-341-BAS | Occupant / Motion / Vacancy Se |  | True | True |  | True | [17 empty] | Non Federally-Regulated | 11/07/2008 |  | 01/07/2010
Lutron Electronics Co., Inc. | Lutron | MSCL-OP********* | Occupant / Motion / Vacancy Se | Device | True | True |  | True | True | False | False |  |  |  |  | False | [9 empty] | Non Federally-Regulated | 02/25/2013 |  | 07/01/2014
Siemens Energy & Automation | Siemens Energy & Automation | 5WG1 705-8XF35 | Automatic Time Switch Control |  | True | True |  | True | True | [8 empty] | True | True | True | [5 empty] | Non Federally-Regulated | 12/19/2005 |  | 01/07/2010
Convia, Inc., A Herman Miller Co. | Convia | GSE-OSC-02 | Astronomical Time Switch Contr | System | True | True |  | True | True | True | True | True | True | True | [11 empty] | Non Federally-Regulated | 03/04/2010 |  | 07/01/2014
Lutron Electronics Co., Inc. | Homeworks | HW-RPM-4U-120 | Astronomical Time Switch Contr |  | True | True |  | True | True | True | True | True | True | True | [11 empty] | Non Federally-Regulated | 08/13/2007 |  | 01/07/2010
Tork | Tork | EW120SA | Automatic Time Switch Control |  | True | True |  | True | True | [16 empty] | Non Federally-Regulated | 10/08/2002 |  | 01/07/2010
USE Lighting Control, Inc. | Enerlites, Inc. | DWOS-D | Occupant / Motion / Vacancy Se |  | True | True |  | True | [8 empty] | False | True | True | True | False | False |  |  |  | Non Federally-Regulated | 10/30/2008 |  | 01/07/2010
Intermatic, Inc. | Grasslin | LM1-O-277-LS2 | Photosensor / Photocontrol Dev |  | True | True |  | True | [17 empty] | Non Federally-Regulated | 11/10/2008 |  | 01/07/2010
Lutron Electronics Co., Inc. | HomeWorks QS | HQRD-6NA | Automatic Time Switch Control | System | True | True |  | True | True | [16 empty] | Non Federally-Regulated | 07/10/2012 |  | 07/01/2014
Lutron Electronics Co., Inc. | HomeWorks QS | HQRD-F6AN-DV | Automatic Time Switch Control | System | True | True |  | True | True | [16 empty] | Non Federally-Regulated | 07/10/2012 |  | 07/01/2014
Legrand / Wiremold | WattStopper | CE8STCP SERIES | Automatic Daylighting Control | System | True | True | True | True | True | True | True | True | True | True | True | True |  | True | [7 empty] | Non Federally-Regulated | 03/23/2010 |  | 07/01/2014
Lightstat, Inc. | Lightstat | ALC-5-20-*** | Occupant / Motion / Vacancy Se |  | True | True |  | True | [17 empty] | Non Federally-Regulated | 06/23/1998 |  | 03/14/2006
Cooper Controls | Greengate | OSW-P-0451-SP-R-* | Occupant / Motion / Vacancy Se | Device | True | True |  | True | True | False | False |  |  |  |  | False | [9 empty] | Non Federally-Regulated | 04/15/2011 |  | 05/10/2011
Lighting Control & Design | Lighting Control & Design | GQ**TC/PHOTO | Automatic Time Switch Control |  | True | True |  | True | True | [16 empty] | Non Federally-Regulated | 12/02/1994 |  | 01/20/1998
Signify North America Corporation | Philips Lighting Electronics North America | LRI1653* | Automatic Daylighting Control | System | True | True | True | True | True | True | True | False |  |  | True | True |  | True | [7 empty] | Non Federally-Regulated | 05/06/2010 |  | 07/01/2014
Tork | Tork | EWZ201 | Astronomical Time Switch Contr |  |  |  |  | True | True | True | True | True | True | True | [11 empty] | Non Federally-Regulated | 04/06/2007 |  | 01/07/2010
Cooper Controls | Greengate | CK 48******* | Photosensor / Photocontrol Dev | System | True | True |  | False | False | [16 empty] | Non Federally-Regulated | 04/15/2011 |  | 07/01/2014
Lutron Electronics Co., Inc. | Softswitch 128 | XPS12-******-** | Exterior Photocontrol Device |  | True | True |  | True | True | True | [15 empty] | Non Federally-Regulated | 09/19/2005 |  | 01/07/2010
Cooper Controls | Novitas | 01-161BAS-** | Ultrasonic Occupant / Motion S |  | True | True |  | True | True | True | True | True | [13 empty] | Non Federally-Regulated | 11/07/2008 |  | 01/07/2010
Sensor Switch, Inc. | Sensor Switch | SBR 9*********** | Occupant / Motion / Vacancy Se | Device | True | True |  | True | True | False | False |  |  |  |  | False | [9 empty] | Non Federally-Regulated | 04/28/2010 |  | 07/01/2014
Siemens Energy & Automation | Siemens Energy & Automation | 5WG1 703-8XJ12 | Automatic Time Switch Control |  | True | True |  | True | True | [8 empty] | True | True | True | [5 empty] | Non Federally-Regulated | 12/19/2005 |  | 01/07/2010
Intermatic, Inc. | Grasslin | FM1D20A-120 | Automatic Time Switch Control | Device | True | True |  | True | True | [16 empty] | Non Federally-Regulated | 01/20/2010 |  | 07/01/2014
Lutron Electronics Co., Inc. | LCP 128 | LCP-****-******-** | Automatic Daylighting Control |  | True | True | False | True | True | True | False |  | False |  | True | False |  |  |  | False | [5 empty] | Non Federally-Regulated | 09/19/2005 |  | 01/07/2010
BRK Electronics | BRK Electronics | TLA24 | Automatic Time Switch Control |  | True | True |  | True | True | [16 empty] | Non Federally-Regulated | 04/29/1994 |  | 12/11/2000
Control Systems International, Inc. | Control Systems International | 7716 | Automatic Time Switch Control |  | True | True |  | True | True | [16 empty] | Non Federally-Regulated | 06/24/1993 |  | 01/07/2010
Lutron Electronics Co., Inc. | Homeworks | HWV-1000D-** | Astronomical Time Switch Contr |  | True | True |  | True | True | True | True | True | True | True | [11 empty] | Non Federally-Regulated | 08/13/2007 |  | 01/07/2010
Desa Specialty, LLC | Heath Zenith | SL-5408 | Exterior Photocontrol Device |  | True | False | [11 empty] | True | True | True | [5 empty] | Non Federally-Regulated | 05/26/2005 |  | 09/20/2007
Lutron Electronics Co., Inc. | Lutron | OMX-IO | Automatic Daylighting Control | System | True | True | True | True | True | True | True | True | True | True | True | True |  | True | [7 empty] | Non Federally-Regulated | 04/28/2010 |  | 07/01/2014
Crestron Electronics | Crestron Electronics | DIN-DALI-2 | Dimmer | System | True | True |  | True | True | True | True | False |  |  |  | False | [9 empty] | Non Federally-Regulated | 08/31/2010 |  | 07/01/2014
Gentec, Inc. | Kameleon | KC-811 | Automatic Time Switch Control | Device | True | True |  | True | True | [16 empty] | Non Federally-Regulated | 01/20/2012 |  | 07/01/2014
Siemens Energy & Automation | Siemens Energy & Automation | 5WG1 703-8XG12 | Automatic Time Switch Control |  | True | True |  | True | True | [8 empty] | True | True | True | [5 empty] | Non Federally-Regulated | 12/19/2005 |  | 01/07/2010
Profile Systems LLC | Profile Systems | TCS 5600 | Automatic Time Switch Control |  | True | True |  | True | True | [8 empty] | True | False | True | [5 empty] | Non Federally-Regulated | 02/18/2005 |  | 01/07/2010
Cooper Wiring Devices | React | RI101xx | Dimmer | Device | True | True |  | True | True | True | True | False |  |  |  | False | [9 empty] | Non Federally-Regulated | 11/12/2010 |  | 12/29/2010
INNCOM by Honeywell | Novar | EC15 | Automatic Time Switch Control |  | True | True |  | True | True | [16 empty] | Non Federally-Regulated | 02/08/1995 |  | 01/07/2010
Lutron Electronics Co., Inc. | Homeworks | HRD-10ND*** | Manual-On Occupant Sensor | System | True | True |  | True | True | False | True | True | False |  |  |  |  | False | [7 empty] | Non Federally-Regulated | 01/20/2010 |  | 07/01/2014
Lighting Control & Design | Lighting Control & Design | GR41**/**SLAVE******* | Astronomical Time Switch Contr | System | True | True |  | True | True | True | True | True | True | True | [11 empty] | Non Federally-Regulated | 12/28/2009 |  | 07/01/2014
Lutron Electronics Co., Inc. | Lutron | LP1/********************* | Multi-Level Astronomical Time | System | True | True |  | True | True | True | True | True | True | True | [11 empty] | Non Federally-Regulated | 12/28/2009 |  | 07/01/2014
Tork | Tork | OSC5U | Ultrasonic Occupant / Motion S |  | True | True |  | True | True | True | True | True | [13 empty] | Non Federally-Regulated | 01/17/2008 |  | 01/07/2010
Tork | Tork | 5004M | Exterior Photocontrol Device | [14 empty] | True | True | True | [5 empty] | Non Federally-Regulated | 04/27/2006 |  | 01/07/2010
Lutron Electronics Co., Inc. | LCP 128 | LCP-********-***FT | Automatic Daylighting Control |  | True | True | False | True | True | True | False |  | False |  | True | False |  |  |  | False | [5 empty] | Non Federally-Regulated | 09/19/2005 |  | 01/07/2010
Siemens Energy & Automation | Siemens Energy & Automation | 5WG1 704-8XH22 | Automatic Time Switch Control |  | True | True |  | True | True | [8 empty] | True | True | True | [5 empty] | Non Federally-Regulated | 12/19/2005 |  | 01/07/2010
Schneider Electric | Schneider Electric | SLSPWD1277U* | Multi-Level Occupant Sensor | Device | True | True | True | True | True | True | True | True | True | True | True | True |  | False | [7 empty] | Non Federally-Regulated | 10/31/2013 |  | 07/01/2014
Leviton Manufacturing Co., Inc. | Leviton | R48ND-*** | Automatic Daylighting Control |  | True | True |  | True | False |  | True | True | [8 empty] | True |  |  |  |  | Non Federally-Regulated | 08/17/2004 |  | 01/07/2010
Hubbell Building Automation | Hubbell Building Automation | WIH-OM-*** | Automatic Time Switch Control | System | True | True |  | True | True | [16 empty] | Non Federally-Regulated | 12/09/2013 |  | 02/04/2014
Siemens Energy & Automation | Siemens Energy & Automation | 5WG1 704-8XJ44 | Automatic Time Switch Control |  | True | True |  | True | True | [8 empty] | True | True | True | [5 empty] | Non Federally-Regulated | 12/19/2005 |  | 01/07/2010
Lutron Electronics Co., Inc. | Homeworks | HWD-6D*** | Astronomical Time Switch Contr | System | True | True |  | True | True | True | True | True | True | True | [11 empty] | Non Federally-Regulated | 01/20/2010 |  | 07/01/2014
Longjoin | Dayton | 26WA95 | Photosensor / Photocontrol Dev | Device | True | True |  | False | False | [16 empty] | Non Federally-Regulated | 07/29/2013 |  | 07/01/2014
Litetouch, Inc. | Litetouch, Inc. | HUM-**-** | Automatic Time Switch Control |  | True | True |  | True | True | [16 empty] | Non Federally-Regulated | 09/29/2003 |  | 01/07/2010
Lutron Electronics Co., Inc. | Lutron | QSGRJ-************* | Automatic Daylighting Control | System | True | True | True | True | True | True | True | False |  |  | True | True |  | True | [7 empty] | Non Federally-Regulated | 04/28/2010 |  | 07/01/2014
Legrand / Wiremold | WattStopper | NPM24F | Automatic Daylighting Control | System | True | True | True | True | True | True | True | True | True | True | True | True |  | True | [7 empty] | Non Federally-Regulated | 03/23/2010 |  | 07/01/2014
Lutron Electronics Co., Inc. | Grafik Eye | GRX-4002-A-** | Occupant / Motion / Vacancy Se |  | True | True |  | True | [17 empty] | Non Federally-Regulated | 07/19/1994 |  | 09/19/2005
Intermatic, Inc. | Intermatic, Inc. | EI200W | Automatic Time Switch Control | Device | True | True |  | True | True | [16 empty] | Non Federally-Regulated | 04/15/2011 |  | 07/01/2014
Legrand / Wiremold | WattStopper | CNCBS | Automatic Time Switch Control | System | True | True |  | True | True | [16 empty] | Non Federally-Regulated | 03/23/2010 |  | 07/01/2014
Cooper Controls | Greengate | LK32***** | Occupant / Motion / Vacancy Se | System | True | True |  | True | True | True | True | True | True | True | True | False | [9 empty] | Non Federally-Regulated | 10/02/2013 |  | 07/01/2014
Siemens Energy & Automation | Siemens Energy & Automation | 5WG1 705-8XJ02 | Automatic Time Switch Control |  | True | True |  | True | True | [8 empty] | True | True | True | [5 empty] | Non Federally-Regulated | 12/19/2005 |  | 01/07/2010
Lutron Electronics Co., Inc. | Lutron | S-603PR********* | Dimmer | Device | True | True |  | True | True | True | True | True | True | True | True | False | [9 empty] | Non Federally-Regulated | 04/28/2010 |  | 07/01/2014
Cooper Wiring Devices | Novitas | 01-530 | Occupant / Motion / Vacancy Se |  | True | True |  | True | [8 empty] | True | True | True | True | [5 empty] | Non Federally-Regulated | 08/18/2006 |  | 04/10/2008
Marlin Controls, Inc. | Unistar II | XPPHCRELAY | Exterior Photocontrol Device |  | True | True | [12 empty] | True | [6 empty] | Non Federally-Regulated | 02/06/2006 |  | 01/07/2010
Sensor Switch, Inc. | Sensor Switch | CM-10-**-***-** | Occupant / Motion / Vacancy Se |  | True | True |  | True | [17 empty] | Non Federally-Regulated | 03/01/2006 |  | 01/07/2010
Intermatic, Inc. | Intermatic | ET1705CPD82 | Automatic Time Switch Control |  | True | True |  | True | True | [16 empty] | Non Federally-Regulated | 10/12/2007 |  | 01/07/2010
Sentry, LLC | Sentry Switch | SS053277 | Automatic Time Switch Control |  | True | True |  | True | True | [16 empty] | Non Federally-Regulated | 08/11/2000 |  | 01/07/2010
Lutron Electronics Co., Inc. | Grafik Eye | RPT3/*-120***** | Automatic Time Switch Control |  | True | True |  | True | True | [16 empty] | Non Federally-Regulated | 09/12/2003 |  | 09/19/2005
Sensor Switch, Inc. | Sensor Switch | nRMR PC****** | Photosensor / Photocontrol Dev | System | True | True |  | False | False | [16 empty] | Non Federally-Regulated | 04/28/2010 |  | 07/01/2014
Vantage Controls, Inc. | Vantage Controls, Inc. | C*1000** | Astronomical Time Switch Contr | System | True | True |  | True | True | True | True | True | True | True | [11 empty] | Non Federally-Regulated | 03/23/2010 |  | 07/01/2014
Hubbell Building Automation | Hubbell Building Automation | OMNIDT********* | Occupant / Motion / Vacancy Se | Device | True | True |  | True | True | True | True | True | True | True | True | False | [9 empty] | Non Federally-Regulated | 03/26/2010 |  | 07/01/2014
Intermatic, Inc. | Intermatic | ET173C | Automatic Time Switch Control |  | True | True |  | True | True | [16 empty] | Non Federally-Regulated | 06/24/1993 |  | 01/07/2010
PLC Multipoint, Inc. | PLC Multipoint | MAS/I INDOOR | Photosensor / Photocontrol Dev | Device | True | True |  | False | False | [16 empty] | Non Federally-Regulated | 03/04/2010 |  | 07/01/2014
Lutron Electronics Co., Inc. | Lutron | UMSCL-VP******** | Manual-On Occupant Sensor | Device | True | True |  | True | True | False | True | True | False |  |  |  |  | False | [7 empty] | Non Federally-Regulated | 02/25/2013 |  | 07/01/2014
Cooper Controls | Greengate | LK4 120** | Automatic Daylighting Control | System | True | True | True | True | False |  |  | True | True | True | True | True |  | True | [7 empty] | Non Federally-Regulated | 04/15/2011 |  | 07/01/2014
Sensor Switch, Inc. | Sensor Switch | nRMR-6-2P-**** | Occupant / Motion / Vacancy Se |  | True | True |  | True | [17 empty] | Non Federally-Regulated | 11/20/2008 |  | 01/07/2010
Encelium Technologies | Encelium Technologies | SSU-200 | Automatic Time Switch Control |  | True | True |  | True | True | [8 empty] | True | True | True | [5 empty] | Non Federally-Regulated | 12/19/2006 |  | 01/07/2010
Lutron Electronics Co., Inc. | Lutron | XP36-******************* | Occupant / Motion / Vacancy Se | System | True | True |  | True | True | True | False |  |  |  |  | False | [9 empty] | Non Federally-Regulated | 04/28/2010 |  | 07/01/2014
Douglas Lighting Controls | Douglas | WRV-DF-***** | Dimmer | System | True | True |  | True | True | True | True | False |  |  |  | False | [9 empty] | Non Federally-Regulated | 07/21/2011 |  | 07/01/2014
Hubbell Incorporated | H-Moss | ATP600C | Occupant / Motion / Vacancy Se |  | True | True |  | True | [17 empty] | Non Federally-Regulated | 06/01/1998 |  | 01/07/2010
Lutron Electronics Co., Inc. | Grafik Eye | GRX-3006-A-** | Automatic Time Switch Control |  | True | True |  | True | True | [16 empty] | Non Federally-Regulated | 06/20/1994 |  | 09/19/2005
Siemens Energy & Automation | LCP1000 | LCP1000 | Automatic Time Switch Control |  | True | True |  | True | True | [16 empty] | Non Federally-Regulated | 11/09/2001 |  | 01/07/2010
Intermatic, Inc. | Grasslin | LM2-O-120-LS1 | Photosensor / Photocontrol Dev |  | True | True |  | True | [17 empty] | Non Federally-Regulated | 11/10/2008 |  | 01/07/2010
WattStopper, Inc. | WattStopper | LMLS-600 | Automatic Daylighting Control | System | True | True | True | True | True | True | True | True | True | True | True | True |  | True | [7 empty] | Non Federally-Regulated | 10/08/2010 |  | 07/01/2014
Schneider Electric | Powerlink | NF POWERLINK PANEL (Master Included) | Multi-Level Astronomical Time | System | True | True |  | True | True | True | True | True | True | True | [11 empty] | Non Federally-Regulated | 01/12/2012 |  | 07/01/2014
Lutron Electronics Co., Inc. | Homeworks | HW-RPM-4A-120 | Occupant / Motion / Vacancy Se | System | True | True |  | True | True | False | False |  |  |  |  | False | [9 empty] | Non Federally-Regulated | 01/20/2010 |  | 07/01/2014
Sensor Switch, Inc. | Sensor Switch | nRMR 6******* | Occupant / Motion / Vacancy Se | System | True | True |  | True | True | False | False |  |  |  |  | False | [9 empty] | Non Federally-Regulated | 04/28/2010 |  | 07/01/2014
Legrand / Pass & Seymour | Legrand | ADTP703UM4 | Dimmer | Device | True | True |  | True | True | True | True | True | True | True | True | False | [9 empty] | Non Federally-Regulated | 09/14/2012 |  | 07/01/2014
Lutron Electronics Co., Inc. | Lutron | DCI*-*****-** | Photosensor / Photocontrol Dev | System | True | True |  | False | False | [16 empty] | Non Federally-Regulated | 07/10/2012 |  | 07/01/2014
Lutron Electronics Co., Inc. | Softswitch 128 | XPS48-******-** | Multi-Level Astronomical Time |  | True | True |  | True | True | True | True | True | True | True | [11 empty] | Non Federally-Regulated | 09/19/2005 |  | 01/07/2010
Legrand / Pass & Seymour | Legrand / Pass & Seymour | CDFB83PNA* | Dimmer | Device | True | True |  | True | True | True | True | True | True | True | True | False | [9 empty] | Non Federally-Regulated | 09/14/2012 |  | 07/01/2014
Tishman Research Co. | Infracon Sensor | 628 | Occupant / Motion / Vacancy Se |  | False | False |  | True | [17 empty] | Non Federally-Regulated | 09/01/1984 |  | 04/06/1998
Hubbell Building Automation | Hubbell Building Automation | LXSW****** | Automatic Time Switch Control |  | True | True |  | True | True | [16 empty] | Non Federally-Regulated | 09/08/2007 |  | 01/07/2010
Lithonia Control Systems | Litronic Series | LUS 2000 | Ultrasonic Occupant / Motion S |  | False | False |  | True | True | True | True | True | [13 empty] | Non Federally-Regulated | 01/01/1989 |  | 04/06/1998
Siemens Energy & Automation | Siemens Energy & Automation | 5WG1 705-8XA35 | Automatic Time Switch Control |  | True | True |  | True | True | [8 empty] | True | True | True | [5 empty] | Non Federally-Regulated | 12/19/2005 |  | 01/07/2010
Steinel America, Inc. | Steinel | IR Quattro DIM-24 | Occupant / Motion / Vacancy Se | Device | True | True |  | True | True | False | False |  |  |  |  | False | [9 empty] | Non Federally-Regulated | 08/06/2013 |  | 07/01/2014
Legrand / Wiremold | WattStopper | CECRFB SERIES | Automatic Daylighting Control | System | True | True | True | True | True | True | True | True | True | True | True | True |  | True | [7 empty] | Non Federally-Regulated | 03/23/2010 |  | 07/01/2014
Lutron Electronics Co., Inc. | Softswitch 48 | XPS36-******-** | Photosensor / Photocontrol Dev |  | True | True |  | True | [17 empty] | Non Federally-Regulated | 09/12/2003 |  | 09/19/2005
Distech Controls | Distech Controls | ECB-VAV-N + EC-BOS-*** | Multi-Level Astronomical Time | System | True | True |  | True | True | True | True | True | True | True | [11 empty] | Non Federally-Regulated | 08/07/2012 |  | 07/01/2014
WattStopper, Inc. | WattStopper | RS-350 | Occupant / Motion / Vacancy Se |  | True | True |  | True | [9 empty] | True | True | True | [5 empty] | Non Federally-Regulated | 02/14/2008 |  | 01/07/2010
Siemens Energy & Automation | Siemens Energy & Automation | 5WG1 703-8XK42 | Automatic Time Switch Control |  | True | True |  | True | True | [8 empty] | True | True | True | [5 empty] | Non Federally-Regulated | 12/19/2005 |  | 01/07/2010
Cooper Wiring Devices | React | RDC25xx | Dimmer | Device | True | True |  | True | True | True | True | False |  |  |  | False | [9 empty] | Non Federally-Regulated | 11/12/2010 |  | 12/29/2010
Intermatic, Inc. | Grasslin | PC2-digi30-277-LS2+ E200 | Photosensor / Photocontrol Dev | Device | True | True |  | False | False | [16 empty] | Non Federally-Regulated | 01/20/2010 |  | 07/01/2014
Intermatic, Inc. | Grasslin | PC2-digi30-120-LS1 | Photosensor / Photocontrol Dev | Device | True | True |  | False | False | [16 empty] | Non Federally-Regulated | 01/20/2010 |  | 07/01/2014
Universal Energy Control, Inc. | Conserver | PIR-1000-P-277V | Occupant / Motion / Vacancy Se |  | False | False |  | True | [17 empty] | Non Federally-Regulated | 01/01/1989 |  | 04/06/1998
Schneider Electric | Schneider Electric | SLC5050CTC** | Automatic Time Switch Control | System | True | True |  | True | True | [16 empty] | Non Federally-Regulated | 10/31/2013 |  | 07/01/2014
Sensor Switch, Inc. | Sensor Switch | CMR-600-D | Occupant / Motion / Vacancy Se |  | True | True |  | True | [17 empty] | Non Federally-Regulated | 10/25/1996 |  | 11/19/2001
Lutron Electronics Co., Inc. | Radio RA2 | RRD-6NE*** | Dimmer | System | True | True |  | True | True | True | True | False |  |  |  | False | [9 empty] | Non Federally-Regulated | 03/11/2011 |  | 07/01/2014
WattStopper, Inc. | WattStopper | HB350D | Occupant / Motion / Vacancy Se |  | True | True |  | True | [8 empty] | False | True | True | False | True | False |  |  |  | Non Federally-Regulated | 02/14/2008 |  | 01/07/2010
Tork | Tork | DGM100-3 (277VAC) | Automatic Time Switch Control |  | True | True |  | True | True | [16 empty] | Non Federally-Regulated | 02/07/1994 |  | 01/07/2010
Sensor Switch, Inc. | Sensor Switch | LWSH************ | Occupant / Motion / Vacancy Se | Device | True | True |  | True | True | False | False |  |  |  |  | False | [9 empty] | Non Federally-Regulated | 04/28/2010 |  | 07/01/2014
Danfoss, Inc. | Adap-Kool | AK-SC255 | Automatic Time Switch Control |  | True | True |  | True | True | [16 empty] | Non Federally-Regulated | 12/15/2003 |  | 01/07/2010
Siemens Energy & Automation | Siemens Energy & Automation | 5WG1 703-8XG11 | Automatic Time Switch Control |  | True | True |  | True | True | [8 empty] | True | True | True | [5 empty] | Non Federally-Regulated | 12/19/2005 |  | 01/07/2010
Legrand / Pass & Seymour | Legrand / Pass & Seymour | OS300* | Occupant / Motion / Vacancy Se | Device | True | True |  | True | True | False | False |  |  |  |  | False | [9 empty] | Non Federally-Regulated | 12/23/2010 |  | 07/01/2014
Lutron Electronics Co., Inc. | Lutron | MIRLV-1000M***** | Dimmer | Device | True | True |  | True | True | True | True | False |  |  |  | False | [9 empty] | Non Federally-Regulated | 12/28/2009 |  | 01/21/2014
Lutron Electronics Co., Inc. | Lutron | XPS16-******************* | Photosensor / Photocontrol Dev | System | True | True |  | False | False | [16 empty] | Non Federally-Regulated | 12/28/2009 |  | 07/01/2014
Douglas Lighting Controls | Douglas Lighting Controls | WSP-2718 | Multi-Level Astronomical Time | System | True | True |  | True | True | True | True | True | True | True | [11 empty] | Non Federally-Regulated | 05/28/2010 |  | 07/01/2014
Legrand / Wiremold | WattStopper | CE8105 SERIES | Multi-Level Occupant Sensor | System | True | True | True | True | True | True | True | True | True | True | True | True | True | True | True | True | True | True |  |  |  | Non Federally-Regulated | 03/23/2010 |  | 07/01/2014
Legrand / Pass & Seymour | Legrand / Pass & Seymour | CDFB103P277* | Dimmer | Device | True | True |  | True | True | True | True | False |  |  |  | False | [9 empty] | Non Federally-Regulated | 12/23/2010 |  | 07/01/2014
WattStopper, Inc. | WattStopper | LI48*-*-*C-* | Automatic Time Switch Control |  | True | True |  | True | True | [16 empty] | Non Federally-Regulated | 08/25/2003 |  | 01/07/2010
Lutron Electronics Co., Inc. | Lutron | DCI*-*****-** | Occupant / Motion / Vacancy Se | System | True | True |  | True | True | True | False |  |  |  |  | False | [9 empty] | Non Federally-Regulated | 07/10/2012 |  | 07/01/2014
Crestron Electronics | Crestron Electronics | PAC2M | Multi-Level Astronomical Time |  | True | True |  | True | True | True | True | True | True | True |  |  |  | False | True | True | [5 empty] | Non Federally-Regulated | 10/05/2007 |  | 01/07/2010
Legrand / Wiremold | WattStopper | NVHUBD | Astronomical Time Switch Contr | System | True | True |  | True | True | True | True | True | True | True | [11 empty] | Non Federally-Regulated | 03/23/2010 |  | 07/01/2014
Novitas, Inc. | Novitas | 01-220 | Ultrasonic Occupant / Motion S |  | True | True |  | True | True | True | True | True | [13 empty] | Non Federally-Regulated | 03/20/1998 |  | 08/18/2006
Powerline Control Systems | PulseWorx | KPCW-6 | Dimmer | System | True | True | True | True | True | True | True | False |  |  |  | True | [9 empty] | Non Federally-Regulated | 06/24/2011 |  | 07/01/2014
Distech Controls | Distech Controls | EC-Light-8 + EC-BOS-*** | Astronomical Time Switch Contr | System | True | True |  | True | True | True | True | True | True | True | [11 empty] | Non Federally-Regulated | 08/07/2012 |  | 07/01/2014
Convia, Inc., A Herman Miller Co. | Convia | GSE-PFC-01 | Multi-Level Occupant Sensor | System | True | True | True | True | True | True | True | True | True | True | True | True | True | True | True | True | True | True |  |  |  | Non Federally-Regulated | 03/04/2010 |  | 04/27/2011
Siemens Energy & Automation | Siemens Energy & Automation | 5WG1 705-8XH12 | Automatic Time Switch Control |  | True | True |  | True | True | [8 empty] | True | True | True | [5 empty] | Non Federally-Regulated | 12/19/2005 |  | 01/07/2010
Hubbell Building Automation | Hubbell Building Automation | SIMLXEN16S | Automatic Time Switch Control |  | True | True |  | True | True | [16 empty] | Non Federally-Regulated | 05/20/2004 |  | 01/07/2010
WattStopper, Inc. | WattStopper | UW-200-* | Multi-Level Occupant Sensor | Device | True | True | True | True | True | True | True | True | False | False | True | True | True | True | True | True | [5 empty] | Non Federally-Regulated | 06/07/2011 |  | 07/01/2014
Leviton Manufacturing Co., Inc. | Leviton | O2C20-*** | Occupant / Motion / Vacancy Se | Device | True | True |  | True | True | True | True | True | True | True | True | False | [9 empty] | Non Federally-Regulated | 09/18/2013 |  | 07/01/2014
Legrand / Pass & Seymour | Legrand / Pass & Seymour | R600PL* | Dimmer | Device | True | True |  | True | True | True | True | False |  |  |  | False | [9 empty] | Non Federally-Regulated | 12/23/2010 |  | 07/01/2014
Vantage Controls, Inc. | Vantage Controls, Inc. | DP21* | Dimmer | System | True | True | True | True | False |  | True | False |  |  |  | True | [9 empty] | Non Federally-Regulated | 04/28/2010 |  | 07/01/2014
Convia, Inc., A Herman Miller Co. | Convia | GSE-DCC-02 | Astronomical Time Switch Contr | System | True | True |  | True | True | True | True | True | True | True | [11 empty] | Non Federally-Regulated | 03/04/2010 |  | 07/01/2014
Siemens Energy & Automation | Siemens Energy & Automation | 5WG1 704-8XD14 | Automatic Time Switch Control |  | True | True |  | True | True | [8 empty] | True | True | True | [5 empty] | Non Federally-Regulated | 12/19/2005 |  | 01/07/2010
Lutron Electronics Co., Inc. | Lutron | CCP-************-******-**-CGP**** | Photosensor / Photocontrol Dev | System | True | True |  | False | False | [16 empty] | Non Federally-Regulated | 07/10/2012 |  | 07/01/2014
Convia, Inc., A Herman Miller Co. | Convia | GSE-RDR | Dimmer | System | True | True | True | True | True | True | True | True | True | True | True | True | [9 empty] | Non Federally-Regulated | 03/04/2010 |  | 07/01/2014
Tork | Tork | ES101-3 (277VAC) | Automatic Time Switch Control |  | True | True |  | True | True | [16 empty] | Non Federally-Regulated | 02/07/1994 |  | 04/27/2006
Novitas, Inc. | Novitas | 01-111-** | Ultrasonic Occupant / Motion S |  | True | True |  | True | True | True | True | True |  |  |  |  | True | True | True | False | True | False |  |  |  | Non Federally-Regulated | 09/06/2005 |  | 08/18/2006
Intermatic, Inc. | Grasslin | PC1-digi30-277 | Automatic Time Switch Control | Device | True | True |  | True | True | [16 empty] | Non Federally-Regulated | 01/20/2010 |  | 07/01/2014
Starfield Controls, Inc. | Starfield Controls, Inc. | TR10 | Automatic Time Switch Control |  | True | True |  | True | True | [16 empty] | Non Federally-Regulated | 04/18/2003 |  | 01/07/2010
Intermatic, Inc. | Grasslin | LM2-I-120-LS2 | Automatic Daylighting Control |  | True | True | True | True | False |  | True | True | True | True | True | False |  | True | False | False | [5 empty] | Non Federally-Regulated | 09/05/2008 |  | 01/07/2010
Cooper Wiring Devices | Novitas | 01-220 | Ultrasonic Occupant / Motion S |  | True | True |  | True | True | True | True | True | [13 empty] | Non Federally-Regulated | 08/18/2006 |  | 04/10/2008
Legrand / Pass & Seymour | Legrand / Pass & Seymour | WS1100* | Dimmer | Device | True | True |  | True | True | True | True | False |  |  |  | False | [9 empty] | Non Federally-Regulated | 12/23/2010 |  | 07/01/2014
Novitas, Inc. | Novitas | 01-134 | Ultrasonic Occupant / Motion S |  | True | True |  | True | True | True | True | True | [13 empty] | Non Federally-Regulated | 08/11/1992 |  | 08/18/2006
Lutron Electronics Co., Inc. | Lutron | AYLV-600P******* | Dimmer | Device | True | True |  | True | True | True | True | True | True | True | True | False | [9 empty] | Non Federally-Regulated | 04/28/2010 |  | 01/21/2014
Mytech Corp. | Mytech | LPC-600 | Occupant / Motion / Vacancy Se |  | True | True |  | True | [17 empty] | Non Federally-Regulated | 12/06/1993 |  | 06/04/1999
Distech Controls | Distech Controls | ECB-VAVS + EC-BOS-*** | Astronomical Time Switch Contr | System | True | True |  | True | True | True | True | True | True | True | [11 empty] | Non Federally-Regulated | 08/07/2012 |  | 07/01/2014
Syserco | Alerton | MS1010 | Automatic Daylighting Control |  | True | True |  | True | False |  | True | False | [8 empty] | True |  |  |  |  | Non Federally-Regulated | 02/05/1993 |  | 01/07/2010
Maple Chase Co. | Paragon Electrical Products | EC7005PC/120208-240 | Automatic Time Switch Control |  | True | True |  | True | True | [16 empty] | Non Federally-Regulated | 01/21/1999 |  | 01/07/2010
Lighting Control & Design | Lighting Control & Design | GR2400SBP******SLAVE** | Automatic Daylighting Control |  | True | True | True | True | False |  | True | True | True | True | True | True |  | True | False | False | [5 empty] | Non Federally-Regulated | 06/28/2005 |  | 12/28/2009
Hubbell Incorporated | Hubbell Wiring Device Kellems | AP1277**2 | Multi-Level Occupant Sensor | Device | True | True | True | True | True | False | True | True | False | True | True | True |  | False | [7 empty] | Non Federally-Regulated | 05/28/2010 |  | 07/01/2014
WattStopper, Inc. | WattStopper | LIA8-*-*-*-* | Automatic Time Switch Control | Device | True | True |  | True | True | [16 empty] | Non Federally-Regulated | 08/03/2010 |  | 07/01/2014
Leviton Manufacturing Co., Inc. | Leviton | L778-T/L730-MC | Photosensor / Photocontrol Dev |  | True | True |  | True | [17 empty] | Non Federally-Regulated | 01/30/2001 |  | 01/07/2010
Paragon Electric Co. | Paragon | EC1015M/120V | Automatic Time Switch Control |  | True | True |  | True | True | [16 empty] | Non Federally-Regulated | 06/25/1993 |  | 01/21/1999
GE Lighting, a Savant company | Total Lighting Controls | RINTER****SC | Automatic Time Switch Control | System | True | True |  | True | True | [16 empty] | Non Federally-Regulated | 08/31/2010 |  | 07/01/2014
Marlin Controls, Inc. | Uni*Star Timer | 90090001 | Automatic Time Switch Control |  | True | True |  | True | True | [16 empty] | Non Federally-Regulated | 04/02/1993 |  | 02/06/2006
Lutron Electronics Co., Inc. | Lutron | LP7/********************* | Photosensor / Photocontrol Dev | System | True | True |  | False | False | [16 empty] | Non Federally-Regulated | 12/28/2009 |  | 07/01/2014
Sensor Switch, Inc. | Sensor Switch | WV-RR7-*-**-** | Occupant / Motion / Vacancy Se |  | True | True |  | True | [17 empty] | Non Federally-Regulated | 03/01/2006 |  | 01/07/2010
Siemens Energy & Automation | Siemens Energy & Automation | 5WG1 705-8XC11 | Automatic Time Switch Control |  | True | True |  | True | True | [8 empty] | True | True | True | [5 empty] | Non Federally-Regulated | 12/19/2005 |  | 01/07/2010
INNCOM by Honeywell | Novar | Lingo-** | Automatic Daylighting Control | Device | True | True | True | True | True | True | True | True | True | True | True | True |  | True | [7 empty] | Non Federally-Regulated | 10/08/2010 |  | 07/01/2014
Siemens Energy & Automation | Siemens Energy & Automation | 5WG1 705-8XC24 | Automatic Time Switch Control |  | True | True |  | True | True | [8 empty] | True | True | True | [5 empty] | Non Federally-Regulated | 12/19/2005 |  | 01/07/2010
Siemens Energy & Automation | Siemens Energy & Automation | 5WG1 704-8XK23 | Automatic Time Switch Control |  | True | True |  | True | True | [8 empty] | True | True | True | [5 empty] | Non Federally-Regulated | 12/19/2005 |  | 01/07/2010
Universal Energy Control, Inc. | Conserver | C-1000 | Ultrasonic Occupant / Motion S |  | False | False |  | True | True | True | True | True | [13 empty] | Non Federally-Regulated | 04/01/1988 |  | 04/06/1998
Lutron Electronics Co., Inc. | LCP 128 | LCP-******-******-** | Exterior Photocontrol Device |  | True | True |  | True | True | True | [15 empty] | Non Federally-Regulated | 09/19/2005 |  | 01/07/2010
Leviton Manufacturing Co., Inc. | Leviton | L780-T/L730-MC | Occupant / Motion / Vacancy Se |  | True | True |  | True | [17 empty] | Non Federally-Regulated | 01/30/2001 |  | 01/07/2010
PLC Multipoint, Inc. | PLC Multipoint | LCM-WH | Automatic Time Switch Control |  | True | True |  | True | True | [16 empty] | Non Federally-Regulated | 07/19/2006 |  | 01/07/2010
Lutron Electronics Co., Inc. | Lutron | DVF-103P-277**** | Dimmer | Device | True | True |  | True | True | True | True | True | True | True | True | False | [9 empty] | Non Federally-Regulated | 04/28/2010 |  | 07/01/2014
Tork | Tork | 5001S | Exterior Photocontrol Device | [14 empty] | True | True | True | [5 empty] | Non Federally-Regulated | 04/27/2006 |  | 01/07/2010
Legrand / Wiremold | WattStopper | NVHUBC | Multi-Level Occupant Sensor | System | True | True | True | True | True | True | True | True | True | True | True | True | True | True | True | True | True | True |  |  |  | Non Federally-Regulated | 03/23/2010 |  | 07/01/2014
Schneider Electric | Schneider Electric | SLC5751L | Multi-Level Occupant Sensor | System | True | True | True | True | True | True | True | True | True | True | True | True |  | False | [7 empty] | Non Federally-Regulated | 10/31/2013 |  | 07/01/2014
Unenco, Inc. / Univ. Energy | Unenco | C-1000 | Ultrasonic Occupant / Motion S |  | True | True |  | True | True | True | True | True | [13 empty] | Non Federally-Regulated | 09/25/1992 |  | 01/07/2010
Intermatic, Inc. | Gasmaster | FM1D50-12U | Automatic Time Switch Control | Device | True | True | True | False | [17 empty] | Non Federally-Regulated | 07/17/2014 |  | 08/05/2014
Cooper Controls | Greengate | OSW-U-0721-SP-V-* | Occupant / Motion / Vacancy Se | Device | True | True |  | True | True | False | True | True | True | True | True | False | [9 empty] | Non Federally-Regulated | 04/15/2011 |  | 05/10/2011
Intermatic, Inc. | Gasmaster | TALENTO 892-120 | Automatic Time Switch Control | Device | True | True | True | False | [17 empty] | Non Federally-Regulated | 07/17/2014 |  | 08/05/2014
Leviton Manufacturing Co., Inc. | Leviton | OSWWV-RI* | Occupant / Motion / Vacancy Se | System | True | True |  | True | True | False | False |  |  |  |  | False | [9 empty] | Non Federally-Regulated | 04/14/2011 |  | 07/01/2014
Convia, Inc., A Herman Miller Co. | Convia | GSE-SCD-WH | Multi-Level Astronomical Time |  | True | True |  | True | True | True | True | True | True | True |  |  |  | True | True | True | [5 empty] | Non Federally-Regulated | 04/04/2008 |  | 01/07/2010
Legrand / Pass & Seymour | Legrand / Pass & Seymour | LS603PL* | Dimmer | Device | True | True |  | True | True | True | True | True | True | True | True | False | [9 empty] | Non Federally-Regulated | 09/14/2012 |  | 07/01/2014
Lutron Electronics Co., Inc. | Lutron | CN-600P********* | Dimmer | Device | True | True |  | True | True | True | True | False |  |  |  | False | [9 empty] | Non Federally-Regulated | 12/28/2009 |  | 01/21/2014
Tork | Tork | EW101A-24 | Automatic Time Switch Control |  |  |  |  | True | True | [16 empty] | Non Federally-Regulated | 04/27/2006 |  | 01/07/2010
Intermatic, Inc. | Gasmaster | GMXQW-I-240 | Automatic Time Switch Control | Device | True | True | True | False | [17 empty] | Non Federally-Regulated | 07/17/2014 |  | 08/05/2014
Hubbell Incorporated | H-Moss | ATU2000C | Ultrasonic Occupant / Motion S |  | True | True |  | True | True | True | True | True | [13 empty] | Non Federally-Regulated | 06/01/1998 |  | 01/07/2010
Emerson Climate Technologies Retail Solutions | E2 | BX--*** | Multi-Level Daylighting Contro |  | True | True |  | True | True | True | True | [14 empty] | Non Federally-Regulated | 01/08/2007 |  | 01/07/2010
Vantage Controls, Inc. | Vantage Controls, Inc. | C*1000** | Multi-Level Daylighting Contro |  | True | True |  | True | True | True | True | [14 empty] | Non Federally-Regulated | 09/13/2006 |  | 01/07/2010
Cooper Controls | iLumin | SC277-12-HE-3P-ML-20 | Multi-Level Astronomical Time |  | True | True |  | True | True | True | True | True | True | True | [11 empty] | Non Federally-Regulated | 11/07/2008 |  | 01/07/2010
Intermatic, Inc. | Gasmaster | GMXFM1D20-O-24 | Automatic Time Switch Control | Device | True | True | True | False | [17 empty] | Non Federally-Regulated | 07/17/2014 |  | 08/05/2014
WattStopper, Inc. | WattStopper | WS120/277 | Occupant / Motion / Vacancy Se |  | True | True |  | True | [17 empty] | Non Federally-Regulated | 08/20/1996 |  | 01/07/2010
Unenco, Inc. / Univ. Energy | Unenco | PIR-2000P120V | Occupant / Motion / Vacancy Se |  | True | True |  | True | [17 empty] | Non Federally-Regulated | 10/06/1992 |  | 01/07/2010
Litetouch, Inc. | Litetouch, Inc. | 08-2138-03 | Automatic Time Switch Control |  | True | True |  | True | True | [16 empty] | Non Federally-Regulated | 09/29/2003 |  | 01/07/2010
Pass & Seymour / Legrand | Rex | 3793 | Automatic Time Switch Control |  | True | True |  | True | True | [16 empty] | Non Federally-Regulated | 02/27/1997 |  | 04/06/1998
Cooper Controls | Greengate | VNW-P-1001-D347-* | Manual-On Occupant Sensor | Device | True | True | True | True | True | True | True | True | True | True | True | True |  | False | [7 empty] | Non Federally-Regulated | 08/07/2013 |  | 07/01/2014
Intermatic, Inc. | Intermatic, Inc. | ET91615CR | Automatic Time Switch Control | Device | True | True |  | True | True | [16 empty] | Non Federally-Regulated | 07/22/2011 |  | 07/01/2014
Magnetek Universal Manufacturing | Luminoptics | LMCS | Automatic Daylighting Control |  | True | False |  | True | True | True | False | [9 empty] | True |  |  |  |  | Non Federally-Regulated | 10/21/1992 |  | 01/07/2010
Hubbell Building Automation | Hubbell Building Automation | RWSVS********* | Occupant / Motion / Vacancy Se | Device | True | True |  | True | True | False | False |  |  |  |  | False | [9 empty] | Non Federally-Regulated | 03/26/2010 |  | 07/01/2014
BRK Electronics | BRK Electronics | TS110SM | Automatic Time Switch Control |  | True | True |  | True | True | [16 empty] | Non Federally-Regulated | 04/29/1994 |  | 12/11/2000
Convia, Inc., A Herman Miller Co. | Convia | GSE-PDC-01 | Microwave Occupant / Motion Se |  | True | True |  | True | True | True | True | True |  |  |  |  | True | True | True | True | True | True |  |  |  | Non Federally-Regulated | 04/04/2008 |  | 01/07/2010
Lithonia Lighting | Panelmax Series | RC PC A O | Automatic Daylighting Control |  | True | True |  | True | False |  | True | False | [8 empty] | True |  |  |  |  | Non Federally-Regulated | 12/13/1994 |  | 01/07/2010
Schneider Electric | Powerlink | NF MB POWERLINK PNL (Master Included) | Astronomical Time Switch Contr | System | True | True |  | True | True | True | True | True | True | True | [11 empty] | Non Federally-Regulated | 01/12/2012 |  | 07/01/2014
Lithonia Lighting | Litronic Series | LPCS 120 | Occupant / Motion / Vacancy Se |  | True | True |  | True | [17 empty] | Non Federally-Regulated | 12/13/1994 |  | 07/24/2006
Lutron Electronics Co., Inc. | Lutron | NTFTU-5A******** | Dimmer | Device | True | True |  | True | True | True | True | False |  |  |  | False | [9 empty] | Non Federally-Regulated | 12/28/2009 |  | 07/01/2014
Lutron Electronics Co., Inc. | Lutron | MAELV-600******* | Dimmer | Device | True | True |  | True | True | True | True | False |  |  |  | False | [9 empty] | Non Federally-Regulated | 12/28/2009 |  | 01/21/2014
Intermatic, Inc. | Intermatic, Inc. | ET90815CR | Automatic Time Switch Control | Device | True | True | True | False | [17 empty] | Non Federally-Regulated | 07/17/2014 |  | 12/03/2014
Lutron Electronics Co., Inc. | Homeworks | HS72-*************** | Dimmer | System | True | True |  | True | True | True | True | False |  |  |  | False | [9 empty] | Non Federally-Regulated | 12/17/2009 |  | 07/01/2014
Schneider Electric | SERP | SERPTC811 | Astronomical Time Switch Contr | Device | True | True |  | True | True | True | True | True | True | True | [11 empty] | Non Federally-Regulated | 09/11/2012 |  | 07/01/2014
Lighting Control & Design | Lighting Control & Design | GRRXP******** | Multi-Level Astronomical Time | System | True | True |  | True | True | True | True | True | True | True | [11 empty] | Non Federally-Regulated | 12/28/2009 |  | 07/01/2014
Siemens Energy & Automation | Siemens Energy & Automation | 5WG1 704-8XE03 | Automatic Time Switch Control |  | True | True |  | True | True | [8 empty] | True | True | True | [5 empty] | Non Federally-Regulated | 12/19/2005 |  | 01/07/2010
Schneider Electric (Square D Wiring Devices) | Powerlink | RMC3000CG3xxx | Multi-Level Daylighting Contro |  | True | True |  | True | True | True | True | [14 empty] | Non Federally-Regulated | 08/24/2006 |  | 03/14/2008
CentraLite Systems, Inc. | Elegance | CLRB-24/E | Multi-Level Occupant Sensor | System | True | True | True | True | True | True | True | True | True | True | True | True |  | False | [7 empty] | Non Federally-Regulated | 04/15/2011 |  | 07/01/2014
Siemens Energy & Automation | Siemens Energy & Automation | 5WG1 705-8XH04 | Automatic Time Switch Control |  | True | True |  | True | True | [8 empty] | True | True | True | [5 empty] | Non Federally-Regulated | 12/19/2005 |  | 01/07/2010
Sensor Switch, Inc. | Sensor Switch | LWS-PDT-RR7-* | Occupant / Motion / Vacancy Se |  | True | True |  | True | [17 empty] | Non Federally-Regulated | 11/19/2001 |  | 03/01/2006
Lutron Electronics Co., Inc. | Lutron | XP20-******************* | Automatic Daylighting Control | System | True | True | True | True | False |  |  | False |  |  | True | True |  | True | [7 empty] | Non Federally-Regulated | 12/28/2009 |  | 07/01/2014
GE Industrial Systems | GE Industrial Systems | RSENUS2 | Photosensor / Photocontrol Dev |  | True | False |  | True | [17 empty] | Non Federally-Regulated | 03/20/2001 |  | 01/07/2010
Cooper Controls | Greengate | OSW-P-0451-DMV | Multi-Level Occupant Sensor | Device | True | True | True | True | True | False | True | True | False | True | True | True |  | False | [7 empty] | Non Federally-Regulated | 07/22/2010 |  | 07/01/2014
Legrand / Wiremold | WattStopper | NRD2B | Dimmer | System | True | True | True | True | True | True | True | True | True | True | True | True | [9 empty] | Non Federally-Regulated | 03/23/2010 |  | 07/01/2014
Intermatic, Inc. | Grasslin | PC2-digi30-120-LS1+E300 | Photosensor / Photocontrol Dev | Device | True | True |  | False | False | [16 empty] | Non Federally-Regulated | 01/20/2010 |  | 07/01/2014
Lutron Electronics Co., Inc. | Lutron | GRX-IO | Occupant / Motion / Vacancy Se | System | True | True |  | True | True | True | False |  |  |  |  | False | [9 empty] | Non Federally-Regulated | 04/29/2010 |  | 07/01/2014
PCI Lighting Controls | Watchkeeper | WATCHKEEPER 32 | Photosensor / Photocontrol Dev |  | True | True |  | True | [17 empty] | Non Federally-Regulated | 10/19/2001 |  | 04/10/2008
Tork | Tork | ELC74 | Multi-Level Astronomical Time | Device | True | True |  | True | True | True | True | True | True | True | [11 empty] | Non Federally-Regulated | 11/12/2013 |  | 07/01/2014
Blue Ridge Technologies | Mezon | MZ32************* | Automatic Time Switch Control | Device | True | True |  | True | True | [16 empty] | Non Federally-Regulated | 06/30/2010 |  | 07/01/2014
Intermatic, Inc. | Intermatic | ET8215CM | Astronomical Time Switch Contr |  | True | True |  | True | True | True | True | True | True | True |  |  |  | False | False | False | [5 empty] | Non Federally-Regulated | 06/20/2005 |  | 01/07/2010
Lutron Electronics Co., Inc. | Homeworks | HRD-8ANS-** | Manual-On Occupant Sensor | System | True | True |  | True | True | False | True | True | False |  |  |  |  | False | [7 empty] | Non Federally-Regulated | 01/20/2010 |  | 07/01/2014
GE Industrial Systems | GE Industrial Systems | JACE 501 | Automatic Time Switch Control |  | True | True |  | True | True | [16 empty] | Non Federally-Regulated | 10/16/2001 |  | 01/07/2010
Lutron Electronics Co., Inc. | Lutron | LP1/********************* | Automatic Daylighting Control | System | True | True | True | True | True | True | True | False |  |  | True | True |  | True | [7 empty] | Non Federally-Regulated | 12/28/2009 |  | 07/01/2014
Sensor Switch, Inc. | PIR Hall Sensor | HW-130 | Occupant / Motion / Vacancy Se |  | False | False |  | True | [17 empty] | Non Federally-Regulated | 01/01/1989 |  | 04/06/1998
Tork | Tork | DS200 | Automatic Time Switch Control |  | True | True |  | True | True | [16 empty] | Non Federally-Regulated | 02/08/1993 |  | 06/24/1993
Lighting Control & Design | Lighting Control & Design | GR2400ACC-***L2AD*** | Photosensor / Photocontrol Dev |  | True | True |  | True | [17 empty] | Non Federally-Regulated | 06/22/2005 |  | 12/28/2009
PLC Multipoint, Inc. | PLC Multipoint | LC3X-S/*-TS/7124-PD* | Multi-Level Daylighting Contro |  | True | True |  | True | True | True | True | [14 empty] | Non Federally-Regulated | 07/19/2006 |  | 01/07/2010
Sensia | LCP1500 | LCP1000 | Automatic Time Switch Control |  | True | True |  | True | True | [16 empty] | Non Federally-Regulated | 11/02/2001 |  | 11/09/2001
Leviton Manufacturing Co., Inc. | Leviton | AWSMT-I** | Dimmer | Device | True | True |  | True | True | True | True | False |  |  |  | False | [9 empty] | Non Federally-Regulated | 12/16/2010 |  | 07/01/2014
Vantage Controls, Inc. | Vantage Controls, Inc. | RP2A* | Dimmer | System | True | True | True | True | False |  | True | False |  |  |  | True | [9 empty] | Non Federally-Regulated | 04/28/2010 |  | 07/01/2014
Intelliswitch, S.A. de C.V. | Intelliswitch, S.A. de C.V. | IDSW XH6-RS-120 | Multi-Level Occupant Sensor | Device | True | True | True | True | True | True | True | True | True | False | True | True |  | False | [7 empty] | Non Federally-Regulated | 03/15/2012 |  | 07/01/2014
Profile Systems LLC | Profile Systems | PROFILE P1841 | Automatic Time Switch Control |  | True | True |  | True | True | [8 empty] | True | False | True | [5 empty] | Non Federally-Regulated | 02/18/2005 |  | 02/29/2008
Leviton Manufacturing Co., Inc. | Leviton | 6633 | Dimmer | Device | True | True |  | True | True | True | True | False |  |  |  | False | [9 empty] | Non Federally-Regulated | 11/12/2010 |  | 07/01/2014
GE Industrial Systems | GE Industrial Systems | RSENUS2AFT | Photosensor / Photocontrol Dev |  | True | False |  | True | [17 empty] | Non Federally-Regulated | 10/16/2001 |  | 01/07/2010
Lighting Control & Design | Lighting Control & Design | GR240*IDH******* | Exterior Photocontrol Device |  | True | True | [11 empty] | True | True | True | [5 empty] | Non Federally-Regulated | 06/22/2005 |  | 12/28/2009
Lightolier Controls | Insight | IHS2-2KVA-277-I | Occupant / Motion / Vacancy Se |  | True | True |  | True | [17 empty] | Non Federally-Regulated | 08/10/1992 |  | 04/06/1998
Lutron Electronics Co., Inc. | Lutron | DVSC-600P******* | Dimmer | Device | True | True |  | True | True | True | True | False |  |  |  | False | [9 empty] | Non Federally-Regulated | 12/28/2009 |  | 01/21/2014
Enerlites, Inc. | Intermatic, Inc. | IOS-DPBIMF-** | Occupant / Motion / Vacancy Se | Device | True | True |  | True | True | False | False |  |  |  |  | False | [9 empty] | Non Federally-Regulated | 01/19/2012 |  | 07/01/2014
Intermatic, Inc. | Grasslin | FM1D50A-240 | Automatic Time Switch Control |  | True | True |  | True | True | [16 empty] | Non Federally-Regulated | 10/15/2008 |  | 01/07/2010
Lutron Electronics Co., Inc. | Lutron | LCP60-******************* | Multi-Level Occupant Sensor | System | True | True | True | True | True | True | True | True | True | True | True | True |  | False | [7 empty] | Non Federally-Regulated | 12/28/2009 |  | 07/01/2014
Lightolier Controls | Lightolier | 6099** | Track Lighting Integral Curren | System | True | True |  | True | True | True | True | True | [13 empty] | Non Federally-Regulated | 06/03/2011 |  | 06/06/2011
Leviton Manufacturing Co., Inc. | Leviton | TTI10 | Dimmer | Device | True | True |  | True | True | True | True | False |  |  |  | False | [9 empty] | Non Federally-Regulated | 11/12/2010 |  | 07/01/2014
Lutron Electronics Co., Inc. | LCP 128 | LCP-*****-***FT | Exterior Photocontrol Device |  | True | True |  | True | True | True | [15 empty] | Non Federally-Regulated | 09/19/2005 |  | 01/07/2010
Cooper Controls | Greengate | LK8 ****** | Astronomical Time Switch Contr | System | True | True |  | True | True | True | True | True | True | True | [11 empty] | Non Federally-Regulated | 04/15/2011 |  | 07/01/2014
Siemens Energy & Automation | Siemens Energy & Automation | 5WG1 705-8XJ16 | Automatic Time Switch Control |  | True | True |  | True | True | [8 empty] | True | True | True | [5 empty] | Non Federally-Regulated | 12/19/2005 |  | 01/07/2010
Lutron Electronics Co., Inc. | LCP 128 | LCP-****-******-** | Multi-Level Astronomical Time |  | True | True |  | True | True | True | True | True | True | True | [11 empty] | Non Federally-Regulated | 09/19/2005 |  | 01/07/2010
Siemens Energy & Automation | Siemens Energy & Automation | 5WG1 705-8XA24 | Automatic Time Switch Control |  | True | True |  | True | True | [8 empty] | True | True | True | [5 empty] | Non Federally-Regulated | 12/19/2005 |  | 01/07/2010
Lutron Electronics Co., Inc. | Lutron | XPS16-******************* | Automatic Daylighting Control | System | True | True | True | True | False |  |  | False |  |  | True | True |  | True | [7 empty] | Non Federally-Regulated | 12/28/2009 |  | 07/01/2014
Schneider Electric | Schneider Electric | SLCZ042000HP | Multi-Level Occupant Sensor | System | True | True | True | True | True | True | True | True | True | True | True | True |  | False | [7 empty] | Non Federally-Regulated | 10/31/2013 |  | 07/01/2014
Unenco, Inc. / Univ. Energy | UEC | UMD1100277V | Ultrasonic Occupant / Motion S |  | True | True |  | True | True | True | True | True | [13 empty] | Non Federally-Regulated | 09/25/1992 |  | 01/07/2010
Con-Tech Lighting | Regulator Series | LA-33-R**/**** | Track Lighting Integral Curren |  |  |  |  | True | True | True | True | [14 empty] | Non Federally-Regulated | 10/18/2005 |  | 01/07/2010
Blue Ridge Technologies | Blue Ridge Technologies | ZCSB-**-** | Automatic Time Switch Control | System | True | True |  | True | True | [16 empty] | Non Federally-Regulated | 07/23/2013 |  | 07/01/2014
Sensor Switch, Inc. | Sensor Switch | nCMRB-PDT-******** | Occupant / Motion / Vacancy Se |  | True | True |  | True | [17 empty] | Non Federally-Regulated | 11/20/2008 |  | 01/07/2010
Intermatic, Inc. | Gasmaster | GMXQT-I-24 | Automatic Time Switch Control | Device | True | True | True | False | [17 empty] | Non Federally-Regulated | 07/17/2014 |  | 08/05/2014
Siemens Energy & Automation | Siemens Energy & Automation | 5WG1 704-8XF31 | Automatic Time Switch Control |  | True | True |  | True | True | [8 empty] | True | True | True | [5 empty] | Non Federally-Regulated | 12/19/2005 |  | 01/07/2010
Lutron Electronics Co., Inc. | Lutron | NELV-450******** | Dimmer | Device | True | True |  | True | True | True | True | False |  |  |  | False | [9 empty] | Non Federally-Regulated | 12/28/2009 |  | 01/21/2014
Vantage Controls, Inc. | Vantage Controls, Inc. | RD13* | Dimmer | System | True | True | True | True | False |  | True | False |  |  |  | True | [9 empty] | Non Federally-Regulated | 04/28/2010 |  | 07/01/2014
Intermatic, Inc. | Intermatic | ET833CR | Automatic Time Switch Control |  | True | True |  | True | True | [16 empty] | Non Federally-Regulated | 06/24/1993 |  | 06/29/2006
Lutron Electronics Co., Inc. | Lutron | LCP4-******************* | Dimmer | System | True | True |  | True | True | True | True | False |  |  |  | False | [9 empty] | Non Federally-Regulated | 12/28/2009 |  | 07/01/2014
Lutron Electronics Co., Inc. | Grafik Eye | GRX-3***-*-** | Photosensor / Photocontrol Dev |  | True | True |  | True | [17 empty] | Non Federally-Regulated | 09/19/2005 |  | 01/07/2010
Siemens Energy & Automation | Siemens Energy & Automation | 5WG1 704-8XD12 | Automatic Time Switch Control |  | True | True |  | True | True | [8 empty] | True | True | True | [5 empty] | Non Federally-Regulated | 12/19/2005 |  | 01/07/2010
Legrand / Wiremold | WattStopper | CNPA | Astronomical Time Switch Contr | System | True | True |  | True | True | True | True | True | True | True | [11 empty] | Non Federally-Regulated | 03/23/2010 |  | 07/01/2014
Sensor Switch, Inc. | Sensor Switch | nCMB PDT 9 ADC*********** | Automatic Daylighting Control | System | True | True | True | True | False |  |  | True | True | True | True | True |  | True | [7 empty] | Non Federally-Regulated | 04/28/2010 |  | 07/01/2014
Schneider Electric (Square D Wiring Devices) | Powerlink | NF3000G3C | Automatic Daylighting Control |  | True | True | True | True | False |  | True | True | True | True | True | True |  | True | True | False | [5 empty] | Non Federally-Regulated | 08/24/2006 |  | 01/07/2010
Hubbell Incorporated | H-Moss | HMC2DC | Occupant / Motion / Vacancy Se |  | True | True |  | True | [17 empty] | Non Federally-Regulated | 06/01/1998 |  | 01/07/2010
Cristal Controls | Cristal Controls | CCLP-LON-08 | Multi-Level Astronomical Time | Device | True | True |  | True | True | True | True | True | True | True | [11 empty] | Non Federally-Regulated | 09/15/2009 |  | 07/01/2014
Longjoin | Longjoin | JL-103** | Photosensor / Photocontrol Dev | Device | True | True |  | False | False | [16 empty] | Non Federally-Regulated | 05/28/2013 |  | 07/01/2014
Lightolier Controls | Insight | OS-C | Occupant / Motion / Vacancy Se |  | True | True |  | True | [17 empty] | Non Federally-Regulated | 08/28/1992 |  | 04/06/1998
Legrand / Wiremold | WattStopper | CE8STCP SERIES | Automatic Time Switch Control | System | True | True |  | True | True | [16 empty] | Non Federally-Regulated | 03/23/2010 |  | 07/01/2014
Siemens Energy & Automation | LCP1500 | LCP1500 | Automatic Daylighting Control |  | True | True |  | True | False |  | False | [9 empty] | True |  |  |  |  | Non Federally-Regulated | 11/09/2001 |  | 01/07/2010
GE Industrial Systems | GE Industrial Systems | RSENUSW12 | Photosensor / Photocontrol Dev |  | True | False |  | True | [17 empty] | Non Federally-Regulated | 03/20/2001 |  | 01/07/2010
WattStopper, Inc. | WattStopper | EN105120 | Occupant / Motion / Vacancy Se |  | True | False |  | True | [17 empty] | Non Federally-Regulated | 03/10/2000 |  | 01/07/2010
Lutron Electronics Co., Inc. | LCP 128 | LCP-******-***FT | Occupant / Motion / Vacancy Se |  | True | True |  | True | [17 empty] | Non Federally-Regulated | 09/19/2005 |  | 01/07/2010
Distech Controls | Distech Controls | ECL-VAVS + EC-LIGHT-DISPLAY | Multi-Level Astronomical Time | System | True | True |  | True | True | True | True | True | True | True | [11 empty] | Non Federally-Regulated | 08/07/2012 |  | 07/01/2014
Lutron Electronics Co., Inc. | Lutron | DNG-600P******** | Dimmer | Device | True | True |  | True | True | True | True | False |  |  |  | False | [9 empty] | Non Federally-Regulated | 12/28/2009 |  | 01/21/2014
Cooper Wiring Devices | Novitas | 01-200 | Ultrasonic Occupant / Motion S |  | True | True |  | True | True | True | True | True | [13 empty] | Non Federally-Regulated | 08/18/2006 |  | 04/10/2008
Legrand / Pass & Seymour | Legrand / Pass & Seymour | R1000* | Dimmer | Device | True | True |  | True | True | True | True | False |  |  |  | False | [9 empty] | Non Federally-Regulated | 12/23/2010 |  | 07/01/2014
WattStopper, Inc. | WattStopper | WI120A | Occupant / Motion / Vacancy Se |  | True | True |  | True | [17 empty] | Non Federally-Regulated | 08/10/1992 |  | 04/06/1998
Enerlites, Inc. | Enerlites, Inc. | WOSS | Multi-Level Occupant Sensor | System | True | True | True | True | True | True | True | True | True | True | True | True |  | False | [7 empty] | Non Federally-Regulated | 08/18/2011 |  | 07/01/2014
CentraLite Systems, Inc. | Elegance | CLRB-48/E | Multi-Level Astronomical Time | System | True | True |  | True | True | True | True | True | True | True | [11 empty] | Non Federally-Regulated | 04/15/2011 |  | 07/01/2014
Legrand / Wiremold | WattStopper | CE8840 SERIES | Manual-On Occupant Sensor | System | True | True | True | True | True | True | True | True | True | True | True | True | True | True | True | True |  | True |  |  |  | Non Federally-Regulated | 03/23/2010 |  | 07/01/2014
Legrand / Wiremold | WattStopper | NPM22 | Manual-On Occupant Sensor | System | True | True | True | True | True | True | True | True | True | True | True | True | True | True | True | True |  | True |  |  |  | Non Federally-Regulated | 03/23/2010 |  | 07/01/2014
Lutron Electronics Co., Inc. | Softswitch 48 | XPS12-******-** | Automatic Time Switch Control |  | True | True |  | True | True | [16 empty] | Non Federally-Regulated | 09/12/2003 |  | 09/19/2005
WattStopper, Inc. | WattStopper | LS200 | Automatic Daylighting Control |  | True | True |  | True | False |  | True | True | [8 empty] | True |  |  |  |  | Non Federally-Regulated | 06/29/1993 |  | 01/07/2010
Lutron Electronics Co., Inc. | Lutron | LCP44-******************* | Occupant / Motion / Vacancy Se | System | True | True |  | True | True | True | False |  |  |  |  | False | [9 empty] | Non Federally-Regulated | 04/28/2010 |  | 07/01/2014
Cooper Controls | Greengate | OEC-U-0701-25-AF | Ultrasonic Occupant / Motion S |  | True | True |  | True | True | True | True | True | [13 empty] | Non Federally-Regulated | 11/07/2008 |  | 01/07/2010
Intermatic, Inc. | Intermatic, Inc. | E16000WC | Automatic Time Switch Control | Device | True | True | True | False | [17 empty] | Non Federally-Regulated | 07/17/2014 |  | 01/21/2015
Lightolier | Lytespan | 6099** | Track Lighting Integral Curren | System | True | True |  | True | True | True | True | True | [13 empty] | Non Federally-Regulated | 06/06/2011 |  | 07/01/2014
Sensor Switch, Inc. | Sensor Switch | CM 6********** | Occupant / Motion / Vacancy Se | Device | True | True |  | True | True | False | False |  |  |  |  | False | [9 empty] | Non Federally-Regulated | 04/28/2010 |  | 07/01/2014
Carrier Corp. | Carrier | 33ZCVAVTRM | Automatic Time Switch Control |  | True | True |  | True | True | [16 empty] | Non Federally-Regulated | 03/12/2002 |  | 07/24/2015
Cooper Wiring Devices | Accell | AIM10-** | Dimmer | Device | True | True |  | True | True | True | True | False |  |  |  | False | [9 empty] | Non Federally-Regulated | 12/29/2010 |  | 07/01/2014
Siemens Energy & Automation | Siemens Energy & Automation | 5WG1 703-8XA11 | Automatic Time Switch Control |  | True | True |  | True | True | [8 empty] | True | True | True | [5 empty] | Non Federally-Regulated | 12/19/2005 |  | 01/07/2010
Vantage Controls, Inc. | Vantage Controls, Inc. | IC-24** | Astronomical Time Switch Contr | System | True | True |  | True | True | True | True | True | True | True | [11 empty] | Non Federally-Regulated | 03/23/2010 |  | 07/01/2014
Lutron Electronics Co., Inc. | Lutron | LOS-CUS-2000*** | Multi-Level Occupant Sensor | System | True | True | True | True | True | True | True | True | True | True | True | True | True | True | True | True | [5 empty] | Non Federally-Regulated | 12/13/2012 |  | 07/01/2014
Leviton Manufacturing Co., Inc. | Leviton | IPL06 | Dimmer | Device | True | True |  | True | True | True | True | False |  |  |  | False | [9 empty] | Non Federally-Regulated | 12/17/2012 |  | 07/01/2014
Cooper Wiring Devices | Novitas | 01-360 | Ultrasonic Occupant / Motion S |  | True | True |  | True | True | True | True | True |  |  |  |  | True | True | True | False | True | False |  |  |  | Non Federally-Regulated | 08/18/2006 |  | 04/10/2008
Cooper Wiring Devices | React | RI06Pxx | Dimmer | Device | True | True |  | True | True | True | True | True | True | True | True | False | [9 empty] | Non Federally-Regulated | 11/12/2010 |  | 12/29/2010
Desa Specialty, LLC | Heath Zenith | SL-5660 | Exterior Photocontrol Device |  | True | False | [11 empty] | True | True | True | [5 empty] | Non Federally-Regulated | 05/26/2005 |  | 09/20/2007
Alerton | Ibex for Windows | IBEX_FOR_WINDOWS | Automatic Time Switch Control |  | True | True |  | True | True | [16 empty] | Non Federally-Regulated | 06/08/1995 |  | 01/07/2010
Paragon Electric Co. | Paragon | EC71D/18S/240V | Automatic Time Switch Control |  | True | True |  | True | True | [16 empty] | Non Federally-Regulated | 11/23/1992 |  | 01/21/1999
Matsushita / Honeywell | Honeywell | 2WIRE/2WAY/S7005 | Automatic Time Switch Control |  | True | True |  | True | True | [16 empty] | Non Federally-Regulated | 08/11/1992 |  | 01/07/2010
Tridonic | Tridonic | 86452041 DSISMART12 | Occupant / Motion / Vacancy Se |  | True | True |  | True | [17 empty] | Non Federally-Regulated | 05/11/2004 |  | 01/07/2010
Siemens Energy & Automation | Siemens Energy & Automation | 5WG1 705-8XA15 | Automatic Time Switch Control |  | True | True |  | True | True | [8 empty] | True | True | True | [5 empty] | Non Federally-Regulated | 12/19/2005 |  | 01/07/2010
Lutron Electronics Co., Inc. | Lutron | LOS-CUS-2000*** | Occupant / Motion / Vacancy Se | System | True | True |  | True | True | True | True | True | True | True | True | False | [9 empty] | Non Federally-Regulated | 12/13/2012 |  | 07/01/2014
Sensor Switch, Inc. | Sensor Switch | WV PDT 16 RR7 | Occupant / Motion / Vacancy Se | Device | True | True |  | True | True | False | False |  |  |  |  | False | [9 empty] | Non Federally-Regulated | 04/28/2010 |  | 07/01/2014
Convia, Inc., A Herman Miller Co. | Convia | GSE-PDC-02 | Multi-Level Occupant Sensor | System | True | True | True | True | True | True | True | True | True | True | True | True | True | True | True | True | True | True |  |  |  | Non Federally-Regulated | 03/04/2010 |  | 04/27/2011
Maple Chase Co. | Paragon Electrical Products | EC74/120D/24V | Automatic Time Switch Control |  | True | True |  | True | True | [16 empty] | Non Federally-Regulated | 01/21/1999 |  | 01/07/2010
Intermatic, Inc. | Grasslin | FM1D20A-240 | Automatic Time Switch Control | Device | True | True |  | True | True | [16 empty] | Non Federally-Regulated | 01/20/2010 |  | 07/01/2014
Leviton Manufacturing Co., Inc. | Leviton | 35A00-1 | Dimmer | Device | True | True | True | True | True | True | True | True | True | [12 empty] | Non Federally-Regulated | 12/30/2014 |  | 01/08/2015
Lutron Electronics Co., Inc. | Lutron | LP4/********************* | Automatic Daylighting Control | System | True | True | True | True | True | True | True | False |  |  | True | True |  | True | [7 empty] | Non Federally-Regulated | 12/28/2009 |  | 07/01/2014
Integrated Building Solutions | Control Module | 2000SCM2 | Automatic Time Switch Control |  | True | True |  | True | True | [16 empty] | Non Federally-Regulated | 08/10/1995 |  | 12/27/2000
Siemens Energy & Automation | Siemens Energy & Automation | 5WG1 703-8XJ11 | Automatic Time Switch Control |  | True | True |  | True | True | [8 empty] | True | True | True | [5 empty] | Non Federally-Regulated | 12/19/2005 |  | 01/07/2010
Lighting Control & Design | Lighting Control & Design | GRRXP******** | Photosensor / Photocontrol Dev | System | True | True |  | False | False | [16 empty] | Non Federally-Regulated | 12/28/2009 |  | 07/01/2014
GE Lighting, a Savant company | GE Lighting Controls | CLCINT48-INTR48-***-*B*0 | Automatic Time Switch Control | System | True | True |  | True | True | [16 empty] | Non Federally-Regulated | 07/27/2012 |  | 07/01/2014
Intermatic, Inc. | Grasslin | PC2-277-LS1 | Photosensor / Photocontrol Dev | Device | True | True |  | False | False | [16 empty] | Non Federally-Regulated | 01/20/2010 |  | 07/01/2014
Lighting Control & Design | Lighting Control & Design | GR240*IDIM******* | Photosensor / Photocontrol Dev |  | True | True |  | True | [17 empty] | Non Federally-Regulated | 06/22/2005 |  | 12/28/2009
Lutron Electronics Co., Inc. | Lutron | S-603P********** | Dimmer | Device | True | True |  | True | True | True | True | True | True | True | True | False | [9 empty] | Non Federally-Regulated | 04/28/2010 |  | 01/21/2014
Convia, Inc., A Herman Miller Co. | Convia | GSE-DCC-01 | Multi-Level Astronomical Time | System | True | True |  | True | True | True | True | True | True | True | [11 empty] | Non Federally-Regulated | 03/04/2010 |  | 07/01/2014
General Signal Building Systems | AIP | FCC | Automatic Time Switch Control |  | True | True |  | True | True | [16 empty] | Non Federally-Regulated | 04/09/1993 |  | 01/07/2010
Convia, Inc., A Herman Miller Co. | Convia | GSE-OSC-02 | Multi-Level Astronomical Time | System | True | True |  | True | True | True | True | True | True | True | [11 empty] | Non Federally-Regulated | 03/04/2010 |  | 07/01/2014
Siemens Energy & Automation | Siemens Energy & Automation | 5WG1 705-8XJ24 | Automatic Time Switch Control |  | True | True |  | True | True | [8 empty] | True | True | True | [5 empty] | Non Federally-Regulated | 12/19/2005 |  | 01/07/2010
Intermatic, Inc. | Intermatic | EI235 | Automatic Time Switch Control | Device | True | True |  | True | True | [16 empty] | Non Federally-Regulated | 01/20/2010 |  | 07/01/2014
Novitas, Inc. | Novitas | 01-161-BAS-** | Ultrasonic Occupant / Motion S |  | True | True |  | True | True | True | True | True |  |  |  |  | True | True | True | False | True | False |  |  |  | Non Federally-Regulated | 09/06/2005 |  | 08/18/2006
Lutron Electronics Co., Inc. | Homeworks | HS72-*********** | Multi-Level Occupant Sensor | System | True | True | True | True | True | False | True | True | True | True | True | True |  | False | [7 empty] | Non Federally-Regulated | 01/20/2010 |  | 07/01/2014
Schneider Electric (Square D Wiring Devices) | Powerlink | NF3000G3C | Exterior Photocontrol Device |  | True | True | [11 empty] | True | True | True | [5 empty] | Non Federally-Regulated | 08/24/2006 |  | 03/14/2008
Legrand / Wiremold | WattStopper | FSN-BSI | Dimmer | System | True | True | True | True | True | True | True | True | True | True | True | True | [9 empty] | Non Federally-Regulated | 03/23/2010 |  | 07/01/2014
Legrand / Wiremold | WattStopper | CE10105 SERIES | Multi-Level Astronomical Time | System | True | True |  | True | True | True | True | True | True | True | [11 empty] | Non Federally-Regulated | 03/23/2010 |  | 07/01/2014
WattStopper, Inc. | WattStopper | HB340***-**-*-* | Occupant / Motion / Vacancy Se |  | True | True |  | True | [8 empty] | False | True | True | True | True | False |  |  |  | Non Federally-Regulated | 02/14/2008 |  | 01/07/2010
Cooper Controls | Greengate | OSW-P-0451-D347-* | Multi-Level Occupant Sensor | Device | True | True | True | True | True | True | True | True | True | True | True | True |  | False | [7 empty] | Non Federally-Regulated | 05/10/2011 |  | 07/01/2014
Cooper Controls | Greengate | OAC-U-* | Occupant / Motion / Vacancy Se | System | True | True |  | True | True | False | True | True | True | True | True | False | [9 empty] | Non Federally-Regulated | 08/07/2013 |  | 07/01/2014
Pass & Seymour / Legrand | Rex | 3741 | Automatic Time Switch Control |  | True | False |  | True | True | [16 empty] | Non Federally-Regulated | 02/09/1995 |  | 01/07/2010
Hubbell Incorporated | H-Moss | WS120I | Occupant / Motion / Vacancy Se |  | True | True |  | True | [17 empty] | Non Federally-Regulated | 06/01/1998 |  | 01/07/2010
Leviton Manufacturing Co., Inc. | Leviton | 6773-CBX | Occupant / Motion / Vacancy Se |  | True | True |  | True | [17 empty] | Non Federally-Regulated | 10/06/1992 |  | 04/06/1998
Leviton Manufacturing Co., Inc. | Leviton | OSWLR-RI* | Occupant / Motion / Vacancy Se | System | True | True |  | True | True | False | False |  |  |  |  | False | [9 empty] | Non Federally-Regulated | 04/14/2011 |  | 07/01/2014
Siemens Energy & Automation | Siemens Energy & Automation | 5WG1 704-8XJ21 | Automatic Time Switch Control |  | True | True |  | True | True | [8 empty] | True | True | True | [5 empty] | Non Federally-Regulated | 12/19/2005 |  | 01/07/2010
Legrand / Wiremold | WattStopper | LVHUBC | Astronomical Time Switch Contr | System | True | True |  | True | True | True | True | True | True | True | [11 empty] | Non Federally-Regulated | 03/23/2010 |  | 07/01/2014
Siemens Energy & Automation | Siemens Energy & Automation | 5WG1 705-8XG34 | Automatic Time Switch Control |  | True | True |  | True | True | [8 empty] | True | True | True | [5 empty] | Non Federally-Regulated | 12/19/2005 |  | 01/07/2010
Intelligent Lighting Controls, Inc. | Light Master | LMPCI | Photosensor / Photocontrol Dev |  | True | False |  | True | [17 empty] | Non Federally-Regulated | 02/13/2001 |  | 01/07/2010
Intermatic, Inc. | Grasslin | FM1D20E-24 | Automatic Time Switch Control | Device | True | True |  | True | True | [16 empty] | Non Federally-Regulated | 01/20/2010 |  | 07/01/2014
WattStopper, Inc. | WattStopper | DM1001000M | Automatic Daylighting Control |  | True | False |  | True | False |  | True | True | [8 empty] | True |  |  |  |  | Non Federally-Regulated | 03/10/2000 |  | 01/07/2010
Lutron Electronics Co., Inc. | Homeworks | HWI-CCO-8 | Automatic Time Switch Control |  | True | True |  | True | True | [16 empty] | Non Federally-Regulated | 08/13/2007 |  | 01/07/2010
Vantage Controls, Inc. | Vantage Controls, Inc. | MC | Automatic Time Switch Control | System | True | True |  | True | True | [16 empty] | Non Federally-Regulated | 03/26/2010 |  | 07/01/2014
Hubbell Building Automation | Hubbell Building Automation | DLCPCC | Automatic Daylighting Control |  | True | True |  | True | False |  | False | [9 empty] | True |  |  |  |  | Non Federally-Regulated | 05/20/2004 |  | 01/07/2010
Intermatic, Inc. | Intermatic, Inc. | ST01A | Automatic Time Switch Control | Device | True | True | True | False | [17 empty] | Non Federally-Regulated | 01/09/2015 |  | 01/09/2015
Legrand / Wiremold | WattStopper | FSN-BSI | Manual-On Occupant Sensor | System | True | True | True | True | True | True | True | True | True | True | True | True | True | True | True | True |  | True |  |  |  | Non Federally-Regulated | 03/23/2010 |  | 07/01/2014
WattStopper, Inc. | WattStopper | CI-355-* | Occupant / Motion / Vacancy Se | Device | True | True |  | True | True | False | False |  |  |  |  | False | [9 empty] | Non Federally-Regulated | 02/04/2010 |  | 07/01/2014
Convia, Inc., A Herman Miller Co. | Convia | GSE-PFC-03 | Multi-Level Occupant Sensor | System | True | True | True | True | True | True | True | True | True | True | True | True | True | True | True | True | True | True |  |  |  | Non Federally-Regulated | 03/04/2010 |  | 04/27/2011
Novitas, Inc. | Novitas | 01-250 | Ultrasonic Occupant / Motion S |  | True | True |  | True | True | True | True | True | [13 empty] | Non Federally-Regulated | 03/20/1998 |  | 08/18/2006
Intermatic, Inc. | Grasslin | FM1D50-24U | Automatic Time Switch Control | Device | True | True |  | True | True | [16 empty] | Non Federally-Regulated | 01/20/2010 |  | 07/01/2014
Sensor Switch, Inc. | Sensor Switch | LWSH PDT************ | Occupant / Motion / Vacancy Se | Device | True | True |  | True | True | False | False |  |  |  |  | False | [9 empty] | Non Federally-Regulated | 04/28/2010 |  | 07/01/2014
Lutron Electronics Co., Inc. | Centralized Lighting Control | SO-4****-**-*** | Occupant / Motion / Vacancy Se |  | True | True |  | True | [17 empty] | Non Federally-Regulated | 06/08/2007 |  | 01/07/2010
Intermatic, Inc. | Gasmaster | FM1D50-120U | Automatic Time Switch Control | Device | True | True | True | False | [17 empty] | Non Federally-Regulated | 07/17/2014 |  | 08/05/2014
Schneider Electric (Square D Wiring Devices) | Powerlink | NF3000G3C | Astronomical Time Switch Contr |  | True | True |  | True | True | True | True | True | True | True |  |  |  | True | True | True | [5 empty] | Non Federally-Regulated | 08/24/2006 |  | 03/14/2008
CDL | CDL | OS1PD | Automatic Daylighting Control |  | True | False |  | True | False |  | False | [9 empty] | True |  |  |  |  | Non Federally-Regulated | 06/20/1994 |  | 01/07/2010
Tork | Tork | EW103A-24 | Automatic Time Switch Control |  |  |  |  | True | True | [16 empty] | Non Federally-Regulated | 04/27/2006 |  | 01/07/2010
Unenco, Inc. / Univ. Energy | UEC | PIR-2000P120V | Occupant / Motion / Vacancy Se |  | True | True |  | True | [17 empty] | Non Federally-Regulated | 10/06/1992 |  | 01/07/2010
Cooper Wiring Devices | Novitas | 01-160-BAS-** | Ultrasonic Occupant / Motion S |  | True | True |  | True | True | True | True | True |  |  |  |  | True | True | True | False | True | False |  |  |  | Non Federally-Regulated | 08/18/2006 |  | 04/10/2008
Hubbell Incorporated | H-Moss | AU1277*2N | Ultrasonic Occupant / Motion S |  | True | True |  | True | True | True | True | True | [13 empty] | Non Federally-Regulated | 05/10/2007 |  | 01/07/2010
Legrand / Pass & Seymour | Legrand / Pass & Seymour | CDLV703P* | Dimmer | Device | True | True |  | True | True | True | True | True | True | True | True | False | [9 empty] | Non Federally-Regulated | 09/14/2012 |  | 07/01/2014
Convia, Inc., A Herman Miller Co. | Convia | GSE-PDC-01 | Occupant / Motion / Vacancy Se | System | True | True | True | True | True | True | True | True | True | True | True | True |  | True | True | True | [5 empty] | Non Federally-Regulated | 03/04/2010 |  | 04/27/2011
Lutron Electronics Co., Inc. | Lutron | LOS-CDT-500*** | Multi-Level Occupant Sensor | System | True | True | True | True | True | True | True | True | True | True | True | True | True | True | True | True | [5 empty] | Non Federally-Regulated | 12/13/2012 |  | 07/01/2014
Horton Controls, Inc. | Horton Controls, Inc. | H1N***24CC | Automatic Time Switch Control |  | True | True |  | True | True | [16 empty] | Non Federally-Regulated | 05/04/2000 |  | 07/30/2002
Lightolier | Prospec | 26099** | Track Lighting Integral Curren | System | True | True |  | True | True | True | True | True | [13 empty] | Non Federally-Regulated | 06/06/2011 |  | 07/01/2014
Leviton Manufacturing Co., Inc. | Leviton | 6631 | Dimmer | Device | True | True |  | True | True | True | True | False |  |  |  | False | [9 empty] | Non Federally-Regulated | 11/12/2010 |  | 07/01/2014
Vantage Controls, Inc. | Vantage Controls, Inc. | RD48* | Dimmer | System | True | True | True | True | False |  | True | False |  |  |  | True | [9 empty] | Non Federally-Regulated | 07/26/2011 |  | 07/01/2014
PLC Multipoint, Inc. | PLC Multipoint | LC3X-3X/PD | Automatic Daylighting Control |  | True | True |  | True | False |  | False | [9 empty] | True |  |  |  |  | Non Federally-Regulated | 08/06/1992 |  | 07/19/2006
Crestron Electronics | Crestron Electronics | CLS-C6M* | Dimmer | Device | True | True |  | True | True | True | True | False |  |  |  | False | [9 empty] | Non Federally-Regulated | 03/01/2010 |  | 07/01/2014
Delta Controls, Inc. | Delta Controls, Inc. | DLC-P* | Multi-Level Astronomical Time |  | True | True |  | True | True | True | True | True | True | True |  |  |  | False | True | True | [5 empty] | Non Federally-Regulated | 04/03/2009 |  | 01/07/2010
GE Lighting, a Savant company | GE Lighting Controls | CLCINT24-INTD24-000-0060 | Automatic Daylighting Control | System | True | True | True | True | False |  |  | False |  |  | True | True |  | True | [7 empty] | Non Federally-Regulated | 07/27/2012 |  | 07/01/2014
Vantage Controls, Inc. | Vantage Controls, Inc. | CLMERS100 | Multi-Level Astronomical Time |  | True | True |  | True | True | True | True | True | True | True |  |  |  |  | True | True | [5 empty] | Non Federally-Regulated | 09/13/2006 |  | 01/07/2010
Leviton Manufacturing Co., Inc. | Leviton | L780-T/L206-CT | Occupant / Motion / Vacancy Se |  | True | True |  | True | [17 empty] | Non Federally-Regulated | 08/01/1997 |  | 01/07/2010
Heathco, LLC | Heath Zenith | SL-4148 | Exterior Photocontrol Device |  | True | False | [11 empty] | True | True | True | [5 empty] | Non Federally-Regulated | 09/21/2007 |  | 01/07/2010
Distech Controls | Distech Controls | EC-Light-64 + EC-BOS-*** | Multi-Level Astronomical Time | System | True | True |  | True | True | True | True | True | True | True | [11 empty] | Non Federally-Regulated | 08/07/2012 |  | 07/01/2014
Marlin Controls, Inc. | Unistar II | HERCULESRMSPHC | Multi-Level Astronomical Time |  | True | True |  | True | True | True | True | True | True | True |  |  |  |  | True | [6 empty] | Non Federally-Regulated | 02/06/2006 |  | 01/07/2010
Lutron Electronics Co., Inc. | Quantum | LSP-1P-**-** | Automatic Daylighting Control |  | True | True | True | True | False |  | False |  | False |  | True | True | False | False | True | True |  | True |  |  |  | Non Federally-Regulated | 01/08/2008 |  | 01/07/2010
Leviton Manufacturing Co., Inc. | Leviton | IPX12 | Dimmer | Device | True | True |  | True | True | True | True | False |  |  |  | False | [9 empty] | Non Federally-Regulated | 11/12/2010 |  | 07/01/2014
Cooper Wiring Devices | Aspire | 9530-** | Dimmer | Device | True | True |  | True | True | True | True | True | True | True | True | False | [9 empty] | Non Federally-Regulated | 12/29/2010 |  | 07/01/2014
Lutron Electronics Co., Inc. | Lutron | GP28-******************* | Photosensor / Photocontrol Dev | System | True | True |  | False | False | [16 empty] | Non Federally-Regulated | 12/28/2009 |  | 07/01/2014
Lutron Electronics Co., Inc. | HomeWorks QS | HQRD-F6AN-DV | Multi-Level Occupant Sensor | System | True | True | True | True | True | True | True | True | True | True | True | True |  | False | [7 empty] | Non Federally-Regulated | 07/10/2012 |  | 07/01/2014
Lutron Electronics Co., Inc. | Grafik 6000 | OMX-DACPI-*-** | Automatic Daylighting Control |  | True | True |  | True | False |  | False | [9 empty] | True |  |  |  |  | Non Federally-Regulated | 05/09/2000 |  | 09/19/2005
Legrand / Pass & Seymour | Legrand / Pass & Seymour | CD1100* | Dimmer | Device | True | True |  | True | True | True | True | False |  |  |  | False | [9 empty] | Non Federally-Regulated | 12/23/2010 |  | 07/01/2014
Lighting Control & Design | Lighting Control & Design | XP-2 | Photosensor / Photocontrol Dev | System | True | True |  | False | False | [16 empty] | Non Federally-Regulated | 12/28/2009 |  | 07/01/2014
Lithonia Lighting | Litronic Series | LPCS 120 S11 | Occupant / Motion / Vacancy Se |  | True | True |  | True | [17 empty] | Non Federally-Regulated | 02/24/2000 |  | 01/07/2010
Siemens Energy & Automation | Siemens Energy & Automation | 5WG1 703-8XD31 | Automatic Time Switch Control |  | True | True |  | True | True | [8 empty] | True | True | True | [5 empty] | Non Federally-Regulated | 12/19/2005 |  | 01/07/2010
Leviton Manufacturing Co., Inc. | Leviton | L778-TA/L210-MC | Occupant / Motion / Vacancy Se |  | True | True |  | True | [17 empty] | Non Federally-Regulated | 01/30/2001 |  | 01/07/2010
Convia, Inc., A Herman Miller Co. | Convia | GSE-PDC-02 | Multi-Level Astronomical Time |  | True | True |  | True | True | True | True | True | True | True |  |  |  | True | True | True | [5 empty] | Non Federally-Regulated | 04/04/2008 |  | 01/07/2010
Maple Chase Co. | Paragon Electrical Products | EC72D/120V | Automatic Time Switch Control |  | True | True |  | True | True | [16 empty] | Non Federally-Regulated | 01/21/1999 |  | 01/07/2010
Eaton Corp. | Pow-R-Command | PRC4000 | Astronomical Time Switch Contr | System | True | True |  | True | True | True | True | True | True | True | [11 empty] | Non Federally-Regulated | 09/21/2009 |  | 01/07/2010
Sensor Switch, Inc. | Sensor Switch | CMR 9*********** | Occupant / Motion / Vacancy Se | Device | True | True |  | True | True | False | False |  |  |  |  | False | [9 empty] | Non Federally-Regulated | 04/28/2010 |  | 07/01/2014
Lutron Electronics Co., Inc. | Radio RA2 | RR-VCRX*** | Automatic Time Switch Control | System | True | True |  | True | True | [16 empty] | Non Federally-Regulated | 12/17/2009 |  | 07/01/2014
Hubbell Building Automation | Hubbell Building Automation | LOFLHB1RP | Occupant / Motion / Vacancy Se |  | True | True |  | True | [17 empty] | Non Federally-Regulated | 05/20/2004 |  | 01/07/2010
Lighting Control & Design | Lighting Control & Design | GR2400ACC-***DTC***s | Automatic Daylighting Control | System | True | True | True | True | False |  |  | True | True | True | True | True |  | True | [7 empty] | Non Federally-Regulated | 12/28/2009 |  | 07/01/2014
Lutron Electronics Co., Inc. | Homeworks | HWV-1000D-** | Multi-Level Astronomical Time | System | True | True |  | True | True | True | True | True | True | True | [11 empty] | Non Federally-Regulated | 01/20/2010 |  | 07/01/2014
Lutron Electronics Co., Inc. | Lutron | QSWE-***-**-*** | Automatic Daylighting Control | System | True | True | True | True | False |  |  | True | True | True | True | True |  | True | [7 empty] | Non Federally-Regulated | 05/19/2010 |  | 07/01/2014
Lutron Electronics Co., Inc. | Lutron | G6-AR-****-*-120-******** | Astronomical Time Switch Contr | System | True | True |  | True | True | True | True | True | True | True | [11 empty] | Non Federally-Regulated | 12/28/2009 |  | 07/01/2014
Mytech Corp. | Mytech | LP2 | Occupant / Motion / Vacancy Se |  | True | True |  | True | [17 empty] | Non Federally-Regulated | 12/06/1993 |  | 06/04/1999
Tork | Tork | EW101-2 (240VAC) | Automatic Time Switch Control |  | True | True |  | True | True | [16 empty] | Non Federally-Regulated | 02/07/1994 |  | 04/27/2006
Macro Electronics | Macro Electronics | MDS-OS-* | Occupant / Motion / Vacancy Se |  | True | True |  | True | [17 empty] | Non Federally-Regulated | 11/22/1996 |  | 04/06/1998
Lutron Electronics Co., Inc. | Homeworks | HW-RPM-4U-120 | Automatic Time Switch Control | System | True | True |  | True | True | [16 empty] | Non Federally-Regulated | 01/20/2010 |  | 07/01/2014
Leviton Manufacturing Co., Inc. | Leviton | R48ND-*** | Occupant / Motion / Vacancy Se | System | True | True |  | True | True | False | True | True | True | True | True | False | [9 empty] | Non Federally-Regulated | 03/04/2010 |  | 07/01/2014
Lutron Electronics Co., Inc. | Lutron | CCP-************-******-**-CGP*** | Automatic Daylighting Control | System | True | True | True | True | True | True | True | False |  |  | True | True |  | True | [7 empty] | Non Federally-Regulated | 07/10/2012 |  | 07/01/2014
Siemens Energy & Automation | Siemens Energy & Automation | 5WG1 703-8XH01 | Automatic Time Switch Control |  | True | True |  | True | True | [8 empty] | True | True | True | [5 empty] | Non Federally-Regulated | 12/19/2005 |  | 01/07/2010
Eaton Corp. | Pow-R-Command | PRC100 | Automatic Daylighting Control | System | True | True | True | True | True | True | True | True | True | True | True | True |  | True | [7 empty] | Non Federally-Regulated | 02/04/2010 |  | 07/01/2014
Cooper Controls | Greengate | VAC-U-* | Occupant / Motion / Vacancy Se | System | True | True |  | True | True | False | True | True | True | True | True | False | [9 empty] | Non Federally-Regulated | 08/07/2013 |  | 07/01/2014
GE Lighting, a Savant company | GE Lighting Controls | CIR-15-360-D | Occupant / Motion / Vacancy Se | Device | True | True |  | True | True | False | False |  |  |  |  | False | [9 empty] | Non Federally-Regulated | 04/13/2012 |  | 07/01/2014
Sensor Switch, Inc. | Sensor Switch | WS117D | Occupant / Motion / Vacancy Se |  | True | True |  | True | [17 empty] | Non Federally-Regulated | 04/19/1993 |  | 11/19/2001
Schneider Electric | SERP | SERP4HS | Astronomical Time Switch Contr | System | True | True |  | True | True | True | True | True | True | True | [11 empty] | Non Federally-Regulated | 09/11/2012 |  | 07/01/2014
Leviton Manufacturing Co., Inc. | Leviton | L780-T/L720-CT | Occupant / Motion / Vacancy Se |  | True | True |  | True | [17 empty] | Non Federally-Regulated | 08/01/1997 |  | 01/07/2010
Lutron Electronics Co., Inc. | HomeWorks QS | HQRD-H***** | Automatic Time Switch Control | System | True | True |  | True | True | [16 empty] | Non Federally-Regulated | 07/10/2012 |  | 07/01/2014
Schneider Electric | Schneider Electric | SLSPIP210EBCT | Multi-Level Occupant Sensor | Device | True | True | True | True | True | True | True | True | True | True | True | True |  | False | [7 empty] | Non Federally-Regulated | 11/07/2013 |  | 07/01/2014
Novitas, Inc. | Novitas | 01-091 | Ultrasonic Occupant / Motion S |  | True | True |  | True | True | True | True | True | [13 empty] | Non Federally-Regulated | 08/11/1992 |  | 09/06/2005
Cooper Controls | Greengate | OEC-U-2000-25 | Ultrasonic Occupant / Motion S |  | True | True |  | True | True | True | True | True | [13 empty] | Non Federally-Regulated | 11/07/2008 |  | 01/07/2010
Lutron Electronics Co., Inc. | Lutron | LP4/********************* | Multi-Level Occupant Sensor | System | True | True | True | True | True | True | True | True | True | True | True | True |  | False | [7 empty] | Non Federally-Regulated | 12/28/2009 |  | 07/01/2014
BRK Electronics | BRK Electronics | TC220 | Automatic Time Switch Control |  | True | True |  | True | True | [16 empty] | Non Federally-Regulated | 04/29/1994 |  | 12/11/2000
Lutron Electronics Co., Inc. | Homeworks | HWD-8ANS-** | Occupant / Motion / Vacancy Se |  | True | True |  | True | [17 empty] | Non Federally-Regulated | 08/13/2007 |  | 01/07/2010
Lutron Electronics Co., Inc. | Lutron | CCP-********-******-** | Astronomical Time Switch Contr | System | True | True |  | True | True | True | True | True | True | True | [11 empty] | Non Federally-Regulated | 07/10/2012 |  | 07/01/2014
Schneider Electric (Square D Wiring Devices) | Square D Co. | SLSWDS1500 | Ultrasonic Occupant / Motion S |  | True | True |  | True | True | True | True | True | [13 empty] | Non Federally-Regulated | 01/26/2009 |  | 01/07/2010
Longjoin | Dayton | 26WA93 | Photosensor / Photocontrol Dev | Device | True | True |  | False | False | [16 empty] | Non Federally-Regulated | 07/29/2013 |  | 07/01/2014
Siemens Energy & Automation | Siemens Energy & Automation | 5WG1 705-8XG06 | Automatic Time Switch Control |  | True | True |  | True | True | [8 empty] | True | True | True | [5 empty] | Non Federally-Regulated | 12/19/2005 |  | 01/07/2010
Sensor Switch, Inc. | Sensor Switch | CMRB-6-2P-AR-LT-*-** | Occupant / Motion / Vacancy Se |  | True | True |  | True | [17 empty] | Non Federally-Regulated | 03/01/2006 |  | 01/07/2010
Douglas Lighting Controls | Douglas | WNP2150 | Multi-Level Daylighting Contro |  | True | True |  | True | True | True | True | [14 empty] | Non Federally-Regulated | 10/31/2005 |  | 01/07/2010
Cooper Controls | Greengate | CK4A **** ** | Photosensor / Photocontrol Dev | System | True | True |  | False | False | [16 empty] | Non Federally-Regulated | 05/10/2011 |  | 07/01/2014
Convia, Inc., A Herman Miller Co. | Convia | GSE-SCW-WH | Photosensor / Photocontrol Dev |  | True | True |  | True | [17 empty] | Non Federally-Regulated | 04/04/2008 |  | 01/07/2010
Lighting Control & Design | Lighting Control & Design | GR20**TC/PHOTO | Automatic Time Switch Control |  | True | True |  | True | True | [16 empty] | Non Federally-Regulated | 12/02/1994 |  | 01/20/1998
Payne Sparkman Manufacturing | Litetalk | LTCS-SLV | Automatic Time Switch Control |  | True | True |  | True | True | [16 empty] | Non Federally-Regulated | 04/15/1999 |  | 01/07/2010
Lutron Electronics Co., Inc. | Lutron | XP44-******************* | Astronomical Time Switch Contr | System | True | True |  | True | True | True | True | True | True | True | [11 empty] | Non Federally-Regulated | 12/28/2009 |  | 07/01/2014
Marlin Controls, Inc. | Unistar II | SPPHCRELAY | Astronomical Time Switch Contr |  | True | True |  | True | True | True | True | True | True | True |  |  |  |  | True | [6 empty] | Non Federally-Regulated | 02/06/2006 |  | 01/07/2010
Legrand / Pass & Seymour | Legrand / Pass & Seymour | 91101* | Dimmer | Device | True | True |  | True | True | True | True | False |  |  |  | False | [9 empty] | Non Federally-Regulated | 12/23/2010 |  | 07/01/2014
Mytech Corp. | Mytech | RRSST8-I | Ultrasonic Occupant / Motion S |  | True | True |  | True | True | True | True | True | [13 empty] | Non Federally-Regulated | 06/04/1999 |  | 01/07/2010
Trane U.S. Inc. | Trane | EMTB000AA********** | Automatic Time Switch Control |  | True | True |  | True | True | [16 empty] | Non Federally-Regulated | 04/06/1994 |  | 01/07/2010
Sensor Switch, Inc. | Sensor Switch | nRMR-PDT-******** | Occupant / Motion / Vacancy Se |  | True | True |  | True | [17 empty] | Non Federally-Regulated | 11/20/2008 |  | 01/07/2010
Sensor Switch, Inc. | Sensor Switch | CMR 9 2P********** | Occupant / Motion / Vacancy Se | Device | True | True |  | True | True | False | False |  |  |  |  | False | [9 empty] | Non Federally-Regulated | 04/28/2010 |  | 07/01/2014
Leviton Manufacturing Co., Inc. | Leviton | VP50C | Dimmer | Device | True | True |  | True | True | True | True | False |  |  |  | False | [9 empty] | Non Federally-Regulated | 11/12/2010 |  | 07/01/2014
Intermatic, Inc. | Grasslin | LM1-I-120-LS1 | Photosensor / Photocontrol Dev |  | True | True |  | True | [17 empty] | Non Federally-Regulated | 11/10/2008 |  | 01/07/2010
Siemens Energy & Automation | Siemens Energy & Automation | 5WG1 705-8XC02 | Automatic Time Switch Control |  | True | True |  | True | True | [8 empty] | True | True | True | [5 empty] | Non Federally-Regulated | 12/19/2005 |  | 01/07/2010
WattStopper, Inc. | WattStopper | RS-100BA | Occupant / Motion / Vacancy Se |  | True | True |  | True | [8 empty] | True | True | True |  | True | True |  |  |  | Non Federally-Regulated | 01/24/2007 |  | 01/07/2010
Pass & Seymour / Legrand | Rex | 3778 | Automatic Time Switch Control |  | True | True |  | True | True | [16 empty] | Non Federally-Regulated | 02/09/1995 |  | 01/07/2010
WattStopper, Inc. | WattStopper | WT-2255 | Occupant / Motion / Vacancy Se | Device | True | True |  | True | True | False | True | True | True | True | True | False | [9 empty] | Non Federally-Regulated | 05/28/2010 |  | 07/01/2014
Siemens Energy & Automation | Siemens Energy & Automation | 5WG1 704-8XJ31 | Automatic Time Switch Control |  | True | True |  | True | True | [8 empty] | True | True | True | [5 empty] | Non Federally-Regulated | 12/19/2005 |  | 01/07/2010
Echoflex Solutions, Inc. | Echoflex | ERDRC-*C*-***/***/*** | Automatic Daylighting Control | Device | True | True | True | True | True | True | True | True | True | True | True | [10 empty] | Non Federally-Regulated | 09/08/2014 |  | 03/24/2015
Integrated Systems & Control | Trinet | MCB80 | Automatic Time Switch Control |  | True | True |  | True | True | [16 empty] | Non Federally-Regulated | 12/29/1993 |  | 01/07/2010
Legrand / Wiremold | WattStopper | NPM24PF | Automatic Daylighting Control | System | True | True | True | True | True | True | True | True | True | True | True | True |  | True | [7 empty] | Non Federally-Regulated | 03/23/2010 |  | 07/01/2014
Pass & Seymour / Legrand | Rex | 3778 | Automatic Time Switch Control |  | True | True |  | True | True | [16 empty] | Non Federally-Regulated | 02/27/1997 |  | 04/06/1998
Lutron Electronics Co., Inc. | Lutron | LCP40-******************* | Dimmer | System | True | True |  | True | True | True | True | False |  |  |  | False | [9 empty] | Non Federally-Regulated | 12/28/2009 |  | 07/01/2014
Maple Chase Co. | Paragon Electrical Products | EC7004/120V | Automatic Time Switch Control |  | True | True |  | True | True | [16 empty] | Non Federally-Regulated | 01/21/1999 |  | 01/07/2010
Siemens Energy & Automation | Siemens Energy & Automation | 5WG1 703-8XK11 | Automatic Time Switch Control |  | True | True |  | True | True | [8 empty] | True | True | True | [5 empty] | Non Federally-Regulated | 12/19/2005 |  | 01/07/2010
Douglas Power Equipment | Douglas | WR4208 | Automatic Time Switch Control |  | True | True |  | True | True | [16 empty] | Non Federally-Regulated | 10/21/1994 |  | 10/04/1999
Tork | Tork | DW200BO | Automatic Time Switch Control | Device | True | True |  | True | True | [16 empty] | Non Federally-Regulated | 11/12/2013 |  | 07/01/2014
Siemens Energy & Automation | Siemens Energy & Automation | 5WG1 705-8XD12 | Automatic Time Switch Control |  | True | True |  | True | True | [8 empty] | True | True | True | [5 empty] | Non Federally-Regulated | 12/19/2005 |  | 01/07/2010
Signify North America Corporation | Philips Lighting Electronics North America | LRM227500 | Occupant / Motion / Vacancy Se | System | True | True |  | True | True | False | False |  |  |  |  | False | [9 empty] | Non Federally-Regulated | 06/20/2011 |  | 07/01/2014
Distech Controls | Distech Controls | ECL-VAVS-O + EC-LIGHT-DISPLAY | Astronomical Time Switch Contr | System | True | True |  | True | True | True | True | True | True | True | [11 empty] | Non Federally-Regulated | 08/07/2012 |  | 07/01/2014
Intelligent Lighting Controls, Inc. | Light Master | LMPC* | Automatic Daylighting Control |  | True | False |  | True | False |  | False | [9 empty] | True |  |  |  |  | Non Federally-Regulated | 02/13/2001 |  | 01/07/2010
Leviton Manufacturing Co., Inc. | Leviton | OSC04-I** | Occupant / Motion / Vacancy Se |  | True | True |  | True | [17 empty] | Non Federally-Regulated | 09/14/2006 |  | 01/07/2010
Crestron Electronics | Crestron Electronics | CP3N | Multi-Level Astronomical Time | System | True | True |  | True | True | True | True | True | True | True | [11 empty] | Non Federally-Regulated | 06/24/2013 |  | 07/01/2014
Lutron Electronics Co., Inc. | Homeworks | HWD-6ND*** | Multi-Level Occupant Sensor | System | True | True | True | True | True | False | True | True | True | True | True | True |  | False | [7 empty] | Non Federally-Regulated | 01/20/2010 |  | 07/01/2014
Paragon Electric Co. | Paragon | EC7001/277V | Automatic Time Switch Control |  | True | True |  | True | True | [16 empty] | Non Federally-Regulated | 06/25/1993 |  | 01/21/1999
Sensor Switch, Inc. | Sensor Switch | CMRB-PDT-2P-*-*-** | Occupant / Motion / Vacancy Se |  | True | True |  | True | [17 empty] | Non Federally-Regulated | 03/01/2006 |  | 01/07/2010
Lightolier Controls | Lyteswitch Relay Panel | LSW12PRO | Multi-Level Astronomical Time |  | True | True |  | True | True | True | True | True | True | True |  |  |  | False | True | True | [5 empty] | Non Federally-Regulated | 01/21/2009 |  | 01/07/2010
Lutron Electronics Co., Inc. | Lutron | MA-L3S25******** | Dimmer | Device | True | True |  | True | True | True | True | False |  |  |  | False | [9 empty] | Non Federally-Regulated | 12/28/2009 |  | 01/21/2014
Microlite Corp. | Microlite | 1000P*** | Automatic Time Switch Control |  | True | True |  | True | True | [16 empty] | Non Federally-Regulated | 08/02/1993 |  | 01/07/2010
Maple Chase Co. | Paragon Electrical Products | EL72/208-240V | Automatic Time Switch Control |  | True | True |  | True | True | [16 empty] | Non Federally-Regulated | 12/15/1998 |  | 01/07/2010
Convia, Inc., A Herman Miller Co. | Convia | GSE-DCC-01 | Microwave Occupant / Motion Se |  | True | True |  | True | True | True | True | True |  |  |  |  | True | True | True | True | True | True |  |  |  | Non Federally-Regulated | 04/04/2008 |  | 01/07/2010
Sensor Switch, Inc. | Sensor Switch | nCMR-PC-ADC-** | Automatic Daylighting Control |  | True | True | True | True | False |  | True | True | True | True | True | True | True | True | True | True |  | True |  |  |  | Non Federally-Regulated | 11/20/2008 |  | 01/07/2010
Cooper Controls | Greengate | LK4 277** | Manual-On Occupant Sensor | System | True | True | True | True | True | True | True | True | True | True | True | True |  | False | [7 empty] | Non Federally-Regulated | 04/15/2011 |  | 05/16/2011
Tork | Tork | Z400 | Automatic Time Switch Control |  | True | True |  | True | True | [16 empty] | Non Federally-Regulated | 02/08/1993 |  | 06/24/1993
Lightolier | Multiset Pro | MHP1000** | Dimmer | System | True | True |  | True | True | True | True | True | True | True | True | False | [9 empty] | Non Federally-Regulated | 04/25/2013 |  | 07/01/2014
Echoflex Solutions, Inc. | Echoflex | ER1C-*L*-***/***/*** | Photosensor / Photocontrol Dev | Device | True | True | True | [18 empty] | Non Federally-Regulated | 09/08/2014 |  | 03/24/2015
Lithonia Lighting | SwitchPak | SPAK 4S2D 120/277 | Multi-Level Astronomical Time |  | True | True |  | True | True | True | True | True | True | True |  |  |  | True | True | True | [5 empty] | Non Federally-Regulated | 07/24/2006 |  | 01/07/2010
Lighting Control & Design | Lighting Control & Design | GR2400ACC-***DTC***d | Automatic Daylighting Control |  | True | True | False | True | True | True | False |  | True | True | True | True | False |  |  | True |  | True |  |  |  | Non Federally-Regulated | 06/28/2005 |  | 12/28/2009
Sensor Switch, Inc. | Sensor Switch | nRMR-PDT-10-******** | Occupant / Motion / Vacancy Se |  | True | True |  | True | [17 empty] | Non Federally-Regulated | 11/20/2008 |  | 01/07/2010
Blue Ridge Technologies | Blue Ridge Technologies | QK2-* | Automatic Time Switch Control | Device | True | True |  | True | True | [16 empty] | Non Federally-Regulated | 06/30/2010 |  | 07/01/2014
Legrand / Pass & Seymour | Legrand | ADTP700MMHW2 | Dimmer | Device | True | True |  | True | True | True | True | False |  |  |  | False | [9 empty] | Non Federally-Regulated | 07/17/2012 |  | 07/01/2014
Siemens Energy & Automation | Siemens Energy & Automation | 5WG1 705-8XH24 | Automatic Time Switch Control |  | True | True |  | True | True | [8 empty] | True | True | True | [5 empty] | Non Federally-Regulated | 12/19/2005 |  | 01/07/2010
INNCOM by Honeywell | Novar | Envoi | Automatic Time Switch Control |  | True | True |  | True | True | [16 empty] | Non Federally-Regulated | 09/15/2006 |  | 01/07/2010
Signify North America Corporation | Philips Lighting Electronics North America | LRM2330 | Occupant / Motion / Vacancy Se | Device | True | True |  | True | True | False | False |  |  |  |  | False | [9 empty] | Non Federally-Regulated | 06/20/2011 |  | 07/01/2014
Tork | Tork | DT200-24 (24VAC) | Automatic Time Switch Control |  | True | True |  | True | True | [16 empty] | Non Federally-Regulated | 06/08/1993 |  | 04/27/2006
Hubbell Incorporated | H-Moss | ATD1600WRP | Occupant / Motion / Vacancy Se |  | True | True |  | True | [17 empty] | Non Federally-Regulated | 05/04/2004 |  | 01/07/2010
Lutron Electronics Co., Inc. | Radio RA2 | RRD-10ND*** | Automatic Time Switch Control | System | True | True |  | True | True | [16 empty] | Non Federally-Regulated | 12/17/2009 |  | 07/01/2014
Cooper Controls | Novitas | 01-420-BAS* | Occupant / Motion / Vacancy Se |  | True | True |  | True | [17 empty] | Non Federally-Regulated | 11/07/2008 |  | 01/07/2010
Profile Systems LLC | Profile Systems | Profile P1802 | Automatic Time Switch Control |  | True | True |  | True | True | [16 empty] | Non Federally-Regulated | 02/29/2008 |  | 01/07/2010
Cooper Wiring Devices | Novitas | 01-201 | Ultrasonic Occupant / Motion S |  | True | True |  | True | True | True | True | True | [13 empty] | Non Federally-Regulated | 08/18/2006 |  | 04/10/2008
Intermatic, Inc. | Gasmaster | GMXFM1D50-I-240 | Automatic Time Switch Control | Device | True | True | True | False | [17 empty] | Non Federally-Regulated | 07/17/2014 |  | 08/05/2014
Lutron Electronics Co., Inc. | LCP 128 | LCP-***-***FT | Multi-Level Astronomical Time |  | True | True |  | True | True | True | True | True | True | True | [11 empty] | Non Federally-Regulated | 09/19/2005 |  | 01/07/2010
Tork | Tork | EW120A-24 | Automatic Time Switch Control |  |  |  |  | True | True | [16 empty] | Non Federally-Regulated | 04/27/2006 |  | 01/07/2010
Intermatic, Inc. | Intermatic, Inc. | ET1715CM | Automatic Time Switch Control | Device | True | True |  | True | True | [16 empty] | Non Federally-Regulated | 04/15/2011 |  | 07/01/2014
Tork | Tork | SA300 | Automatic Time Switch Control | Device | True | True |  | True | True | [16 empty] | Non Federally-Regulated | 11/12/2013 |  | 07/01/2014
Cooper Controls | Greengate | VNW-P-1001-RR7-* | Manual-On Occupant Sensor | Device | True | True | True | True | True | True | True | True | True | True | True | True |  | False | [7 empty] | Non Federally-Regulated | 08/07/2013 |  | 07/01/2014
WattStopper, Inc. | WattStopper | WT-2200 | Occupant / Motion / Vacancy Se | Device | True | True |  | True | True | False | True | True | True | True | True | False | [9 empty] | Non Federally-Regulated | 05/28/2010 |  | 07/01/2014
Electronics Diversified, Inc. | Electronics Diversified, Inc. | T6-4 | Automatic Time Switch Control |  | True | True |  | True | True | [16 empty] | Non Federally-Regulated | 01/05/2005 |  | 01/07/2010
Macro Electronics | Macro Electronics | PPS-2 | Photosensor / Photocontrol Dev |  | True | True |  | True | [17 empty] | Non Federally-Regulated | 11/22/1996 |  | 12/19/2000
Intermatic, Inc. | Grasslin | PC2-digi30-277-LS1 | Photosensor / Photocontrol Dev | Device | True | True |  | False | False | [16 empty] | Non Federally-Regulated | 01/20/2010 |  | 07/01/2014
Leviton Manufacturing Co., Inc. | Leviton | mzb02-*02 | Multi-Level Daylighting Contro |  | True | True |  | True | True | True | True | [14 empty] | Non Federally-Regulated | 09/14/2006 |  | 01/07/2010
Lutron Electronics Co., Inc. | Lutron | CCP-************-******-**-CGP**** | Occupant / Motion / Vacancy Se | System | True | True |  | True | True | True | False |  |  |  |  | False | [9 empty] | Non Federally-Regulated | 07/10/2012 |  | 07/01/2014
Lithonia Lighting | Synergy | SYBPC MLX | Multi-Level Astronomical Time |  | True | True |  | True | True | True | True | True | True | True |  |  |  | True | True | True | [5 empty] | Non Federally-Regulated | 07/24/2006 |  | 01/07/2010
Lutron Electronics Co., Inc. | Lutron | XPS24-******************* | Automatic Daylighting Control | System | True | True | True | True | False |  |  | False |  |  | True | True |  | True | [7 empty] | Non Federally-Regulated | 12/28/2009 |  | 07/01/2014
Leviton Manufacturing Co., Inc. | Leviton | VPX10 | Dimmer | Device | True | True |  | True | True | True | True | False |  |  |  | False | [9 empty] | Non Federally-Regulated | 11/12/2010 |  | 07/01/2014
Lighting Control & Design | Lighting Control & Design | GR2400ACC-***DTC*** | Multi-Level Daylighting Contro |  | True | True |  | True | True | True | True | [14 empty] | Non Federally-Regulated | 06/22/2005 |  | 12/28/2009
WattStopper, Inc. | WattStopper | LIA24-*-*-*-* | Automatic Time Switch Control | Device | True | True |  | True | True | [16 empty] | Non Federally-Regulated | 08/03/2010 |  | 07/01/2014
Sensor Switch, Inc. | Sensor Switch | nWV-PDT-**** | Occupant / Motion / Vacancy Se |  | True | True |  | True | [17 empty] | Non Federally-Regulated | 11/20/2008 |  | 01/07/2010
WattStopper, Inc. | WattStopper | LS-301 | Photosensor / Photocontrol Dev |  | True | True |  | True | [17 empty] | Non Federally-Regulated | 02/14/2008 |  | 01/07/2010
Lutron Electronics Co., Inc. | Grafik Eye | QSG-**120-****-*** | Automatic Time Switch Control |  | True | True |  | True | True | [16 empty] | Non Federally-Regulated | 05/23/2007 |  | 01/07/2010
Lutron Electronics Co., Inc. | Homeworks | HS8-*********** | Occupant / Motion / Vacancy Se |  | True | True |  | True | [17 empty] | Non Federally-Regulated | 08/13/2007 |  | 01/07/2010
Lutron Electronics Co., Inc. | Homeworks | HS144-*********** | Multi-Level Astronomical Time | System | True | True |  | True | True | True | True | True | True | True | [11 empty] | Non Federally-Regulated | 01/20/2010 |  | 07/01/2014
Lutron Electronics Co., Inc. | Lutron | LX-10PL********* | Dimmer | Device | True | True |  | True | True | True | True | False |  |  |  | False | [9 empty] | Non Federally-Regulated | 12/28/2009 |  | 07/01/2014
WattStopper, Inc. | WattStopper | LIC8-*-*-*-*-* | Automatic Time Switch Control | Device | True | True |  | True | True | [16 empty] | Non Federally-Regulated | 08/03/2010 |  | 07/01/2014
Cooper Controls | Greengate | OSW-U-0721-SP-V-* | Occupant / Motion / Vacancy Se | System | True | True |  | True | True | False | True | True | True | True | True | False | [9 empty] | Non Federally-Regulated | 05/10/2011 |  | 07/01/2014
Douglas Lighting Controls | Douglas | WSP2718 | Automatic Time Switch Control |  | True | True |  | True | True | [8 empty] | True | True | True | [5 empty] | Non Federally-Regulated | 10/31/2005 |  | 01/07/2010
GE Lighting, a Savant company | GE Lighting Controls | CLCINT24-INTR24-***-*0*S | Automatic Time Switch Control | System | True | True |  | True | True | [16 empty] | Non Federally-Regulated | 07/27/2012 |  | 07/01/2014
Siemens Energy & Automation | Siemens Energy & Automation | 5WG1 704-8XC01 | Automatic Time Switch Control |  | True | True |  | True | True | [8 empty] | True | True | True | [5 empty] | Non Federally-Regulated | 12/19/2005 |  | 01/07/2010
Unenco, Inc. / Univ. Energy | UEC | C-1000 | Ultrasonic Occupant / Motion S |  | True | True |  | True | True | True | True | True | [13 empty] | Non Federally-Regulated | 09/25/1992 |  | 01/07/2010
Novitas, Inc. | Novitas | 01-300-BAS | Ultrasonic Occupant / Motion S |  | True | True |  | True | True | True | True | True |  |  |  |  | True | True | True | False | True | False |  |  |  | Non Federally-Regulated | 09/06/2005 |  | 08/18/2006
Acuity Brands Lighting | Juno | T90CLF-12-** | Track Lighting Integral Curren | System | True | True |  | True | True | True | True | True | [13 empty] | Non Federally-Regulated | 05/21/2013 |  | 07/01/2014
Cooper Controls | Novitas | 01-DL451* | Multi-Level Occupant Sensor | Device | True | True | True | True | True | False | True | True | False | True | True | True |  | False | [7 empty] | Non Federally-Regulated | 07/22/2010 |  | 07/01/2014
Convia, Inc., A Herman Miller Co. | Convia | GSE-DCC-01 | Manual-On Occupant Sensor | System | True | True | True | True | True | True | True | True | True | True | True | True | True | True | True | True |  | True |  |  |  | Non Federally-Regulated | 03/04/2010 |  | 04/27/2011
Hubbell Incorporated | H-Moss | ATD1000C | Ultrasonic Occupant / Motion S |  | True | True |  | True | True | True | True | True | [13 empty] | Non Federally-Regulated | 06/01/1998 |  | 01/07/2010
Sensor Switch, Inc. | Sensor Switch | RMR PDT 9 ADC******* | Automatic Daylighting Control | Device | True | True | True | True | False |  |  | True | True | True | True | True |  | True | [7 empty] | Non Federally-Regulated | 04/28/2010 |  | 07/01/2014
Sensor Switch, Inc. | Sensor Switch | nCM-PDT-2P-***** | Occupant / Motion / Vacancy Se |  | True | True |  | True | [17 empty] | Non Federally-Regulated | 11/20/2008 |  | 01/07/2010
Sensia | LCP2000 | LCP2000 | Automatic Daylighting Control |  | True | True |  | True | False |  | False | [9 empty] | True |  |  |  |  | Non Federally-Regulated | 11/02/2001 |  | 11/09/2001
Crestron Electronics | Crestron Electronics | PAC2 | Multi-Level Astronomical Time |  | True | True |  | True | True | True | True | True | True | True |  |  |  | False | True | True | [5 empty] | Non Federally-Regulated | 10/05/2007 |  | 01/07/2010
Siemens Energy & Automation | Siemens Energy & Automation | 5WG1 703-8XE41 | Automatic Time Switch Control |  | True | True |  | True | True | [8 empty] | True | True | True | [5 empty] | Non Federally-Regulated | 12/19/2005 |  | 01/07/2010
Lutron Electronics Co., Inc. | Sensors | LOS-CDT-1000R-WH | Ultrasonic Occupant / Motion S |  | True | True |  | True | True | True | True | True |  |  |  |  | True | True | True |  | True |  |  |  |  | Non Federally-Regulated | 09/23/2005 |  | 01/07/2010
Tork | Tork | 7202ZL | Automatic Time Switch Control |  | True | True |  | True | True | [16 empty] | Non Federally-Regulated | 06/03/2003 |  | 04/27/2006
Lutron Electronics Co., Inc. | Micro OS | MOS-WS-WH | Ultrasonic Occupant / Motion S |  | True | True |  | True | True | True | True | True | [13 empty] | Non Federally-Regulated | 05/09/2000 |  | 09/19/2005
Siemens Energy & Automation | Siemens Energy & Automation | 5WG1 705-8XD22 | Automatic Time Switch Control |  | True | True |  | True | True | [8 empty] | True | True | True | [5 empty] | Non Federally-Regulated | 12/19/2005 |  | 01/07/2010
Novitas, Inc. | Novitas | 01-211 | Ultrasonic Occupant / Motion S |  | True | True |  | True | True | True | True | True | [13 empty] | Non Federally-Regulated | 03/20/1998 |  | 08/18/2006
USE Lighting Control, Inc. | Enerlites, Inc. | WVSS15 | Occupant / Motion / Vacancy Se |  | True | True |  | True | [8 empty] | False | True | True | True | True | True |  |  |  | Non Federally-Regulated | 10/30/2008 |  | 01/07/2010
Sensor Switch, Inc. | Sensor Switch | CMB PC****** | Photosensor / Photocontrol Dev | Device | True | True |  | False | False | [16 empty] | Non Federally-Regulated | 04/28/2010 |  | 07/01/2014
Lutron Electronics Co., Inc. | LCP 128 | LCP-*******-******-** | Automatic Daylighting Control |  | True | True | False | True | True | True | False |  | False |  | True | False |  |  |  | False | [5 empty] | Non Federally-Regulated | 09/19/2005 |  | 01/07/2010
Cooper Controls | Greengate | OEC-U-0701-AF | Ultrasonic Occupant / Motion S |  | True | True |  | True | True | True | True | True | [13 empty] | Non Federally-Regulated | 11/07/2008 |  | 01/07/2010
Computer Process Controls | Computer Process Controls | 831-1000 | Automatic Time Switch Control |  | True | True |  | True | True | [16 empty] | Non Federally-Regulated | 12/24/1998 |  | 01/07/2010
Lithonia Lighting | Panelmax Series | RCSK 32 120/277 | Automatic Daylighting Control |  | True | True |  | True | False |  | True | False | [8 empty] | True |  |  |  |  | Non Federally-Regulated | 12/13/1994 |  | 07/24/2006
Sensor Switch, Inc. | Sensor Switch | CU20 | Occupant / Motion / Vacancy Se |  | True | True |  | True | [17 empty] | Non Federally-Regulated | 12/01/1992 |  | 11/19/2001
Intermatic, Inc. | Intermatic | ET71615CR24 | Astronomical Time Switch Contr | Device | True | True |  | True | True | True | True | True | True | True | [11 empty] | Non Federally-Regulated | 01/20/2010 |  | 07/01/2014
Leviton Manufacturing Co., Inc. | Leviton | 6667 | Dimmer | Device | True | True |  | True | True | True | True | False |  |  |  | False | [9 empty] | Non Federally-Regulated | 11/12/2010 |  | 07/01/2014
Leviton Manufacturing Co., Inc. | Leviton | R24MD-*** | Occupant / Motion / Vacancy Se |  | True | True |  | True | [17 empty] | Non Federally-Regulated | 08/17/2004 |  | 01/07/2010
Vantage Controls, Inc. | Vantage Controls, Inc. | RD2B* | Dimmer | System | True | True | True | True | False |  | True | False |  |  |  | True | [9 empty] | Non Federally-Regulated | 04/28/2010 |  | 07/01/2014
Tork | Tork | W200 | Automatic Time Switch Control |  | True | True |  | True | True | [16 empty] | Non Federally-Regulated | 06/03/2003 |  | 04/27/2006
Intermatic, Inc. | Intermatic | K4123C | Photosensor / Photocontrol Dev | Device | True | True |  | False | False | [16 empty] | Non Federally-Regulated | 01/20/2010 |  | 07/01/2014
Sensor Switch, Inc. | Sensor Switch | RM PDT 10***ADC******* | Automatic Daylighting Control | Device | True | True | True | True | False |  |  | True | True | True | True | True |  | True | [7 empty] | Non Federally-Regulated | 04/28/2010 |  | 07/01/2014
Lutron Electronics Co., Inc. | Lutron | GP44-******************* | Dimmer | System | True | True |  | True | True | True | True | False |  |  |  | False | [9 empty] | Non Federally-Regulated | 12/28/2009 |  | 07/01/2014
Lutron Electronics Co., Inc. | Softswitch 48 | XPS28-******-** | Occupant / Motion / Vacancy Se |  | True | True |  | True | [17 empty] | Non Federally-Regulated | 09/12/2003 |  | 09/19/2005
Lutron Electronics Co., Inc. | Grafik Eye | TC-1 | Automatic Time Switch Control |  | True | True |  | True | True | [16 empty] | Non Federally-Regulated | 06/20/1994 |  | 01/07/2010
Lutron Electronics Co., Inc. | Homeworks | HWD-10D*** | Astronomical Time Switch Contr | System | True | True |  | True | True | True | True | True | True | True | [11 empty] | Non Federally-Regulated | 01/20/2010 |  | 07/01/2014
Energy Technologies Corp. | Union | PACP | Multi-Level Astronomical Time | System | True | True |  | True | True | True | True | True | True | True | [11 empty] | Non Federally-Regulated | 08/31/2010 |  | 10/08/2010
CentraLite Systems, Inc. | CentraLite Systems, Inc. | LiteJet | Automatic Time Switch Control |  | True | True |  | True | True | [8 empty] | True | False | True | [5 empty] | Non Federally-Regulated | 10/10/2007 |  | 01/07/2010
Hubbell Incorporated | Hubbell Wiring Device Kellems | AT12*** | Occupant / Motion / Vacancy Se | Device | True | True |  | True | True | True | False |  |  |  |  | False | [9 empty] | Non Federally-Regulated | 06/30/2010 |  | 07/01/2014
Lutron Electronics Co., Inc. | Centralized Lighting Control | DMW-SVR-* | Occupant / Motion / Vacancy Se |  | True | True |  | True | [17 empty] | Non Federally-Regulated | 09/19/2005 |  | 01/07/2010
Cooper Controls | Novitas | 01-160-** | Ultrasonic Occupant / Motion S |  | True | True |  | True | True | True | True | True | [13 empty] | Non Federally-Regulated | 11/07/2008 |  | 01/07/2010
Intermatic, Inc. | Gasmaster | TALENTO 892-24 | Automatic Time Switch Control | Device | True | True | True | False | [17 empty] | Non Federally-Regulated | 07/17/2014 |  | 08/05/2014
Legrand / Wiremold | WattStopper | CNCW | Multi-Level Astronomical Time | System | True | True |  | True | True | True | True | True | True | True | [11 empty] | Non Federally-Regulated | 03/23/2010 |  | 07/01/2014
Novitas, Inc. | Novitas | 01-340-BAS | Occupant / Motion / Vacancy Se |  | True | True |  | True | [8 empty] | True | True | True | False | True | False |  |  |  | Non Federally-Regulated | 09/06/2005 |  | 08/18/2006
Cooper Wiring Devices | Trace | TI3101L | Dimmer | Device | True | True |  | True | True | True | True | True | True | True | True | False | [9 empty] | Non Federally-Regulated | 12/29/2010 |  | 07/01/2014
Intermatic, Inc. | Intermatic | K1122 | Photosensor / Photocontrol Dev | Device | True | True |  | False | False | [16 empty] | Non Federally-Regulated | 01/20/2010 |  | 07/01/2014
WattStopper, Inc. | WattStopper | PD-703-* | Dimmer | Device | True | True |  | True | True | True | True | True | True | True | True | False | [9 empty] | Non Federally-Regulated | 08/31/2010 |  | 07/01/2014
Legrand / Pass & Seymour | Legrand / Pass & Seymour | CDLV1503P* | Dimmer | Device | True | True |  | True | True | True | True | True | True | True | True | False | [9 empty] | Non Federally-Regulated | 09/14/2012 |  | 07/01/2014
WattStopper, Inc. | WattStopper | LCD-203 | Photosensor / Photocontrol Dev |  | True | True |  | True | [17 empty] | Non Federally-Regulated | 02/14/2008 |  | 01/07/2010
Cooper Controls | Greengate | CK 32******* | Manual-On Occupant Sensor | System | True | True | True | True | True | True | True | True | True | True | True | True |  | False | [7 empty] | Non Federally-Regulated | 04/15/2011 |  | 05/16/2011
Electronics Diversified, Inc. | Electronics Diversified, Inc. | TSC-XLT/02-240 | Automatic Time Switch Control |  | True | True |  | True | True | [16 empty] | Non Federally-Regulated | 01/05/2005 |  | 01/07/2010
Intermatic, Inc. | Intermatic | ET816CR | Automatic Time Switch Control |  | True | True |  | True | True | [16 empty] | Non Federally-Regulated | 06/24/1993 |  | 06/29/2006
Cooper Controls | Greengate | ODC-U-0051-H-R | Ultrasonic Occupant / Motion S |  | True | True |  | True | True | True | True | True | [13 empty] | Non Federally-Regulated | 11/07/2008 |  | 01/07/2010
Lutron Electronics Co., Inc. | Microwatt | DMW-LZC1 | Occupant / Motion / Vacancy Se |  | True | True |  | True | [17 empty] | Non Federally-Regulated | 05/09/2000 |  | 09/19/2005
Cooper Wiring Devices | Aspire | 9580-** | Dimmer | Device | True | True |  | True | True | True | True | False |  |  |  | False | [9 empty] | Non Federally-Regulated | 12/29/2010 |  | 07/01/2014
Electronic Theatre Controls, Inc. | Unison | 708*A**** | Automatic Time Switch Control |  | True | True |  | True | True | [16 empty] | Non Federally-Regulated | 04/22/1996 |  | 01/07/2010
Intelligent Lighting Controls, Inc. | Light Master | 930025** | Multi-Level Astronomical Time |  | True | True |  | True | True | True | True | True | True | True | [11 empty] | Non Federally-Regulated | 10/12/2005 |  | 01/07/2010
Sensor Switch, Inc. | Sensor Switch | CMR-PC-ADC-*-** | Photosensor / Photocontrol Dev |  | True | True |  | True | [17 empty] | Non Federally-Regulated | 03/01/2006 |  | 01/07/2010
WattStopper, Inc. | WattStopper | HPCU3BC | Automatic Daylighting Control |  | True | False |  | True | False |  | True | False | [8 empty] | True |  |  |  |  | Non Federally-Regulated | 10/01/2001 |  | 01/07/2010
Sensor Switch, Inc. | Sensor Switch | nRMR PDT 10 2P****** | Occupant / Motion / Vacancy Se | System | True | True |  | True | True | False | False |  |  |  |  | False | [9 empty] | Non Federally-Regulated | 04/28/2010 |  | 07/01/2014
Litetouch, Inc. | Litetouch, Inc. | 08-2290-01 | Automatic Time Switch Control |  | True | True |  | True | True | [16 empty] | Non Federally-Regulated | 09/29/2003 |  | 01/07/2010
Intermatic, Inc. | Intermatic | K4236C | Photosensor / Photocontrol Dev | Device | True | True |  | False | False | [16 empty] | Non Federally-Regulated | 01/20/2010 |  | 07/01/2014
Intermatic, Inc. | Intermatic | K4321C | Photosensor / Photocontrol Dev | Device | True | True |  | False | False | [16 empty] | Non Federally-Regulated | 01/20/2010 |  | 07/01/2014
Convia, Inc., A Herman Miller Co. | Convia | FSN-BSI | Dimmer | System | True | True | True | True | True | True | True | True | True | True | True | True | [9 empty] | Non Federally-Regulated | 03/04/2010 |  | 07/01/2014
Intermatic, Inc. | Intermatic | K4135 | Photosensor / Photocontrol Dev | Device | True | True |  | False | False | [16 empty] | Non Federally-Regulated | 01/20/2010 |  | 07/01/2014
Intermatic, Inc. | Intermatic | K4035 | Photosensor / Photocontrol Dev | Device | True | True |  | False | False | [16 empty] | Non Federally-Regulated | 01/20/2010 |  | 07/01/2014
Lutron Electronics Co., Inc. | Grafik Eye | PAV6M-120 | Automatic Time Switch Control |  | True | True |  | True | True | [16 empty] | Non Federally-Regulated | 04/29/2004 |  | 09/19/2005
Legrand / Wiremold | WattStopper | NRD2A | Multi-Level Astronomical Time | System | True | True |  | True | True | True | True | True | True | True | [11 empty] | Non Federally-Regulated | 03/23/2010 |  | 07/01/2014
Burle Industries | Heath | WS-850W | Occupant / Motion / Vacancy Se |  | True | True |  | True | [17 empty] | Non Federally-Regulated | 08/02/1993 |  | 01/07/2010
Douglas Lighting Controls | Douglas Lighting Controls | WSP-2718 | Photosensor / Photocontrol Dev | System | True | True |  | False | False | [16 empty] | Non Federally-Regulated | 05/28/2010 |  | 07/01/2014
Legrand / Wiremold | WattStopper | FSN-BSI | Occupant / Motion / Vacancy Se | System | True | True | True | True | True | True | True | True | True | True | True | True |  | True | True | True | [5 empty] | Non Federally-Regulated | 03/23/2010 |  | 07/01/2014
Siemens Energy & Automation | Siemens Energy & Automation | 5WG1 704-8XB02 | Automatic Time Switch Control |  | True | True |  | True | True | [8 empty] | True | True | True | [5 empty] | Non Federally-Regulated | 12/19/2005 |  | 01/07/2010
Cooper Controls | Greengate | VNW-P-1001-SP-* | Manual-On Occupant Sensor | Device | True | True | True | True | True | True | True | True | True | True | True | True |  | False | [7 empty] | Non Federally-Regulated | 08/07/2013 |  | 07/01/2014
WattStopper, Inc. | WattStopper | ACPNET****C | Automatic Time Switch Control |  | True | True |  | True | True | [16 empty] | Non Federally-Regulated | 07/30/2002 |  | 01/07/2010
Lutron Electronics Co., Inc. | Homeworks | HWD-10D*** | Manual-On Occupant Sensor | System | True | True |  | True | True | False | True | True | False |  |  |  |  | False | [7 empty] | Non Federally-Regulated | 01/20/2010 |  | 07/01/2014
Lutron Electronics Co., Inc. | Lutron | SPDC-203P******* | Dimmer | Device | True | True |  | True | True | True | True | True | True | True | True | False | [9 empty] | Non Federally-Regulated | 04/28/2010 |  | 01/21/2014
Lightolier Controls | PowerTrip | CLD720** | Track Lighting Integral Curren |  |  |  |  | True | True | True | True | [14 empty] | Non Federally-Regulated | 08/12/2005 |  | 01/07/2010
Convia, Inc., A Herman Miller Co. | Convia | GSE-PFC-03 | Manual-On Occupant Sensor | System | True | True | True | True | True | True | True | True | True | True | True | True | True | True | True | True |  | True |  |  |  | Non Federally-Regulated | 03/04/2010 |  | 04/27/2011
Lutron Electronics Co., Inc. | HomeWorks QS | HQP6-2-120 | Dimmer | System | True | True |  | True | True | True | True | False |  |  |  | False | [9 empty] | Non Federally-Regulated | 07/10/2012 |  | 07/01/2014
Convia, Inc., A Herman Miller Co. | Convia | GSE-IRH-WH | Multi-Level Astronomical Time | System | True | True |  | True | True | True | True | True | True | True | [11 empty] | Non Federally-Regulated | 03/04/2010 |  | 07/01/2014
Lutron Electronics Co., Inc. | Homeworks | HWD-6D*** | Multi-Level Astronomical Time | System | True | True |  | True | True | True | True | True | True | True | [11 empty] | Non Federally-Regulated | 01/20/2010 |  | 07/01/2014
Lutron Electronics Co., Inc. | LCP 128 | LCP-*-***FT | Multi-Level Daylighting Contro |  | True | True |  | True | True | True | True | [14 empty] | Non Federally-Regulated | 09/19/2005 |  | 01/07/2010
Leviton Manufacturing Co., Inc. | Leviton | R24MD-*** | Photosensor / Photocontrol Dev |  | True | True |  | True | [17 empty] | Non Federally-Regulated | 08/17/2004 |  | 01/07/2010
PCI Lighting Controls | Litekeeper | LITEKEEPER | Automatic Time Switch Control |  | True | True |  | True | True | [16 empty] | Non Federally-Regulated | 10/21/1999 |  | 04/10/2008
Sensor Switch, Inc. | Sensor Switch | SB PDT 10********* | Occupant / Motion / Vacancy Se | Device | True | True |  | True | True | False | False |  |  |  |  | False | [9 empty] | Non Federally-Regulated | 04/28/2010 |  | 07/01/2014
Hubbell Incorporated | H-Moss | WS277W | Occupant / Motion / Vacancy Se |  | True | True |  | True | [17 empty] | Non Federally-Regulated | 06/01/1998 |  | 01/07/2010
Legrand / Wiremold | WattStopper | CNDU | Astronomical Time Switch Contr | System | True | True |  | True | True | True | True | True | True | True | [11 empty] | Non Federally-Regulated | 03/23/2010 |  | 07/01/2014
Leviton Manufacturing Co., Inc. | Leviton | ATM10 | Dimmer | Device | True | True |  | True | True | True | True | False |  |  |  | False | [9 empty] | Non Federally-Regulated | 11/12/2010 |  | 07/01/2014
Legrand / Wiremold | WattStopper | CNPA | Multi-Level Occupant Sensor | System | True | True | True | True | True | True | True | True | True | True | True | True | True | True | True | True | True | True |  |  |  | Non Federally-Regulated | 03/23/2010 |  | 07/01/2014
Legrand / Wiremold | WattStopper | NRD2B | Multi-Level Occupant Sensor | System | True | True | True | True | True | True | True | True | True | True | True | True | True | True | True | True | True | True |  |  |  | Non Federally-Regulated | 03/23/2010 |  | 07/01/2014
Legrand / Pass & Seymour | Legrand / Pass & Seymour | TD1103P* | Dimmer | Device | True | True |  | True | True | True | True | True | True | True | True | False | [9 empty] | Non Federally-Regulated | 09/14/2012 |  | 07/01/2014
Cooper Controls | Novitas | 01-190-** | Ultrasonic Occupant / Motion S |  | True | True |  | True | True | True | True | True | [13 empty] | Non Federally-Regulated | 11/07/2008 |  | 01/07/2010
Douglas Lighting Controls | Douglas | WCT4328 | Automatic Time Switch Control |  | True | True |  | True | True | [16 empty] | Non Federally-Regulated | 10/04/1999 |  | 01/07/2010
Horton Controls, Inc. | Horton Controls, Inc. | HDLS2SS** | Automatic Time Switch Control |  | True | True |  | True | True | [16 empty] | Non Federally-Regulated | 05/04/2000 |  | 07/30/2002
Tork | Tork | DZM200BP | Astronomical Time Switch Contr | Device | True | True |  | True | True | True | True | True | True | True | [11 empty] | Non Federally-Regulated | 04/28/2010 |  | 07/01/2014
Triatek, Inc. | Triatek | LP-25** | Automatic Time Switch Control |  | True | True |  | True | True | [16 empty] | Non Federally-Regulated | 10/08/1999 |  | 01/12/2004
Sensor Switch, Inc. | Sensor Switch | nRMR 9 2P****** | Occupant / Motion / Vacancy Se | System | True | True |  | True | True | False | False |  |  |  |  | False | [9 empty] | Non Federally-Regulated | 04/28/2010 |  | 07/01/2014
Lithonia Lighting | Litronic Series | LIRC | Occupant / Motion / Vacancy Se |  | True | True |  | True | [17 empty] | Non Federally-Regulated | 12/13/1994 |  | 01/07/2010
Schneider Electric | Schneider Electric | SLSPSP101 | Multi-Level Occupant Sensor | Device | True | True | True | True | True | True | True | True | True | True | True | True |  | False | [7 empty] | Non Federally-Regulated | 11/07/2013 |  | 07/01/2014
Marlin Controls, Inc. | Unistar II | SPPHCRELAY | Exterior Photocontrol Device |  | True | True | [12 empty] | True | [6 empty] | Non Federally-Regulated | 02/06/2006 |  | 01/07/2010
Tork | Tork | T920L | Automatic Time Switch Control |  | True | True |  | True | True | [16 empty] | Non Federally-Regulated | 06/03/2003 |  | 01/07/2010
INNCOM by Honeywell | Novar | Savvy-**** | Automatic Time Switch Control | Device | True | True |  | True | True | [16 empty] | Non Federally-Regulated | 10/08/2010 |  | 07/01/2014
Intermatic, Inc. | Grasslin | FM1D20-240 | Automatic Time Switch Control | Device | True | True |  | True | True | [16 empty] | Non Federally-Regulated | 01/20/2010 |  | 07/01/2014
Gentec, Inc. | Schneider Electric | SERPL48HS | Multi-Level Astronomical Time | System | True | True |  | True | True | True | True | True | True | True | [11 empty] | Non Federally-Regulated | 01/20/2012 |  | 07/01/2014
Leviton Manufacturing Co., Inc. | Leviton | VPS15 | Dimmer | Device | True | True |  | True | True | True | True | False |  |  |  | False | [9 empty] | Non Federally-Regulated | 11/12/2010 |  | 07/01/2014
Trane U.S. Inc. | Trane | EMTK01002C | Automatic Time Switch Control |  | True | True |  | True | True | [16 empty] | Non Federally-Regulated | 01/09/2002 |  | 01/07/2010
PLC Multipoint, Inc. | PLC Multipoint | LCM-PL | Multi-Level Daylighting Contro |  | True | True |  | True | True | True | True | [14 empty] | Non Federally-Regulated | 07/19/2006 |  | 01/07/2010
WattStopper, Inc. | WattStopper | HB100 | Occupant / Motion / Vacancy Se |  | True | True |  | True | [17 empty] | Non Federally-Regulated | 07/19/2002 |  | 01/07/2010
Carolina Products, Inc. | Carolina Products | CPI2000 | Automatic Time Switch Control |  | True | True |  | True | True | [8 empty] | True | True | True | [5 empty] | Non Federally-Regulated | 02/17/2005 |  | 01/07/2010
Leviton Manufacturing Co., Inc. | Leviton | VPH06 | Dimmer | Device | True | True |  | True | True | True | True | False |  |  |  | False | [9 empty] | Non Federally-Regulated | 11/12/2010 |  | 07/01/2014
Thomas Controls | Plus Lighting | PL400-****** | Automatic Time Switch Control |  | True | True |  | True | True | [16 empty] | Non Federally-Regulated | 12/30/1992 |  | 07/30/2002
Leviton Manufacturing Co., Inc. | Leviton | 6786 | Occupant / Motion / Vacancy Se |  | True | True |  | True | [17 empty] | Non Federally-Regulated | 10/06/1992 |  | 04/06/1998
Legrand / Wiremold | WattStopper | GSA-GCA | Astronomical Time Switch Contr | System | True | True |  | True | True | True | True | True | True | True | [11 empty] | Non Federally-Regulated | 03/23/2010 |  | 07/01/2014
Lithonia Lighting | SwitchPak | SPAK 4D 120/277 | Automatic Time Switch Control |  | True | True |  | True | True | [8 empty] | True | True | True | [5 empty] | Non Federally-Regulated | 07/24/2006 |  | 01/07/2010
Legrand / Wiremold | WattStopper | CNCS | Multi-Level Occupant Sensor | System | True | True | True | True | True | True | True | True | True | True | True | True | True | True | True | True | True | True |  |  |  | Non Federally-Regulated | 03/23/2010 |  | 07/01/2014
Lutron Electronics Co., Inc. | LCP 128 | LCP-*******-***FT | Multi-Level Daylighting Contro |  | True | True |  | True | True | True | True | [14 empty] | Non Federally-Regulated | 09/19/2005 |  | 01/07/2010
Gentec, Inc. | Kameleon | K8-16-PA-S* | Automatic Time Switch Control | System | True | True |  | True | True | [16 empty] | Non Federally-Regulated | 01/20/2012 |  | 07/01/2014
Lutron Electronics Co., Inc. | Lutron | LCP24-******************* | Astronomical Time Switch Contr | System | True | True |  | True | True | True | True | True | True | True | [11 empty] | Non Federally-Regulated | 12/28/2009 |  | 07/01/2014
Siemens Energy & Automation | Siemens Energy & Automation | 5WG1 705-8XD36 | Automatic Time Switch Control |  | True | True |  | True | True | [8 empty] | True | True | True | [5 empty] | Non Federally-Regulated | 12/19/2005 |  | 01/07/2010
Hubbell Incorporated | Hubbell Wiring Device Kellems | HMHB2*U | Occupant / Motion / Vacancy Se | Device | True | True |  | True | True | False | False |  |  |  |  | False | [9 empty] | Non Federally-Regulated | 05/28/2010 |  | 07/01/2014
Tridonic | Tridonic | 86454265 DD SENSOR1 | Automatic Daylighting Control |  | True | False |  | True | True | True | False | [9 empty] | True |  |  |  |  | Non Federally-Regulated | 05/11/2004 |  | 01/07/2010
Tork | Tork | TW300L | Automatic Time Switch Control | Device | True | True |  | True | True | [16 empty] | Non Federally-Regulated | 04/28/2010 |  | 07/01/2014
Vantage Controls, Inc. | Vantage Controls, Inc. | RD25* | Dimmer | System | True | True | True | True | False |  | True | False |  |  |  | True | [9 empty] | Non Federally-Regulated | 04/28/2010 |  | 07/01/2014
Lighting Control & Design | Lighting Control & Design | XP-D | Photosensor / Photocontrol Dev | System | True | True |  | False | False | [16 empty] | Non Federally-Regulated | 12/28/2009 |  | 07/01/2014
Leviton Manufacturing Co., Inc. | Leviton | TBI03 | Dimmer | Device | True | True |  | True | True | True | True | False |  |  |  | False | [9 empty] | Non Federally-Regulated | 11/12/2010 |  | 07/01/2014
Siemens Energy & Automation | Siemens Energy & Automation | 5WG1 704-8XD23 | Automatic Time Switch Control |  | True | True |  | True | True | [8 empty] | True | True | True | [5 empty] | Non Federally-Regulated | 12/19/2005 |  | 01/07/2010
Intermatic, Inc. | Gasmaster | FM1D50E-24 | Automatic Time Switch Control | Device | True | True | True | False | [17 empty] | Non Federally-Regulated | 07/17/2014 |  | 08/05/2014
Lutron Electronics Co., Inc. | Ecosystem | C5-XPJ-16A | Occupant / Motion / Vacancy Se |  | True | True |  | True | [9 empty] | True | True | True | [5 empty] | Non Federally-Regulated | 01/08/2008 |  | 01/07/2010
Leviton Manufacturing Co., Inc. | Leviton | R48SD-*** | Occupant / Motion / Vacancy Se |  | True | True |  | True | [17 empty] | Non Federally-Regulated | 08/17/2004 |  | 01/07/2010
Lutron Electronics Co., Inc. | Homeworks | HRD-10ND*** | Multi-Level Astronomical Time | System | True | True |  | True | True | True | True | True | True | True | [11 empty] | Non Federally-Regulated | 01/20/2010 |  | 07/01/2014
Digital Lighting Systems | Douglas | DLS-**** | Dimmer | System | True | True |  | True | True | True | True | False |  |  |  | False | [9 empty] | Non Federally-Regulated | 11/05/2013 |  | 07/09/2014
WattStopper, Inc. | WattStopper | FS405 | Occupant / Motion / Vacancy Se |  | True | True |  | True | [8 empty] | False | True | True | False | True | False |  |  |  | Non Federally-Regulated | 02/14/2008 |  | 01/07/2010
Convia, Inc., A Herman Miller Co. | Convia | GSE-SRC-02, | Manual-On Occupant Sensor | System | True | True | True | True | True | True | True | True | True | True | True | True | True | True | True | True |  | True |  |  |  | Non Federally-Regulated | 03/04/2010 |  | 04/27/2011
Lutron Electronics Co., Inc. | Lutron | MRF2-600M******* | Dimmer | Device | True | True |  | True | True | True | True | False |  |  |  | False | [9 empty] | Non Federally-Regulated | 12/28/2009 |  | 01/21/2014
Intermatic, Inc. | Intermatic | ET716CK | Automatic Time Switch Control |  | True | True |  | True | True | [16 empty] | Non Federally-Regulated | 06/24/1993 |  | 06/29/2006
Siemens Energy & Automation | Siemens Energy & Automation | 5WG1 705-8XG16 | Automatic Time Switch Control |  | True | True |  | True | True | [8 empty] | True | True | True | [5 empty] | Non Federally-Regulated | 12/19/2005 |  | 01/07/2010
Intelligent Lighting Controls, Inc. | Light Master | 930025** | Automatic Time Switch Control |  | True | True |  | True | True | [16 empty] | Non Federally-Regulated | 10/12/2005 |  | 01/07/2010
Tork | Tork | TW-300L | Automatic Time Switch Control |  | True | True |  | True | True | [16 empty] | Non Federally-Regulated | 06/03/2003 |  | 01/07/2010
Sensor Switch, Inc. | Sensor Switch | CMRB 10*********** | Occupant / Motion / Vacancy Se | Device | True | True |  | True | True | False | False |  |  |  |  | False | [9 empty] | Non Federally-Regulated | 04/28/2010 |  | 07/01/2014
Schneider Electric (Square D Wiring Devices) | Powerlink | NF3000G3 | Automatic Time Switch Control |  | True | True |  | True | True | [16 empty] | Non Federally-Regulated | 03/14/2008 |  | 01/07/2010
Sensor Switch, Inc. | Sensor Switch | CM PDT 10********* | Occupant / Motion / Vacancy Se | Device | True | True |  | True | True | False | False |  |  |  |  | False | [9 empty] | Non Federally-Regulated | 04/28/2010 |  | 07/01/2014
Intermatic, Inc. | Intermatic | ET8015CR | Automatic Time Switch Control |  | True | True |  | True | True | [16 empty] | Non Federally-Regulated | 06/29/2006 |  | 01/07/2010
Lighting Control & Design | Lighting Control & Design | SENSORLINK | Automatic Daylighting Control |  | True | True |  | True | False |  | True | False | [8 empty] | True |  |  |  |  | Non Federally-Regulated | 01/20/1998 |  | 06/22/2005
Leviton Manufacturing Co., Inc. | Leviton | AWSMT-X** | Dimmer | Device | True | True |  | True | True | True | True | False |  |  |  | False | [9 empty] | Non Federally-Regulated | 12/16/2010 |  | 07/01/2014
Grasslin Controls Corp. | Grasslin | V86/1DSC16 | Photosensor / Photocontrol Dev |  | True | True |  | True | [17 empty] | Non Federally-Regulated | 05/18/1993 |  | 02/25/2008
Hubbell Incorporated | H-Moss | WSS-120 (500-120V) | Occupant / Motion / Vacancy Se |  | False | False |  | True | [17 empty] | Non Federally-Regulated | 04/01/1988 |  | 04/06/1998
Convia, Inc., A Herman Miller Co. | Convia | GSE-DCC-02 | Manual-On Occupant Sensor | System | True | True | True | True | True | True | True | True | True | True | True | True | True | True | True | True |  | True |  |  |  | Non Federally-Regulated | 03/04/2010 |  | 04/27/2011
WattStopper, Inc. | WattStopper | CX-105-* | Occupant / Motion / Vacancy Se | Device | True | True |  | True | True | False | False |  |  |  |  | False | [9 empty] | Non Federally-Regulated | 02/04/2010 |  | 07/01/2014
Legrand / Wiremold | WattStopper | GSE-IRH-WH | Multi-Level Occupant Sensor | System | True | True | True | True | True | True | True | True | True | True | True | True | True | True | True | True | True | True |  |  |  | Non Federally-Regulated | 03/23/2010 |  | 07/01/2014
Lithonia Lighting | Synergy | SYSC MLX | Astronomical Time Switch Contr |  | True | True |  | True | True | True | True | True | True | True |  |  |  | True | True | True | [5 empty] | Non Federally-Regulated | 07/24/2006 |  | 01/07/2010
Lithonia Lighting | Panelmax Series | RCWK 16 120/277 | Automatic Time Switch Control |  | True | True |  | True | True | [16 empty] | Non Federally-Regulated | 12/13/1994 |  | 07/24/2006
GE Lighting, a Savant company | GE Lighting Controls | WIR-10-DR-G-D-* | Occupant / Motion / Vacancy Se | Device | True | True |  | True | True | False | False |  |  |  |  | False | [9 empty] | Non Federally-Regulated | 04/13/2012 |  | 07/01/2014
Cooper Controls | Greengate | ODC-U-1001 | Ultrasonic Occupant / Motion S |  | True | True |  | True | True | True | True | True | [13 empty] | Non Federally-Regulated | 11/07/2008 |  | 01/07/2010
Pass & Seymour / Legrand | Switchplan | OSC1001 | Occupant / Motion / Vacancy Se |  | True | True |  | True | [17 empty] | Non Federally-Regulated | 03/15/1995 |  | 01/07/2010
Lutron Electronics Co., Inc. | Lutron | GP48-******************* | Automatic Daylighting Control | System | True | True | True | True | True | True | True | False |  |  | True | True |  | True | [7 empty] | Non Federally-Regulated | 12/28/2009 |  | 07/01/2014
Cooper Controls | Greengate | CK2 120** | Multi-Level Astronomical Time | System | True | True |  | True | True | True | True | True | True | True | [11 empty] | Non Federally-Regulated | 04/15/2011 |  | 07/01/2014
Lutron Electronics Co., Inc. | Lutron | CCP-******-*****-** | Multi-Level Occupant Sensor | System | True | True | True | True | True | True | True | False | True | True | True | True |  | False | [7 empty] | Non Federally-Regulated | 07/10/2012 |  | 07/01/2014
Unenco, Inc. / Univ. Energy | UEC | SOM-500A | Occupant / Motion / Vacancy Se |  | True | True |  | True | [17 empty] | Non Federally-Regulated | 10/06/1992 |  | 01/07/2010
Lutron Electronics Co., Inc. | Softswitch 128 | XPS40-******-** | Astronomical Time Switch Contr |  | True | True |  | True | True | True | True | True | True | True | [11 empty] | Non Federally-Regulated | 09/19/2005 |  | 01/07/2010
Convia, Inc., A Herman Miller Co. | Convia | GSE-DCC-02 | Occupant / Motion / Vacancy Se | System | True | True | True | True | True | True | True | True | True | True | True | True |  | True | True | True | [5 empty] | Non Federally-Regulated | 03/04/2010 |  | 04/27/2011
Douglas Lighting Controls | Douglas Lighting Controls | WNP-2150 | Astronomical Time Switch Contr | System | True | True |  | True | True | True | True | True | True | True | [11 empty] | Non Federally-Regulated | 05/28/2010 |  | 07/01/2014
Lutron Electronics Co., Inc. | Softswitch 128 | XPS16-******-** | Exterior Photocontrol Device |  | True | True |  | True | True | True | [15 empty] | Non Federally-Regulated | 09/19/2005 |  | 01/07/2010
Lutron Electronics Co., Inc. | Lutron | CCP-****-*****-**-CGP*** | Dimmer | System | True | True |  | True | True | True | True | False |  |  |  | False | [9 empty] | Non Federally-Regulated | 07/10/2012 |  | 07/01/2014
Siemens Energy & Automation | Siemens Energy & Automation | 5WG1 704-8XH43 | Automatic Time Switch Control |  | True | True |  | True | True | [8 empty] | True | True | True | [5 empty] | Non Federally-Regulated | 12/19/2005 |  | 01/07/2010
Schneider Electric | Schneider Electric | SLSWPS1500 | Multi-Level Occupant Sensor | Device | True | True | True | True | True | True | True | True | True | True | True | True |  | False | [7 empty] | Non Federally-Regulated | 11/07/2013 |  | 07/01/2014
Cooper Controls | Greengate | OSW-P-0451-GERR7-R-* | Occupant / Motion / Vacancy Se |  | True | True |  | True | [17 empty] | Non Federally-Regulated | 11/07/2008 |  | 01/07/2010
Sensor Switch, Inc. | Sensor Switch | WSD PDT RR7********** | Occupant / Motion / Vacancy Se | Device | True | True |  | True | True | True | False |  |  |  |  | False | [9 empty] | Non Federally-Regulated | 04/28/2010 |  | 07/01/2014
Lutron Electronics Co., Inc. | LCP 128 | LCP-***-******-** | Photosensor / Photocontrol Dev |  | True | True |  | True | [17 empty] | Non Federally-Regulated | 09/19/2005 |  | 01/07/2010
Leviton Manufacturing Co., Inc. | Leviton | 6768-O** | Occupant / Motion / Vacancy Se |  | True | True |  | True | [17 empty] | Non Federally-Regulated | 07/08/1998 |  | 01/07/2010
Convia, Inc., A Herman Miller Co. | Convia | GSE-SWD-WH | Astronomical Time Switch Contr | System | True | True |  | True | True | True | True | True | True | True | [11 empty] | Non Federally-Regulated | 03/04/2010 |  | 07/01/2014
Signify North America Corporation | Sunrise | SR600MK10*** | Dimmer | Device | True | True |  | True | True | True | True | False |  |  |  | False | [9 empty] | Non Federally-Regulated | 10/03/2013 |  | 07/01/2014
Cooper Controls | Greengate | CK4 277** | Automatic Time Switch Control | System | True | True |  | True | True | [16 empty] | Non Federally-Regulated | 04/15/2011 |  | 07/01/2014
Sensor Switch, Inc. | Sensor Switch | CM-RR7-2P | Occupant / Motion / Vacancy Se |  | True | True |  | True | [17 empty] | Non Federally-Regulated | 11/19/2001 |  | 03/01/2006
Mytech Corp. | Mytech | RRSST8 | Ultrasonic Occupant / Motion S |  | True | True |  | True | True | True | True | True | [13 empty] | Non Federally-Regulated | 06/21/1993 |  | 06/04/1999
Crestron Electronics | Crestron Electronics | GLX-DIM6 | Dimmer | System | True | True |  | True | True | True | True | False |  |  |  | False | [9 empty] | Non Federally-Regulated | 03/01/2010 |  | 07/01/2014
Legrand / Pass & Seymour | Legrand / Pass & Seymour | HS1001* | Occupant / Motion / Vacancy Se | Device | True | True |  | True | True | False | False |  |  |  |  | False | [9 empty] | Non Federally-Regulated | 12/23/2010 |  | 07/01/2014
Leviton Manufacturing Co., Inc. | Leviton | mzn30-*01 | Multi-Level Daylighting Contro |  | True | True |  | True | True | True | True | [14 empty] | Non Federally-Regulated | 05/11/2005 |  | 01/07/2010
Home Automation, Inc. | Home Automation, Inc. | 20A00-53 | Automatic Time Switch Control | System | True | True |  | True | True | [16 empty] | Non Federally-Regulated | 02/21/2012 |  | 07/01/2014
Novitas, Inc. | Novitas | 01-161-** | Ultrasonic Occupant / Motion S |  | True | True |  | True | True | True | True | True |  |  |  |  | True | True | True | False | True | False |  |  |  | Non Federally-Regulated | 09/06/2005 |  | 08/18/2006
INNCOM by Honeywell | Novar | LingoSE | Automatic Time Switch Control |  | True | True |  | True | True | [16 empty] | Non Federally-Regulated | 09/22/2006 |  | 01/07/2010
Legrand / Pass & Seymour | Legrand / Pass & Seymour | CD4FBNA* | Dimmer | Device | True | True |  | True | True | True | True | False |  |  |  | False | [9 empty] | Non Federally-Regulated | 12/23/2010 |  | 07/01/2014
WattStopper, Inc. | WattStopper | CN100 | Occupant / Motion / Vacancy Se |  | True | True |  | True | [17 empty] | Non Federally-Regulated | 06/27/2005 |  | 01/07/2010
Lutron Electronics Co., Inc. | Lutron | SPS-1000M******* | Dimmer | Device | True | True |  | True | True | True | True | False |  |  |  | False | [9 empty] | Non Federally-Regulated | 12/28/2009 |  | 01/21/2014
WattStopper, Inc. | WattStopper | LS190 | Photosensor / Photocontrol Dev |  | True | True |  | True | [17 empty] | Non Federally-Regulated | 07/30/2002 |  | 01/07/2010
Lithonia Lighting | Panelmax Series | RC PC A AT | Photosensor / Photocontrol Dev |  | True | True |  | True | [17 empty] | Non Federally-Regulated | 12/13/1994 |  | 01/07/2010
Emerson Climate Technologies Retail Solutions | E2 | CX-300/400 | Automatic Daylighting Control | System | True | True | True | True | True | True | True | True | True | True | True | True |  | True | [7 empty] | Non Federally-Regulated | 10/30/2012 |  | 07/01/2014
Intermatic, Inc. | Intermatic | ET71615CR24 | Astronomical Time Switch Contr |  | True | True |  | True | True | True | True | True | True | True |  |  |  | True | False | False | [5 empty] | Non Federally-Regulated | 06/29/2006 |  | 01/07/2010
Echoflex Solutions, Inc. | Echoflex | ERNR-AI* | Photosensor / Photocontrol Dev | Device | True | True | True | [18 empty] | Non Federally-Regulated | 12/08/2014 |  | 03/24/2015
Mytech Corp. | Mytech | OMNI-IR-RP | Occupant / Motion / Vacancy Se |  | True | True |  | True | [17 empty] | Non Federally-Regulated | 06/04/1999 |  | 01/07/2010
WattStopper, Inc. | WattStopper | CI355 | Occupant / Motion / Vacancy Se |  | True | True |  | True | [17 empty] | Non Federally-Regulated | 07/01/2005 |  | 01/07/2010
Lutron Electronics Co., Inc. | Softswitch 128 | XPS8-******-** | Astronomical Time Switch Contr |  | True | True |  | True | True | True | True | True | True | True | [11 empty] | Non Federally-Regulated | 09/19/2005 |  | 01/07/2010
Siemens Energy & Automation | Siemens Energy & Automation | 5WG1 704-8XG22 | Automatic Time Switch Control |  | True | True |  | True | True | [8 empty] | True | True | True | [5 empty] | Non Federally-Regulated | 12/19/2005 |  | 01/07/2010
Sentry, LLC | Sentry Switch | SS23277 | Automatic Time Switch Control |  | True | True |  | True | True | [16 empty] | Non Federally-Regulated | 08/11/2000 |  | 01/07/2010
Intermatic, Inc. | Grasslin | PC1-digi20-277-LS2+ E300 | Exterior Photocontrol Device |  | True | True | [11 empty] | True | True | True | [5 empty] | Non Federally-Regulated | 11/10/2008 |  | 01/07/2010
Lutron Electronics Co., Inc. | Lutron | MAF-6AM-277***** | Dimmer | Device | True | True |  | True | True | True | True | False |  |  |  | False | [9 empty] | Non Federally-Regulated | 12/28/2009 |  | 07/01/2014
Leviton Manufacturing Co., Inc. | Leviton | mzn22-*02 | Automatic Time Switch Control |  | True | True |  | True | True | [16 empty] | Non Federally-Regulated | 09/14/2006 |  | 01/07/2010
Maple Chase Co. | Paragon Electrical Products | EL7200/120V | Automatic Time Switch Control |  | True | True |  | True | True | [16 empty] | Non Federally-Regulated | 12/15/1998 |  | 01/07/2010
Delta Controls, Inc. | Delta Controls, Inc. | DLS-E* | Multi-Level Astronomical Time |  | True | True |  | True | True | True | True | True | True | True |  |  |  | False | True | True | [5 empty] | Non Federally-Regulated | 04/03/2009 |  | 01/07/2010
ZHEJIANG YUANTAI ELECTRICAL TECHNOLOGY CO., LTD. | Enerware | YM2107 | Occupant / Motion / Vacancy Se | Device | True | True |  | True | True | True | False |  |  |  |  | False | [9 empty] | Non Federally-Regulated | 10/05/2011 |  | 07/01/2014
Lutron Electronics Co., Inc. | HomeWorks QS | HQRD-8S-DV | Manual-On Occupant Sensor | System | True | True |  | True | True | True | True | True | False |  |  |  |  | False | [7 empty] | Non Federally-Regulated | 07/10/2012 |  | 07/01/2014
Sensor Switch, Inc. | Sensor Switch | WS117D2P | Occupant / Motion / Vacancy Se |  | True | True |  | True | [17 empty] | Non Federally-Regulated | 10/25/1996 |  | 11/19/2001
Cooper Controls | Greengate | OXC-P-* | Occupant / Motion / Vacancy Se | Device | True | True |  | True | True | False | False |  |  |  |  | False | [9 empty] | Non Federally-Regulated | 04/15/2011 |  | 05/10/2011
Carrier Corp. | Carrier | 33CS2PP2S-01 | Automatic Time Switch Control |  | True | True |  | True | True | [8 empty] | True | True | True | [5 empty] | Non Federally-Regulated | 03/13/2008 |  | 07/24/2015
Leviton Manufacturing Co., Inc. | Leviton | R24SD-*** | Automatic Time Switch Control |  | True | True |  | True | True | [16 empty] | Non Federally-Regulated | 08/17/2004 |  | 01/07/2010
Legrand / Pass & Seymour | Legrand / Pass & Seymour | R1003P* | Dimmer | Device | True | True |  | True | True | True | True | True | True | True | True | False | [9 empty] | Non Federally-Regulated | 09/14/2012 |  | 07/01/2014
Legrand / Wiremold | WattStopper | LRD2A | Dimmer | System | True | True | True | True | True | True | True | True | True | True | True | True | [9 empty] | Non Federally-Regulated | 03/23/2010 |  | 07/01/2014
Cooper Wiring Devices | Novitas | 01-PCA-CA | Photosensor / Photocontrol Dev |  | True | False |  | True | [17 empty] | Non Federally-Regulated | 08/18/2006 |  | 04/10/2008
Hubbell Building Automation | Hubbell Building Automation | WIH-BAS-* | Automatic Time Switch Control | System | True | True |  | True | True | [16 empty] | Non Federally-Regulated | 12/09/2013 |  | 02/04/2014
Legrand / Wiremold | WattStopper | GSE-SWD-WH | Manual-On Occupant Sensor | System | True | True | True | True | True | True | True | True | True | True | True | True | True | True | True | True |  | True |  |  |  | Non Federally-Regulated | 03/23/2010 |  | 07/01/2014
Lutron Electronics Co., Inc. | Lutron | SPSW-603******** | Dimmer | Device | True | True |  | True | True | True | True | False |  |  |  | False | [9 empty] | Non Federally-Regulated | 12/28/2009 |  | 01/21/2014
Siemens Energy & Automation | Siemens Energy & Automation | 5WG1 704-8XG34 | Automatic Time Switch Control |  | True | True |  | True | True | [8 empty] | True | True | True | [5 empty] | Non Federally-Regulated | 12/19/2005 |  | 01/07/2010
Trane U.S. Inc. | Tracer | UC400 | Automatic Daylighting Control | Device | True | True | True | True | False |  |  | True | True | True | True | True |  | True | [7 empty] | Non Federally-Regulated | 12/27/2012 |  | 07/01/2014
Sensor Switch, Inc. | Sensor Switch | nRM 6******* | Occupant / Motion / Vacancy Se | System | True | True |  | True | True | False | False |  |  |  |  | False | [9 empty] | Non Federally-Regulated | 04/28/2010 |  | 07/01/2014
Cooper Controls | Greengate | OMC-U-1001-25-R | Ultrasonic Occupant / Motion S |  | True | True |  | True | True | True | True | True | [13 empty] | Non Federally-Regulated | 11/07/2008 |  | 01/07/2010
Legrand / Wiremold | WattStopper | PROTOCOL BRIDGE | Automatic Daylighting Control | System | True | True | True | True | True | True | True | True | True | True | True | True |  | True | [7 empty] | Non Federally-Regulated | 03/23/2010 |  | 07/01/2014
Cooper Controls | iLumin | SC120V-**-RPB-**-**-20-S-**-**-** | Automatic Daylighting Control | System | True | True | True | True | True | True | True | True | True | True | True | True |  | True | [7 empty] | Non Federally-Regulated | 04/15/2011 |  | 07/01/2014
Lutron Electronics Co., Inc. | Lutron | VY-1000M******** | Dimmer | Device | True | True |  | True | True | True | True | False |  |  |  | False | [9 empty] | Non Federally-Regulated | 12/28/2009 |  | 07/01/2014
Intermatic, Inc. | Intermatic | K4023C | Photosensor / Photocontrol Dev | Device | True | True |  | False | False | [16 empty] | Non Federally-Regulated | 01/20/2010 |  | 07/01/2014
Convia, Inc., A Herman Miller Co. | Convia | GSE-PDC-03 | Exterior Photocontrol Device |  | True | True | [11 empty] | False | True | True | [5 empty] | Non Federally-Regulated | 04/04/2008 |  | 01/07/2010
Siemens Energy & Automation | Siemens Energy & Automation | 5WG1 705-8XK04 | Automatic Time Switch Control |  | True | True |  | True | True | [8 empty] | True | True | True | [5 empty] | Non Federally-Regulated | 12/19/2005 |  | 01/07/2010
Lutron Electronics Co., Inc. | Lutron | SCL-1*********** | Dimmer | Device | True | True |  | True | True | True | True | False |  |  |  | False | [9 empty] | Non Federally-Regulated | 03/19/2013 |  | 01/21/2014
Siemens Energy & Automation | Siemens Energy & Automation | 5WG1 705-8XJ14 | Automatic Time Switch Control |  | True | True |  | True | True | [8 empty] | True | True | True | [5 empty] | Non Federally-Regulated | 12/19/2005 |  | 01/07/2010
Legrand / Wiremold | WattStopper | CECRFB SERIES | Astronomical Time Switch Contr | System | True | True |  | True | True | True | True | True | True | True | [11 empty] | Non Federally-Regulated | 03/23/2010 |  | 07/01/2014
Universal Energy Control, Inc. | Automatic Infrared Ceiling Switch | AICS-RC-120V | Occupant / Motion / Vacancy Se |  | False | False |  | True | [17 empty] | Non Federally-Regulated | 01/01/1989 |  | 04/06/1998
Legrand / Pass & Seymour | Legrand / Pass & Seymour | CDFB83P* | Dimmer | Device | True | True |  | True | True | True | True | True | True | True | True | False | [9 empty] | Non Federally-Regulated | 09/14/2012 |  | 07/01/2014
Automated Logic Corp. | Automated Logic Corp. | G220 | Automatic Time Switch Control |  | True | True |  | True | True | [16 empty] | Non Federally-Regulated | 06/26/2002 |  | 01/07/2010
Vantage Controls, Inc. | Vantage Controls, Inc. | RD2A* | Dimmer | System | True | True | True | True | False |  | True | False |  |  |  | True | [9 empty] | Non Federally-Regulated | 04/28/2010 |  | 07/01/2014
Intermatic, Inc. | Gasmaster | FM1D50-24U | Automatic Time Switch Control | Device | True | True | True | False | [17 empty] | Non Federally-Regulated | 07/17/2014 |  | 08/05/2014
Siemens Energy & Automation | Siemens Energy & Automation | 5WG1 703-8XA22 | Automatic Time Switch Control |  | True | True |  | True | True | [8 empty] | True | True | True | [5 empty] | Non Federally-Regulated | 12/19/2005 |  | 01/07/2010
Siemens Energy & Automation | Siemens Energy & Automation | 5WG1 705-8XK31 | Automatic Time Switch Control |  | True | True |  | True | True | [8 empty] | True | True | True | [5 empty] | Non Federally-Regulated | 12/19/2005 |  | 01/07/2010
Intelliswitch, S.A. de C.V. | Intelliswitch, S.A. de C.V. | IDSW XH4-RS-277 | Multi-Level Occupant Sensor | Device | True | True | True | True | True | True | True | True | True | False | True | True |  | False | [7 empty] | Non Federally-Regulated | 03/15/2012 |  | 07/01/2014
Vantage Controls, Inc. | Vision II | AE108 | Automatic Daylighting Control |  | True | True |  | True | False |  | False | [9 empty] | True |  |  |  |  | Non Federally-Regulated | 07/01/1996 |  | 01/07/2010
Starfield Controls, Inc. | Starfield Controls, Inc. | TR205** | Automatic Time Switch Control |  | True | True |  | True | True | [16 empty] | Non Federally-Regulated | 03/14/2006 |  | 01/07/2010
International Conservation Systems, Inc. | Ultralight | 800 | Ultrasonic Occupant / Motion S |  | False | False |  | True | True | True | True | True | [13 empty] | Non Federally-Regulated | 04/01/1988 |  | 04/06/1998
Lutron Electronics Co., Inc. | Grafik Eye | GRX-4106-T-** | Automatic Time Switch Control |  | True | True |  | True | True | [16 empty] | Non Federally-Regulated | 01/31/1996 |  | 05/09/2000
Pass & Seymour / Legrand | Rex | 49683 | Automatic Time Switch Control |  | True | True |  | True | True | [16 empty] | Non Federally-Regulated | 02/09/1995 |  | 01/07/2010
CentraLite Systems, Inc. | Elegance | CLRB-24/E | Automatic Time Switch Control | System | True | True |  | True | True | [16 empty] | Non Federally-Regulated | 04/15/2011 |  | 07/01/2014
Burle Industries | Honeywell | EL7650-A-1019 | Occupant / Motion / Vacancy Se |  | True | True |  | True | [17 empty] | Non Federally-Regulated | 08/02/1993 |  | 01/07/2010
Lutron Electronics Co., Inc. | Lutron | CCP-******-*****-**-CGP*** | Dimmer | System | True | True |  | True | True | True | True | False |  |  |  | False | [9 empty] | Non Federally-Regulated | 07/10/2012 |  | 07/01/2014
Lighting Control & Design | Lighting Control & Design | GR20**/**-XTC** | Automatic Time Switch Control |  | True | True |  | True | True | [16 empty] | Non Federally-Regulated | 01/20/1998 |  | 06/22/2005
Lutron Electronics Co., Inc. | Lutron | MASCLV-1000***** | Dimmer | Device | True | True |  | True | True | True | True | False |  |  |  | False | [9 empty] | Non Federally-Regulated | 12/28/2009 |  | 01/21/2014
Siemens Energy & Automation | Siemens Energy & Automation | 5WG1 704-8XD03 | Automatic Time Switch Control |  | True | True |  | True | True | [8 empty] | True | True | True | [5 empty] | Non Federally-Regulated | 12/19/2005 |  | 01/07/2010
Mytech Corp. | Mytech | SS-2 | Ultrasonic Occupant / Motion S |  | True | True |  | True | True | True | True | True | [13 empty] | Non Federally-Regulated | 02/01/1993 |  | 11/15/1993
Siemens Energy & Automation | Siemens Energy & Automation | 5WG1 704-8XJ03 | Automatic Time Switch Control |  | True | True |  | True | True | [8 empty] | True | True | True | [5 empty] | Non Federally-Regulated | 12/19/2005 |  | 01/07/2010
Sensor Switch, Inc. | Sensor Switch | CMRB 9*********** | Occupant / Motion / Vacancy Se | Device | True | True |  | True | True | False | False |  |  |  |  | False | [9 empty] | Non Federally-Regulated | 04/28/2010 |  | 07/01/2014
WattStopper, Inc. | WattStopper | LI24*-*-*C-* | Automatic Time Switch Control |  | True | True |  | True | True | [16 empty] | Non Federally-Regulated | 08/25/2003 |  | 01/07/2010
Legrand / Wiremold | WattStopper | LRD2B | Manual-On Occupant Sensor | System | True | True | True | True | True | True | True | True | True | True | True | True | True | True | True | True |  | True |  |  |  | Non Federally-Regulated | 03/23/2010 |  | 07/01/2014
WattStopper, Inc. | WattStopper | PW-101D-* | Multi-Level Occupant Sensor | Device | True | True | True | True | True | True | True | True | False | False | True | True |  | False | [7 empty] | Non Federally-Regulated | 04/29/2010 |  | 07/01/2014
Blue Ridge Technologies | Blue Ridge Technologies | SCAO8-** | Automatic Time Switch Control | System | True | True |  | True | True | [16 empty] | Non Federally-Regulated | 07/23/2013 |  | 07/01/2014
PCI Lighting Controls | Switchkeeper | SWITCHKEEPER | Automatic Time Switch Control |  | True | True |  | True | True | [16 empty] | Non Federally-Regulated | 10/19/2001 |  | 04/10/2008
Lutron Electronics Co., Inc. | Grafik Eye | GRX-3104-*-** | Occupant / Motion / Vacancy Se |  | True | True |  | True | [17 empty] | Non Federally-Regulated | 05/09/2000 |  | 09/19/2005
Intermatic, Inc. | Intermatic | EI235LA | Automatic Time Switch Control |  | True | True |  | True | True | [16 empty] | Non Federally-Regulated | 01/03/2008 |  | 01/07/2010
Pass & Seymour / Legrand | Rex | 49684 | Automatic Time Switch Control |  | True | True |  | True | True | [16 empty] | Non Federally-Regulated | 02/09/1995 |  | 01/07/2010
Enlighted, Inc. | Enlighted | SU-2-** | Dimmer | System | True | True |  | True | True | True | True | False |  |  |  | False | [9 empty] | Non Federally-Regulated | 09/17/2012 |  | 07/01/2014
Hubbell Building Automation | Hubbell Building Automation | LB1 | Occupant / Motion / Vacancy Se |  | True | True |  | True | [17 empty] | Non Federally-Regulated | 05/20/2004 |  | 01/07/2010
Lutron Electronics Co., Inc. | Lutron | SPSELV-600M***** | Dimmer | Device | True | True |  | True | True | True | True | False |  |  |  | False | [9 empty] | Non Federally-Regulated | 12/28/2009 |  | 01/21/2014
Sensor Switch, Inc. | Sensor Switch | WSD-PDT-SA-*-*-*-*-** | Occupant / Motion / Vacancy Se |  | True | True |  | True | [17 empty] | Non Federally-Regulated | 03/01/2006 |  | 01/07/2010
Intermatic, Inc. | Grasslin | PC2-D30-120-LS2 | Automatic Daylighting Control |  | True | True | True | True | False |  | True | True | True | True | True | False |  | True | False | False | [5 empty] | Non Federally-Regulated | 09/05/2008 |  | 01/07/2010
Leviton Manufacturing Co., Inc. | Leviton | VP0SR | Dimmer | System | True | True |  | True | True | True | True | False |  |  |  | False | [9 empty] | Non Federally-Regulated | 11/12/2010 |  | 07/01/2014
Convia, Inc., A Herman Miller Co. | Convia | GSE-PFC-02 | Manual-On Occupant Sensor | System | True | True | True | True | True | True | True | True | True | True | True | True | True | True | True | True |  | True |  |  |  | Non Federally-Regulated | 03/04/2010 |  | 04/27/2011
Tork | Tork | DGS180-24 (24VAC) | Automatic Time Switch Control |  | True | True |  | True | True | [16 empty] | Non Federally-Regulated | 02/07/1994 |  | 01/07/2010
Lutron Electronics Co., Inc. | Centralized Lighting Control | G6-AR-****-*-120 | Automatic Time Switch Control |  | True | True |  | True | True | [16 empty] | Non Federally-Regulated | 09/19/2005 |  | 01/07/2010
Schneider Electric | SERP | SERPL64HS | Multi-Level Astronomical Time | System | True | True |  | True | True | True | True | True | True | True | [11 empty] | Non Federally-Regulated | 09/11/2012 |  | 07/01/2014
Lutron Electronics Co., Inc. | Lutron | ULOS-CDT-1000R*** | Occupant / Motion / Vacancy Se | System | True | True |  | True | True | True | True | True | True | True | True | False | [9 empty] | Non Federally-Regulated | 12/13/2012 |  | 07/01/2014
Trane U.S. Inc. | Tracer | BMTX********* with 4950 0*90 | Automatic Time Switch Control | System | True | True |  | True | True | [16 empty] | Non Federally-Regulated | 04/15/2011 |  | 07/01/2014
Siemens Energy & Automation | Siemens Energy & Automation | 5WG1 704-8XE21 | Automatic Time Switch Control |  | True | True |  | True | True | [8 empty] | True | True | True | [5 empty] | Non Federally-Regulated | 12/19/2005 |  | 01/07/2010
Pass & Seymour / Legrand | Switchplan | OSC3000GRY | Occupant / Motion / Vacancy Se |  | True | True |  | True | [17 empty] | Non Federally-Regulated | 03/29/1993 |  | 01/07/2010
Lutron Electronics Co., Inc. | Lutron | CCP-********-******-**-CGP**** | Multi-Level Astronomical Time | System | True | True |  | True | True | True | True | True | True | True | [11 empty] | Non Federally-Regulated | 07/10/2012 |  | 07/01/2014
GE Industrial Systems | GE Industrial Systems | RSENUS2LV | Photosensor / Photocontrol Dev |  | True | False |  | True | [17 empty] | Non Federally-Regulated | 03/20/2001 |  | 01/07/2010
Vantage Controls, Inc. | Vantage Controls, Inc. | RD32* | Dimmer | System | True | True | True | True | False |  | True | False |  |  |  | True | [9 empty] | Non Federally-Regulated | 04/28/2010 |  | 07/01/2014
Encelium Technologies | Encelium Technologies | ECU-100 | Photosensor / Photocontrol Dev |  | True | True |  | True | [17 empty] | Non Federally-Regulated | 12/19/2006 |  | 01/07/2010
Sensor Switch, Inc. | Sensor Switch | nCMB 6 2P****** | Occupant / Motion / Vacancy Se | System | True | True |  | True | True | False | False |  |  |  |  | False | [9 empty] | Non Federally-Regulated | 04/28/2010 |  | 07/01/2014
Intermatic, Inc. | Grasslin | LM2-I-120-LS2 | Photosensor / Photocontrol Dev | Device | True | True |  | False | False | [16 empty] | Non Federally-Regulated | 01/20/2010 |  | 07/01/2014
Hubbell Building Automation | Hubbell Building Automation | OMNIUS2000 | Ultrasonic Occupant / Motion S |  | True | True |  | True | True | True | True | True | [13 empty] | Non Federally-Regulated | 05/20/2004 |  | 01/07/2010
Convia, Inc., A Herman Miller Co. | Convia | GSE-PDC-01 | Automatic Daylighting Control | System | True | True | True | True | True | True | True | True | True | True | True | True |  | True | [7 empty] | Non Federally-Regulated | 03/04/2010 |  | 07/01/2014
Sensor Switch, Inc. | Sensor Switch | WSDRR7-I | Occupant / Motion / Vacancy Se |  | True | True |  | True | [17 empty] | Non Federally-Regulated | 10/25/1996 |  | 11/19/2001
Starfield Controls, Inc. | Starfield Controls, Inc. | TR217 | Automatic Time Switch Control |  | True | True |  | True | True | [16 empty] | Non Federally-Regulated | 02/19/2008 |  | 01/07/2010
Vantage Controls, Inc. | Vantage Controls, Inc. | RD3A* | Dimmer | System | True | True | True | True | False |  | True | False |  |  |  | True | [9 empty] | Non Federally-Regulated | 04/28/2010 |  | 07/01/2014
JWP Infracon, Inc. | Infracon 180 Wide View Sensor | 800 | Occupant / Motion / Vacancy Se |  | False | False |  | True | [17 empty] | Non Federally-Regulated | 01/01/1989 |  | 04/06/1998
Sensor Switch, Inc. | Sensor Switch | nCMRB PDT 10 2P****** | Occupant / Motion / Vacancy Se | System | True | True |  | True | True | False | False |  |  |  |  | False | [9 empty] | Non Federally-Regulated | 04/28/2010 |  | 07/01/2014
Intermatic, Inc. | Intermatic, Inc. | HB800RCL | Automatic Time Switch Control | Device | True | True |  | True | True | [16 empty] | Non Federally-Regulated | 04/15/2011 |  | 07/01/2014
Siemens Energy & Automation | Siemens Energy & Automation | 5WG1 703-8XH31 | Automatic Time Switch Control |  | True | True |  | True | True | [8 empty] | True | True | True | [5 empty] | Non Federally-Regulated | 12/19/2005 |  | 01/07/2010
Universal Energy Control, Inc. | Automatic Infrared Ceiling Switch | AICS-RC-277V | Occupant / Motion / Vacancy Se |  | False | False |  | True | [17 empty] | Non Federally-Regulated | 01/01/1989 |  | 04/06/1998
Cooper Controls | Greengate | CKM-**-**-**-**-S-**-****-*** | Multi-Level Astronomical Time | System | True | True |  | True | True | True | True | True | True | True | [11 empty] | Non Federally-Regulated | 04/15/2011 |  | 07/01/2014
Douglas Lighting Controls | Douglas | WTP4408 | Automatic Time Switch Control |  | True | True |  | True | True | [16 empty] | Non Federally-Regulated | 06/25/2001 |  | 10/31/2005
Lutron Electronics Co., Inc. | Grafik 5000 | GR5MXINP | Photosensor / Photocontrol Dev |  | True | True |  | True | [17 empty] | Non Federally-Regulated | 09/12/2003 |  | 09/19/2005
Matsushita / Honeywell | Honeywell | LITECOM/W7505 | Automatic Time Switch Control |  | True | True |  | True | True | [16 empty] | Non Federally-Regulated | 08/11/1992 |  | 01/07/2010
Sensor Switch, Inc. | Sensor Switch | CMR-ADC-*-** | Automatic Daylighting Control |  | True | True | True | True | False |  | True | True | True | True | True | True | True | True | False | True |  | False |  |  |  | Non Federally-Regulated | 03/01/2006 |  | 01/07/2010
Convia, Inc., A Herman Miller Co. | Convia | GSE-RDR | Multi-Level Occupant Sensor | System | True | True | True | True | True | True | True | True | True | True | True | True | True | True | True | True | True | True |  |  |  | Non Federally-Regulated | 03/04/2010 |  | 04/27/2011
PLC Multipoint, Inc. | PLC Multipoint | LC8 | Automatic Daylighting Control |  | True | True | True | True | False |  | True | True | True | True | True | True |  | True | False | False | [5 empty] | Non Federally-Regulated | 07/19/2006 |  | 01/07/2010
Lighting Control & Design | Lighting Control & Design | GR40**/**SLAVE*******d | Automatic Daylighting Control | System | True | True | True | True | True | True | True | False |  |  | True | True |  | True | [7 empty] | Non Federally-Regulated | 12/28/2009 |  | 07/01/2014
Tork | Tork | DZS200AP-24 | Astronomical Time Switch Contr |  |  |  |  | True | True | True | True | True | True | True | [11 empty] | Non Federally-Regulated | 04/27/2006 |  | 01/07/2010
Cooper Controls | Greengate | ODC-U-2000-25-R | Ultrasonic Occupant / Motion S |  | True | True |  | True | True | True | True | True | [13 empty] | Non Federally-Regulated | 11/07/2008 |  | 01/07/2010
Lutron Electronics Co., Inc. | Homeworks | ST-2B-**-** | Occupant / Motion / Vacancy Se |  | True | True |  | True | [17 empty] | Non Federally-Regulated | 08/13/2007 |  | 01/07/2010
Lutron Electronics Co., Inc. | Lutron | XP40-******************* | Multi-Level Astronomical Time | System | True | True |  | True | True | True | True | True | True | True | [11 empty] | Non Federally-Regulated | 12/28/2009 |  | 07/01/2014
Tork | Tork | K800Z | Astronomical Time Switch Contr |  |  |  |  | True | True | True | True | True | True | True | [11 empty] | Non Federally-Regulated | 04/27/2006 |  | 01/07/2010
Cooper Controls | Greengate | OEF-P-* | Occupant / Motion / Vacancy Se | System | True | True |  | True | True | False | False |  |  |  |  | False | [9 empty] | Non Federally-Regulated | 04/15/2011 |  | 07/01/2014
Convia, Inc., A Herman Miller Co. | Convia | GSE-SCD-WH | Occupant / Motion / Vacancy Se |  | True | True |  | True | [8 empty] | True | True | True | True | True | True |  |  |  | Non Federally-Regulated | 04/04/2008 |  | 01/07/2010
Siemens Energy & Automation | Siemens Energy & Automation | 5WG1 705-8XH22 | Automatic Time Switch Control |  | True | True |  | True | True | [8 empty] | True | True | True | [5 empty] | Non Federally-Regulated | 12/19/2005 |  | 01/07/2010
Convia, Inc., A Herman Miller Co. | Convia | GSE-SCW-WH | Automatic Time Switch Control |  | True | True |  | True | True | [8 empty] | True | True | True | [5 empty] | Non Federally-Regulated | 04/04/2008 |  | 01/07/2010
Intermatic, Inc. | Gasmaster | GMXQW-I-120 | Automatic Time Switch Control | Device | True | True | True | False | [17 empty] | Non Federally-Regulated | 07/17/2014 |  | 08/05/2014
Lutron Electronics Co., Inc. | Lutron | XPS12-******************* | Multi-Level Astronomical Time | System | True | True |  | True | True | True | True | True | True | True | [11 empty] | Non Federally-Regulated | 12/28/2009 |  | 07/01/2014
Legrand / Pass & Seymour | Legrand / Pass & Seymour | CSU2200* | Occupant / Motion / Vacancy Se | Device | True | True |  | True | True | True | True | True | True | True | True | False | [9 empty] | Non Federally-Regulated | 12/30/2012 |  | 07/01/2014
Intelliswitch, S.A. de C.V. | Intelliswitch, S.A. de C.V. | IDSW 2H2-IS-120 | Multi-Level Occupant Sensor | Device | True | True | True | True | True | True | True | True | True | False | True | True |  | False | [7 empty] | Non Federally-Regulated | 03/15/2012 |  | 07/01/2014
Legrand / Pass & Seymour | Legrand / Pass & Seymour | TDLV703P* | Dimmer | Device | True | True |  | True | True | True | True | True | True | True | True | False | [9 empty] | Non Federally-Regulated | 09/14/2012 |  | 07/01/2014
Cooper Wiring Devices | Novitas | 01-230 | Ultrasonic Occupant / Motion S |  | True | True |  | True | True | True | True | True | [13 empty] | Non Federally-Regulated | 08/18/2006 |  | 04/10/2008
Tork | Tork | K801Z-2 (240VAC) | Automatic Time Switch Control |  | True | True |  | True | True | [16 empty] | Non Federally-Regulated | 02/07/1994 |  | 01/07/2010
Lutron Electronics Co., Inc. | Lutron | C-603P********** | Dimmer | Device | True | True |  | True | True | True | True | True | True | True | True | False | [9 empty] | Non Federally-Regulated | 04/28/2010 |  | 01/21/2014
Siemens Energy & Automation | Siemens Energy & Automation | 5WG1 705-8XC25 | Automatic Time Switch Control |  | True | True |  | True | True | [8 empty] | True | True | True | [5 empty] | Non Federally-Regulated | 12/19/2005 |  | 01/07/2010
Legrand / Wiremold | WattStopper | NPM22 | Dimmer | System | True | True | True | True | True | True | True | True | True | True | True | True | [9 empty] | Non Federally-Regulated | 03/23/2010 |  | 07/01/2014
Cooper Controls | Novitas | 01-087-** | Ultrasonic Occupant / Motion S |  | True | True |  | True | True | True | True | True | [13 empty] | Non Federally-Regulated | 11/07/2008 |  | 01/07/2010
Vantage Controls, Inc. | Vantage Controls, Inc. | DS11* | Dimmer | System | True | True | True | True | False |  | True | False |  |  |  | True | [9 empty] | Non Federally-Regulated | 04/28/2010 |  | 07/01/2014
Legrand / Wiremold | WattStopper | LRD1A | Multi-Level Astronomical Time | System | True | True |  | True | True | True | True | True | True | True | [11 empty] | Non Federally-Regulated | 03/23/2010 |  | 07/01/2014
Cooper Controls | iLumin | SC347V-**-RPB-**-**-20-S-**-**-** | Dimmer | System | True | True | True | True | True | True | True | True | True | True | True | True | [9 empty] | Non Federally-Regulated | 04/15/2011 |  | 07/01/2014
Lutron Electronics Co., Inc. | Lutron | CCP-******-*****-** | Multi-Level Astronomical Time | System | True | True |  | True | True | True | True | True | True | True | [11 empty] | Non Federally-Regulated | 07/10/2012 |  | 07/01/2014
Leviton Manufacturing Co., Inc. | Leviton | RE4SD-*** | Occupant / Motion / Vacancy Se | System | True | True |  | True | True | False | True | True | True | True | True | False | [9 empty] | Non Federally-Regulated | 03/04/2010 |  | 07/01/2014
Tork | Tork | K601Z | Multi-Level Astronomical Time | Device | True | True |  | True | True | True | True | True | True | True | [11 empty] | Non Federally-Regulated | 04/28/2010 |  | 07/01/2014
Computer Process Controls | Computer Process Controls | 830-1121 | Automatic Time Switch Control |  | True | True |  | True | True | [16 empty] | Non Federally-Regulated | 12/24/1998 |  | 01/07/2010
Convia, Inc., A Herman Miller Co. | Convia | FSN-BSI | Multi-Level Astronomical Time | System | True | True |  | True | True | True | True | True | True | True | [11 empty] | Non Federally-Regulated | 03/04/2010 |  | 07/01/2014
WattStopper, Inc. | WattStopper | WT-1100 | Occupant / Motion / Vacancy Se | Device | True | True |  | True | True | False | True | True | True | True | True | False | [9 empty] | Non Federally-Regulated | 05/28/2010 |  | 07/01/2014
Desa Specialty, LLC | Heath Zenith | SL-5677 | Exterior Photocontrol Device |  | True | False | [11 empty] | True | True | True | [5 empty] | Non Federally-Regulated | 05/26/2005 |  | 09/20/2007
Lutron Electronics Co., Inc. | Lutron | CCP-********-******-**-CGP**** | Dimmer | System | True | True |  | True | True | True | True | False |  |  |  | False | [9 empty] | Non Federally-Regulated | 07/10/2012 |  | 07/01/2014
Magnetek Universal Manufacturing | Luminoptics | 851-D-0820 | Automatic Daylighting Control |  | True | False |  | True | True | True | False | [9 empty] | True |  |  |  |  | Non Federally-Regulated | 08/06/1992 |  | 01/07/2010
Legrand / Pass & Seymour | Legrand / Pass & Seymour | CDFB5NA* | Dimmer | Device | True | True |  | True | True | True | True | False |  |  |  | False | [9 empty] | Non Federally-Regulated | 12/23/2010 |  | 07/01/2014
Douglas Lighting Controls | Douglas | WTP4408 | Automatic Time Switch Control |  | True | True |  | True | True | [8 empty] | True | True | True | [5 empty] | Non Federally-Regulated | 10/31/2005 |  | 01/07/2010
Sensor Switch, Inc. | Sensor Switch | RM PC ADC****** | Automatic Daylighting Control | Device | True | True | True | True | False |  |  | True | True | True | True | True |  | True | [7 empty] | Non Federally-Regulated | 04/28/2010 |  | 07/01/2014
Sensor Switch, Inc. | Sensor Switch | RMR PDT 10 2P********** | Occupant / Motion / Vacancy Se | Device | True | True |  | True | True | False | False |  |  |  |  | False | [9 empty] | Non Federally-Regulated | 04/28/2010 |  | 07/01/2014
Lutron Electronics Co., Inc. | Lutron | LCP44-******************* | Multi-Level Astronomical Time | System | True | True |  | True | True | True | True | True | True | True | [11 empty] | Non Federally-Regulated | 12/28/2009 |  | 07/01/2014
Intermatic, Inc. | Grasslin | FM1D50-12U | Automatic Time Switch Control |  | True | True |  | True | True | [16 empty] | Non Federally-Regulated | 10/15/2008 |  | 01/07/2010
Echoflex Solutions, Inc. | Echoflex | TAP-21* | Photosensor / Photocontrol Dev | Device | True | True | True | [18 empty] | Non Federally-Regulated | 09/08/2014 |  | 03/24/2015
Lutron Electronics Co., Inc. | Radio RA2 | RR-VCRX*** | Manual-On Occupant Sensor | System | True | True |  | True | True |  | True | True | False |  |  |  |  | False | [7 empty] | Non Federally-Regulated | 12/17/2009 |  | 07/01/2014
Lutron Electronics Co., Inc. | Homeworks | HS16-*********** | Multi-Level Astronomical Time |  | True | True |  | True | True | True | True | True | True | True | [11 empty] | Non Federally-Regulated | 08/13/2007 |  | 01/07/2010
Legrand / Wiremold | WattStopper | LRD1F | Automatic Daylighting Control | System | True | True | True | True | True | True | True | True | True | True | True | True |  | True | [7 empty] | Non Federally-Regulated | 03/23/2010 |  | 07/01/2014
Lithonia Lighting | Panelmax Series | RCSK 16 120/277 | Automatic Time Switch Control |  | True | True |  | True | True | [16 empty] | Non Federally-Regulated | 12/13/1994 |  | 07/24/2006
Lutron Electronics Co., Inc. | Homeworks | HRD-10D*** | Dimmer | System | True | True |  | True | True | True | True | False |  |  |  | False | [9 empty] | Non Federally-Regulated | 12/17/2009 |  | 01/21/2014
Intermatic, Inc. | Grasslin | TALENTO 472-120 | Automatic Time Switch Control |  | True | True |  | True | True | [16 empty] | Non Federally-Regulated | 10/15/2008 |  | 01/07/2010
Cooper Controls | Greengate | CK T 16******* | Occupant / Motion / Vacancy Se | System | True | True |  | True | True | True | True | True | True | True | True | False | [9 empty] | Non Federally-Regulated | 04/15/2011 |  | 07/01/2014
Lutron Electronics Co., Inc. | Lutron | LCP44-******************* | Photosensor / Photocontrol Dev | System | True | True |  | False | False | [16 empty] | Non Federally-Regulated | 12/28/2009 |  | 07/01/2014
ILC Enercon Corp. | ILC Enercon | QUANTUM8R | Automatic Time Switch Control |  | True | True |  | True | True | [16 empty] | Non Federally-Regulated | 08/13/1993 |  | 01/29/2001
Cooper Wiring Devices | Novitas | 01-092-** | Ultrasonic Occupant / Motion S |  | True | True |  | True | True | True | True | True |  |  |  |  | True | True | True | False | True | False |  |  |  | Non Federally-Regulated | 08/18/2006 |  | 04/10/2008
WattStopper, Inc. | WattStopper | RS-350-N | Occupant / Motion / Vacancy Se |  | True | True |  | True | [9 empty] | True | True | True | [5 empty] | Non Federally-Regulated | 02/14/2008 |  | 01/07/2010
Maple Chase Co. | Paragon Electrical Products | EL74 | Automatic Time Switch Control |  | True | True |  | True | True | [16 empty] | Non Federally-Regulated | 12/15/1998 |  | 01/07/2010
Sensor Switch, Inc. | Sensor Switch | LWS-PDT-**-*-*-*-** | Occupant / Motion / Vacancy Se |  | True | True |  | True | [17 empty] | Non Federally-Regulated | 03/01/2006 |  | 01/07/2010
Sensor Switch, Inc. | Sensor Switch | CMB-480-2P-*-** | Occupant / Motion / Vacancy Se |  | True | True |  | True | [17 empty] | Non Federally-Regulated | 03/01/2006 |  | 01/07/2010
Leviton Manufacturing Co., Inc. | Leviton | WSC15-I** | Occupant / Motion / Vacancy Se | System | True | True |  | True | True | False | False |  |  |  |  | False | [9 empty] | Non Federally-Regulated | 03/04/2010 |  | 07/01/2014
Siemens Energy & Automation | Siemens Energy & Automation | 5WG1 705-8XK23 | Automatic Time Switch Control |  | True | True |  | True | True | [8 empty] | True | True | True | [5 empty] | Non Federally-Regulated | 12/19/2005 |  | 01/07/2010
Paragon Electric Co. | Paragon | EC74/192MA/24V | Automatic Time Switch Control |  | True | True |  | True | True | [16 empty] | Non Federally-Regulated | 11/23/1992 |  | 01/21/1999
Colorado Electro-Optics, Inc. | Light Watch 9 Automatic Lighting Control | 9EA150 | Occupant / Motion / Vacancy Se |  | False | False |  | True | [17 empty] | Non Federally-Regulated | 09/01/1984 |  | 04/06/1998
Lighting Control & Design | Lighting Control & Design | GR2400ACC-***DTC******* | Multi-Level Astronomical Time |  | True | True |  | True | True | True | True | True | True | True |  |  |  | True | True | True | [5 empty] | Non Federally-Regulated | 06/22/2005 |  | 12/28/2009
Convia, Inc., A Herman Miller Co. | Convia | GSE-PDC-03 | Dimmer | System | True | True | True | True | True | True | True | True | True | True | True | True | [9 empty] | Non Federally-Regulated | 03/04/2010 |  | 07/01/2014
Siemens Energy & Automation | Siemens Energy & Automation | 5WG1 705-8XD15 | Automatic Time Switch Control |  | True | True |  | True | True | [8 empty] | True | True | True | [5 empty] | Non Federally-Regulated | 12/19/2005 |  | 01/07/2010
Cooper Controls | Greengate | LK4-****** | Automatic Daylighting Control |  | True | True | True | True | False |  | True | True | True | True | True | True |  | True | True | False | [5 empty] | Non Federally-Regulated | 11/07/2008 |  | 01/07/2010
Pass & Seymour / Legrand | Rex | 3790 | Automatic Time Switch Control |  | True | True |  | True | True | [16 empty] | Non Federally-Regulated | 02/09/1995 |  | 01/07/2010
Lutron Electronics Co., Inc. | Lutron | AR-ENT-F******** | Dimmer | Device | True | True |  | True | True | True | True | False |  |  |  | False | [9 empty] | Non Federally-Regulated | 12/28/2009 |  | 07/01/2014
Maple Chase Co. | Paragon Electrical Products | EC72D/240V | Automatic Time Switch Control |  | True | True |  | True | True | [16 empty] | Non Federally-Regulated | 01/21/1999 |  | 01/07/2010
Lutron Electronics Co., Inc. | Lutron | DCI*-*****-** | Dimmer | System | True | True |  | True | True | True | True | False |  |  |  | False | [9 empty] | Non Federally-Regulated | 07/10/2012 |  | 07/01/2014
Lutron Electronics Co., Inc. | Lutron | LUT-HVAC-100-246 | Photosensor / Photocontrol Dev | System | True | True |  | False | False | [16 empty] | Non Federally-Regulated | 07/10/2012 |  | 07/01/2014
Sensor Switch, Inc. | Sensor Switch | WSH-277-TW | Occupant / Motion / Vacancy Se |  | True | True |  | True | [17 empty] | Non Federally-Regulated | 02/04/1997 |  | 11/19/2001
Pass & Seymour / Legrand | Rex | 3789 | Automatic Time Switch Control |  | True | True |  | True | True | [16 empty] | Non Federally-Regulated | 02/27/1997 |  | 04/06/1998
Grasslin Controls Corp. | Grasslin | DIGI322-45/4Y | Automatic Time Switch Control |  | True | True |  | True | True | [16 empty] | Non Federally-Regulated | 05/18/1993 |  | 02/25/2008
Lithonia Lighting | Synergy | SYBPC MLC | Automatic Time Switch Control |  | True | True |  | True | True | [8 empty] | True | True | True | [5 empty] | Non Federally-Regulated | 07/24/2006 |  | 01/07/2010
CentraLite Systems, Inc. | CentraLite Systems, Inc. | Elite | Astronomical Time Switch Contr |  | True | True |  | True | True | True | True | True | True | True | [11 empty] | Non Federally-Regulated | 10/12/2007 |  | 01/07/2010
Cooper Controls | Greengate | DLC-PD-SK | Photosensor / Photocontrol Dev |  | True | False |  | True | [17 empty] | Non Federally-Regulated | 11/07/2008 |  | 01/07/2010
BRK Electronics | BRK Electronics | TL242 | Automatic Time Switch Control |  | True | True |  | True | True | [16 empty] | Non Federally-Regulated | 04/29/1994 |  | 12/11/2000
Delta Controls, Inc. | Delta Controls, Inc. | DLC-G* | Automatic Daylighting Control |  | True | True | True | True | True | True | True | True | True | True | True | True | True | True | True | True |  | True |  |  |  | Non Federally-Regulated | 04/03/2009 |  | 01/07/2010
Lutron Electronics Co., Inc. | Grafik Eye | GRX-3503-*-** | Occupant / Motion / Vacancy Se |  | True | True |  | True | [17 empty] | Non Federally-Regulated | 05/09/2000 |  | 09/19/2005
Mytech Corp. | Mytech | SST8-DC-W | Ultrasonic Occupant / Motion S |  | True | True |  | True | True | True | True | True | [13 empty] | Non Federally-Regulated | 06/04/1999 |  | 01/07/2010
Lutron Electronics Co., Inc. | Lutron | GP40-******************* | Occupant / Motion / Vacancy Se | System | True | True |  | True | True | True | False |  |  |  |  | False | [9 empty] | Non Federally-Regulated | 04/28/2010 |  | 07/01/2014
Convia, Inc., A Herman Miller Co. | Convia | GSE-IRH-WH | Astronomical Time Switch Contr | System | True | True |  | True | True | True | True | True | True | True | [11 empty] | Non Federally-Regulated | 03/04/2010 |  | 07/01/2014
GE Lighting, a Savant company | GE Lighting Controls | CLCINT24-INTD24-000-003* | Automatic Daylighting Control | System | True | True | True | True | False |  |  | False |  |  | True | True |  | True | [7 empty] | Non Federally-Regulated | 07/27/2012 |  | 07/01/2014
Tork | Tork | 5737TM | Exterior Photocontrol Device | [14 empty] | True | True | True | [5 empty] | Non Federally-Regulated | 04/27/2006 |  | 01/07/2010
Hubbell Incorporated | H-Moss | WSS1500A | Occupant / Motion / Vacancy Se |  | True | True |  | True | [17 empty] | Non Federally-Regulated | 02/07/1994 |  | 04/06/1998
Legrand / Pass & Seymour | Legrand / Pass & Seymour | CDFB53P* | Dimmer | Device | True | True |  | True | True | True | True | True | True | True | True | False | [9 empty] | Non Federally-Regulated | 09/14/2012 |  | 07/01/2014
Heathco, LLC | Heath Zenith | SL-4132 | Exterior Photocontrol Device |  | True | False | [11 empty] | True | True | True | [5 empty] | Non Federally-Regulated | 09/21/2007 |  | 01/07/2010
Intermatic, Inc. | Grasslin | PC2-D30-120-LS1 | Automatic Daylighting Control |  | True | True | True | True | False |  | True | True | True | True | True | False |  | True | False | False | [5 empty] | Non Federally-Regulated | 09/05/2008 |  | 01/07/2010
Siemens Energy & Automation | Siemens Energy & Automation | 5WG1 704-8XK21 | Automatic Time Switch Control |  | True | True |  | True | True | [8 empty] | True | True | True | [5 empty] | Non Federally-Regulated | 12/19/2005 |  | 01/07/2010
Siemens Energy & Automation | Siemens Energy & Automation | 5WG1 705-8XE46 | Automatic Time Switch Control |  | True | True |  | True | True | [8 empty] | True | True | True | [5 empty] | Non Federally-Regulated | 12/19/2005 |  | 01/07/2010
Lutron Electronics Co., Inc. | Grafik Eye | RPT7/**-120***** | Automatic Time Switch Control |  | True | True |  | True | True | [16 empty] | Non Federally-Regulated | 09/12/2003 |  | 09/19/2005
Intermatic, Inc. | Grasslin | FM1D20-24U | Automatic Time Switch Control |  | True | True |  | True | True | [16 empty] | Non Federally-Regulated | 10/15/2008 |  | 01/07/2010
Intermatic, Inc. | Grasslin | PC2-277-LS1 | Photosensor / Photocontrol Dev |  | True | True |  | True | [17 empty] | Non Federally-Regulated | 11/10/2008 |  | 01/07/2010
BRK Electronics | BRK Electronics | TS114SR | Automatic Time Switch Control |  | True | True |  | True | True | [16 empty] | Non Federally-Regulated | 04/29/1994 |  | 12/11/2000
Sensor Switch, Inc. | Sensor Switch | nCMB-PDT-10-2P-***** | Occupant / Motion / Vacancy Se |  | True | True |  | True | [17 empty] | Non Federally-Regulated | 11/20/2008 |  | 01/07/2010
Lutron Electronics Co., Inc. | Softswitch 128 | XPS28-******-** | Photosensor / Photocontrol Dev |  | True | True |  | True | [17 empty] | Non Federally-Regulated | 09/19/2005 |  | 01/07/2010
Profile Systems LLC | Profile Systems | Profile P1600 | Automatic Time Switch Control |  | True | True |  | True | True | [16 empty] | Non Federally-Regulated | 02/29/2008 |  | 01/07/2010
Lutron Electronics Co., Inc. | Grafik 6000 | OMX-4608-*-** | Automatic Time Switch Control |  | True | True |  | True | True | [16 empty] | Non Federally-Regulated | 05/24/2000 |  | 09/19/2005
Legrand / Wiremold | WattStopper | NPM12F | Automatic Daylighting Control | System | True | True | True | True | True | True | True | True | True | True | True | True |  | True | [7 empty] | Non Federally-Regulated | 03/23/2010 |  | 07/01/2014
Hubbell Incorporated | H-Moss | ATD1277HW | Occupant / Motion / Vacancy Se |  | True | True |  | True | [17 empty] | Non Federally-Regulated | 05/04/2004 |  | 01/07/2010
Tork | Tork | ES120-2 (240VAC) | Automatic Time Switch Control |  | True | True |  | True | True | [16 empty] | Non Federally-Regulated | 02/07/1994 |  | 04/27/2006
Intermatic, Inc. | Grasslin | GMXFM1D50-O-12 | Automatic Time Switch Control |  | True | True |  | True | True | [16 empty] | Non Federally-Regulated | 10/15/2008 |  | 01/07/2010
Powerline Communications | Watchkeeper | WATCHKEEPER 16 | Automatic Time Switch Control |  | True | True |  | True | True | [16 empty] | Non Federally-Regulated | 08/11/1992 |  | 10/19/2001
Legrand / Wiremold | WattStopper | LRD1C | Automatic Time Switch Control | System | True | True |  | True | True | [16 empty] | Non Federally-Regulated | 03/23/2010 |  | 07/01/2014
Desa Specialty, LLC | Heath Zenith | SL-4148 | Exterior Photocontrol Device |  | True | False | [11 empty] | True | True | True | [5 empty] | Non Federally-Regulated | 05/26/2005 |  | 09/20/2007
Lithonia Lighting | Litronic Series | LUS 700 **** | Ultrasonic Occupant / Motion S |  | True | True |  | True | True | True | True | True | [13 empty] | Non Federally-Regulated | 08/10/1992 |  | 01/28/1993
Lutron Electronics Co., Inc. | Lutron | XP8-******************* | Photosensor / Photocontrol Dev | System | True | True |  | False | False | [16 empty] | Non Federally-Regulated | 12/28/2009 |  | 07/01/2014
Intermatic, Inc. | Gasmaster | GMX2FM2D50I-120 | Automatic Time Switch Control | Device | True | True | True | False | [17 empty] | Non Federally-Regulated | 07/17/2014 |  | 08/05/2014
Lutron Electronics Co., Inc. | Grafik Eye | GRX-4104-A-** | Automatic Time Switch Control |  | True | True |  | True | True | [16 empty] | Non Federally-Regulated | 01/31/1996 |  | 05/09/2000
Legrand / Pass & Seymour | Legrand / Pass & Seymour | WDT200* | Occupant / Motion / Vacancy Se | Device | True | True |  | True | True | False | True | True | True | True | True | False | [9 empty] | Non Federally-Regulated | 12/30/2012 |  | 07/01/2014
PLC Multipoint, Inc. | PLC Multipoint | LCM-PL | Automatic Time Switch Control |  | True | True |  | True | True | [16 empty] | Non Federally-Regulated | 07/19/2006 |  | 01/07/2010
Intermatic, Inc. | Grasslin | FM1D20-120U | Automatic Time Switch Control | Device | True | True |  | True | True | [16 empty] | Non Federally-Regulated | 01/20/2010 |  | 07/01/2014
Hubbell Building Automation | Hubbell Building Automation | WIS-DSM-** | Photosensor / Photocontrol Dev | System | True | True |  | False | False | [16 empty] | Non Federally-Regulated | 12/09/2013 |  | 02/04/2014
Leviton Manufacturing Co., Inc. | Leviton | 6683 | Dimmer | Device | True | True |  | True | True | True | True | False |  |  |  | False | [9 empty] | Non Federally-Regulated | 11/12/2010 |  | 07/01/2014
Lutron Electronics Co., Inc. | Homeworks | HWD-5NE-** | Multi-Level Astronomical Time | System | True | True |  | True | True | True | True | True | True | True | [11 empty] | Non Federally-Regulated | 01/20/2010 |  | 07/01/2014
Crestron Electronics | Crestron Electronics | PAC2 | Astronomical Time Switch Contr |  | True | True |  | True | True | True | True | True | True | True |  |  |  | False | True | True | [5 empty] | Non Federally-Regulated | 10/05/2007 |  | 01/07/2010
Maple Chase Co. | Paragon Electrical Products | EL712 | Automatic Time Switch Control |  | True | True |  | True | True | [16 empty] | Non Federally-Regulated | 12/15/1998 |  | 01/07/2010
Legrand / Wiremold | WattStopper | CESAF SERIES | Automatic Time Switch Control | System | True | True |  | True | True | [16 empty] | Non Federally-Regulated | 03/23/2010 |  | 07/01/2014
Leviton Manufacturing Co., Inc. | Leviton | mzb00-*02 | Multi-Level Daylighting Contro |  | True | True |  | True | True | True | True | [14 empty] | Non Federally-Regulated | 05/11/2005 |  | 01/07/2010
Tork | Tork | DZS200AP-12 | Automatic Time Switch Control |  |  |  |  | True | True | [16 empty] | Non Federally-Regulated | 04/27/2006 |  | 01/07/2010
Blue Ridge Technologies | Midori | MD64************* | Automatic Time Switch Control | Device | True | True |  | True | True | [16 empty] | Non Federally-Regulated | 06/30/2010 |  | 07/01/2014
Legrand / Wiremold | WattStopper | CNPA | Manual-On Occupant Sensor | System | True | True | True | True | True | True | True | True | True | True | True | True | True | True | True | True |  | True |  |  |  | Non Federally-Regulated | 03/23/2010 |  | 07/01/2014
Cooper Controls | Greengate | CK2 277** | Multi-Level Occupant Sensor | System | True | True | True | True | True | True | True | True | True | True | True | True | True | True | True | True | [5 empty] | Non Federally-Regulated | 04/15/2011 |  | 05/16/2011
Convia, Inc., A Herman Miller Co. | Convia | GSE-OSC-02 | Occupant / Motion / Vacancy Se | System | True | True | True | True | True | True | True | True | True | True | True | True |  | True | True | True | [5 empty] | Non Federally-Regulated | 03/04/2010 |  | 04/27/2011
Legrand / Wiremold | WattStopper | NPM12 | Multi-Level Astronomical Time | System | True | True |  | True | True | True | True | True | True | True | [11 empty] | Non Federally-Regulated | 03/23/2010 |  | 07/01/2014
Steinel America, Inc. | Steinel | IS 3360-24 | Occupant / Motion / Vacancy Se | Device | True | True |  | True | True | False | False |  |  |  |  | False | [9 empty] | Non Federally-Regulated | 07/23/2012 |  | 07/01/2014
Legrand / Wiremold | WattStopper | NVHUBF | Occupant / Motion / Vacancy Se | System | True | True | True | True | True | True | True | True | True | True | True | True |  | True | True | True | [5 empty] | Non Federally-Regulated | 03/23/2010 |  | 07/01/2014
Universal Energy Control, Inc. | Conserver | PIR-1000-P-120V | Occupant / Motion / Vacancy Se |  | False | False |  | True | [17 empty] | Non Federally-Regulated | 01/01/1989 |  | 04/06/1998
Intermatic, Inc. | Intermatic | ET175C | Automatic Time Switch Control |  | True | True |  | True | True | [16 empty] | Non Federally-Regulated | 03/04/2002 |  | 01/07/2010
Lutron Electronics Co., Inc. | Lutron | XPS20-******************* | Automatic Daylighting Control | System | True | True | True | True | False |  |  | False |  |  | True | True |  | True | [7 empty] | Non Federally-Regulated | 12/28/2009 |  | 07/01/2014
Lutron Electronics Co., Inc. | Homeworks | HS8-*********** | Multi-Level Occupant Sensor | System | True | True | True | True | True | False | True | True | True | True | True | True |  | False | [7 empty] | Non Federally-Regulated | 01/20/2010 |  | 07/01/2014
Lutron Electronics Co., Inc. | LCP 128 | LCP-*****-***FT | Automatic Time Switch Control |  | True | True |  | True | True | [16 empty] | Non Federally-Regulated | 09/19/2005 |  | 01/07/2010
Maple Chase Co. | Paragon Electrical Products | EC712/120/240V | Automatic Time Switch Control |  | True | True |  | True | True | [16 empty] | Non Federally-Regulated | 01/21/1999 |  | 01/07/2010
Universal Energy Control, Inc. | Unenco-Switch | US-250-277V | Ultrasonic Occupant / Motion S |  | False | False |  | True | True | True | True | True | [13 empty] | Non Federally-Regulated | 04/01/1988 |  | 04/06/1998
Hubbell Incorporated | H-Moss | ATD1277W | Occupant / Motion / Vacancy Se |  | True | True |  | True | [17 empty] | Non Federally-Regulated | 05/04/2004 |  | 01/07/2010
Hubbell Building Automation | Hubbell Building Automation | LOIRHBRP | Occupant / Motion / Vacancy Se |  | True | True |  | True | [17 empty] | Non Federally-Regulated | 05/20/2004 |  | 01/07/2010
Leviton Manufacturing Co., Inc. | Leviton | PS110-1** | Occupant / Motion / Vacancy Se | Device | True | True |  | True | True | False | False |  |  |  |  | False | [9 empty] | Non Federally-Regulated | 12/20/2012 |  | 07/01/2014
Intermatic, Inc. | Intermatic | SS8 | Automatic Time Switch Control |  | True | True |  | True | True | [16 empty] | Non Federally-Regulated | 06/03/2002 |  | 01/07/2010
Energy Conservation Engineering | Linear Corp PIR Detector | 94AM40 | Occupant / Motion / Vacancy Se |  | False | False |  | True | [17 empty] | Non Federally-Regulated | 04/01/1988 |  | 04/06/1998
GE Industrial Systems | GE Industrial Systems | RSENUSWLV | Photosensor / Photocontrol Dev |  | True | False |  | True | [17 empty] | Non Federally-Regulated | 03/20/2001 |  | 01/07/2010
Lutron Electronics Co., Inc. | Lutron | LCP24-******************* | Dimmer | System | True | True |  | True | True | True | True | False |  |  |  | False | [9 empty] | Non Federally-Regulated | 12/28/2009 |  | 07/01/2014
Cooper Controls | Cooper Controls | OSP-MV-* | Occupant / Motion / Vacancy Se | Device | True | True |  | True | True | True | False |  |  |  |  | False | [9 empty] | Non Federally-Regulated | 04/15/2011 |  | 07/01/2014
Intermatic, Inc. | Grasslin | GMX2FM2D50I-240 | Automatic Time Switch Control | Device | True | True |  | True | True | [16 empty] | Non Federally-Regulated | 01/20/2010 |  | 07/01/2014
Cooper Controls | Greengate | CK 16******* | Multi-Level Occupant Sensor | System | True | True | True | True | True | True | True | True | True | True | True | True | True | True | True | True | [5 empty] | Non Federally-Regulated | 04/15/2011 |  | 05/16/2011
Siemens Energy & Automation | Siemens Energy & Automation | 5WG1 704-8XG23 | Automatic Time Switch Control |  | True | True |  | True | True | [8 empty] | True | True | True | [5 empty] | Non Federally-Regulated | 12/19/2005 |  | 01/07/2010
PLC Multipoint, Inc. | PLC Multipoint | LCM-Astro-*Z-***V | Automatic Daylighting Control | System | True | True | True | True | False |  |  | True | True | True | True | True |  | True | [7 empty] | Non Federally-Regulated | 02/02/2011 |  | 07/01/2014
Legrand / Wiremold | WattStopper | NVHUBF | Automatic Daylighting Control | System | True | True | True | True | True | True | True | True | True | True | True | True |  | True | [7 empty] | Non Federally-Regulated | 03/23/2010 |  | 07/01/2014
Intermatic, Inc. | Intermatic | EM1408SC | Astronomical Time Switch Contr | Device | True | True |  | True | True | True | True | True | True | True | [11 empty] | Non Federally-Regulated | 01/20/2010 |  | 07/01/2014
Lutron Electronics Co., Inc. | Lutron | NTF-103P-277**** | Dimmer | Device | True | True |  | True | True | True | True | True | True | True | True | False | [9 empty] | Non Federally-Regulated | 04/28/2010 |  | 07/01/2014
Lutron Electronics Co., Inc. | LCP 128 | LCP-*******-******-** | Photosensor / Photocontrol Dev |  | True | True |  | True | [17 empty] | Non Federally-Regulated | 09/19/2005 |  | 01/07/2010
Legrand / Wiremold | WattStopper | PROTOCOL BRIDGE | Astronomical Time Switch Contr | System | True | True |  | True | True | True | True | True | True | True | [11 empty] | Non Federally-Regulated | 03/23/2010 |  | 07/01/2014
Cooper Controls | Greengate | VNW-P-1001-347-* | Manual-On Occupant Sensor | Device | True | True | True | True | True | True | True | True | True | True | True | True |  | False | [7 empty] | Non Federally-Regulated | 08/07/2013 |  | 07/01/2014
Legrand / Wiremold | WattStopper | NRD2A | Occupant / Motion / Vacancy Se | System | True | True | True | True | True | True | True | True | True | True | True | True |  | True | True | True | [5 empty] | Non Federally-Regulated | 03/23/2010 |  | 07/01/2014
General Signal Building Systems | Grasslin | DIGI322-45/4Y | Automatic Time Switch Control |  | True | True |  | True | True | [16 empty] | Non Federally-Regulated | 02/27/1997 |  | 04/06/1998
Legrand / Wiremold | WattStopper | NRD2C | Automatic Time Switch Control | System | True | True |  | True | True | [16 empty] | Non Federally-Regulated | 03/23/2010 |  | 07/01/2014
Legrand / Wiremold | WattStopper | CE3ATC SERIES | Automatic Daylighting Control | System | True | True | True | True | True | True | True | True | True | True | True | True |  | True | [7 empty] | Non Federally-Regulated | 03/23/2010 |  | 07/01/2014
Lutron Electronics Co., Inc. | Grafik Eye | RPT4/*-120***** | Automatic Time Switch Control |  | True | True |  | True | True | [16 empty] | Non Federally-Regulated | 09/12/2003 |  | 09/19/2005
Trane U.S. Inc. | Tracer | BMTM********* | Automatic Time Switch Control | No Match | True | True |  | True | True | [8 empty] | True | True | True | [5 empty] | Non Federally-Regulated | 08/20/2009 |  | 01/07/2010
Convia, Inc., A Herman Miller Co. | Convia | GSE-SCD-WH | Automatic Time Switch Control | System | True | True |  | True | True | [16 empty] | Non Federally-Regulated | 03/04/2010 |  | 07/01/2014
Siemens Energy & Automation | Siemens Energy & Automation | 5WG1 703-8XK02 | Automatic Time Switch Control |  | True | True |  | True | True | [8 empty] | True | True | True | [5 empty] | Non Federally-Regulated | 12/19/2005 |  | 01/07/2010
General Signal Building Systems | GS | FCC | Automatic Time Switch Control |  | True | True |  | True | True | [16 empty] | Non Federally-Regulated | 04/09/1993 |  | 01/07/2010
Schneider Electric (Square D Wiring Devices) | Powerlink | NF1000G3 | Automatic Time Switch Control |  | True | True |  | True | True | [16 empty] | Non Federally-Regulated | 03/14/2008 |  | 01/07/2010
Legrand / Wiremold | WattStopper | NVHUBB | Manual-On Occupant Sensor | System | True | True | True | True | True | True | True | True | True | True | True | True | True | True | True | True |  | True |  |  |  | Non Federally-Regulated | 03/23/2010 |  | 07/01/2014
Cooper Controls | Greengate | ODC-U-0051-H | Ultrasonic Occupant / Motion S |  | True | True |  | True | True | True | True | True | [13 empty] | Non Federally-Regulated | 11/07/2008 |  | 01/07/2010
Lutron Electronics Co., Inc. | HomeWorks QS | HQRD-H*** | Manual-On Occupant Sensor | System | True | True |  | True | True | True | True | True | False |  |  |  |  | False | [7 empty] | Non Federally-Regulated | 07/10/2012 |  | 07/01/2014
Novitas, Inc. | Light-o-matic | 01-042 | Ultrasonic Occupant / Motion S |  | False | False |  | True | True | True | True | True | [13 empty] | Non Federally-Regulated | 09/01/1984 |  | 04/06/1998
Convia, Inc., A Herman Miller Co. | Convia | GSE-PDC-01 | Automatic Daylighting Control |  | True | True | True | True | True | True | True | True | True | True | True | True | True | True | True | True |  | True |  |  |  | Non Federally-Regulated | 03/20/2009 |  | 01/07/2010
Lutron Electronics Co., Inc. | HomeWorks QS | HQR-REP-120 | Occupant / Motion / Vacancy Se | System | True | True |  | True | True | True | False |  |  |  |  | False | [9 empty] | Non Federally-Regulated | 07/10/2012 |  | 07/01/2014
Lightstat, Inc. | Lightstat | ELC-4-*R-*** | Multi-Level Astronomical Time | System | True | True |  | True | True | True | True | True | True | True | [11 empty] | Non Federally-Regulated | 05/02/2011 |  | 07/01/2014
Schneider Electric (Square D Wiring Devices) | Powerlink | RMC1000G3xxx | Multi-Level Astronomical Time |  | True | True |  | True | True | True | True | True | True | True |  |  |  | True | True | True | [5 empty] | Non Federally-Regulated | 08/24/2006 |  | 03/14/2008
Siemens Energy & Automation | Siemens Energy & Automation | 5WG1 705-8XA21 | Automatic Time Switch Control |  | True | True |  | True | True | [8 empty] | True | True | True | [5 empty] | Non Federally-Regulated | 12/19/2005 |  | 01/07/2010
Lutron Electronics Co., Inc. | Lutron | CCP-********-******-**-CGP**** | Photosensor / Photocontrol Dev | System | True | True |  | False | False | [16 empty] | Non Federally-Regulated | 07/10/2012 |  | 07/01/2014
Lutron Electronics Co., Inc. | Quantum | QP3-1PL-100-245 | Manual-On Occupant Sensor | System | True | True |  | True | True | True | True | True | False |  |  |  |  | False | [7 empty] | Non Federally-Regulated | 07/10/2012 |  | 07/01/2014
Sensor Switch, Inc. | Sensor Switch | nRMR PDT 9******* | Occupant / Motion / Vacancy Se | System | True | True |  | True | True | False | False |  |  |  |  | False | [9 empty] | Non Federally-Regulated | 04/28/2010 |  | 07/01/2014
Intermatic, Inc. | Intermatic | EI215 | Automatic Time Switch Control | Device | True | True |  | True | True | [16 empty] | Non Federally-Regulated | 01/20/2010 |  | 07/01/2014
Intermatic, Inc. | Grasslin | PC1-120-LS2 | Photosensor / Photocontrol Dev | Device | True | True |  | False | False | [16 empty] | Non Federally-Regulated | 01/20/2010 |  | 07/01/2014
Maple Chase Co. | Paragon Electrical Products | EC74/120D/120/240V | Automatic Time Switch Control |  | True | True |  | True | True | [16 empty] | Non Federally-Regulated | 01/21/1999 |  | 01/07/2010
Legrand / Wiremold | WattStopper | LRD2C | Automatic Time Switch Control | System | True | True |  | True | True | [16 empty] | Non Federally-Regulated | 03/23/2010 |  | 07/01/2014
Legrand / Pass & Seymour | Legrand / Pass & Seymour | CD2003P* | Dimmer | Device | True | True |  | True | True | True | True | True | True | True | True | False | [9 empty] | Non Federally-Regulated | 09/14/2012 |  | 07/01/2014
Schneider Electric | Schneider Electric | SLCZ082000HP | Multi-Level Occupant Sensor | System | True | True | True | True | True | True | True | True | True | True | True | True |  | False | [7 empty] | Non Federally-Regulated | 10/31/2013 |  | 07/01/2014
Steinel America, Inc. | Steinel | HBS 300 | Occupant / Motion / Vacancy Se | Device | True | True |  | True | True | False | False |  |  |  |  | False | [9 empty] | Non Federally-Regulated | 01/04/2012 |  | 07/01/2014
Lutron Electronics Co., Inc. | Grafik Eye | GRX-4008-T-** | Automatic Time Switch Control |  | True | True |  | True | True | [16 empty] | Non Federally-Regulated | 07/19/1994 |  | 09/19/2005
Mytech Corp. | Mytech | OMNI-DT500-RP | Ultrasonic Occupant / Motion S |  | True | True |  | True | True | True | True | True | [13 empty] | Non Federally-Regulated | 11/05/1997 |  | 01/07/2010
Lighting Control & Design | Lighting Control & Design | GR2400ACC-***************d | Automatic Daylighting Control |  | True | True | False | True | True | True | False |  | True | True | True | True | False |  |  | True |  | True |  |  |  | Non Federally-Regulated | 06/28/2005 |  | 12/28/2009
Sensor Switch, Inc. | Sensor Switch | CMR 10*********** | Occupant / Motion / Vacancy Se | Device | True | True |  | True | True | False | False |  |  |  |  | False | [9 empty] | Non Federally-Regulated | 04/28/2010 |  | 07/01/2014
CentraLite Systems, Inc. | CentraLite Systems, Inc. | JetStream | Astronomical Time Switch Contr |  | True | True |  | True | True | True | True | True | True | True | [11 empty] | Non Federally-Regulated | 10/12/2007 |  | 01/07/2010
Sensor Switch, Inc. | Sensor Switch | SBR 50 2P******* | Occupant / Motion / Vacancy Se | Device | True | True |  | True | True | False | False |  |  |  |  | False | [9 empty] | Non Federally-Regulated | 04/28/2010 |  | 07/01/2014
Lutron Electronics Co., Inc. | Radio RA2 | RR-VCRX*** | Astronomical Time Switch Contr | System | True | True |  | True | True | True | True | True | True | True | [11 empty] | Non Federally-Regulated | 12/17/2009 |  | 07/01/2014
Intermatic, Inc. | Intermatic | MS11AC | Occupant / Motion / Vacancy Se |  | True | True |  | True | [17 empty] | Non Federally-Regulated | 11/20/1996 |  | 06/29/2006
Cooper Wiring Devices | Greengate | ODC-U-0100-H | Ultrasonic Occupant / Motion S |  | True | True |  | True | True | True | True | True | [13 empty] | Non Federally-Regulated | 04/10/2008 |  | 11/07/2008
Tork | Tork | DGLC100ANC | Automatic Time Switch Control | Device | True | True |  | True | True | [16 empty] | Non Federally-Regulated | 11/12/2013 |  | 07/01/2014
Siemens Energy & Automation | Siemens Energy & Automation | 5WG1 705-8XD21 | Automatic Time Switch Control |  | True | True |  | True | True | [8 empty] | True | True | True | [5 empty] | Non Federally-Regulated | 12/19/2005 |  | 01/07/2010
Lightolier | Multiset Pro | MSP600HDF** | Dimmer | System | True | True |  | True | True | True | True | True | True | True | True | False | [9 empty] | Non Federally-Regulated | 12/30/2012 |  | 07/01/2014
Current – HLI Brands – HLI Solutions, Inc. | Architrak | AKTCLC91**/AKTCLS92** | Track Lighting Integral Curren |  |  |  |  | True | True | True | True | [14 empty] | Non Federally-Regulated | 09/27/2007 |  | 09/02/2015
GE Industrial Systems | GE Industrial Systems | RTPACK | Photosensor / Photocontrol Dev |  | True | False |  | True | [17 empty] | Non Federally-Regulated | 10/16/2001 |  | 01/07/2010
Lutron Electronics Co., Inc. | Homeworks | HWD-6*D-** | Astronomical Time Switch Contr |  | True | True |  | True | True | True | True | True | True | True | [11 empty] | Non Federally-Regulated | 08/13/2007 |  | 01/07/2010
Cooper Wiring Devices | React | RI06PLxx | Dimmer | Device | True | True |  | True | True | True | True | True | True | True | True | False | [9 empty] | Non Federally-Regulated | 11/12/2010 |  | 12/29/2010
Hubbell Incorporated | H-Moss | ATP1600W | Occupant / Motion / Vacancy Se |  | True | True |  | True | [17 empty] | Non Federally-Regulated | 05/09/2003 |  | 01/07/2010
Sensor Switch, Inc. | Sensor Switch | RM PC****** | Photosensor / Photocontrol Dev | Device | True | True |  | False | False | [16 empty] | Non Federally-Regulated | 04/28/2010 |  | 07/01/2014
The Watt Watcher | Automatic Lightswitch | WW-300-120 | Ultrasonic Occupant / Motion S |  | False | False |  | True | True | True | True | True | [13 empty] | Non Federally-Regulated | 04/01/1988 |  | 04/06/1998
Intermatic, Inc. | Intermatic | MS13C | Occupant / Motion / Vacancy Se |  | True | True |  | True | [17 empty] | Non Federally-Regulated | 11/20/1996 |  | 06/29/2006
Lightolier Controls | Insight | ID3-600VA-W | Occupant / Motion / Vacancy Se |  | True | True |  | True | [17 empty] | Non Federally-Regulated | 08/28/1992 |  | 04/06/1998
Sensor Switch, Inc. | Sensor Switch | CMR-9-2P-*-*-** | Occupant / Motion / Vacancy Se |  | True | True |  | True | [17 empty] | Non Federally-Regulated | 03/01/2006 |  | 01/07/2010
Lithonia Lighting | Panelmax Series | RCSK 16 120/277 | Automatic Daylighting Control |  | True | True |  | True | False |  | True | False | [8 empty] | True |  |  |  |  | Non Federally-Regulated | 12/13/1994 |  | 07/24/2006
Tork | Tork | EWZ101 | Automatic Time Switch Control | Device | True | True |  | True | True | [16 empty] | Non Federally-Regulated | 04/28/2010 |  | 07/01/2014
Hubbell Building Automation | Hubbell Building Automation | WIH-OS-LODIA* | Occupant / Motion / Vacancy Se | System | True | True |  | True | True | True | False |  |  |  |  | False | [9 empty] | Non Federally-Regulated | 02/28/2012 |  | 07/01/2014
Legrand / Wiremold | WattStopper | LRD2A | Automatic Time Switch Control | System | True | True |  | True | True | [16 empty] | Non Federally-Regulated | 03/23/2010 |  | 07/01/2014
Siemens Energy & Automation | Siemens Energy & Automation | 5WG1 703-8XF11 | Automatic Time Switch Control |  | True | True |  | True | True | [8 empty] | True | True | True | [5 empty] | Non Federally-Regulated | 12/19/2005 |  | 01/07/2010
Tork | Tork | A 1200 | Automatic Time Switch Control |  | True | True |  | True | True | [16 empty] | Non Federally-Regulated | 05/20/1997 |  | 04/06/1998
Pass & Seymour / Legrand | Rex | 3688 | Automatic Time Switch Control |  | True | True |  | True | True | [16 empty] | Non Federally-Regulated | 02/27/1997 |  | 04/06/1998
Lutron Electronics Co., Inc. | Grafik Eye | RPT3/*-120***** | Photosensor / Photocontrol Dev |  | True | True |  | True | [17 empty] | Non Federally-Regulated | 09/12/2003 |  | 09/19/2005
Sensor Switch, Inc. | Sensor Switch | nCMR 9******* | Occupant / Motion / Vacancy Se | System | True | True |  | True | True | False | False |  |  |  |  | False | [9 empty] | Non Federally-Regulated | 04/28/2010 |  | 07/01/2014
Sensor Switch, Inc. | Sensor Switch | CMR 10 ADC******* | Automatic Daylighting Control | Device | True | True | True | True | False |  |  | True | True | True | True | True |  | True | [7 empty] | Non Federally-Regulated | 04/28/2010 |  | 07/01/2014
Siemens Energy & Automation | Siemens Energy & Automation | 5WG1 705-8XC06 | Automatic Time Switch Control |  | True | True |  | True | True | [8 empty] | True | True | True | [5 empty] | Non Federally-Regulated | 12/19/2005 |  | 01/07/2010
Convia, Inc., A Herman Miller Co. | Convia | GSE-SCW-WH | Multi-Level Daylighting Contro |  | True | True |  | True | True | True | True | [14 empty] | Non Federally-Regulated | 04/04/2008 |  | 01/07/2010
Legrand / Wiremold | WattStopper | CE8104 SERIES | Manual-On Occupant Sensor | System | True | True | True | True | True | True | True | True | True | True | True | True | True | True | True | True |  | True |  |  |  | Non Federally-Regulated | 03/23/2010 |  | 07/01/2014
Cooper Controls | Fifthlight | FLT-MTS-* | Occupant / Motion / Vacancy Se | System | True | True |  | True | True | False | False |  |  |  |  | False | [9 empty] | Non Federally-Regulated | 08/24/2012 |  | 07/01/2014
Schneider Electric (Square D Wiring Devices) | Square D Co. | SLSWPS1500 | Occupant / Motion / Vacancy Se |  | True | True |  | True | [17 empty] | Non Federally-Regulated | 05/23/2008 |  | 01/07/2010
Electronic Theatre Controls, Inc. | Sensor | SR6-*** | Dimmer | System | True | True |  | True | True | True | True | False |  |  |  | False | [9 empty] | Non Federally-Regulated | 08/19/2011 |  | 07/01/2014
Leviton Manufacturing Co., Inc. | Leviton | L777-T/L210-MC | Occupant / Motion / Vacancy Se |  | True | True |  | True | [17 empty] | Non Federally-Regulated | 01/30/2001 |  | 01/07/2010
PLC Multipoint, Inc. | PLC Multipoint | PC5AD OUTDOOR DARK | Exterior Photocontrol Device |  | True | True | [11 empty] | True | True | False | [5 empty] | Non Federally-Regulated | 07/19/2006 |  | 01/07/2010
Enerlites, Inc. | Enerlites, Inc. | HVSS | Manual-On Occupant Sensor | Device | True | True |  | True | True | True | True | True | False |  |  |  |  | False | [7 empty] | Non Federally-Regulated | 08/18/2011 |  | 07/01/2014
Lutron Electronics Co., Inc. | Radio RA | RA-SCI | Automatic Time Switch Control |  | True | True |  | True | True | [16 empty] | Non Federally-Regulated | 08/13/2007 |  | 01/07/2010
Cooper Wiring Devices | Skye | SF8AP-** | Dimmer | Device | True | True |  | True | True | True | True | True | True | True | True | False | [9 empty] | Non Federally-Regulated | 12/29/2010 |  | 07/01/2014
Cooper Wiring Devices | Novitas | 01-310-BAS | Ultrasonic Occupant / Motion S |  | True | True |  | True | True | True | True | True |  |  |  |  | True | True | True | False | True | False |  |  |  | Non Federally-Regulated | 08/18/2006 |  | 04/10/2008
Intermatic, Inc. | Grasslin | FM1D20E-24 | Automatic Time Switch Control |  | True | True |  | True | True | [16 empty] | Non Federally-Regulated | 10/15/2008 |  | 01/07/2010
Intermatic, Inc. | Intermatic | ET70115C | Automatic Time Switch Control | Device | True | True |  | True | True | [16 empty] | Non Federally-Regulated | 01/20/2010 |  | 07/01/2014
Intermatic, Inc. | Gasmaster | PC1-277-LS1 | Photosensor / Photocontrol Dev | Device | True | True | True | [18 empty] | Non Federally-Regulated | 07/17/2014 |  | 08/05/2014
Intermatic, Inc. | Intermatic, Inc. | EI230 | Automatic Time Switch Control | Device | True | True |  | True | True | [16 empty] | Non Federally-Regulated | 04/15/2011 |  | 07/01/2014
Cooper Wiring Devices | Nexion | OSD10N-** | Occupant / Motion / Vacancy Se | Device | True | True |  | True | True | False | True | True | True | True | True | False | [9 empty] | Non Federally-Regulated | 02/02/2011 |  | 07/01/2014
Crestron Electronics | Crestron Electronics | IPAC-GL1 | Multi-Level Astronomical Time | System | True | True |  | True | True | True | True | True | True | True | [11 empty] | Non Federally-Regulated | 03/01/2010 |  | 07/01/2014
Legrand / Wiremold | WattStopper | NPM22 | Multi-Level Astronomical Time | System | True | True |  | True | True | True | True | True | True | True | [11 empty] | Non Federally-Regulated | 03/23/2010 |  | 07/01/2014
Legrand / Pass & Seymour | Legrand | ADWR700MMHM2 | Dimmer | Device | True | True |  | True | True | True | True | False |  |  |  | False | [9 empty] | Non Federally-Regulated | 07/17/2012 |  | 07/01/2014
PLC Multipoint, Inc. | PLC Multipoint | PD9D SKYLIGHT | Photosensor / Photocontrol Dev |  | True | True |  | True | [17 empty] | Non Federally-Regulated | 07/19/2006 |  | 01/07/2010
Convia, Inc., A Herman Miller Co. | Convia | GSE-PDC-03 | Microwave Occupant / Motion Se |  | True | True |  | True | True | True | True | True |  |  |  |  | True | True | True | True | True | True |  |  |  | Non Federally-Regulated | 04/04/2008 |  | 01/07/2010
Horton Controls, Inc. | Horton Controls, Inc. | HDLS8SS** | Automatic Time Switch Control |  | True | True |  | True | True | [16 empty] | Non Federally-Regulated | 05/04/2000 |  | 07/30/2002
Tork | Tork | 2000C | Exterior Photocontrol Device | [14 empty] | True | True | True | [5 empty] | Non Federally-Regulated | 04/27/2006 |  | 01/07/2010
Intermatic, Inc. | Grasslin | PC1-D20-277-LS2 | Automatic Daylighting Control |  | True | True | False | False | False |  | False |  | True | True | True | False |  |  |  | False | [5 empty] | Non Federally-Regulated | 09/05/2008 |  | 01/07/2010
Siemens Energy & Automation | Siemens Energy & Automation | 5WG1 705-8XF34 | Automatic Time Switch Control |  | True | True |  | True | True | [8 empty] | True | True | True | [5 empty] | Non Federally-Regulated | 12/19/2005 |  | 01/07/2010
Convia, Inc., A Herman Miller Co. | Convia | GSE-PFC-01 | Astronomical Time Switch Contr | System | True | True |  | True | True | True | True | True | True | True | [11 empty] | Non Federally-Regulated | 03/04/2010 |  | 07/01/2014
Schneider Electric | Schneider Electric | SLCZ04204AHP | Multi-Level Occupant Sensor | System | True | True | True | True | True | True | True | True | True | True | True | True |  | False | [7 empty] | Non Federally-Regulated | 10/31/2013 |  | 07/01/2014
Douglas Lighting Controls | Douglas Lighting Controls | WSP-2718 | Multi-Level Occupant Sensor | System | True | True | True | True | True | False | True | True | True | True | True | True |  | False | [7 empty] | Non Federally-Regulated | 05/28/2010 |  | 07/01/2014
Legrand / Wiremold | WattStopper | LRD2B | Automatic Daylighting Control | System | True | True | True | True | True | True | True | True | True | True | True | True |  | True | [7 empty] | Non Federally-Regulated | 03/23/2010 |  | 07/01/2014
Electronic Theatre Controls, Inc. | Sensor | SR48-*** | Dimmer | System | True | True |  | True | True | True | True | False |  |  |  | False | [9 empty] | Non Federally-Regulated | 08/19/2011 |  | 07/01/2014
Leviton Manufacturing Co., Inc. | Leviton | L777-TT/L720-CT | Occupant / Motion / Vacancy Se |  | True | True |  | True | [17 empty] | Non Federally-Regulated | 01/30/2001 |  | 01/07/2010
Gentec, Inc. | Schneider Electric | SERPB48HS | Astronomical Time Switch Contr | System | True | True |  | True | True | True | True | True | True | True | [11 empty] | Non Federally-Regulated | 01/20/2012 |  | 07/01/2014
WattStopper, Inc. | WattStopper | EN105277 | Occupant / Motion / Vacancy Se |  | True | False |  | True | [17 empty] | Non Federally-Regulated | 03/10/2000 |  | 01/07/2010
Heathco, LLC | Secure Home | SH-5412 | Exterior Photocontrol Device |  | True | False | [11 empty] | True | True | True | [5 empty] | Non Federally-Regulated | 09/21/2007 |  | 01/07/2010
Lutron Electronics Co., Inc. | Lutron | C5-XPJ-16A | Multi-Level Occupant Sensor | System | True | True | True | True | True | True | True | True | False | True | True | True |  | False | [7 empty] | Non Federally-Regulated | 05/19/2010 |  | 07/01/2014
Intermatic, Inc. | Grasslin | PC2-digi30-120-LS1+E300 | Exterior Photocontrol Device |  | True | True | [11 empty] | True | True | True | [5 empty] | Non Federally-Regulated | 11/10/2008 |  | 01/07/2010
Intermatic, Inc. | Intermatic | EM1408SC | Multi-Level Astronomical Time |  | True | True |  | True | True | True | True | True | True | True |  |  |  | True | True | True | [5 empty] | Non Federally-Regulated | 10/12/2007 |  | 01/07/2010
Intermatic, Inc. | Grasslin | PC1-digi20-120-LS2 | Photosensor / Photocontrol Dev |  | True | True |  | True | [17 empty] | Non Federally-Regulated | 11/10/2008 |  | 01/07/2010
Intermatic, Inc. | Grasslin | PC1-digi20-277-LS2 | Photosensor / Photocontrol Dev | Device | True | True |  | False | False | [16 empty] | Non Federally-Regulated | 01/20/2010 |  | 07/01/2014
Lutron Electronics Co., Inc. | Softswitch 128 | XPS20-******-** | Multi-Level Astronomical Time |  | True | True |  | True | True | True | True | True | True | True | [11 empty] | Non Federally-Regulated | 09/19/2005 |  | 01/07/2010
Convia, Inc., A Herman Miller Co. | Convia | GSE-PDC-01 | Automatic Time Switch Control |  | True | True |  | True | True | [8 empty] | True | True | True | [5 empty] | Non Federally-Regulated | 04/04/2008 |  | 01/07/2010
WattStopper, Inc. | WattStopper | LMDC-100-* | Occupant / Motion / Vacancy Se | System | True | True |  | True | True | False | True | True | True | True | True | False | [9 empty] | Non Federally-Regulated | 05/28/2010 |  | 07/01/2014
GE Lighting, a Savant company | General Electric | JACE NP 1 | Automatic Time Switch Control |  | True | True |  | True | True | [16 empty] | Non Federally-Regulated | 10/15/2001 |  | 09/03/2015
Siemens Energy & Automation | Siemens Energy & Automation | 5WG1 704-8XA44 | Automatic Time Switch Control |  | True | True |  | True | True | [8 empty] | True | True | True | [5 empty] | Non Federally-Regulated | 12/19/2005 |  | 01/07/2010
Intermatic, Inc. | Intermatic | ET70415CR | Astronomical Time Switch Contr | Device | True | True |  | True | True | True | True | True | True | True | [11 empty] | Non Federally-Regulated | 01/20/2010 |  | 07/01/2014
Siemens Energy & Automation | Siemens Energy & Automation | 5WG1 705-8XE42 | Automatic Time Switch Control |  | True | True |  | True | True | [8 empty] | True | True | True | [5 empty] | Non Federally-Regulated | 12/19/2005 |  | 01/07/2010
Sensor Switch, Inc. | Sensor Switch | WSD-I-CU | Occupant / Motion / Vacancy Se |  | True | True |  | True | [17 empty] | Non Federally-Regulated | 10/25/1996 |  | 11/19/2001
Tork | Tork | K401Z-2 | Astronomical Time Switch Contr |  |  |  |  | True | True | True | True | True | True | True | [11 empty] | Non Federally-Regulated | 04/27/2006 |  | 01/07/2010
Leviton Manufacturing Co., Inc. | Leviton | 6693G | Dimmer | Device | True | True |  | True | True | True | True | False |  |  |  | False | [9 empty] | Non Federally-Regulated | 11/12/2010 |  | 07/01/2014
Universal Energy Control, Inc. | Conserver | PIR-600-P-120V | Occupant / Motion / Vacancy Se |  | False | False |  | True | [17 empty] | Non Federally-Regulated | 04/01/1988 |  | 04/06/1998
Tork | Tork | DW200A | Automatic Time Switch Control |  | True | True |  | True | True | [16 empty] | Non Federally-Regulated | 10/09/1996 |  | 01/07/2010
Intermatic, Inc. | Gasmaster | PC1-digi20-120-LS1 | Photosensor / Photocontrol Dev | Device | True | True | True | [18 empty] | Non Federally-Regulated | 07/17/2014 |  | 08/05/2014
Vantage Controls, Inc. | Vantage Controls, Inc. | MC | Automatic Daylighting Control | System | True | True | True | True | True | True | True | True | True | True | True | True |  | True | [7 empty] | Non Federally-Regulated | 03/26/2010 |  | 07/01/2014
Legrand / Pass & Seymour | Legrand / Pass & Seymour | LSLV600* | Dimmer | Device | True | True |  | True | True | True | True | False |  |  |  | False | [9 empty] | Non Federally-Regulated | 12/23/2010 |  | 07/01/2014
Lutron Electronics Co., Inc. | Ecosystem | C5-BMJ-16A | Automatic Daylighting Control |  | True | True | True | True | True | True | False |  | False |  | True | True | False | False | True | True |  | True |  |  |  | Non Federally-Regulated | 01/08/2008 |  | 01/07/2010
Vantage Controls, Inc. | Vantage Controls, Inc. | CLLDRR100 | Automatic Daylighting Control | System | True | True | True | True | True | True | True | True | True | True | True | True |  | True | [7 empty] | Non Federally-Regulated | 03/23/2010 |  | 07/01/2014
Profile Systems LLC | Profile Systems | PROFILE P1800 | Automatic Time Switch Control |  | True | True |  | True | True | [8 empty] | True | False | True | [5 empty] | Non Federally-Regulated | 02/18/2005 |  | 02/29/2008
Marlin Controls, Inc. | Unistar II | XPPHC | Exterior Photocontrol Device |  | True | True | [12 empty] | True | [6 empty] | Non Federally-Regulated | 02/06/2006 |  | 01/07/2010
Powerline Control Systems | GreenWorx | ZWC-120 | Automatic Time Switch Control | System | True | True |  | True | True | [16 empty] | Non Federally-Regulated | 12/10/2013 |  | 07/01/2014
Lithonia Control Systems | Litronic Series | US-180 | Ultrasonic Occupant / Motion S |  | False | False |  | True | True | True | True | True | [13 empty] | Non Federally-Regulated | 04/01/1988 |  | 04/06/1998
Lutron Electronics Co., Inc. | Grafik 6000 | OMX-4608-*-** | Occupant / Motion / Vacancy Se |  | True | True |  | True | [17 empty] | Non Federally-Regulated | 05/09/2000 |  | 09/19/2005
Lutron Electronics Co., Inc. | Lutron | LCP28-******************* | Automatic Time Switch Control | System | True | True |  | True | True | [16 empty] | Non Federally-Regulated | 12/28/2009 |  | 07/01/2014
Tork | Tork | DGLC-3 | Automatic Time Switch Control | Device | True | True |  | True | True | [16 empty] | Non Federally-Regulated | 04/28/2010 |  | 11/12/2013
Lutron Electronics Co., Inc. | Grafik Eye | TC-1-AST | Automatic Time Switch Control |  | True | True |  | True | True | [16 empty] | Non Federally-Regulated | 06/20/1994 |  | 01/07/2010
Legrand / Wiremold | WattStopper | NVHUBD | Manual-On Occupant Sensor | System | True | True | True | True | True | True | True | True | True | True | True | True | True | True | True | True |  | True |  |  |  | Non Federally-Regulated | 03/23/2010 |  | 07/01/2014
Lutron Electronics Co., Inc. | Lutron | SPSF-6A-277***** | Dimmer | Device | True | True |  | True | True | True | True | False |  |  |  | False | [9 empty] | Non Federally-Regulated | 12/28/2009 |  | 07/01/2014
Lithonia Lighting | Equinox Series | LEQ MC* | Automatic Daylighting Control |  | True | False |  | True | True | True | False | [9 empty] | True |  |  |  |  | Non Federally-Regulated | 08/11/1992 |  | 02/02/1993
Convia, Inc., A Herman Miller Co. | Convia | GSE-SCD-WH | Automatic Daylighting Control | System | True | True | True | True | True | True | True | True | True | True | True | True |  | True | [7 empty] | Non Federally-Regulated | 03/04/2010 |  | 07/01/2014
Siemens Energy & Automation | Siemens Energy & Automation | 5WG1 705-8XD26 | Automatic Time Switch Control |  | True | True |  | True | True | [8 empty] | True | True | True | [5 empty] | Non Federally-Regulated | 12/19/2005 |  | 01/07/2010
Cooper Wiring Devices | Aspire | 9531-** | Dimmer | Device | True | True |  | True | True | True | True | True | True | True | True | False | [9 empty] | Non Federally-Regulated | 12/29/2010 |  | 07/01/2014
Intermatic, Inc. | Intermatic | EM1416SC | Automatic Daylighting Control |  | True | True | True | True | False |  | True | True | True | True | True | True |  | True | False | False | [5 empty] | Non Federally-Regulated | 10/12/2007 |  | 01/07/2010
Horton Controls, Inc. | Horton Controls, Inc. | HDLS4SS** | Automatic Time Switch Control |  | True | True |  | True | True | [16 empty] | Non Federally-Regulated | 05/04/2000 |  | 07/30/2002
Synergy | SwitchPak | SPAK 4S2D 120/277 | Automatic Time Switch Control | Device | True | True |  | True | True | [16 empty] | Non Federally-Regulated | 10/10/2011 |  | 07/01/2014
Lutron Electronics Co., Inc. | Ecosystem | CS-1L-** | Occupant / Motion / Vacancy Se |  | True | True |  | True | [9 empty] | True | True | True | [5 empty] | Non Federally-Regulated | 01/08/2008 |  | 01/07/2010
Intermatic, Inc. | Grasslin | PC2-digi30-120-LS1 | Automatic Daylighting Control | Device | True | True | True | True | False |  |  | False |  |  | True | True |  | True | [7 empty] | Non Federally-Regulated | 01/20/2010 |  | 07/01/2014
Unenco, Inc. / Univ. Energy | Unenco | C-600 | Ultrasonic Occupant / Motion S |  | True | True |  | True | True | True | True | True | [13 empty] | Non Federally-Regulated | 09/25/1992 |  | 01/07/2010
Lutron Electronics Co., Inc. | Lutron | PD-5SDV********* | Multi-Level Occupant Sensor | System | True | True | True | True | True | True | True | True | True | True | True | True |  | False | [7 empty] | Non Federally-Regulated | 07/23/2013 |  | 07/01/2014
Sensor Switch, Inc. | Sensor Switch | RMR-PDT-********* | Occupant / Motion / Vacancy Se |  | True | True |  | True | [17 empty] | Non Federally-Regulated | 11/20/2008 |  | 01/07/2010
Legrand / Wiremold | WattStopper | LRD1F | Multi-Level Occupant Sensor | System | True | True | True | True | True | True | True | True | True | True | True | True | True | True | True | True | True | True |  |  |  | Non Federally-Regulated | 03/23/2010 |  | 07/01/2014
Novitas, Inc. | Novitas | 01-191-** | Ultrasonic Occupant / Motion S |  | True | True |  | True | True | True | True | True |  |  |  |  | True | True | True | False | True | False |  |  |  | Non Federally-Regulated | 09/06/2005 |  | 08/18/2006
Lutron Electronics Co., Inc. | LCP 128 | LCP-**-***FT | Multi-Level Astronomical Time |  | True | True |  | True | True | True | True | True | True | True | [11 empty] | Non Federally-Regulated | 09/19/2005 |  | 01/07/2010
Sensor Switch, Inc. | Sensor Switch | PP-2PM | Occupant / Motion / Vacancy Se |  | True | True |  | True | [17 empty] | Non Federally-Regulated | 11/19/2001 |  | 03/01/2006
Intermatic, Inc. | Intermatic | LC4536LAC | Photosensor / Photocontrol Dev | Device | True | True |  | False | False | [16 empty] | Non Federally-Regulated | 01/20/2010 |  | 07/01/2014
Lutron Electronics Co., Inc. | Grafik Eye | GRX-3004-A-** | Occupant / Motion / Vacancy Se |  | True | True |  | True | [17 empty] | Non Federally-Regulated | 06/20/1994 |  | 09/19/2005
Lighting Control & Design | Lighting Control & Design | GR40**/**SLAVE******* | Multi-Level Astronomical Time |  | True | True |  | True | True | True | True | True | True | True |  |  |  | True | True | True | [5 empty] | Non Federally-Regulated | 06/22/2005 |  | 12/28/2009
Siemens Energy & Automation | Siemens Energy & Automation | 5WG1 705-8XA23 | Automatic Time Switch Control |  | True | True |  | True | True | [8 empty] | True | True | True | [5 empty] | Non Federally-Regulated | 12/19/2005 |  | 01/07/2010
PDM Electrical Products | PDM | MC600-** | Automatic Time Switch Control |  | True | True |  | True | True | [16 empty] | Non Federally-Regulated | 10/31/1994 |  | 02/25/2008
Schneider Electric (Square D Wiring Devices) | Square D Co. | SLSCPS1000 | Occupant / Motion / Vacancy Se |  | True | True |  | True | [8 empty] | True | True | True | False | True | False |  |  |  | Non Federally-Regulated | 10/27/2006 |  | 01/07/2010
GE Lighting, a Savant company | General Electric | JACE 502 | Automatic Time Switch Control |  | True | True |  | True | True | [16 empty] | Non Federally-Regulated | 10/15/2001 |  | 09/03/2015
Leviton Manufacturing Co., Inc. | Leviton | D3208 | Automatic Time Switch Control | Device | True | True |  | True | True | [16 empty] | Non Federally-Regulated | 05/28/2010 |  | 07/01/2014
Leviton Manufacturing Co., Inc. | Leviton | IPSD6 -*** | Occupant / Motion / Vacancy Se | Device | True | True |  | True | True | False | False |  |  |  |  | False | [9 empty] | Non Federally-Regulated | 03/27/2012 |  | 07/01/2014
Lutron Electronics Co., Inc. | LCP 128 | LCP-****-***FT | Multi-Level Astronomical Time |  | True | True |  | True | True | True | True | True | True | True | [11 empty] | Non Federally-Regulated | 09/19/2005 |  | 01/07/2010
Lutron Electronics Co., Inc. | Homeworks | HW-RPM-4R | Automatic Time Switch Control | System | True | True |  | True | True | [16 empty] | Non Federally-Regulated | 01/20/2010 |  | 07/01/2014
General Signal Building Systems | Grasslin | MIL96/4JFPD | Automatic Time Switch Control |  | True | True |  | True | True | [16 empty] | Non Federally-Regulated | 02/27/1997 |  | 04/06/1998
Legrand / Wiremold | WattStopper | NRD1B | Automatic Daylighting Control | System | True | True | True | True | True | True | True | True | True | True | True | True |  | True | [7 empty] | Non Federally-Regulated | 03/23/2010 |  | 07/01/2014
Tork | Tork | TW-220L | Automatic Time Switch Control |  | True | True |  | True | True | [16 empty] | Non Federally-Regulated | 06/03/2003 |  | 01/07/2010
Leviton Manufacturing Co., Inc. | Leviton | OSC05-U** | Ultrasonic Occupant / Motion S |  | True | True |  | True | True | True | True | True | [13 empty] | Non Federally-Regulated | 10/13/2006 |  | 01/07/2010
Hubbell Building Automation | Hubbell Building Automation | LHUS**** | Occupant / Motion / Vacancy Se | Device | True | True |  | True | True | False | True | True | True | True | True | False | [9 empty] | Non Federally-Regulated | 03/26/2010 |  | 07/01/2014
WattStopper, Inc. | WattStopper | DW-200-* | Multi-Level Occupant Sensor | Device | True | True | True | True | True | True | True | True | False | False | True | True | True | True | True | True | [5 empty] | Non Federally-Regulated | 06/07/2011 |  | 07/01/2014
Lutron Electronics Co., Inc. | Grafik Eye | GRX-4104-T-** | Occupant / Motion / Vacancy Se |  | True | True |  | True | [17 empty] | Non Federally-Regulated | 01/31/1996 |  | 05/09/2000
Schneider Electric (Square D Wiring Devices) | Powerlink | NF3000G3C | Multi-Level Daylighting Contro |  | True | True |  | True | True | True | True | [14 empty] | Non Federally-Regulated | 08/24/2006 |  | 01/07/2010
Vantage Controls, Inc. | Vantage Controls, Inc. | MC | Multi-Level Astronomical Time |  | True | True |  | True | True | True | True | True | True | True |  |  |  |  | True | True | [5 empty] | Non Federally-Regulated | 09/13/2006 |  | 01/07/2010
Intermatic, Inc. | Grasslin | LM1-I-120-LS1 | Photosensor / Photocontrol Dev | Device | True | True |  | False | False | [16 empty] | Non Federally-Regulated | 01/20/2010 |  | 07/01/2014
Paragon Electric Co. | Paragon | EC7001/208-240V | Automatic Time Switch Control |  | True | True |  | True | True | [16 empty] | Non Federally-Regulated | 06/25/1993 |  | 01/21/1999
Tridonic | Tridonic | 24135955 DALIMXLAN8 | Automatic Time Switch Control |  | True | True |  | True | True | [16 empty] | Non Federally-Regulated | 08/22/2003 |  | 01/07/2010
Sensor Switch, Inc. | Sensor Switch | CMR PC ADC******* | Automatic Daylighting Control | Device | True | True | True | True | False |  |  | True | True | True | True | True |  | True | [7 empty] | Non Federally-Regulated | 04/28/2010 |  | 07/01/2014
Intermatic, Inc. | Grasslin | PC1-digi20-277-LS2+ E200 | Exterior Photocontrol Device |  | True | True | [11 empty] | True | True | True | [5 empty] | Non Federally-Regulated | 11/10/2008 |  | 01/07/2010
Lutron Electronics Co., Inc. | Lutron | MIR-600M******** | Dimmer | Device | True | True |  | True | True | True | True | False |  |  |  | False | [9 empty] | Non Federally-Regulated | 12/28/2009 |  | 01/21/2014
Lutron Electronics Co., Inc. | Lutron | LP6/********************* | Occupant / Motion / Vacancy Se | System | True | True |  | True | True | True | False |  |  |  |  | False | [9 empty] | Non Federally-Regulated | 04/28/2010 |  | 07/01/2014
Honeywell International | Honeywell | EL7365A/EL7305A | Automatic Daylighting Control |  | True | True |  | True | True | True | True | True | [8 empty] | True |  |  |  |  | Non Federally-Regulated | 08/06/1992 |  | 01/07/2010
Tork | Tork | EW101B | Automatic Time Switch Control |  |  |  |  | True | True | [16 empty] | Non Federally-Regulated | 04/06/2007 |  | 01/07/2010
Hubbell Building Automation | Hubbell Building Automation | LB1MSEXTP2 | Occupant / Motion / Vacancy Se |  | True | True |  | True | [17 empty] | Non Federally-Regulated | 05/20/2004 |  | 01/07/2010
Emerson Climate Technologies Retail Solutions | E2 | BX-300/400 | Multi-Level Astronomical Time | System | True | True |  | True | True | True | True | True | True | True | [11 empty] | Non Federally-Regulated | 02/18/2011 |  | 07/01/2014
Leviton Manufacturing Co., Inc. | Leviton | IPS05 -*** | Occupant / Motion / Vacancy Se | Device | True | True |  | True | True | False | False |  |  |  |  | False | [9 empty] | Non Federally-Regulated | 03/27/2012 |  | 07/01/2014
Intermatic, Inc. | Grasslin | PC2-digi30-277-LS2 | Automatic Daylighting Control |  | True | True | True | True | False |  | True | True | True | True | True | False |  | True | False | False | [5 empty] | Non Federally-Regulated | 09/05/2008 |  | 01/07/2010
Acuity Brands Lighting | Juno | T90CLF-24-** | Track Lighting Integral Curren | System | True | True |  | True | True | True | True | True | [13 empty] | Non Federally-Regulated | 05/21/2013 |  | 07/01/2014
Sensor Switch, Inc. | Sensor Switch | HMR-10-LT | Occupant / Motion / Vacancy Se |  | True | True |  | True | [17 empty] | Non Federally-Regulated | 11/15/2001 |  | 11/19/2001
Lutron Electronics Co., Inc. | Homeworks | HW-RPM-4M-120 | Astronomical Time Switch Contr | System | True | True |  | True | True | True | True | True | True | True | [11 empty] | Non Federally-Regulated | 01/20/2010 |  | 07/01/2014
Gentec, Inc. | Kameleon | K6-16-PA-S* | Astronomical Time Switch Contr | System | True | True |  | True | True | True | True | True | True | True | [11 empty] | Non Federally-Regulated | 01/20/2012 |  | 07/01/2014
Sensor Switch, Inc. | Sensor Switch | nHW-13-**** | Occupant / Motion / Vacancy Se |  | True | True |  | True | [17 empty] | Non Federally-Regulated | 11/20/2008 |  | 01/07/2010
Lutron Electronics Co., Inc. | Lutron | GP3-******************* | Occupant / Motion / Vacancy Se | System | True | True |  | True | True | True | False |  |  |  |  | False | [9 empty] | Non Federally-Regulated | 04/28/2010 |  | 07/01/2014
Leviton Manufacturing Co., Inc. | Leviton | L778-T/L206-CT | Occupant / Motion / Vacancy Se |  | True | True |  | True | [17 empty] | Non Federally-Regulated | 08/01/1997 |  | 01/07/2010
Gentec, Inc. | Kameleon | K8-32-PA-S* | Astronomical Time Switch Contr | System | True | True |  | True | True | True | True | True | True | True | [11 empty] | Non Federally-Regulated | 01/20/2012 |  | 07/01/2014
Tork | Tork | 7122ZL | Automatic Time Switch Control | Device | True | True |  | True | True | [16 empty] | Non Federally-Regulated | 04/28/2010 |  | 07/01/2014
Intelliswitch, S.A. de C.V. | Intelliswitch, S.A. de C.V. | IDSW XH6-RS-277 | Multi-Level Occupant Sensor | Device | True | True | True | True | True | True | True | True | True | False | True | True |  | False | [7 empty] | Non Federally-Regulated | 03/15/2012 |  | 07/01/2014
Pass & Seymour / Legrand | Switchplan | OSC3020I | Occupant / Motion / Vacancy Se |  | True | True |  | True | [17 empty] | Non Federally-Regulated | 03/29/1993 |  | 01/07/2010
Sensor Switch, Inc. | Sensor Switch | CMRB-10-*-***-*-** | Occupant / Motion / Vacancy Se |  | True | True |  | True | [17 empty] | Non Federally-Regulated | 03/01/2006 |  | 01/07/2010
Lutron Electronics Co., Inc. | Homeworks | HWD-6D*** | Dimmer | System | True | True |  | True | True | True | True | False |  |  |  | False | [9 empty] | Non Federally-Regulated | 12/17/2009 |  | 07/01/2014
WattStopper, Inc. | WattStopper | W500A | Ultrasonic Occupant / Motion S |  | True | True |  | True | True | True | True | True | [13 empty] | Non Federally-Regulated | 08/10/1992 |  | 01/07/2010
Legrand / Wiremold | WattStopper | LRD1C | Multi-Level Occupant Sensor | System | True | True | True | True | True | True | True | True | True | True | True | True | True | True | True | True | True | True |  |  |  | Non Federally-Regulated | 03/23/2010 |  | 07/01/2014
Lutron Electronics Co., Inc. | Lutron | MW-FPS*** | Photosensor / Photocontrol Dev | System | True | True |  | False | False | [16 empty] | Non Federally-Regulated | 05/19/2010 |  | 07/01/2014
Lutron Electronics Co., Inc. | Lutron | SF-12P-277****** | Dimmer | Device | True | True |  | True | True | True | True | False |  |  |  | False | [9 empty] | Non Federally-Regulated | 12/28/2009 |  | 07/01/2014
Grasslin Controls Corp. | Grasslin | GMX2DIGI42 | Automatic Time Switch Control |  | True | True |  | True | True | [16 empty] | Non Federally-Regulated | 05/12/1997 |  | 02/25/2008
Intermatic, Inc. | Grasslin | FM1D20E-240 | Automatic Time Switch Control |  | True | True |  | True | True | [16 empty] | Non Federally-Regulated | 10/15/2008 |  | 01/07/2010
Universal Energy Control, Inc. | Automatic Infrared Ceiling Switch | AICS-277V | Occupant / Motion / Vacancy Se |  | False | False |  | True | [17 empty] | Non Federally-Regulated | 01/01/1989 |  | 04/06/1998
Lutron Electronics Co., Inc. | Lutron | GP72-******************* | Multi-Level Occupant Sensor | System | True | True | True | True | True | True | True | True | True | True | True | True |  | False | [7 empty] | Non Federally-Regulated | 12/28/2009 |  | 07/01/2014
Lumisys | Lumisys | QKbR4 | Automatic Time Switch Control |  | True | True |  | True | True | [16 empty] | Non Federally-Regulated | 05/25/2007 |  | 01/07/2010
Lutron Electronics Co., Inc. | Grafik Eye | PAV6*-120 | Multi-Level Daylighting Contro |  | True | True |  | True | True | True | True | [14 empty] | Non Federally-Regulated | 09/19/2005 |  | 01/07/2010
Legrand / Wiremold | WattStopper | NVHUBC | Dimmer | System | True | True | True | True | True | True | True | True | True | True | True | True | [9 empty] | Non Federally-Regulated | 03/23/2010 |  | 07/01/2014
WattStopper, Inc. | WattStopper | LILM48-*-*-*-* | Automatic Time Switch Control | Device | True | True |  | True | True | [16 empty] | Non Federally-Regulated | 08/03/2010 |  | 07/01/2014
Lutron Electronics Co., Inc. | Centralized Lighting Control | DMWPLP**-******-** | Occupant / Motion / Vacancy Se |  | True | True |  | True | [17 empty] | Non Federally-Regulated | 09/19/2005 |  | 01/07/2010
Lutron Electronics Co., Inc. | Lutron | LP1/********************* | Multi-Level Occupant Sensor | System | True | True | True | True | True | True | True | True | True | True | True | True |  | False | [7 empty] | Non Federally-Regulated | 12/28/2009 |  | 07/01/2014
Lutron Electronics Co., Inc. | Lutron | XP4-******************* | Astronomical Time Switch Contr | System | True | True |  | True | True | True | True | True | True | True | [11 empty] | Non Federally-Regulated | 12/28/2009 |  | 07/01/2014
Tork | Tork | W222L | Automatic Time Switch Control | Device | True | True |  | True | True | [16 empty] | Non Federally-Regulated | 11/12/2013 |  | 07/01/2014
Tork | Tork | E103-3 (277VAC) | Automatic Time Switch Control |  | True | True |  | True | True | [16 empty] | Non Federally-Regulated | 02/07/1994 |  | 03/10/1994
Leviton Manufacturing Co., Inc. | Leviton | ODS0D-T** | Occupant / Motion / Vacancy Se |  | True | True |  | True | [17 empty] | Non Federally-Regulated | 03/29/2007 |  | 01/07/2010
Grasslin Controls Corp. | Grasslin | PC1-DIGI 20 | Photosensor / Photocontrol Dev |  | True | True |  | True | [17 empty] | Non Federally-Regulated | 04/09/2001 |  | 02/25/2008
Lutron Electronics Co., Inc. | Grafik Eye | GRX-3004-A-** | Automatic Time Switch Control |  | True | True |  | True | True | [16 empty] | Non Federally-Regulated | 06/20/1994 |  | 09/19/2005
Lutron Electronics Co., Inc. | Homeworks | HRD-10ND*** | Occupant / Motion / Vacancy Se | System | True | True |  | True | True | False | False |  |  |  |  | False | [9 empty] | Non Federally-Regulated | 01/20/2010 |  | 07/01/2014
Sensor Switch, Inc. | Sensor Switch | WS-277-TW | Occupant / Motion / Vacancy Se |  | True | True |  | True | [17 empty] | Non Federally-Regulated | 02/04/1997 |  | 11/19/2001
Marlin Controls, Inc. | Marlin Controls | HERCULES RMS | Automatic Time Switch Control | System | True | True |  | True | True | [16 empty] | Non Federally-Regulated | 01/23/2012 |  | 07/01/2014
Siemens Energy & Automation | Siemens Energy & Automation | 5WG1 705-8XG35 | Automatic Time Switch Control |  | True | True |  | True | True | [8 empty] | True | True | True | [5 empty] | Non Federally-Regulated | 12/19/2005 |  | 01/07/2010
Hubbell Building Automation | Hubbell Building Automation | TC8D81P347 | Automatic Time Switch Control |  | True | True |  | True | True | [16 empty] | Non Federally-Regulated | 09/08/2007 |  | 01/07/2010
Mytech Corp. | Mytech | LO-IR-WV-RP | Occupant / Motion / Vacancy Se |  | True | True |  | True | [17 empty] | Non Federally-Regulated | 06/04/1999 |  | 01/07/2010
Tork | Tork | TZ-300L | Automatic Time Switch Control |  | True | True |  | True | True | [16 empty] | Non Federally-Regulated | 06/03/2003 |  | 01/07/2010
Lutron Electronics Co., Inc. | HomeWorks QS | HQRD-H*** | Dimmer | System | True | True |  | True | True | True | True | False |  |  |  | False | [9 empty] | Non Federally-Regulated | 07/12/2012 |  | 07/01/2014
Intermatic, Inc. | Gasmaster | PC2-D30-120-LS2 | Photosensor / Photocontrol Dev | Device | True | True | True | [18 empty] | Non Federally-Regulated | 07/17/2014 |  | 08/05/2014
Gentec, Inc. | Schneider Electric | SERPTC411 | Multi-Level Astronomical Time | Device | True | True |  | True | True | True | True | True | True | True | [11 empty] | Non Federally-Regulated | 01/20/2012 |  | 07/01/2014
Leviton Manufacturing Co., Inc. | Leviton | PS200-1** | Occupant / Motion / Vacancy Se | Device | True | True |  | True | True | False | False |  |  |  |  | False | [9 empty] | Non Federally-Regulated | 12/20/2012 |  | 07/01/2014
Siemens Energy & Automation | Siemens Energy & Automation | 5WG1 704-8XE44 | Automatic Time Switch Control |  | True | True |  | True | True | [8 empty] | True | True | True | [5 empty] | Non Federally-Regulated | 12/19/2005 |  | 01/07/2010
Lutron Electronics Co., Inc. | Lutron | XPS48-******************* | Photosensor / Photocontrol Dev | System | True | True |  | False | False | [16 empty] | Non Federally-Regulated | 12/28/2009 |  | 07/01/2014
Hubbell Building Automation | Hubbell Building Automation | SIMLXEN32S | Automatic Time Switch Control |  | True | True |  | True | True | [16 empty] | Non Federally-Regulated | 05/20/2004 |  | 01/07/2010
Schneider Electric (Square D Wiring Devices) | Powerlink | NF2000G3 | Astronomical Time Switch Contr |  | True | True |  | True | True | True | True | True | True | True | [11 empty] | Non Federally-Regulated | 03/14/2008 |  | 01/07/2010
Lutron Electronics Co., Inc. | Homeworks | HWD-6ND*** | Manual-On Occupant Sensor | System | True | True |  | True | True | False | True | True | False |  |  |  |  | False | [7 empty] | Non Federally-Regulated | 01/20/2010 |  | 07/01/2014
Vantage Controls, Inc. | Vantage Controls, Inc. | CLMNES050 | Multi-Level Daylighting Contro |  | True | True |  | True | True | True | True | [14 empty] | Non Federally-Regulated | 09/13/2006 |  | 01/07/2010
Douglas Lighting Controls | Douglas | WLC-3150 | Photosensor / Photocontrol Dev | System | True | True |  | False | False | [16 empty] | Non Federally-Regulated | 07/21/2011 |  | 07/01/2014
Lutron Electronics Co., Inc. | Lutron | LCP8-******************* | Automatic Time Switch Control | System | True | True |  | True | True | [16 empty] | Non Federally-Regulated | 12/28/2009 |  | 07/01/2014
EEMA Lighting Group | Liton | LP99** | Track Lighting Integral Curren | Device | True | True |  | True | True | True | True | True | [13 empty] | Non Federally-Regulated | 08/17/2011 |  | 07/01/2014
Cooper Controls | Greengate | VNW-P-1001-347-* | Occupant / Motion / Vacancy Se | Device | True | True |  | True | True | True | False |  |  |  |  | False | [9 empty] | Non Federally-Regulated | 08/07/2013 |  | 07/01/2014
Marlin Controls, Inc. | Unistar II | PCA | Occupant / Motion / Vacancy Se |  | True | False |  | True | [17 empty] | Non Federally-Regulated | 08/22/2003 |  | 02/06/2006
Daintree Networks, Inc. | Control Scope | SC** | Automatic Daylighting Control | System | True | True | True | True | True | True | True | False |  |  | True | True |  | True | [7 empty] | Non Federally-Regulated | 06/12/2012 |  | 07/01/2014
Signify North America Corporation | Occuswitch Classic | LRS22110/** | Manual-On Occupant Sensor | Device | True | True |  | True | True | True | True | True | False |  |  |  |  | False | [7 empty] | Non Federally-Regulated | 10/03/2013 |  | 07/01/2014
Lutron Electronics Co., Inc. | LCP 128 | LCP-****-***FT | Multi-Level Daylighting Contro |  | True | True |  | True | True | True | True | [14 empty] | Non Federally-Regulated | 09/19/2005 |  | 01/07/2010
Lutron Electronics Co., Inc. | Microwatt | MW-PS-WH | Automatic Daylighting Control |  | True | True |  | True | False |  | False | [9 empty] | True |  |  |  |  | Non Federally-Regulated | 05/09/2000 |  | 09/19/2005
PLC Multipoint, Inc. | PLC Multipoint | LC9PF | Automatic Daylighting Control |  | True | True | False | True | False |  | False |  | False |  | True | True |  |  |  | False | [5 empty] | Non Federally-Regulated | 07/19/2006 |  | 01/07/2010
Strand Lighting | Strand | 62020 | Lumen Maintenance Lighting Con |  | True | True |  | True | True | True | True | [14 empty] | Non Federally-Regulated | 05/08/1997 |  | 08/28/2001
Lutron Electronics Co., Inc. | Homeworks | HS24-*********** | Multi-Level Occupant Sensor | System | True | True | True | True | True | False | True | True | True | True | True | True |  | False | [7 empty] | Non Federally-Regulated | 01/20/2010 |  | 07/01/2014
Lutron Electronics Co., Inc. | Lutron | LP1/********************* | Astronomical Time Switch Contr | System | True | True |  | True | True | True | True | True | True | True | [11 empty] | Non Federally-Regulated | 12/28/2009 |  | 07/01/2014
Intermatic, Inc. | Grasslin | GMXFM1D20-O-240 | Automatic Time Switch Control |  | True | True |  | True | True | [16 empty] | Non Federally-Regulated | 10/15/2008 |  | 01/07/2010
Cooper Controls | iLumin | SC120****-UN-******** | Manual-On Occupant Sensor | System | True | True | True | True | True | True | True | True | True | True | True | True |  | False | [7 empty] | Non Federally-Regulated | 04/15/2011 |  | 05/16/2011
Lutron Electronics Co., Inc. | Lutron | LUT-HVAC-100-242 | Automatic Time Switch Control | System | True | True |  | True | True | [16 empty] | Non Federally-Regulated | 07/10/2012 |  | 07/01/2014
Siemens Energy & Automation | Siemens Energy & Automation | 5WG1 704-8XJ41 | Automatic Time Switch Control |  | True | True |  | True | True | [8 empty] | True | True | True | [5 empty] | Non Federally-Regulated | 12/19/2005 |  | 01/07/2010
Lutron Electronics Co., Inc. | Centralized Lighting Control | SO-1****-**-*** | Automatic Daylighting Control |  | True | True | True | True | False |  | False |  | False |  | True | True | False | True | False | True |  | True |  |  |  | Non Federally-Regulated | 06/08/2007 |  | 01/07/2010
Douglas Lighting Controls | Douglas Lighting Controls | WNP-2150 | Automatic Time Switch Control | System | True | True |  | True | True | [16 empty] | Non Federally-Regulated | 05/28/2010 |  | 07/01/2014
GE Industrial Systems | GE Industrial Systems | RSENUS1LV | Photosensor / Photocontrol Dev |  | True | False |  | True | [17 empty] | Non Federally-Regulated | 03/20/2001 |  | 01/07/2010
Siemens Energy & Automation | Siemens Energy & Automation | 5WG1 705-8XA32 | Automatic Time Switch Control |  | True | True |  | True | True | [8 empty] | True | True | True | [5 empty] | Non Federally-Regulated | 12/19/2005 |  | 01/07/2010
Lighting Control & Design | Lighting Control & Design | GR2400SBP******DTC***** | Astronomical Time Switch Contr | System | True | True |  | True | True | True | True | True | True | True | [11 empty] | Non Federally-Regulated | 12/28/2009 |  | 07/01/2014
Leviton Manufacturing Co., Inc. | Leviton | 6672 | Dimmer | Device | True | True |  | True | True | True | True | False |  |  |  | False | [9 empty] | Non Federally-Regulated | 12/17/2012 |  | 07/01/2014
The Watt Watcher | Passive Infra-red Sensor | W-PIR 500 | Occupant / Motion / Vacancy Se |  | False | False |  | True | [17 empty] | Non Federally-Regulated | 01/01/1989 |  | 04/06/1998
Lutron Electronics Co., Inc. | Softswitch 128 | XPS40-******-** | Automatic Daylighting Control |  | True | True | True | True | False |  | False |  | False |  | True | False |  | True |  | False | [5 empty] | Non Federally-Regulated | 09/19/2005 |  | 01/07/2010
Energy Conservation Engineering | Linear Corp PIR Detector | 94KM150 | Occupant / Motion / Vacancy Se |  | False | False |  | True | [17 empty] | Non Federally-Regulated | 04/01/1988 |  | 04/06/1998
Legrand / Pass & Seymour | Legrand / Pass & Seymour | CD1603PNA* | Dimmer | Device | True | True |  | True | True | True | True | True | True | True | True | False | [9 empty] | Non Federally-Regulated | 09/14/2012 |  | 07/01/2014
Hubbell Building Automation | Hubbell Building Automation | LXJN************** | Automatic Time Switch Control | System | True | True |  | True | True | [16 empty] | Non Federally-Regulated | 03/26/2010 |  | 02/04/2014
Lutron Electronics Co., Inc. | Lutron | ULOS-WDT-R*** | Occupant / Motion / Vacancy Se | System | True | True |  | True | True | True | True | True | True | True | True | False | [9 empty] | Non Federally-Regulated | 12/13/2012 |  | 07/01/2014
WattStopper, Inc. | WattStopper | WI200 | Occupant / Motion / Vacancy Se |  | True | True |  | True | [17 empty] | Non Federally-Regulated | 08/20/1996 |  | 01/07/2010
Lutron Electronics Co., Inc. | Lutron | CCP-************-******-** | Multi-Level Occupant Sensor | System | True | True | True | True | True | True | True | False | True | True | True | True |  | False | [7 empty] | Non Federally-Regulated | 07/10/2012 |  | 07/01/2014
Lutron Electronics Co., Inc. | Lutron | CCP-******-******-** | Photosensor / Photocontrol Dev | System | True | True |  | False | False | [16 empty] | Non Federally-Regulated | 07/10/2012 |  | 07/01/2014
Schneider Electric (Square D Wiring Devices) | Powerlink | NF2000G3 | Multi-Level Astronomical Time |  | True | True |  | True | True | True | True | True | True | True | [11 empty] | Non Federally-Regulated | 03/14/2008 |  | 01/07/2010
Lutron Electronics Co., Inc. | Centralized Lighting Control | OMX-360*-*-** | Photosensor / Photocontrol Dev |  | True | True |  | True | [17 empty] | Non Federally-Regulated | 09/19/2005 |  | 01/07/2010
Horton Controls, Inc. | Horton Controls, Inc. | HBMS8SS | Automatic Time Switch Control |  | True | True |  | True | True | [16 empty] | Non Federally-Regulated | 05/04/2000 |  | 07/30/2002
Convia, Inc., A Herman Miller Co. | Convia | GSE-IRR-GR | Multi-Level Astronomical Time | System | True | True |  | True | True | True | True | True | True | True | [11 empty] | Non Federally-Regulated | 03/04/2010 |  | 07/01/2014
Blue Ridge Technologies | Global | GL16************* | Automatic Time Switch Control | Device | True | True |  | True | True | [16 empty] | Non Federally-Regulated | 06/30/2010 |  | 07/01/2014
Lutron Electronics Co., Inc. | Lutron | C-103P********** | Dimmer | Device | True | True |  | True | True | True | True | True | True | True | True | False | [9 empty] | Non Federally-Regulated | 04/28/2010 |  | 01/21/2014
Lutron Electronics Co., Inc. | Centralized Lighting Control | DMWPL-LZC* | Photosensor / Photocontrol Dev |  | True | True |  | True | [17 empty] | Non Federally-Regulated | 09/19/2005 |  | 01/07/2010
Leviton Manufacturing Co., Inc. | Leviton | R08ND-*** | Automatic Time Switch Control |  | True | True |  | True | True | [16 empty] | Non Federally-Regulated | 08/17/2004 |  | 01/07/2010
Legrand / Wiremold | WattStopper | GSA-GCA | Automatic Time Switch Control | System | True | True |  | True | True | [16 empty] | Non Federally-Regulated | 03/23/2010 |  | 07/01/2014
Tork | Tork | DZM200A-24 | Astronomical Time Switch Contr |  |  |  |  | True | True | True | True | True | True | True | [11 empty] | Non Federally-Regulated | 04/27/2006 |  | 01/07/2010
Sensor Switch, Inc. | Sensor Switch | nCMR-PC-****** | Photosensor / Photocontrol Dev |  | True | True |  | True | [17 empty] | Non Federally-Regulated | 11/20/2008 |  | 01/07/2010
Intermatic, Inc. | Grasslin | PC2-digi30-120-LS1+E300 | Photosensor / Photocontrol Dev | Device | True | True | True | [18 empty] | Non Federally-Regulated | 08/05/2014 |  | 01/09/2015
Lutron Electronics Co., Inc. | Grafik Eye | GRX-4006-A-** | Automatic Time Switch Control |  | True | True |  | True | True | [16 empty] | Non Federally-Regulated | 07/19/1994 |  | 09/19/2005
Lutron Electronics Co., Inc. | Homeworks | HRP5-120 | Occupant / Motion / Vacancy Se |  | True | True |  | True | [17 empty] | Non Federally-Regulated | 08/13/2007 |  | 01/07/2010
Cooper Wiring Devices | Greengate | OSW-P-0451-MV | Occupant / Motion / Vacancy Se |  | True | True |  | True | [17 empty] | Non Federally-Regulated | 04/10/2008 |  | 11/07/2008
Vantage Controls, Inc. | Vantage Controls, Inc. | RD22* | Dimmer | System | True | True | True | True | False |  | True | False |  |  |  | True | [9 empty] | Non Federally-Regulated | 04/28/2010 |  | 07/01/2014
Lutron Electronics Co., Inc. | Lutron | MA-600SP******** | Dimmer | Device | True | True |  | True | True | True | True | False |  |  |  | False | [9 empty] | Non Federally-Regulated | 12/28/2009 |  | 07/01/2014
Schneider Electric | SERP | SERPB64HS | Automatic Time Switch Control | System | True | True |  | True | True | [16 empty] | Non Federally-Regulated | 09/11/2012 |  | 07/01/2014
Enerlites, Inc. | Enerlites, Inc. | WVSS18-K | Manual-On Occupant Sensor | Device | True | True |  | True | True | True | True | True | False |  |  |  |  | False | [7 empty] | Non Federally-Regulated | 08/18/2011 |  | 07/01/2014
Sensor Switch, Inc. | Sensor Switch | nWSD PDT************* | Occupant / Motion / Vacancy Se | System | True | True |  | True | True | True | False |  |  |  |  | False | [9 empty] | Non Federally-Regulated | 04/28/2010 |  | 07/01/2014
Convia, Inc., A Herman Miller Co. | Convia | GSE-SCW-WH | Astronomical Time Switch Contr |  | True | True |  | True | True | True | True | True | True | True |  |  |  | False | True | True | [5 empty] | Non Federally-Regulated | 04/04/2008 |  | 01/07/2010
Cooper Controls | Greengate | VNW-P-1001-MV-* | Manual-On Occupant Sensor | Device | True | True | True | True | True | True | True | True | True | True | True | True |  | False | [7 empty] | Non Federally-Regulated | 08/07/2013 |  | 07/01/2014
Intermatic, Inc. | Grasslin | PC2-120-LS2 | Photosensor / Photocontrol Dev | Device | True | True |  | False | False | [16 empty] | Non Federally-Regulated | 01/20/2010 |  | 07/01/2014
USE Lighting Control, Inc. | Enerlites, Inc. | WOS15 | Occupant / Motion / Vacancy Se |  | True | True |  | True | [8 empty] | False | True | True | True | False | False |  |  |  | Non Federally-Regulated | 10/30/2008 |  | 01/07/2010
Cooper Controls | Greengate | OMC-U-1001-R | Ultrasonic Occupant / Motion S |  | True | True |  | True | True | True | True | True | [13 empty] | Non Federally-Regulated | 11/07/2008 |  | 01/07/2010
Cooper Controls | Novitas | 01-363-PC | Occupant / Motion / Vacancy Se |  | True | True |  | True | [17 empty] | Non Federally-Regulated | 11/07/2008 |  | 01/07/2010
Hubbell Building Automation | Hubbell Building Automation | LXEN*** | Automatic Time Switch Control | System | True | True |  | True | True | [16 empty] | Non Federally-Regulated | 03/26/2010 |  | 02/04/2014
Siemens Energy & Automation | Siemens Energy & Automation | 5WG1 705-8XF01 | Automatic Time Switch Control |  | True | True |  | True | True | [8 empty] | True | True | True | [5 empty] | Non Federally-Regulated | 12/19/2005 |  | 01/07/2010
Lutron Electronics Co., Inc. | Lutron | XPS16-******************* | Automatic Time Switch Control | System | True | True |  | True | True | [16 empty] | Non Federally-Regulated | 12/28/2009 |  | 07/01/2014
Hubbell Building Automation | Hubbell Building Automation | DLCPCA | Photosensor / Photocontrol Dev | System | True | True |  | False | False | [16 empty] | Non Federally-Regulated | 03/26/2010 |  | 02/04/2014
Lutron Electronics Co., Inc. | Grafik 6000 | OMX-RACP-** | Occupant / Motion / Vacancy Se |  | True | True |  | True | [17 empty] | Non Federally-Regulated | 09/12/2003 |  | 09/19/2005
LVS, Inc. | LVS | IOS-400 | Occupant / Motion / Vacancy Se |  | True | True |  | True | [17 empty] | Non Federally-Regulated | 08/13/1993 |  | 01/07/2010
Lutron Electronics Co., Inc. | Lutron | LUT-HVAC-100-245 | Manual-On Occupant Sensor | System | True | True |  | True | True | True | True | True | False |  |  |  |  | False | [7 empty] | Non Federally-Regulated | 07/10/2012 |  | 07/01/2014
Powerline Communications | Watchkeeper | WATCHKEEPER 32 | Automatic Time Switch Control |  | True | True |  | True | True | [16 empty] | Non Federally-Regulated | 08/11/1992 |  | 10/19/2001
Gentec, Inc. | Kameleon | K4-16-PA-S* | Multi-Level Astronomical Time | System | True | True |  | True | True | True | True | True | True | True | [11 empty] | Non Federally-Regulated | 01/20/2012 |  | 07/01/2014
Leviton Manufacturing Co., Inc. | Leviton | mzn20-*02 | Multi-Level Daylighting Contro |  | True | True |  | True | True | True | True | [14 empty] | Non Federally-Regulated | 05/11/2005 |  | 01/07/2010
Intermatic, Inc. | Grasslin | PC1-D20-120-LS2 | Photosensor / Photocontrol Dev | Device | True | True |  | False | False | [16 empty] | Non Federally-Regulated | 01/20/2010 |  | 07/01/2014
Sensor Switch, Inc. | Sensor Switch | LWSH PDT 2P************ | Occupant / Motion / Vacancy Se | Device | True | True |  | True | True | False | False |  |  |  |  | False | [9 empty] | Non Federally-Regulated | 04/28/2010 |  | 07/01/2014
Lutron Electronics Co., Inc. | Softswitch 128 | XPS24-******-** | Astronomical Time Switch Contr |  | True | True |  | True | True | True | True | True | True | True | [11 empty] | Non Federally-Regulated | 09/19/2005 |  | 01/07/2010
Lutron Electronics Co., Inc. | Homeworks | HS8-*********** | Multi-Level Astronomical Time | System | True | True |  | True | True | True | True | True | True | True | [11 empty] | Non Federally-Regulated | 01/20/2010 |  | 07/01/2014
GE Lighting, a Savant company | GE Lighting Controls | CLCINT24-INTR24-***-**2* | Automatic Daylighting Control | System | True | True | True | True | False |  |  | False |  |  | True | True |  | True | [7 empty] | Non Federally-Regulated | 07/27/2012 |  | 07/01/2014
Gentec, Inc. | Kameleon | K4-64-PA-S* | Automatic Time Switch Control | System | True | True |  | True | True | [16 empty] | Non Federally-Regulated | 01/20/2012 |  | 07/01/2014
Siemens Energy & Automation | Siemens Energy & Automation | 5WG1 704-8XA13 | Automatic Time Switch Control |  | True | True |  | True | True | [8 empty] | True | True | True | [5 empty] | Non Federally-Regulated | 12/19/2005 |  | 01/07/2010
Legrand / Pass & Seymour | Legrand / Pass & Seymour | CD1600* | Dimmer | Device | True | True |  | True | True | True | True | False |  |  |  | False | [9 empty] | Non Federally-Regulated | 12/23/2010 |  | 07/01/2014
Lutron Electronics Co., Inc. | Lutron | LCP3-******************* | Multi-Level Astronomical Time | System | True | True |  | True | True | True | True | True | True | True | [11 empty] | Non Federally-Regulated | 12/28/2009 |  | 07/01/2014
Leviton Manufacturing Co., Inc. | Leviton | IPV0R -*** | Manual-On Occupant Sensor | System | True | True |  | True | True | False | True | True | False |  |  |  |  | False | [7 empty] | Non Federally-Regulated | 07/02/2012 |  | 07/01/2014
Sensor Switch, Inc. | Sensor Switch | nCMR-10-2P-***** | Occupant / Motion / Vacancy Se |  | True | True |  | True | [17 empty] | Non Federally-Regulated | 11/20/2008 |  | 01/07/2010
WattStopper, Inc. | WattStopper | WN-100-* | Occupant / Motion / Vacancy Se | Device | True | True |  | True | True | False | False |  |  |  |  | False | [9 empty] | Non Federally-Regulated | 05/28/2010 |  | 07/01/2014
Lighting Control & Design | Lighting Control & Design | XP-1 | Automatic Daylighting Control | System | True | True | True | True | False |  |  | True | True | True | True | True |  | True | [7 empty] | Non Federally-Regulated | 12/28/2009 |  | 07/01/2014
Lutron Electronics Co., Inc. | Lutron | LCP72-******************* | Occupant / Motion / Vacancy Se | System | True | True |  | True | True | True | False |  |  |  |  | False | [9 empty] | Non Federally-Regulated | 04/28/2010 |  | 07/01/2014
Siemens Energy & Automation | Siemens Energy & Automation | 5WG1 704-8XK12 | Automatic Time Switch Control |  | True | True |  | True | True | [8 empty] | True | True | True | [5 empty] | Non Federally-Regulated | 12/19/2005 |  | 01/07/2010
PLC Multipoint, Inc. | PLC Multipoint | RB-08-1-U | Astronomical Time Switch Contr | System | True | True |  | True | True | True | True | True | True | True | [11 empty] | Non Federally-Regulated | 02/02/2011 |  | 07/01/2014
Legrand / Pass & Seymour | Legrand / Pass & Seymour | 91183* | Dimmer | Device | True | True |  | True | True | True | True | True | True | True | True | False | [9 empty] | Non Federally-Regulated | 09/14/2012 |  | 07/01/2014
Schneider Electric (Square D Wiring Devices) | Square D Co. | SLSWUS1500 | Ultrasonic Occupant / Motion S |  | True | True |  | True | True | True | True | True | [13 empty] | Non Federally-Regulated | 01/26/2009 |  | 01/07/2010
Lumisys | FlexNet | FN_48** | Automatic Time Switch Control |  | True | True |  | True | True | [16 empty] | Non Federally-Regulated | 02/23/2009 |  | 01/07/2010
Horton Controls, Inc. | Horton Controls, Inc. | H1N***12SP | Automatic Time Switch Control |  | True | True |  | True | True | [16 empty] | Non Federally-Regulated | 05/04/2000 |  | 07/30/2002
Intermatic, Inc. | Grasslin | GMX2FM2D50I-240 | Automatic Time Switch Control |  | True | True |  | True | True | [16 empty] | Non Federally-Regulated | 10/15/2008 |  | 01/07/2010
WattStopper, Inc. | WattStopper | WT-600 | Occupant / Motion / Vacancy Se | Device | True | True |  | True | True | False | True | True | True | True | True | False | [9 empty] | Non Federally-Regulated | 05/28/2010 |  | 07/01/2014
Sensor Switch, Inc. | Sensor Switch | WV-PDT-RR7-**-** | Occupant / Motion / Vacancy Se |  | True | True |  | True | [17 empty] | Non Federally-Regulated | 11/19/2001 |  | 03/01/2006
Sensor Switch, Inc. | Sensor Switch | RMR PDT 10*********** | Occupant / Motion / Vacancy Se | Device | True | True |  | True | True | False | False |  |  |  |  | False | [9 empty] | Non Federally-Regulated | 04/28/2010 |  | 07/01/2014
Lutron Electronics Co., Inc. | Centralized Lighting Control | SO-5****-**-*** | Occupant / Motion / Vacancy Se |  | True | True |  | True | [17 empty] | Non Federally-Regulated | 06/08/2007 |  | 01/07/2010
PCI Lighting Controls | Controlkeeper | CONTROLKEEPER | Photosensor / Photocontrol Dev |  | True | True |  | True | [17 empty] | Non Federally-Regulated | 10/21/1999 |  | 04/10/2008
Siemens Energy & Automation | Siemens Energy & Automation | 5WG1 705-8XA11 | Automatic Time Switch Control |  | True | True |  | True | True | [8 empty] | True | True | True | [5 empty] | Non Federally-Regulated | 12/19/2005 |  | 01/07/2010
Tork | Tork | 1847AW | Automatic Time Switch Control |  | True | True |  | True | True | [16 empty] | Non Federally-Regulated | 06/03/2003 |  | 01/07/2010
Lutron Electronics Co., Inc. | Lutron | AN-103P********* | Dimmer | Device | True | True |  | True | True | True | True | True | True | True | True | False | [9 empty] | Non Federally-Regulated | 04/28/2010 |  | 01/21/2014
Marlin Controls, Inc. | Unistar II | HERCULESRMS | Automatic Time Switch Control |  | True | True |  | True | True | [8 empty] | True | True | True | [5 empty] | Non Federally-Regulated | 02/06/2006 |  | 01/07/2010
Tork | Tork | DTS100B | Automatic Time Switch Control |  |  |  |  | True | True | [16 empty] | Non Federally-Regulated | 01/04/2007 |  | 01/07/2010
Lutron Electronics Co., Inc. | Lutron | AY-603PNL******** | Dimmer | Device | True | True |  | True | True | True | True | True | True | True | True | False | [9 empty] | Non Federally-Regulated | 04/28/2010 |  | 07/01/2014
Lutron Electronics Co., Inc. | Grafik Eye | GRX-4108-*-** | Automatic Time Switch Control |  | True | True |  | True | True | [16 empty] | Non Federally-Regulated | 05/09/2000 |  | 09/19/2005
Sensor Switch, Inc. | Sensor Switch | CMR-PDT | Occupant / Motion / Vacancy Se |  | True | True |  | True | [17 empty] | Non Federally-Regulated | 10/25/1996 |  | 11/19/2001
Lutron Electronics Co., Inc. | Homeworks | HWD-6ND*** | Dimmer | System | True | True |  | True | True | True | True | False |  |  |  | False | [9 empty] | Non Federally-Regulated | 12/17/2009 |  | 07/01/2014
Sentry, LLC | Sentry Switch | SS20277 | Automatic Time Switch Control |  | True | True |  | True | True | [16 empty] | Non Federally-Regulated | 08/11/2000 |  | 01/07/2010
Cooper Wiring Devices | Nexion | OSP10C-** | Occupant / Motion / Vacancy Se | Device | True | True |  | True | True | False | False |  |  |  |  | False | [9 empty] | Non Federally-Regulated | 02/02/2011 |  | 07/01/2014
Cooper Controls | Novitas | 01-101BAS-** | Ultrasonic Occupant / Motion S |  | True | True |  | True | True | True | True | True | [13 empty] | Non Federally-Regulated | 11/07/2008 |  | 01/07/2010
Lutron Electronics Co., Inc. | Homeworks | ST-5***-**-** | Occupant / Motion / Vacancy Se |  | True | True |  | True | [17 empty] | Non Federally-Regulated | 08/13/2007 |  | 01/07/2010
Lutron Electronics Co., Inc. | Lutron | LUT-HVAC-100-241 | Astronomical Time Switch Contr | System | True | True |  | True | True | True | True | True | True | True | [11 empty] | Non Federally-Regulated | 07/10/2012 |  | 07/01/2014
Tork | Tork | DIN100A (120VAC) | Automatic Time Switch Control |  | True | True |  | True | True | [16 empty] | Non Federally-Regulated | 03/22/2001 |  | 01/07/2010
Hubbell Incorporated | H-Moss | AT1277W | Occupant / Motion / Vacancy Se |  | True | True |  | True | [17 empty] | Non Federally-Regulated | 05/09/2003 |  | 01/07/2010
Tork | Tork | EW103S-3 (277VAC) | Automatic Time Switch Control |  | True | True |  | True | True | [16 empty] | Non Federally-Regulated | 12/20/1994 |  | 01/07/2010
Sensia | LCP1500 | LCP1500 | Photosensor / Photocontrol Dev |  | True | True |  | True | [17 empty] | Non Federally-Regulated | 11/02/2001 |  | 11/09/2001
Sensor Switch, Inc. | Sensor Switch | HWR13********** | Occupant / Motion / Vacancy Se | Device | True | True |  | True | True | False | False |  |  |  |  | False | [9 empty] | Non Federally-Regulated | 04/28/2010 |  | 07/01/2014
WattStopper, Inc. | WattStopper | SC100-CP | Automatic Time Switch Control |  | True | True |  | True | True | [16 empty] | Non Federally-Regulated | 10/01/2001 |  | 01/07/2010
Lutron Electronics Co., Inc. | Lutron | DVSCTV********** | Dimmer | Device | True | True |  | True | True | True | True | False |  |  |  | False | [9 empty] | Non Federally-Regulated | 12/28/2009 |  | 01/21/2014
Hubbell Incorporated | Hubbell Wiring Device Kellems | WS12**** | Occupant / Motion / Vacancy Se | Device | True | True |  | True | True | False | False |  |  |  |  | False | [9 empty] | Non Federally-Regulated | 05/28/2010 |  | 07/01/2014
Schneider Electric (Square D Wiring Devices) | Powerlink | NF3000G3C | Photosensor / Photocontrol Dev |  | True | True |  | True | [17 empty] | Non Federally-Regulated | 08/24/2006 |  | 01/07/2010
Pass & Seymour / Legrand | Rex | 49698 | Automatic Time Switch Control |  | True | True |  | True | True | [16 empty] | Non Federally-Regulated | 02/09/1995 |  | 01/07/2010
Lutron Electronics Co., Inc. | Homeworks | HS8-*********** | Occupant / Motion / Vacancy Se | System | True | True |  | True | True | False | False |  |  |  |  | False | [9 empty] | Non Federally-Regulated | 01/20/2010 |  | 07/01/2014
WattStopper, Inc. | WattStopper | RS-350-* | Occupant / Motion / Vacancy Se | Device | True | True |  | True | True | False | False |  |  |  |  | False | [9 empty] | Non Federally-Regulated | 02/04/2010 |  | 07/01/2014
Lutron Electronics Co., Inc. | Ecosystem | CS-2L-** | Automatic Time Switch Control |  | True | True |  | True | True | [8 empty] | True | True | True | [5 empty] | Non Federally-Regulated | 01/08/2008 |  | 01/07/2010
Heathco, LLC | Hampton Bay | HB-4170 | Exterior Photocontrol Device |  | True | False | [11 empty] | True | True | True | [5 empty] | Non Federally-Regulated | 09/21/2007 |  | 01/07/2010
Schneider Electric | Schneider Electric | SLSPIP210 | Multi-Level Occupant Sensor | Device | True | True | True | True | True | True | True | True | True | True | True | True |  | False | [7 empty] | Non Federally-Regulated | 11/07/2013 |  | 07/01/2014
Lutron Electronics Co., Inc. | Lutron | C-1000********** | Dimmer | Device | True | True |  | True | True | True | True | False |  |  |  | False | [9 empty] | Non Federally-Regulated | 12/28/2009 |  | 01/21/2014
Legrand / Wiremold | WattStopper | NVHUBA | Multi-Level Astronomical Time | System | True | True |  | True | True | True | True | True | True | True | [11 empty] | Non Federally-Regulated | 03/23/2010 |  | 07/01/2014
Leviton Manufacturing Co., Inc. | Leviton | R24SD-*** | Photosensor / Photocontrol Dev |  | True | True |  | True | [17 empty] | Non Federally-Regulated | 08/17/2004 |  | 01/07/2010
WattStopper, Inc. | WattStopper | LIA48-*-*-*-* | Automatic Time Switch Control | Device | True | True |  | True | True | [16 empty] | Non Federally-Regulated | 08/03/2010 |  | 07/01/2014
Lutron Electronics Co., Inc. | Lutron | LOS-CUS-500*** | Occupant / Motion / Vacancy Se | System | True | True |  | True | True | True | True | True | True | True | True | False | [9 empty] | Non Federally-Regulated | 12/13/2012 |  | 07/01/2014
Strand Lighting | Strand | 62020 | Automatic Time Switch Control |  | True | True |  | True | True | [16 empty] | Non Federally-Regulated | 05/08/1997 |  | 01/07/2010
Mytech Corp. | Mytech | LP-2-120-I | Occupant / Motion / Vacancy Se |  | True | True |  | True | [17 empty] | Non Federally-Regulated | 06/04/1999 |  | 01/07/2010
Schneider Electric | Schneider Electric | SLC5753PEIRL | Multi-Level Occupant Sensor | System | True | True | True | True | True | True | True | True | True | True | True | True |  | False | [7 empty] | Non Federally-Regulated | 10/31/2013 |  | 07/01/2014
Siemens Energy & Automation | Siemens Energy & Automation | 5WG1 704-8XB43 | Automatic Time Switch Control |  | True | True |  | True | True | [8 empty] | True | True | True | [5 empty] | Non Federally-Regulated | 12/19/2005 |  | 01/07/2010
Digital Lumens | Digital Lumens | DLE-**-** | Dimmer | Device | True | True |  | True | False |  | True | False |  |  |  | False | [9 empty] | Non Federally-Regulated | 11/14/2013 |  | 07/01/2014
Lutron Electronics Co., Inc. | Digital Microwatt | DMW-RP3 | Automatic Time Switch Control |  | True | True |  | True | True | [16 empty] | Non Federally-Regulated | 09/12/2003 |  | 09/19/2005
Lutron Electronics Co., Inc. | Homeworks | HW-RPM-4M-120 | Manual-On Occupant Sensor | System | True | True |  | True | True | False | True | True | False |  |  |  |  | False | [7 empty] | Non Federally-Regulated | 01/20/2010 |  | 07/01/2014
Crestron Electronics | Crestron Electronics | GLXP-DIMFLV8 | Dimmer | System | True | True |  | True | True | True | True | False |  |  |  | False | [9 empty] | Non Federally-Regulated | 03/01/2010 |  | 07/01/2014
Lutron Electronics Co., Inc. | Lutron | CCP-************-******-**-CGP*** | Manual-On Occupant Sensor | System | True | True |  | True | True | True | True | True | False |  |  |  |  | False | [7 empty] | Non Federally-Regulated | 07/10/2012 |  | 07/01/2014
Tork | Tork | E101-3 (277VAC) | Automatic Time Switch Control |  | True | True |  | True | True | [16 empty] | Non Federally-Regulated | 02/07/1994 |  | 03/10/1994
Tork | Tork | 2021 | Exterior Photocontrol Device | [14 empty] | True | True | True | [5 empty] | Non Federally-Regulated | 04/27/2006 |  | 01/07/2010
Powerline Communications | Watchkeeper | WATCHKEEPER 32 | Automatic Daylighting Control |  | True | True |  | True | False |  | True | False | [8 empty] | True |  |  |  |  | Non Federally-Regulated | 08/06/1992 |  | 10/19/2001
Lutron Electronics Co., Inc. | Softswitch 48 | XPS44-******-** | Photosensor / Photocontrol Dev |  | True | True |  | True | [17 empty] | Non Federally-Regulated | 09/12/2003 |  | 09/19/2005
Sensor Switch, Inc. | Sensor Switch | nCM-6-2P-*-** | Occupant / Motion / Vacancy Se |  | True | True |  | True | [17 empty] | Non Federally-Regulated | 11/20/2008 |  | 01/07/2010
Marlin Controls, Inc. | Marlin Controls | HERCULES | Astronomical Time Switch Contr | Device | True | True |  | True | True | True | True | True | True | True | [11 empty] | Non Federally-Regulated | 01/23/2012 |  | 07/01/2014
Sensor Switch, Inc. | Sensor Switch | WSD | Occupant / Motion / Vacancy Se |  | True | True |  | True | [17 empty] | Non Federally-Regulated | 04/19/1993 |  | 03/01/2006
Lighting Control & Design | Lighting Control & Design | XP-1 | Multi-Level Astronomical Time | System | True | True |  | True | True | True | True | True | True | True | [11 empty] | Non Federally-Regulated | 12/28/2009 |  | 07/01/2014
Lutron Electronics Co., Inc. | Lutron | LCP72-******************* | Multi-Level Occupant Sensor | System | True | True | True | True | True | True | True | True | True | True | True | True |  | False | [7 empty] | Non Federally-Regulated | 12/28/2009 |  | 07/01/2014
Lighting Control & Design | Lighting Control & Design | GR2400SBP******DTC*****d | Automatic Daylighting Control |  | True | True | False | True | True | True | False |  | True | True | True | True | False |  |  | True |  | True |  |  |  | Non Federally-Regulated | 06/28/2005 |  | 12/28/2009
Sensor Switch, Inc. | Sensor Switch | WSD-2P-*-*-*-*-** | Occupant / Motion / Vacancy Se |  | True | True |  | True | [17 empty] | Non Federally-Regulated | 03/01/2006 |  | 01/07/2010
Lutron Electronics Co., Inc. | Lutron | UMS-VP********** | Manual-On Occupant Sensor | Device | True | True |  | True | True | False | True | True | False |  |  |  |  | False | [7 empty] | Non Federally-Regulated | 02/25/2013 |  | 07/01/2014
GE Lighting, a Savant company | Total Lighting Controls | RINTER****-RCC48 | Automatic Time Switch Control | System | True | True |  | True | True | [16 empty] | Non Federally-Regulated | 10/08/2010 |  | 07/01/2014
Convia, Inc., A Herman Miller Co. | Convia | GSE-RDR | Astronomical Time Switch Contr | System | True | True |  | True | True | True | True | True | True | True | [11 empty] | Non Federally-Regulated | 03/04/2010 |  | 07/01/2014
Leviton Manufacturing Co., Inc. | Leviton | R08BD-*** | Occupant / Motion / Vacancy Se |  | True | True |  | True | [17 empty] | Non Federally-Regulated | 08/17/2004 |  | 01/07/2010
Eaton Corp. | Pow-R-Command | PRC750 | Automatic Time Switch Control | System | True | True |  | True | True | [16 empty] | Non Federally-Regulated | 09/21/2009 |  | 01/07/2010
Siemens Energy & Automation | Siemens Energy & Automation | 5WG1 705-8XB46 | Automatic Time Switch Control |  | True | True |  | True | True | [8 empty] | True | True | True | [5 empty] | Non Federally-Regulated | 12/19/2005 |  | 01/07/2010
Legrand / Pass & Seymour | Legrand / Pass & Seymour | 93281* | Dimmer | Device | True | True |  | True | True | True | True | False |  |  |  | False | [9 empty] | Non Federally-Regulated | 12/23/2010 |  | 07/01/2014
Microlite Corp. | Microlite | 500B*** | Automatic Time Switch Control |  | True | True |  | True | True | [16 empty] | Non Federally-Regulated | 08/02/1993 |  | 01/07/2010
Cooper Controls | Greengate | LK4 277** | Occupant / Motion / Vacancy Se | System | True | True |  | True | True | True | True | True | True | True | True | False | [9 empty] | Non Federally-Regulated | 04/15/2011 |  | 07/01/2014
Convia, Inc., A Herman Miller Co. | Convia | GSE-DCC-03 | Occupant / Motion / Vacancy Se |  | True | True |  | True | [8 empty] | True | True | True | True | True | True |  |  |  | Non Federally-Regulated | 04/04/2008 |  | 01/07/2010
Cooper Controls | Greengate | CK T 48******* | Astronomical Time Switch Contr | System | True | True |  | True | True | True | True | True | True | True | [11 empty] | Non Federally-Regulated | 04/15/2011 |  | 07/01/2014
Lutron Electronics Co., Inc. | Grafik 6000 | GR6MXINP | Photosensor / Photocontrol Dev |  | True | True |  | True | [17 empty] | Non Federally-Regulated | 09/12/2003 |  | 09/19/2005
Lutron Electronics Co., Inc. | Homeworks | HS3-******** | Multi-Level Astronomical Time | System | True | True |  | True | True | True | True | True | True | True | [11 empty] | Non Federally-Regulated | 01/20/2010 |  | 07/01/2014
BRK Electronics | BRK Electronics | TS114R | Automatic Time Switch Control |  | True | True |  | True | True | [16 empty] | Non Federally-Regulated | 04/29/1994 |  | 12/11/2000
Hubbell Building Automation | Hubbell Building Automation | WIH-OS-OMUS** | Occupant / Motion / Vacancy Se | System | True | True |  | True | True | True | True | True | True | True | True | False | [9 empty] | Non Federally-Regulated | 02/28/2012 |  | 07/01/2014
Maple Chase Co. | Paragon Electrical Products | EC4004/120V | Automatic Time Switch Control |  | True | True |  | True | True | [16 empty] | Non Federally-Regulated | 01/21/1999 |  | 01/07/2010
Unenco, Inc. / Univ. Energy | UEC | PIR-1000-P277V | Occupant / Motion / Vacancy Se |  | True | True |  | True | [17 empty] | Non Federally-Regulated | 10/06/1992 |  | 01/07/2010
Starfield Controls, Inc. | Starfield Controls, Inc. | TR224* | Automatic Time Switch Control |  | True | True |  | True | True | [16 empty] | Non Federally-Regulated | 03/14/2006 |  | 01/07/2010
Intermatic, Inc. | Grasslin | PC2-digi30-277-LS2 | Automatic Daylighting Control | Device | True | True | True | True | False |  |  | False |  |  | True | True |  | True | [7 empty] | Non Federally-Regulated | 01/20/2010 |  | 07/01/2014
Marlin Controls, Inc. | Unistar II | HERCULESPEGASUSPHC | Exterior Photocontrol Device |  | True | True | [12 empty] | True | [6 empty] | Non Federally-Regulated | 02/06/2006 |  | 01/07/2010
Heathco, LLC | Heath Zenith | SL-5412 | Exterior Photocontrol Device |  | True | False | [11 empty] | True | True | True | [5 empty] | Non Federally-Regulated | 09/21/2007 |  | 01/07/2010
Tork | Tork | DGU100-12 (12VDC) | Automatic Time Switch Control |  | True | True |  | True | True | [16 empty] | Non Federally-Regulated | 02/07/1994 |  | 01/07/2010
Legrand / Wiremold | WattStopper | LRD2C | Astronomical Time Switch Contr | System | True | True |  | True | True | True | True | True | True | True | [11 empty] | Non Federally-Regulated | 03/23/2010 |  | 07/01/2014
Lutron Electronics Co., Inc. | Lutron | XP4-******************* | Automatic Time Switch Control | System | True | True |  | True | True | [16 empty] | Non Federally-Regulated | 12/28/2009 |  | 07/01/2014
Lynxspring, Inc. | JENEsys | JENE-PC**** | Automatic Time Switch Control | Device | True | True |  | True | True | [16 empty] | Non Federally-Regulated | 08/08/2011 |  | 07/01/2014
Intermatic, Inc. | Gasmaster | PC2-digi30-277-LS2+ E300 | Photosensor / Photocontrol Dev | Device | True | True | True | [18 empty] | Non Federally-Regulated | 07/17/2014 |  | 08/05/2014
WattStopper, Inc. | WattStopper | FS305 | Occupant / Motion / Vacancy Se |  | True | True |  | True | [8 empty] | False | True | True | False | True | False |  |  |  | Non Federally-Regulated | 02/14/2008 |  | 01/07/2010
Maple Chase Co. | Paragon Electrical Products | EC72D/24V | Automatic Time Switch Control |  | True | True |  | True | True | [16 empty] | Non Federally-Regulated | 01/21/1999 |  | 01/07/2010
Blue Ridge Technologies | CL Series | CL48************* | Automatic Time Switch Control | System | True | True |  | True | True | [16 empty] | Non Federally-Regulated | 08/09/2011 |  | 07/01/2014
Sensor Switch, Inc. | Sensor Switch | AR202P | Occupant / Motion / Vacancy Se |  | True | True |  | True | [17 empty] | Non Federally-Regulated | 12/01/1992 |  | 11/19/2001
Legrand / Pass & Seymour | Legrand / Pass & Seymour | CDLV700* | Dimmer | Device | True | True |  | True | True | True | True | False |  |  |  | False | [9 empty] | Non Federally-Regulated | 12/23/2010 |  | 07/01/2014
Sensor Switch, Inc. | Sensor Switch | nWSD-PDT-LV-*********** | Occupant / Motion / Vacancy Se |  | True | True |  | True | [17 empty] | Non Federally-Regulated | 11/20/2008 |  | 01/07/2010
Siemens Energy & Automation | Siemens Energy & Automation | 5WG1 705-8XB31 | Automatic Time Switch Control |  | True | True |  | True | True | [8 empty] | True | True | True | [5 empty] | Non Federally-Regulated | 12/19/2005 |  | 01/07/2010
Siemens Energy & Automation | Siemens Energy & Automation | 5WG1 704-8XB11 | Automatic Time Switch Control |  | True | True |  | True | True | [8 empty] | True | True | True | [5 empty] | Non Federally-Regulated | 12/19/2005 |  | 01/07/2010
Signify North America Corporation | Philips Lighting Electronics North America | LRM225500 | Occupant / Motion / Vacancy Se | System | True | True |  | True | True | False | True | True | True | True | True | False | [9 empty] | Non Federally-Regulated | 06/20/2011 |  | 07/01/2014
Lutron Electronics Co., Inc. | LCP 128 | LCP-**-******-** | Multi-Level Astronomical Time |  | True | True |  | True | True | True | True | True | True | True | [11 empty] | Non Federally-Regulated | 09/19/2005 |  | 01/07/2010
Lutron Electronics Co., Inc. | Homeworks | HRD-10*D-** | Multi-Level Astronomical Time |  | True | True |  | True | True | True | True | True | True | True | [11 empty] | Non Federally-Regulated | 08/13/2007 |  | 01/07/2010
Gentec, Inc. | Schneider Electric | SERPL16HS | Multi-Level Astronomical Time | System | True | True |  | True | True | True | True | True | True | True | [11 empty] | Non Federally-Regulated | 01/20/2012 |  | 07/01/2014
Lutron Electronics Co., Inc. | Radio RA2 | RRD-10ND*** | Multi-Level Occupant Sensor | System | True | True | True | True | True | False | True | True | True | True | True | True |  | False | [7 empty] | Non Federally-Regulated | 12/17/2009 |  | 07/01/2014
Lutron Electronics Co., Inc. | LCP 128 | LCP-**-******-** | Multi-Level Daylighting Contro |  | True | True |  | True | True | True | True | [14 empty] | Non Federally-Regulated | 09/19/2005 |  | 01/07/2010
Lutron Electronics Co., Inc. | Lutron | XPS32-******************* | Automatic Time Switch Control | System | True | True |  | True | True | [16 empty] | Non Federally-Regulated | 12/28/2009 |  | 07/01/2014
Lutron Electronics Co., Inc. | Lutron | ULOS-CUS-2000*** | Occupant / Motion / Vacancy Se | System | True | True |  | True | True | True | True | True | True | True | True | False | [9 empty] | Non Federally-Regulated | 12/13/2012 |  | 07/01/2014
Cooper Controls | Greengate | RC3**** | Occupant / Motion / Vacancy Se | System | True | True |  | True | True | True | True | True | True | True | True | False | [9 empty] | Non Federally-Regulated | 08/07/2013 |  | 07/01/2014
Tork | Tork | DZS400A-24 | Automatic Time Switch Control |  | True | True |  | True | True | [16 empty] | Non Federally-Regulated | 03/22/2001 |  | 01/07/2010
Cooper Wiring Devices | Novitas | 01-180-BAS-** | Ultrasonic Occupant / Motion S |  | True | True |  | True | True | True | True | True |  |  |  |  | True | True | True | False | True | False |  |  |  | Non Federally-Regulated | 08/18/2006 |  | 04/10/2008
Schneider Electric (Square D Wiring Devices) | Square D Co. | SLSWUS1500 | Occupant / Motion / Vacancy Se |  | True | True |  | True | [17 empty] | Non Federally-Regulated | 05/23/2008 |  | 01/26/2009
Lutron Electronics Co., Inc. | Centralized Lighting Control | DMW-SVR-* | Automatic Time Switch Control |  | True | True |  | True | True | [16 empty] | Non Federally-Regulated | 09/19/2005 |  | 01/07/2010
Lighting Control & Design | Lighting Control & Design | GR2400ACC-***DTC******* | Multi-Level Daylighting Contro |  | True | True |  | True | True | True | True | [14 empty] | Non Federally-Regulated | 06/22/2005 |  | 12/28/2009
Distech Controls | Distech Controls | ECL-VAVS-O + EC-LIGHT-DISPLAY | Multi-Level Astronomical Time | System | True | True |  | True | True | True | True | True | True | True | [11 empty] | Non Federally-Regulated | 08/07/2012 |  | 07/01/2014
Lutron Electronics Co., Inc. | Lutron | MIR-600UR******* | Dimmer | Device | True | True |  | True | True | True | True | False |  |  |  | False | [9 empty] | Non Federally-Regulated | 12/28/2009 |  | 07/01/2014
Lutron Electronics Co., Inc. | Lutron | CCP-************-******-**-CGP*** | Dimmer | System | True | True |  | True | True | True | True | False |  |  |  | False | [9 empty] | Non Federally-Regulated | 07/10/2012 |  | 07/01/2014
Lutron Electronics Co., Inc. | Lutron | C-10P*********** | Dimmer | Device | True | True |  | True | True | True | True | False |  |  |  | False | [9 empty] | Non Federally-Regulated | 12/28/2009 |  | 01/21/2014
Lutron Electronics Co., Inc. | Softswitch 48 | XPS32-******-** | Occupant / Motion / Vacancy Se |  | True | True |  | True | [17 empty] | Non Federally-Regulated | 09/12/2003 |  | 09/19/2005
Lutron Electronics Co., Inc. | Digital Microwatt | DMWP**-******-** | Occupant / Motion / Vacancy Se |  | True | True |  | True | [17 empty] | Non Federally-Regulated | 09/12/2003 |  | 09/19/2005
Lutron Electronics Co., Inc. | LCP 128 | LCP-*-******-** | Automatic Time Switch Control |  | True | True |  | True | True | [16 empty] | Non Federally-Regulated | 09/19/2005 |  | 01/07/2010
Integrated Building Solutions | Smart Relay Modules | SRM220 | Automatic Time Switch Control |  | True | True |  | True | True | [16 empty] | Non Federally-Regulated | 08/10/1995 |  | 12/27/2000
Cooper Controls | Greengate | OSW-P-0451-SP-R-* | Occupant / Motion / Vacancy Se | System | True | True |  | True | True | False | False |  |  |  |  | False | [9 empty] | Non Federally-Regulated | 05/10/2011 |  | 07/01/2014
Distech Controls | Distech Controls | ECL-VAVS | Automatic Time Switch Control | Device | True | True |  | True | True | [16 empty] | Non Federally-Regulated | 08/07/2012 |  | 07/01/2014
Siemens Energy & Automation | Siemens Energy & Automation | 5WG1 704-8XC14 | Automatic Time Switch Control |  | True | True |  | True | True | [8 empty] | True | True | True | [5 empty] | Non Federally-Regulated | 12/19/2005 |  | 01/07/2010
Novitas, Inc. | Novitas | 01-350 | Occupant / Motion / Vacancy Se |  | True | True |  | True | [17 empty] | Non Federally-Regulated | 05/01/2001 |  | 08/18/2006
Legrand / Wiremold | WattStopper | LVHUBC | Multi-Level Astronomical Time | System | True | True |  | True | True | True | True | True | True | True | [11 empty] | Non Federally-Regulated | 03/23/2010 |  | 07/01/2014
Lutron Electronics Co., Inc. | Ecosystem | CS-2L-** | Occupant / Motion / Vacancy Se |  | True | True |  | True | [9 empty] | True | True | True | [5 empty] | Non Federally-Regulated | 01/08/2008 |  | 01/07/2010
Lutron Electronics Co., Inc. | Homeworks | HWV-1000D-** | Automatic Time Switch Control |  | True | True |  | True | True | [16 empty] | Non Federally-Regulated | 08/13/2007 |  | 01/07/2010
Douglas Lighting Controls | Douglas | WPS-3711 | Photosensor / Photocontrol Dev | System | True | True |  | False | False | [16 empty] | Non Federally-Regulated | 07/21/2011 |  | 07/01/2014
Lithonia Lighting | Synergy | SYSC MLX | Multi-Level Daylighting Contro |  | True | True |  | True | True | True | True | [14 empty] | Non Federally-Regulated | 07/24/2006 |  | 01/07/2010
Lightolier Controls | Insight | IHS3-1000VA-I | Occupant / Motion / Vacancy Se |  | True | True |  | True | [17 empty] | Non Federally-Regulated | 08/10/1992 |  | 04/06/1998
PLC Multipoint, Inc. | PLC Multipoint | LCS POLARIS | Automatic Daylighting Control |  | True | True |  | True | False |  | True | False | [8 empty] | True |  |  |  |  | Non Federally-Regulated | 03/31/1998 |  | 04/06/1998
Lutron Electronics Co., Inc. | Grafik Eye | RPT2/*-120***** | Automatic Time Switch Control |  | True | True |  | True | True | [16 empty] | Non Federally-Regulated | 09/12/2003 |  | 09/19/2005
Schneider Electric (Square D Wiring Devices) | Powerlink | RMC2000G3xxx | Automatic Time Switch Control |  | True | True |  | True | True | [8 empty] | True | True | [6 empty] | Non Federally-Regulated | 08/24/2006 |  | 03/14/2008
Vantage Controls, Inc. | Visonic | Sensor1-A Disc | Occupant / Motion / Vacancy Se |  | True | True |  | True | [8 empty] | True | [8 empty] | Non Federally-Regulated | 09/13/2006 |  | 01/07/2010
Siemens Energy & Automation | Siemens Energy & Automation | 5WG1 703-8XC42 | Automatic Time Switch Control |  | True | True |  | True | True | [8 empty] | True | True | True | [5 empty] | Non Federally-Regulated | 12/19/2005 |  | 01/07/2010
Vantage Controls, Inc. | Vantage Controls, Inc. | CLMERS100 | Multi-Level Daylighting Contro |  | True | True |  | True | True | True | True | [14 empty] | Non Federally-Regulated | 09/13/2006 |  | 01/07/2010
Convia, Inc., A Herman Miller Co. | Convia | GSE-OSC-02 | Manual-On Occupant Sensor | System | True | True | True | True | True | True | True | True | True | True | True | True | True | True | True | True |  | True |  |  |  | Non Federally-Regulated | 03/04/2010 |  | 04/27/2011
Sensor Switch, Inc. | Sensor Switch | SBR PDT 9 ADC******* | Automatic Daylighting Control | Device | True | True | True | True | False |  |  | True | True | True | True | True |  | True | [7 empty] | Non Federally-Regulated | 04/28/2010 |  | 07/01/2014
Leviton Manufacturing Co., Inc. | Leviton | ODS15-ID* | Occupant / Motion / Vacancy Se |  | True | True |  | True | [17 empty] | Non Federally-Regulated | 05/24/2000 |  | 01/07/2010
Steinel America, Inc. | Steinel | HBS 300-WL | Occupant / Motion / Vacancy Se | Device | True | True |  | True | True | False | False |  |  |  |  | False | [9 empty] | Non Federally-Regulated | 08/06/2013 |  | 07/01/2014
Lighting Control & Design | Lighting Control & Design | GR41**/**DTC***********d | Automatic Daylighting Control | System | True | True | True | True | True | True | True | False |  |  | True | True |  | True | [7 empty] | Non Federally-Regulated | 12/28/2009 |  | 07/01/2014
Microlite Corp. | Microlite | 800R*** | Automatic Time Switch Control |  | True | True |  | True | True | [16 empty] | Non Federally-Regulated | 08/02/1993 |  | 01/07/2010
Cooper Controls | Greengate | CK4A **** ** | Automatic Daylighting Control | System | True | True | True | True | True | True | True | True | True | True | True | True |  | True | [7 empty] | Non Federally-Regulated | 04/15/2011 |  | 07/01/2014
Lutron Electronics Co., Inc. | Lutron | CCP-**********-******-**-CGP**** | Automatic Time Switch Control | System | True | True |  | True | True | [16 empty] | Non Federally-Regulated | 07/10/2012 |  | 07/01/2014
WattStopper, Inc. | WattStopper | MRP6-W | Dimmer | System | True | True |  | True | True | True | True | False |  |  |  | False | [9 empty] | Non Federally-Regulated | 03/23/2010 |  | 07/01/2014
Lightolier Controls | Insight | IS3-600VA-I | Occupant / Motion / Vacancy Se |  | True | True |  | True | [17 empty] | Non Federally-Regulated | 08/10/1992 |  | 04/06/1998
Lutron Electronics Co., Inc. | Centralized Lighting Control | SO-7****-**-*** | Occupant / Motion / Vacancy Se |  | True | True |  | True | [17 empty] | Non Federally-Regulated | 06/08/2007 |  | 01/07/2010
Novitas, Inc. | Novitas | 01-180-BAS-** | Ultrasonic Occupant / Motion S |  | True | True |  | True | True | True | True | True |  |  |  |  | True | True | True | False | True | False |  |  |  | Non Federally-Regulated | 09/06/2005 |  | 08/18/2006
Schneider Electric (Square D Wiring Devices) | Square D Co. | RMC1000G3*** | Astronomical Time Switch Contr |  | True | True |  | True | True | True | True | True | True | True |  |  |  | True | True | True | [5 empty] | Non Federally-Regulated | 12/24/2007 |  | 01/07/2010
Legrand / Pass & Seymour | Legrand / Pass & Seymour | TDLV1103P* | Dimmer | Device | True | True |  | True | True | True | True | True | True | True | True | False | [9 empty] | Non Federally-Regulated | 09/14/2012 |  | 07/01/2014
Convia, Inc., A Herman Miller Co. | Convia | GSE-DCC-03 | Multi-Level Astronomical Time |  | True | True |  | True | True | True | True | True | True | True |  |  |  | True | True | True | [5 empty] | Non Federally-Regulated | 04/04/2008 |  | 01/07/2010
Tork | Tork | PS51D-277 | Occupant / Motion / Vacancy Se |  | True | True |  | True | [17 empty] | Non Federally-Regulated | 10/09/1996 |  | 01/07/2010
Tork | Tork | DZS200AP-24 | Automatic Time Switch Control |  |  |  |  | True | True | [16 empty] | Non Federally-Regulated | 04/27/2006 |  | 01/07/2010
Lutron Electronics Co., Inc. | Lutron | MSC-AD-277****** | Dimmer | Device | True | True |  | True | True | True | True | False |  |  |  | False | [9 empty] | Non Federally-Regulated | 12/28/2009 |  | 07/01/2014
Lutron Electronics Co., Inc. | Lutron | XP28-******************* | Occupant / Motion / Vacancy Se | System | True | True |  | True | True | True | False |  |  |  |  | False | [9 empty] | Non Federally-Regulated | 04/28/2010 |  | 07/01/2014
Lutron Electronics Co., Inc. | Lutron | AR-HOME-1******* | Dimmer | Device | True | True |  | True | True | True | True | False |  |  |  | False | [9 empty] | Non Federally-Regulated | 12/28/2009 |  | 07/01/2014
Lutron Electronics Co., Inc. | Homeworks | HWD-10ND*** | Multi-Level Astronomical Time | System | True | True |  | True | True | True | True | True | True | True | [11 empty] | Non Federally-Regulated | 01/20/2010 |  | 07/01/2014
WattStopper, Inc. | WattStopper | MCD267-* | Dimmer | Device | True | True |  | True | True | True | True | False |  |  |  | False | [9 empty] | Non Federally-Regulated | 03/23/2010 |  | 07/01/2014
Tork | Tork | W120 | Automatic Time Switch Control |  | True | True |  | True | True | [16 empty] | Non Federally-Regulated | 06/03/2003 |  | 04/27/2006
Hubbell Building Automation | Hubbell Building Automation | LB1EXTP1 | Occupant / Motion / Vacancy Se |  | True | True |  | True | [17 empty] | Non Federally-Regulated | 05/20/2004 |  | 01/07/2010
Siemens Energy & Automation | Siemens Energy & Automation | 5WG1 704-8XA34 | Automatic Time Switch Control |  | True | True |  | True | True | [8 empty] | True | True | True | [5 empty] | Non Federally-Regulated | 12/19/2005 |  | 01/07/2010
Maple Chase Co. | Paragon Electrical Products | EL7200PC/208-240V | Automatic Time Switch Control |  | True | True |  | True | True | [16 empty] | Non Federally-Regulated | 12/15/1998 |  | 01/07/2010
Lutron Electronics Co., Inc. | Homeworks | HS3-******** | Occupant / Motion / Vacancy Se |  | True | True |  | True | [17 empty] | Non Federally-Regulated | 08/13/2007 |  | 01/07/2010
Legrand / Pass & Seymour | Legrand / Pass & Seymour | CDFB7277NA* | Dimmer | Device | True | True |  | True | True | True | True | False |  |  |  | False | [9 empty] | Non Federally-Regulated | 12/23/2010 |  | 07/01/2014
Gentec, Inc. | Schneider Electric | SERP32HS | Astronomical Time Switch Contr | System | True | True |  | True | True | True | True | True | True | True | [11 empty] | Non Federally-Regulated | 01/20/2012 |  | 07/01/2014
Lutron Electronics Co., Inc. | Grafik Eye | GRX-4008-A-** | Automatic Time Switch Control |  | True | True |  | True | True | [16 empty] | Non Federally-Regulated | 07/19/1994 |  | 09/19/2005
Lutron Electronics Co., Inc. | Homeworks | HWD-6ND*** | Occupant / Motion / Vacancy Se | System | True | True |  | True | True | False | False |  |  |  |  | False | [9 empty] | Non Federally-Regulated | 01/20/2010 |  | 07/01/2014
Tork | Tork | DZS200A | Astronomical Time Switch Contr |  |  |  |  | True | True | True | True | True | True | True | [11 empty] | Non Federally-Regulated | 04/27/2006 |  | 01/07/2010
Starfield Controls, Inc. | Starfield Controls, Inc. | TR336* | Automatic Time Switch Control |  | True | True |  | True | True | [16 empty] | Non Federally-Regulated | 03/14/2006 |  | 01/07/2010
Hubbell Building Automation | Hubbell Building Automation | OMNIIRL | Occupant / Motion / Vacancy Se |  | True | True |  | True | [17 empty] | Non Federally-Regulated | 05/20/2004 |  | 01/07/2010
WattStopper, Inc. | WattStopper | LMCP8F-*-*-*-*-* | Automatic Time Switch Control | Device | True | True |  | True | True | [16 empty] | Non Federally-Regulated | 05/22/2013 |  | 07/01/2014
Lutron Electronics Co., Inc. | Lutron | XPS4-******************* | Multi-Level Astronomical Time | System | True | True |  | True | True | True | True | True | True | True | [11 empty] | Non Federally-Regulated | 12/28/2009 |  | 07/01/2014
Powerline Control Systems | GreenWorx | FCM1RD-277 | Automatic Time Switch Control | System | True | True |  | True | True | [16 empty] | Non Federally-Regulated | 12/10/2013 |  | 07/01/2014
Lighting Control & Design | Lighting Control & Design | GR240*IDH******* | Photosensor / Photocontrol Dev |  | True | True |  | True | [17 empty] | Non Federally-Regulated | 06/22/2005 |  | 12/28/2009
Intermatic, Inc. | Intermatic, Inc. | EI230LA | Automatic Time Switch Control | Device | True | True |  | True | True | [16 empty] | Non Federally-Regulated | 04/15/2011 |  | 07/01/2014
Legrand / Wiremold | WattStopper | CNCS | Automatic Time Switch Control | System | True | True |  | True | True | [16 empty] | Non Federally-Regulated | 03/23/2010 |  | 07/01/2014
Adura Technologies | Adura Technologies | ALPS | Photosensor / Photocontrol Dev | System | True | True |  | False | False | [16 empty] | Non Federally-Regulated | 05/28/2010 |  | 07/01/2014
Exergy Controls, LLC | Exergy Controls, LLC | XRG-300 | Automatic Daylighting Control | System | True | True | True | True | False |  |  | False |  |  | True | True |  | True | [7 empty] | Non Federally-Regulated | 10/30/2009 |  | 07/01/2014
Grasslin Controls Corp. | Grasslin | FM/1DIGI42 | Automatic Time Switch Control |  | True | True |  | True | True | [16 empty] | Non Federally-Regulated | 05/12/1997 |  | 02/25/2008
Sensor Switch, Inc. | Sensor Switch | WSD LV********** | Occupant / Motion / Vacancy Se | Device | True | True |  | True | True | True | False |  |  |  |  | False | [9 empty] | Non Federally-Regulated | 04/28/2010 |  | 07/01/2014
Lutron Electronics Co., Inc. | Homeworks | HRD-6D*** | Occupant / Motion / Vacancy Se | System | True | True |  | True | True | False | False |  |  |  |  | False | [9 empty] | Non Federally-Regulated | 01/20/2010 |  | 07/01/2014
Tork | Tork | K600Z (120VAC) | Automatic Time Switch Control |  | True | True |  | True | True | [16 empty] | Non Federally-Regulated | 06/24/1993 |  | 01/07/2010
Lutron Electronics Co., Inc. | HomeWorks QS | HQRD-8S-DV | Automatic Daylighting Control | System | True | True | True | True | True | True | True | False |  |  | True | True |  | True | [7 empty] | Non Federally-Regulated | 07/12/2012 |  | 07/01/2014
Gentec, Inc. | Kameleon | K6-32-PA-S* | Automatic Time Switch Control | System | True | True |  | True | True | [16 empty] | Non Federally-Regulated | 01/20/2012 |  | 07/01/2014
Roth Industries, Inc. | Roth DNA | WV-1 | Automatic Time Switch Control | System | True | True |  | True | True | [16 empty] | Non Federally-Regulated | 03/11/2011 |  | 07/01/2014
Cooper Wiring Devices | Greengate | OMC-DT-2000-R | Ultrasonic Occupant / Motion S |  | True | True |  | True | True | True | True | True |  |  |  |  | True | True | True | False | True | False |  |  |  | Non Federally-Regulated | 04/10/2008 |  | 11/07/2008
Lutron Electronics Co., Inc. | Lutron | CCP-********-******-**-CGP**** | Occupant / Motion / Vacancy Se | System | True | True |  | True | True | True | False |  |  |  |  | False | [9 empty] | Non Federally-Regulated | 07/10/2012 |  | 07/01/2014
Cooper Controls | Greengate | CKM-**-**-**-**-S-**-****-*** | Photosensor / Photocontrol Dev | System | True | True |  | False | False | [16 empty] | Non Federally-Regulated | 05/10/2011 |  | 07/01/2014
Intermatic, Inc. | Gasmaster | MIL72EQWUZ-120 | Automatic Time Switch Control | Device | True | True | True | False | [17 empty] | Non Federally-Regulated | 07/17/2014 |  | 08/05/2014
Intermatic, Inc. | Intermatic, Inc. | EI500WC | Automatic Time Switch Control | Device | True | True |  | True | True | [16 empty] | Non Federally-Regulated | 04/15/2011 |  | 07/01/2014
Legrand / Pass & Seymour | Legrand / Pass & Seymour | DLV1103P* | Dimmer | Device | True | True |  | True | True | True | True | True | True | True | True | False | [9 empty] | Non Federally-Regulated | 09/14/2012 |  | 07/01/2014
Lutron Electronics Co., Inc. | Lutron | TT-300NL******** | Dimmer | Device | True | True |  | True | True | True | True | False |  |  |  | False | [9 empty] | Non Federally-Regulated | 12/28/2009 |  | 07/01/2014
Schneider Electric | SERP | SERPL32HS | Multi-Level Astronomical Time | System | True | True |  | True | True | True | True | True | True | True | [11 empty] | Non Federally-Regulated | 09/11/2012 |  | 07/01/2014
Hubbell Building Automation | Hubbell Building Automation | C5002000P*** | Occupant / Motion / Vacancy Se | Device | True | True |  | True | True | True | True | True | True | True | True | False | [9 empty] | Non Federally-Regulated | 03/26/2010 |  | 07/01/2014
Microlite Corp. | Microlite | MLC054A | Automatic Time Switch Control |  | True | True |  | True | True | [16 empty] | Non Federally-Regulated | 03/27/1995 |  | 01/07/2010
Burle Industries | Honeywell | EL7650A | Occupant / Motion / Vacancy Se |  | True | True |  | True | [17 empty] | Non Federally-Regulated | 10/05/1992 |  | 01/07/2010
Thomas Controls | Plus Lighting | PL200-*******-*C | Automatic Time Switch Control |  | True | True |  | True | True | [16 empty] | Non Federally-Regulated | 12/30/1992 |  | 07/30/2002
Lutron Electronics Co., Inc. | Grafik Eye | GRX-3104-T-** | Occupant / Motion / Vacancy Se |  | True | True |  | True | [17 empty] | Non Federally-Regulated | 03/13/1996 |  | 05/09/2000
Tork | Tork | K400Z | Automatic Time Switch Control |  | True | True |  | True | True | [16 empty] | Non Federally-Regulated | 02/08/1993 |  | 06/24/1993
Lutron Electronics Co., Inc. | Lutron | CCP-****-******-**-CGP**** | Occupant / Motion / Vacancy Se | System | True | True |  | True | True | True | False |  |  |  |  | False | [9 empty] | Non Federally-Regulated | 07/10/2012 |  | 07/01/2014
Lutron Electronics Co., Inc. | Softswitch 48 | XPS24-******-** | Photosensor / Photocontrol Dev |  | True | True |  | True | [17 empty] | Non Federally-Regulated | 09/12/2003 |  | 09/19/2005
Leviton Manufacturing Co., Inc. | Leviton | R24MD-*** | Automatic Time Switch Control | System | True | True |  | True | True | [16 empty] | Non Federally-Regulated | 05/28/2010 |  | 07/01/2014
Legrand / Wiremold | WattStopper | CE9A15TC SERIES | Multi-Level Astronomical Time | System | True | True |  | True | True | True | True | True | True | True | [11 empty] | Non Federally-Regulated | 03/23/2010 |  | 07/01/2014
Sensor Switch, Inc. | Sensor Switch | CM600-D | Occupant / Motion / Vacancy Se |  | True | True |  | True | [17 empty] | Non Federally-Regulated | 10/25/1996 |  | 11/19/2001
Lutron Electronics Co., Inc. | Lutron | XP24-******************* | Photosensor / Photocontrol Dev | System | True | True |  | False | False | [16 empty] | Non Federally-Regulated | 12/28/2009 |  | 07/01/2014
WattStopper, Inc. | WattStopper | DM100350MP | Automatic Daylighting Control |  | True | False |  | True | False |  | True | True | [8 empty] | True |  |  |  |  | Non Federally-Regulated | 03/10/2000 |  | 01/07/2010
Lutron Electronics Co., Inc. | Homeworks | HWD-10ND*** | Manual-On Occupant Sensor | System | True | True |  | True | True | False | True | True | False |  |  |  |  | False | [7 empty] | Non Federally-Regulated | 01/20/2010 |  | 07/01/2014
Lutron Electronics Co., Inc. | Lutron | LCP-******************* | Automatic Time Switch Control | System | True | True |  | True | True | [16 empty] | Non Federally-Regulated | 12/28/2009 |  | 07/01/2014
Con-Tech Lighting | Regulator Series | LA-223-R**/***** | Track Lighting Integral Curren | Device | True | True |  | True | True | True | True | True | [13 empty] | Non Federally-Regulated | 08/03/2010 |  | 07/01/2014
Distech Controls | Distech Controls | EC-Light-8 + EC-BOS-*** | Multi-Level Astronomical Time | System | True | True |  | True | True | True | True | True | True | True | [11 empty] | Non Federally-Regulated | 08/07/2012 |  | 07/01/2014
Sensor Switch, Inc. | Sensor Switch | CM300 | Occupant / Motion / Vacancy Se |  | True | True |  | True | [17 empty] | Non Federally-Regulated | 12/01/1992 |  | 10/25/1996
Lutron Electronics Co., Inc. | Softswitch 48 | XPS8-******-** | Occupant / Motion / Vacancy Se |  | True | True |  | True | [17 empty] | Non Federally-Regulated | 09/12/2003 |  | 09/19/2005
Tork | Tork | K600Z | Automatic Time Switch Control | Device | True | True |  | True | True | [16 empty] | Non Federally-Regulated | 04/28/2010 |  | 11/12/2013
Cooper Wiring Devices | Novitas | 01-060-** | Ultrasonic Occupant / Motion S |  | True | True |  | True | True | True | True | True |  |  |  |  | True | True | True | False | True | False |  |  |  | Non Federally-Regulated | 08/18/2006 |  | 04/10/2008
Hubbell Building Automation | Hubbell Building Automation | LOIRWV | Occupant / Motion / Vacancy Se |  | True | True |  | True | [17 empty] | Non Federally-Regulated | 05/20/2004 |  | 01/07/2010
Danfoss, Inc. | Adap-Kool | AKC-55 | Automatic Time Switch Control |  | True | True |  | True | True | [16 empty] | Non Federally-Regulated | 12/15/2003 |  | 01/07/2010
Lithonia Lighting | Synergy | SYBPD 2048** | Automatic Time Switch Control |  | True | False |  | True | True | [16 empty] | Non Federally-Regulated | 07/24/2006 |  | 01/07/2010
Cooper Wiring Devices | Trace | TI3101-** | Dimmer | Device | True | True |  | True | True | True | True | True | True | True | True | False | [9 empty] | Non Federally-Regulated | 12/29/2010 |  | 07/01/2014
PLC Multipoint, Inc. | PLC Multipoint | LC9S-120 SUNWATCHER | Automatic Daylighting Control |  | True | True |  | True | False |  | True | False | [8 empty] | True |  |  |  |  | Non Federally-Regulated | 08/06/1992 |  | 07/19/2006
Lutron Electronics Co., Inc. | LCP 128 | LCP-***-******-** | Multi-Level Astronomical Time |  | True | True |  | True | True | True | True | True | True | True | [11 empty] | Non Federally-Regulated | 09/19/2005 |  | 01/07/2010
Siemens Energy & Automation | Siemens Energy & Automation | 5WG1 704-8XD01 | Automatic Time Switch Control |  | True | True |  | True | True | [8 empty] | True | True | True | [5 empty] | Non Federally-Regulated | 12/19/2005 |  | 01/07/2010
Eaton Corp. | Pow-R-Command | PRC1000 | Automatic Time Switch Control | System | True | True |  | True | True | [16 empty] | Non Federally-Regulated | 09/21/2009 |  | 01/07/2010
Leviton Manufacturing Co., Inc. | Leviton | a2d1*-*** | Multi-Level Daylighting Contro |  | True | True |  | True | True | True | True | [14 empty] | Non Federally-Regulated | 05/11/2005 |  | 01/07/2010
Intermatic, Inc. | Gasmaster | TALENTO 891-120 | Automatic Time Switch Control | Device | True | True | True | False | [17 empty] | Non Federally-Regulated | 07/17/2014 |  | 08/05/2014
Cooper Controls | Greengate | CK4A-******* | Automatic Daylighting Control |  | True | True | True | True | True | True | True | True | True | True | True | True | True | True | True | True |  | True |  |  |  | Non Federally-Regulated | 11/07/2008 |  | 01/07/2010
Leviton Manufacturing Co., Inc. | Leviton | ODC05-U** | Ultrasonic Occupant / Motion S |  | True | True |  | True | True | True | True | True | [13 empty] | Non Federally-Regulated | 06/29/2000 |  | 01/07/2010
Lutron Electronics Co., Inc. | HomeWorks QS | HQR-REP-120 | Manual-On Occupant Sensor | System | True | True |  | True | True | True | True | True | False |  |  |  |  | False | [7 empty] | Non Federally-Regulated | 07/10/2012 |  | 07/01/2014
Lutron Electronics Co., Inc. | Homeworks | HW-RPM-4E-120 | Automatic Time Switch Control | System | True | True |  | True | True | [16 empty] | Non Federally-Regulated | 01/20/2010 |  | 07/01/2014
Lutron Electronics Co., Inc. | Lutron | GP4-******************* | Multi-Level Occupant Sensor | System | True | True | True | True | True | True | True | True | True | True | True | True |  | False | [7 empty] | Non Federally-Regulated | 12/28/2009 |  | 07/01/2014
Legrand / Wiremold | WattStopper | CE10105 SERIES | Multi-Level Occupant Sensor | System | True | True | True | True | True | True | True | True | True | True | True | True | True | True | True | True | True | True |  |  |  | Non Federally-Regulated | 03/23/2010 |  | 07/01/2014
USE Lighting Control, Inc. | Enerlites, Inc. | HMT01 | Automatic Time Switch Control |  | True | True |  | True | True | [8 empty] | True | False | False | [5 empty] | Non Federally-Regulated | 10/30/2008 |  | 01/07/2010
Lutron Electronics Co., Inc. | Lutron | LCP12-******************* | Multi-Level Astronomical Time | System | True | True |  | True | True | True | True | True | True | True | [11 empty] | Non Federally-Regulated | 12/28/2009 |  | 07/01/2014
Sensor Switch, Inc. | Sensor Switch | RMR-10-********* | Occupant / Motion / Vacancy Se |  | True | True |  | True | [17 empty] | Non Federally-Regulated | 11/20/2008 |  | 01/07/2010
Tork | Tork | OSC20U | Ultrasonic Occupant / Motion S |  | True | True |  | True | True | True | True | True | [13 empty] | Non Federally-Regulated | 01/17/2008 |  | 01/07/2010
Legrand / Pass & Seymour | Legrand / Pass & Seymour | T1000* | Dimmer | Device | True | True |  | True | True | True | True | False |  |  |  | False | [9 empty] | Non Federally-Regulated | 12/23/2010 |  | 07/01/2014
Intelligent Lighting Controls, Inc. | LightLEEDer | LSPC | Multi-Level Astronomical Time | Device | True | True |  | True | True | True | True | True | True | True | [11 empty] | Non Federally-Regulated | 04/30/2013 |  | 07/01/2014
Intermatic, Inc. | Grasslin | GMXFM1D20-O-240 | Automatic Time Switch Control | Device | True | True |  | True | True | [16 empty] | Non Federally-Regulated | 01/20/2010 |  | 07/01/2014
Legrand / Wiremold | WattStopper | CESAF SERIES | Multi-Level Occupant Sensor | System | True | True | True | True | True | True | True | True | True | True | True | True | True | True | True | True | True | True |  |  |  | Non Federally-Regulated | 03/23/2010 |  | 07/01/2014
Cristal Controls | Cristal Controls | CCLP-CCLS4016-08 | Multi-Level Astronomical Time | Device | True | True |  | True | True | True | True | True | True | True | [11 empty] | Non Federally-Regulated | 09/15/2009 |  | 07/01/2014
Maple Chase Co. | Paragon Electrical Products | EC74/50S/120V | Automatic Time Switch Control |  | True | True |  | True | True | [16 empty] | Non Federally-Regulated | 01/21/1999 |  | 01/07/2010
Lutron Electronics Co., Inc. | HomeWorks QS | HQR-3PD-* | Automatic Daylighting Control | System | True | True | True | True | True | True | True | False |  |  | True | True |  | True | [7 empty] | Non Federally-Regulated | 07/10/2012 |  | 07/01/2014
Cooper Controls | Greengate | ONW-D-1001-RR7-* | Occupant / Motion / Vacancy Se | Device | True | True |  | True | True | True | True | True | True | True | True | False | [9 empty] | Non Federally-Regulated | 04/15/2011 |  | 05/10/2011
Lutron Electronics Co., Inc. | Softswitch 128 | XPS36-******-** | Automatic Time Switch Control |  | True | True |  | True | True | [16 empty] | Non Federally-Regulated | 09/19/2005 |  | 01/07/2010
Tork | Tork | 7120 | Automatic Time Switch Control |  | True | True |  | True | True | [16 empty] | Non Federally-Regulated | 06/03/2003 |  | 04/27/2006
Marlin Controls, Inc. | Marlin Controls | DC VI RELAY BOARD | Automatic Time Switch Control | Device | True | True |  | True | True | [16 empty] | Non Federally-Regulated | 01/23/2012 |  | 07/01/2014
Sensor Switch, Inc. | Sensor Switch | LWS PDT RR7********* | Occupant / Motion / Vacancy Se | Device | True | True |  | True | True | False | False |  |  |  |  | False | [9 empty] | Non Federally-Regulated | 04/28/2010 |  | 07/01/2014
Cooper Wiring Devices | Novitas | 01-420-BAS | Occupant / Motion / Vacancy Se |  | True | True |  | True | [8 empty] | True | True | True | True | False | False |  |  |  | Non Federally-Regulated | 08/18/2006 |  | 04/10/2008
Douglas Lighting Controls | Douglas Lighting Controls | WSP-2718 | Automatic Time Switch Control | System | True | True |  | True | True | [16 empty] | Non Federally-Regulated | 05/28/2010 |  | 07/01/2014
Triatek, Inc. | Triatek | L25** | Automatic Time Switch Control |  | True | True |  | True | True | [16 empty] | Non Federally-Regulated | 01/12/2004 |  | 03/13/2006
Lutron Electronics Co., Inc. | Lutron | LOS-CIR-1500*** | Occupant / Motion / Vacancy Se | System | True | True |  | True | True | True | False |  |  |  |  | False | [9 empty] | Non Federally-Regulated | 11/08/2012 |  | 07/01/2014
Lutron Electronics Co., Inc. | Lutron | NF-30*********** | Dimmer | Device | True | True |  | True | True | True | True | False |  |  |  | False | [9 empty] | Non Federally-Regulated | 12/28/2009 |  | 01/21/2014
Distech Controls | Distech Controls | EC-Light-16 + EC-BOS-*** | Multi-Level Astronomical Time | System | True | True |  | True | True | True | True | True | True | True | [11 empty] | Non Federally-Regulated | 08/07/2012 |  | 07/01/2014
Cooper Controls | Greengate | LK4 277** | Automatic Time Switch Control | System | True | True |  | True | True | [16 empty] | Non Federally-Regulated | 04/15/2011 |  | 07/01/2014
Lutron Electronics Co., Inc. | LCP 128 | LCP-**-***FT | Photosensor / Photocontrol Dev |  | True | True |  | True | [17 empty] | Non Federally-Regulated | 09/19/2005 |  | 01/07/2010
Tork | Tork | K401Z | Multi-Level Astronomical Time | Device | True | True |  | True | True | True | True | True | True | True | [11 empty] | Non Federally-Regulated | 04/28/2010 |  | 07/01/2014
Leviton Manufacturing Co., Inc. | Leviton | MSE0R | Dimmer | System | True | True |  | True | True | True | True | False |  |  |  | False | [9 empty] | Non Federally-Regulated | 11/12/2010 |  | 07/01/2014
Siemens Energy & Automation | Siemens Energy & Automation | 5WG1 703-8XD21 | Automatic Time Switch Control |  | True | True |  | True | True | [8 empty] | True | True | True | [5 empty] | Non Federally-Regulated | 12/19/2005 |  | 01/07/2010
PLC Multipoint, Inc. | PLC Multipoint | MAS/S SKYLIGHT | Photosensor / Photocontrol Dev |  | True | True |  | True | [17 empty] | Non Federally-Regulated | 07/19/2006 |  | 01/07/2010
Siemens Energy & Automation | Siemens Energy & Automation | 5WG1 704-8XF32 | Automatic Time Switch Control |  | True | True |  | True | True | [8 empty] | True | True | True | [5 empty] | Non Federally-Regulated | 12/19/2005 |  | 01/07/2010
Tork | Tork | DGU100-2 (240VAC) | Automatic Time Switch Control |  | True | True |  | True | True | [16 empty] | Non Federally-Regulated | 02/07/1994 |  | 01/07/2010
Maple Chase Co. | Paragon Electrical Products | EL71/208-240V | Automatic Time Switch Control |  | True | True |  | True | True | [16 empty] | Non Federally-Regulated | 12/15/1998 |  | 01/07/2010
Energy Conservation Engineering | Aleph International PIR Detector | SP-50W | Occupant / Motion / Vacancy Se |  | False | False |  | True | [17 empty] | Non Federally-Regulated | 04/01/1988 |  | 04/06/1998
Mytech Corp. | Mytech | LO-DT | Ultrasonic Occupant / Motion S |  | True | True |  | True | True | True | True | True | [13 empty] | Non Federally-Regulated | 06/04/1999 |  | 01/07/2010
Sensor Switch, Inc. | Sensor Switch | SBR PDT 9*********** | Occupant / Motion / Vacancy Se | Device | True | True |  | True | True | False | False |  |  |  |  | False | [9 empty] | Non Federally-Regulated | 04/28/2010 |  | 07/01/2014
Hubbell Building Automation | Hubbell Building Automation | LHIR**** | Occupant / Motion / Vacancy Se |  | True | True |  | True | [17 empty] | Non Federally-Regulated | 09/08/2007 |  | 01/07/2010
Trane U.S. Inc. | Trane | BMTL000AAB****** | Automatic Time Switch Control |  | True | True |  | True | True | [16 empty] | Non Federally-Regulated | 07/22/1994 |  | 01/07/2010
Cooper Wiring Devices | Novitas | 01-240 | Ultrasonic Occupant / Motion S |  | True | True |  | True | True | True | True | True | [13 empty] | Non Federally-Regulated | 08/18/2006 |  | 04/10/2008
Tork | Tork | EW120S (120VAC) | Automatic Time Switch Control |  | True | True |  | True | True | [16 empty] | Non Federally-Regulated | 12/20/1994 |  | 04/27/2006
Cooper Wiring Devices | Devine | DI06Pxx | Dimmer | Device | True | True |  | True | True | True | True | True | True | True | True | False | [9 empty] | Non Federally-Regulated | 11/12/2010 |  | 12/29/2010
Crestron Electronics | Crestron Electronics | IPAC-GL1 | Astronomical Time Switch Contr | System | True | True |  | True | True | True | True | True | True | True | [11 empty] | Non Federally-Regulated | 03/01/2010 |  | 07/01/2014
Cooper Controls | Greengate | OSW-P-0451-SP-R-* | Occupant / Motion / Vacancy Se |  | True | True |  | True | [17 empty] | Non Federally-Regulated | 11/07/2008 |  | 01/07/2010
Lutron Electronics Co., Inc. | Softswitch 128 | XPS44-******-** | Multi-Level Astronomical Time |  | True | True |  | True | True | True | True | True | True | True | [11 empty] | Non Federally-Regulated | 09/19/2005 |  | 01/07/2010
Eaton Corp. | Pow-R-Command | PRC1000 | Automatic Daylighting Control | System | True | True | True | True | True | True | True | True | True | True | True | True | True | True | True | True |  | True |  |  |  | Non Federally-Regulated | 09/21/2009 |  | 01/07/2010
Cooper Wiring Devices | Devine | DI06P-** | Dimmer | Device | True | True |  | True | True | True | True | True | True | True | True | False | [9 empty] | Non Federally-Regulated | 12/29/2010 |  | 07/01/2014
Lutron Electronics Co., Inc. | Radio RA | RAMC-MFE | Astronomical Time Switch Contr |  | True | True |  | True | True | True | True | True | True | True | [11 empty] | Non Federally-Regulated | 08/13/2007 |  | 01/07/2010
Lutron Electronics Co., Inc. | Grafik Eye | GRX-3106-T-** | Automatic Time Switch Control |  | True | True |  | True | True | [16 empty] | Non Federally-Regulated | 03/13/1996 |  | 05/09/2000
International Conservation Systems, Inc. | International Conservation Systems, Inc. | S-120 | Ultrasonic Occupant / Motion S |  | False | False |  | True | True | True | True | True | [13 empty] | Non Federally-Regulated | 04/01/1988 |  | 04/06/1998
Lutron Electronics Co., Inc. | Lutron | AYLV-603PNL***** | Dimmer | Device | True | True |  | True | True | True | True | True | True | True | True | False | [9 empty] | Non Federally-Regulated | 04/28/2010 |  | 07/01/2014
Blue Ridge Technologies | Blue Ridge Technologies | LV-SW* | Automatic Time Switch Control | System | True | True |  | True | True | [16 empty] | Non Federally-Regulated | 06/30/2010 |  | 07/01/2014
Intermatic, Inc. | Intermatic | EI205W | Automatic Time Switch Control |  | True | True |  | True | True | [16 empty] | Non Federally-Regulated | 02/16/2007 |  | 01/07/2010
Lighting Control & Design | Lighting Control & Design | GR41**/**DTC*********** | Multi-Level Astronomical Time |  | True | True |  | True | True | True | True | True | True | True |  |  |  | True | True | True | [5 empty] | Non Federally-Regulated | 06/22/2005 |  | 12/28/2009
Marlin Controls, Inc. | Unistar II | TPCPHCRELAY | Automatic Time Switch Control |  | True | True |  | True | True | [8 empty] | True | True | [6 empty] | Non Federally-Regulated | 02/06/2006 |  | 01/07/2010
Lutron Electronics Co., Inc. | Lutron | CCP-****-*****-** | Multi-Level Occupant Sensor | System | True | True | True | True | True | True | True | False | True | True | True | True |  | False | [7 empty] | Non Federally-Regulated | 07/10/2012 |  | 07/01/2014
Gentec, Inc. | Schneider Electric | SERPB8HS | Automatic Time Switch Control | System | True | True |  | True | True | [16 empty] | Non Federally-Regulated | 01/20/2012 |  | 07/01/2014
Paragon Electric Co. | Paragon | EC1015P/120V | Automatic Time Switch Control |  | True | True |  | True | True | [16 empty] | Non Federally-Regulated | 06/25/1993 |  | 01/21/1999
Marlin Controls, Inc. | Stellar | DC VI RELAY BOARD | Automatic Time Switch Control |  | True | True |  | True | True | [16 empty] | Non Federally-Regulated | 04/07/2008 |  | 01/07/2010
Desa Specialty, LLC | Secure Home | SH-5511 | Exterior Photocontrol Device |  | True | False | [11 empty] | True | True | True | [5 empty] | Non Federally-Regulated | 06/14/2005 |  | 09/20/2007
GE Lighting, a Savant company | GE Lighting Controls | CUS-05-180 | Occupant / Motion / Vacancy Se | Device | True | True |  | True | True | False | True | True | True | True | True | False | [9 empty] | Non Federally-Regulated | 04/13/2012 |  | 07/01/2014
Tork | Tork | OSC20UP | Ultrasonic Occupant / Motion S |  | True | True |  | True | True | True | True | True | [13 empty] | Non Federally-Regulated | 01/17/2008 |  | 01/07/2010
Lutron Electronics Co., Inc. | Grafik 6000 | GR6MXINP | Occupant / Motion / Vacancy Se |  | True | True |  | True | [17 empty] | Non Federally-Regulated | 03/12/1997 |  | 09/19/2005
Universal Energy Control, Inc. | Switch-O-Matic | SOM-200 | Occupant / Motion / Vacancy Se |  | False | False |  | True | [17 empty] | Non Federally-Regulated | 04/01/1988 |  | 04/06/1998
Marlin Controls, Inc. | Unistar II | HERCULESRCSPHC | Automatic Time Switch Control |  | True | True |  | True | True | [8 empty] | True | True | True | [5 empty] | Non Federally-Regulated | 02/06/2006 |  | 01/07/2010
Lutron Electronics Co., Inc. | Homeworks | HRD-10D*** | Astronomical Time Switch Contr | System | True | True |  | True | True | True | True | True | True | True | [11 empty] | Non Federally-Regulated | 01/20/2010 |  | 07/01/2014
Enerlites, Inc. | Enerlites, Inc. | EMOS-J | Multi-Level Occupant Sensor | System | True | True | True | True | True | True | True | True | True | True | True | True |  | False | [7 empty] | Non Federally-Regulated | 11/22/2013 |  | 07/01/2014
Hubbell Building Automation | Hubbell Building Automation | SIMLXEN48S | Automatic Time Switch Control |  | True | True |  | True | True | [16 empty] | Non Federally-Regulated | 05/20/2004 |  | 01/07/2010
Sensor Switch, Inc. | Sensor Switch | WV1600NP | Occupant / Motion / Vacancy Se |  | True | True |  | True | [17 empty] | Non Federally-Regulated | 10/25/1996 |  | 11/19/2001
Sensor Switch, Inc. | PIR Wideview | WV-1600-S | Occupant / Motion / Vacancy Se |  | False | False |  | True | [17 empty] | Non Federally-Regulated | 01/01/1989 |  | 04/06/1998
Legrand / Wiremold | WattStopper | NPM12 | Astronomical Time Switch Contr | System | True | True |  | True | True | True | True | True | True | True | [11 empty] | Non Federally-Regulated | 03/23/2010 |  | 07/01/2014
Lutron Electronics Co., Inc. | Lutron | PD-5WS********** | Manual-On Occupant Sensor | System | True | True |  | True | True | True | True | True | False |  |  |  |  | False | [7 empty] | Non Federally-Regulated | 07/23/2013 |  | 07/01/2014
Lutron Electronics Co., Inc. | Lutron | N-603*********** | Dimmer | Device | True | True |  | True | True | True | True | True | True | True | True | False | [9 empty] | Non Federally-Regulated | 04/28/2010 |  | 01/21/2014
Orion Energy Systems, Inc. | InteLite | 5ZC | Occupant / Motion / Vacancy Se |  | True | False |  | True | [9 empty] | True | True | True | [5 empty] | Non Federally-Regulated | 02/17/2009 |  | 01/07/2010
Tork | Tork | DGLC-3 (277VAC) | Automatic Time Switch Control |  | True | True |  | True | True | [16 empty] | Non Federally-Regulated | 02/07/1994 |  | 01/07/2010
Siemens Energy & Automation | Siemens Energy & Automation | 5WG1 703-8XF31 | Automatic Time Switch Control |  | True | True |  | True | True | [8 empty] | True | True | True | [5 empty] | Non Federally-Regulated | 12/19/2005 |  | 01/07/2010
Legrand / Wiremold | WattStopper | CNCBS | Multi-Level Astronomical Time | System | True | True |  | True | True | True | True | True | True | True | [11 empty] | Non Federally-Regulated | 03/23/2010 |  | 07/01/2014
Tork | Tork | OSWS9P-120 | Occupant / Motion / Vacancy Se |  | True | True |  | True | [17 empty] | Non Federally-Regulated | 01/17/2008 |  | 01/07/2010
WattStopper, Inc. | WattStopper | EW105277 | Occupant / Motion / Vacancy Se |  | True | False |  | True | [17 empty] | Non Federally-Regulated | 03/10/2000 |  | 01/07/2010
Tork | Tork | PC10T2 | Occupant / Motion / Vacancy Se |  | True | True |  | True | [17 empty] | Non Federally-Regulated | 02/08/1993 |  | 04/06/1998
Novitas, Inc. | Novitas | 01-122 | Ultrasonic Occupant / Motion S |  | True | True |  | True | True | True | True | True | [13 empty] | Non Federally-Regulated | 08/11/1992 |  | 08/18/2006
Integrated Systems & Control | Trimax | 515M | Automatic Time Switch Control |  | True | True |  | True | True | [16 empty] | Non Federally-Regulated | 12/29/1993 |  | 01/07/2010
Lutron Electronics Co., Inc. | Lutron | NTF-10-277****** | Dimmer | Device | True | True |  | True | True | True | True | False |  |  |  | False | [9 empty] | Non Federally-Regulated | 12/28/2009 |  | 07/01/2014
Cooper Controls | Novitas | 01-DL401* | Occupant / Motion / Vacancy Se |  | True | True |  | True | [17 empty] | Non Federally-Regulated | 11/07/2008 |  | 01/07/2010
Lutron Electronics Co., Inc. | Lutron | QSG-************* | Astronomical Time Switch Contr | System | True | True |  | True | True | True | True | True | True | True | [11 empty] | Non Federally-Regulated | 04/28/2010 |  | 07/01/2014
Lutron Electronics Co., Inc. | Homeworks | HWD-10ND*** | Dimmer | System | True | True |  | True | True | True | True | False |  |  |  | False | [9 empty] | Non Federally-Regulated | 12/17/2009 |  | 01/21/2014
Lutron Electronics Co., Inc. | Homeworks | HRD-6D*** | Multi-Level Occupant Sensor | System | True | True | True | True | True | False | True | True | True | True | True | True |  | False | [7 empty] | Non Federally-Regulated | 01/20/2010 |  | 07/01/2014
Burle Industries | Leviton | 6775-G | Occupant / Motion / Vacancy Se |  | True | True |  | True | [17 empty] | Non Federally-Regulated | 08/02/1993 |  | 01/07/2010
Cooper Controls | iLumin | SC120****-UN-******** | Photosensor / Photocontrol Dev | System | True | True |  | False | False | [16 empty] | Non Federally-Regulated | 04/15/2011 |  | 07/01/2014
General Signal Building Systems | Edward System Technology | IRC-3 | Automatic Time Switch Control |  | True | True |  | True | True | [16 empty] | Non Federally-Regulated | 04/09/1993 |  | 01/07/2010
Lithonia Lighting | Synergy | SYBPI 42 * * * * * | Automatic Time Switch Control |  | True | False |  | True | True | [16 empty] | Non Federally-Regulated | 07/24/2006 |  | 01/07/2010
Digital Lumens | Digital Lumens | HLE-3-** | Automatic Time Switch Control | Device | True | True |  | True | True | [16 empty] | Non Federally-Regulated | 11/14/2013 |  | 07/01/2014
Douglas Lighting Controls | Douglas Lighting Controls | WNP-2150 | Photosensor / Photocontrol Dev | System | True | True |  | False | False | [16 empty] | Non Federally-Regulated | 05/28/2010 |  | 07/01/2014
Tridonic | Tridonic | 86457893 DD ISL LP | Occupant / Motion / Vacancy Se |  | True | False |  | True | [17 empty] | Non Federally-Regulated | 05/11/2004 |  | 01/07/2010
Novitas, Inc. | Novitas | 01-PCO-CA | Exterior Photocontrol Device |  | True | False | False | True | False |  | False |  | True | False | True | True |  |  |  | False | [5 empty] | Non Federally-Regulated | 09/06/2005 |  | 08/18/2006
Electronics Diversified, Inc. | Electronics Diversified, Inc. | TSC-XLT/02-120 | Automatic Time Switch Control |  | True | True |  | True | True | [16 empty] | Non Federally-Regulated | 01/05/2005 |  | 01/07/2010
Cooper Controls | Greengate | ONW-P-1001-RR7-* | Occupant / Motion / Vacancy Se | Device | True | True |  | True | True | True | False |  |  |  |  | False | [9 empty] | Non Federally-Regulated | 04/15/2011 |  | 05/10/2011
Leviton Manufacturing Co., Inc. | Leviton | IP710 | Dimmer | Device | True | True |  | True | True | True | True | False |  |  |  | False | [9 empty] | Non Federally-Regulated | 11/12/2010 |  | 07/01/2014
Lutron Electronics Co., Inc. | Grafik Eye | GRX-4508-*-** | Occupant / Motion / Vacancy Se |  | True | True |  | True | [17 empty] | Non Federally-Regulated | 05/09/2000 |  | 09/19/2005
Intelliswitch, S.A. de C.V. | Intelliswitch, S.A. de C.V. | IDSW 2H4-IS-277 | Automatic Daylighting Control | Device | True | True | True | True | True | True | True | True | True | True | True | True |  | True | [7 empty] | Non Federally-Regulated | 03/15/2012 |  | 07/01/2014
BRK Electronics | BRK Electronics | TS212 | Automatic Time Switch Control |  | True | True |  | True | True | [16 empty] | Non Federally-Regulated | 04/29/1994 |  | 12/11/2000
Tork | Tork | DTS200A-24 | Automatic Time Switch Control |  | True | True |  | True | True | [16 empty] | Non Federally-Regulated | 10/09/1996 |  | 01/07/2010
Maple Chase Co. | Paragon Electrical Products | EC4000/208-277V | Automatic Time Switch Control |  | True | True |  | True | True | [16 empty] | Non Federally-Regulated | 01/21/1999 |  | 01/07/2010
McWong International | PacWave | PSC-ID-I-WS-1xxx | Occupant / Motion / Vacancy Se | Device | True | True |  | True | True | False | False |  |  |  |  | False | [9 empty] | Non Federally-Regulated | 10/31/2011 |  | 07/01/2014
Tork | Tork | DZS400A-24 | Astronomical Time Switch Contr |  |  |  |  | True | True | True | True | True | True | True | [11 empty] | Non Federally-Regulated | 04/27/2006 |  | 01/07/2010
Distech Controls | Distech Controls | ECB-VVTS + EC-BOS-*** | Astronomical Time Switch Contr | System | True | True |  | True | True | True | True | True | True | True | [11 empty] | Non Federally-Regulated | 08/07/2012 |  | 07/01/2014
Tork | Tork | 1847AL | Automatic Time Switch Control |  | True | True |  | True | True | [16 empty] | Non Federally-Regulated | 06/03/2003 |  | 04/27/2006
Siemens Energy & Automation | Siemens Energy & Automation | 5WG1 704-8XD22 | Automatic Time Switch Control |  | True | True |  | True | True | [8 empty] | True | True | True | [5 empty] | Non Federally-Regulated | 12/19/2005 |  | 01/07/2010
Matsushita / Honeywell | Honeywell | LITECOM/W7040 | Automatic Time Switch Control |  | True | True |  | True | True | [16 empty] | Non Federally-Regulated | 08/11/1992 |  | 01/07/2010
Harvard Engineering, PLC | Venture Leafnut™ | DRA-LN-320-875-002 | Automatic Time Switch Control | System | True | True |  | True | True | [16 empty] | Non Federally-Regulated | 10/17/2013 |  | 07/01/2014
Cooper Controls | Greengate | CK T 48******* | Photosensor / Photocontrol Dev | System | True | True |  | False | False | [16 empty] | Non Federally-Regulated | 04/15/2011 |  | 07/01/2014
PLC Multipoint, Inc. | PLC Multipoint | TC10-SH | Automatic Time Switch Control |  | True | True |  | True | True | [16 empty] | Non Federally-Regulated | 07/19/2006 |  | 01/07/2010
Lutron Electronics Co., Inc. | HomeWorks QS | HQP6-2-120 | Astronomical Time Switch Contr | System | True | True |  | True | True | True | True | True | True | True | [11 empty] | Non Federally-Regulated | 07/10/2012 |  | 07/01/2014
Litetouch, Inc. | Litetouch, Inc. | 08-2235-01 | Automatic Time Switch Control |  | True | True |  | True | True | [16 empty] | Non Federally-Regulated | 09/29/2003 |  | 01/07/2010
Tork | Tork | ES101-24 | Automatic Time Switch Control |  | True | True |  | True | True | [16 empty] | Non Federally-Regulated | 03/22/2001 |  | 04/27/2006
Schneider Electric | Schneider Electric | SLSPIP210EB | Multi-Level Occupant Sensor | Device | True | True | True | True | True | True | True | True | True | True | True | True |  | False | [7 empty] | Non Federally-Regulated | 11/07/2013 |  | 07/01/2014
Lutron Electronics Co., Inc. | Lutron | S-103PR********* | Dimmer | Device | True | True |  | True | True | True | True | True | True | True | True | False | [9 empty] | Non Federally-Regulated | 04/28/2010 |  | 07/01/2014
Blue Ridge Technologies | Blue Ridge Technologies | ZCSS-**-** | Automatic Time Switch Control | System | True | True |  | True | True | [16 empty] | Non Federally-Regulated | 07/23/2013 |  | 07/01/2014
Siemens Energy & Automation | Siemens Energy & Automation | 5WG1 705-8XE03 | Automatic Time Switch Control |  | True | True |  | True | True | [8 empty] | True | True | True | [5 empty] | Non Federally-Regulated | 12/19/2005 |  | 01/07/2010
Eaton Corp. | Pow-R-Command | PRC4000 | Automatic Time Switch Control | System | True | True |  | True | True | [16 empty] | Non Federally-Regulated | 02/04/2010 |  | 07/01/2014
Lutron Electronics Co., Inc. | Lutron | S-600PR********* | Dimmer | Device | True | True |  | True | True | True | True | False |  |  |  | False | [9 empty] | Non Federally-Regulated | 12/28/2009 |  | 07/01/2014
Siemens Energy & Automation | Siemens Energy & Automation | 5WG1 705-8XA04 | Automatic Time Switch Control |  | True | True |  | True | True | [8 empty] | True | True | True | [5 empty] | Non Federally-Regulated | 12/19/2005 |  | 01/07/2010
Convia, Inc., A Herman Miller Co. | Convia | GSE-SCD-WH | Astronomical Time Switch Contr | System | True | True |  | True | True | True | True | True | True | True | [11 empty] | Non Federally-Regulated | 03/04/2010 |  | 07/01/2014
Lutron Electronics Co., Inc. | Lutron | NF-103P********* | Dimmer | Device | True | True |  | True | True | True | True | True | True | True | True | False | [9 empty] | Non Federally-Regulated | 04/28/2010 |  | 01/21/2014
Legrand / Wiremold | WattStopper | CLPA | Multi-Level Occupant Sensor | System | True | True | True | True | True | True | True | True | True | True | True | True | True | True | True | True | True | True |  |  |  | Non Federally-Regulated | 03/23/2010 |  | 07/01/2014
Intermatic, Inc. | Grasslin | LM1-O-277-LS1 | Photosensor / Photocontrol Dev |  | True | True |  | True | [17 empty] | Non Federally-Regulated | 11/10/2008 |  | 01/07/2010
Hubbell Building Automation | Hubbell Building Automation | LXDC**** | Automatic Time Switch Control |  | True | True |  | True | True | [16 empty] | Non Federally-Regulated | 09/08/2007 |  | 01/07/2010
Cooper Wiring Devices | Novitas | 01-077-** | Ultrasonic Occupant / Motion S |  | True | True |  | True | True | True | True | True |  |  |  |  | True | True | True | False | True | False |  |  |  | Non Federally-Regulated | 08/18/2006 |  | 04/10/2008
Lutron Electronics Co., Inc. | Lutron | SZ-IO | Occupant / Motion / Vacancy Se | System | True | True |  | True | True | True | False |  |  |  |  | False | [9 empty] | Non Federally-Regulated | 04/29/2010 |  | 07/01/2014
Lutron Electronics Co., Inc. | Lutron | CCP-******-******-**-CGP*** | Photosensor / Photocontrol Dev | System | True | True |  | False | False | [16 empty] | Non Federally-Regulated | 07/10/2012 |  | 07/01/2014
USE Lighting Control, Inc. | Enerlites, Inc. | HMT02 | Automatic Time Switch Control |  | True | True |  | True | True | [8 empty] | True | False | False | [5 empty] | Non Federally-Regulated | 10/30/2008 |  | 01/07/2010
Cooper Controls | Greengate | CK 16******* | Occupant / Motion / Vacancy Se | System | True | True |  | True | True | True | True | True | True | True | True | False | [9 empty] | Non Federally-Regulated | 04/15/2011 |  | 07/01/2014
Schneider Electric | Powerlink | NF-CW POWERLINK PNL (Master Included) | Astronomical Time Switch Contr | System | True | True |  | True | True | True | True | True | True | True | [11 empty] | Non Federally-Regulated | 01/12/2012 |  | 07/01/2014
Sensor Switch, Inc. | Sensor Switch | nCMR 10 2P****** | Occupant / Motion / Vacancy Se | System | True | True |  | True | True | False | False |  |  |  |  | False | [9 empty] | Non Federally-Regulated | 04/28/2010 |  | 07/01/2014
Leviton Manufacturing Co., Inc. | Leviton | L777-T/L720-CT | Occupant / Motion / Vacancy Se |  | True | True |  | True | [17 empty] | Non Federally-Regulated | 08/01/1997 |  | 01/07/2010
Tork | Tork | 5004S | Exterior Photocontrol Device | [14 empty] | True | True | True | [5 empty] | Non Federally-Regulated | 04/27/2006 |  | 01/07/2010
Legrand / Pass & Seymour | Legrand / Pass & Seymour | WS700* | Dimmer | Device | True | True |  | True | True | True | True | False |  |  |  | False | [9 empty] | Non Federally-Regulated | 12/23/2010 |  | 07/01/2014
Desa Specialty, LLC | Heath Zenith | SL-5412 | Exterior Photocontrol Device |  | True | False | [11 empty] | True | True | True | [5 empty] | Non Federally-Regulated | 05/26/2005 |  | 09/20/2007
GE Lighting, a Savant company | GE Lighting Controls | CLCINT36-INTR36-***-**2* | Automatic Daylighting Control | System | True | True | True | True | False |  |  | False |  |  | True | True |  | True | [7 empty] | Non Federally-Regulated | 07/27/2012 |  | 07/01/2014
Distech Controls | Distech Controls | ECL-VAV + EC-BOS-*** | Astronomical Time Switch Contr | System | True | True |  | True | True | True | True | True | True | True | [11 empty] | Non Federally-Regulated | 08/07/2012 |  | 07/01/2014
Intermatic, Inc. | Grasslin | FM1D50A-12 | Automatic Time Switch Control |  | True | True |  | True | True | [16 empty] | Non Federally-Regulated | 10/15/2008 |  | 01/07/2010
Schneider Electric | SERP | SERP0HS | Astronomical Time Switch Contr | System | True | True |  | True | True | True | True | True | True | True | [11 empty] | Non Federally-Regulated | 09/11/2012 |  | 07/01/2014
Hubbell Building Automation | Hubbell Building Automation | LODIARP | Occupant / Motion / Vacancy Se |  | True | True |  | True | [17 empty] | Non Federally-Regulated | 05/20/2004 |  | 01/07/2010
Intermatic, Inc. | Intermatic | ET70815CR24 | Astronomical Time Switch Contr | Device | True | True |  | True | True | True | True | True | True | True | [11 empty] | Non Federally-Regulated | 01/20/2010 |  | 07/01/2014
Con-Tech Lighting | Regulator Series | LA-23-R**/***** | Track Lighting Integral Curren | Device | True | True |  | True | True | True | True | True | [13 empty] | Non Federally-Regulated | 08/03/2010 |  | 07/01/2014
Sensor Switch, Inc. | Sensor Switch | RMR 50************ | Occupant / Motion / Vacancy Se | Device | True | True |  | True | True | False | False |  |  |  |  | False | [9 empty] | Non Federally-Regulated | 04/28/2010 |  | 07/01/2014
Steinel America, Inc. | Steinel | HBS 300 (347-480V) | Occupant / Motion / Vacancy Se | Device | True | True |  | True | True | False | False |  |  |  |  | False | [9 empty] | Non Federally-Regulated | 08/06/2013 |  | 07/01/2014
Maple Chase Co. | Paragon Electrical Products | EL78 | Automatic Time Switch Control |  | True | True |  | True | True | [16 empty] | Non Federally-Regulated | 12/15/1998 |  | 01/07/2010
Lutron Electronics Co., Inc. | Lutron | GL-600P********* | Dimmer | Device | True | True |  | True | True | True | True | False |  |  |  | False | [9 empty] | Non Federally-Regulated | 12/28/2009 |  | 07/01/2014
Lutron Electronics Co., Inc. | Lutron | XP16-******************* | Multi-Level Astronomical Time | System | True | True |  | True | True | True | True | True | True | True | [11 empty] | Non Federally-Regulated | 12/28/2009 |  | 07/01/2014
Home Automation, Inc. | Home Automation, Inc. | 35A00-1 | Occupant / Motion / Vacancy Se | Device | True | True |  | True | True | True | False |  |  |  |  | False | [9 empty] | Non Federally-Regulated | 02/21/2012 |  | 07/01/2014
Sensor Switch, Inc. | Sensor Switch | CMRB ADC******* | Automatic Daylighting Control | Device | True | True | True | True | False |  |  | True | True | True | True | True |  | True | [7 empty] | Non Federally-Regulated | 04/28/2010 |  | 07/01/2014
Powerline Control Systems | GreenWorx | FCM3R-277 | Automatic Time Switch Control | System | True | True |  | True | True | [16 empty] | Non Federally-Regulated | 12/10/2013 |  | 07/01/2014
Lutron Electronics Co., Inc. | Homeworks | HS24-*********** | Astronomical Time Switch Contr | System | True | True |  | True | True | True | True | True | True | True | [11 empty] | Non Federally-Regulated | 01/20/2010 |  | 07/01/2014
Litetouch, Inc. | Litetouch, Inc. | 08-2800-*** | Automatic Time Switch Control |  | True | True |  | True | True | [16 empty] | Non Federally-Regulated | 09/29/2003 |  | 01/07/2010
Powerline Control Systems | PulseWorx | DDT | Automatic Time Switch Control | System | True | True |  | True | True | [16 empty] | Non Federally-Regulated | 06/24/2011 |  | 07/01/2014
Cooper Wiring Devices | Novitas | 01-161-BAS-** | Ultrasonic Occupant / Motion S |  | True | True |  | True | True | True | True | True |  |  |  |  | True | True | True | False | True | False |  |  |  | Non Federally-Regulated | 08/18/2006 |  | 04/10/2008
Delta Controls, Inc. | Delta Controls, Inc. | DLS-E* | Automatic Time Switch Control |  | True | True |  | True | True | [8 empty] | True | True | True | [5 empty] | Non Federally-Regulated | 04/03/2009 |  | 01/07/2010
Lutron Electronics Co., Inc. | Radio RA2 | RRD-6D*** | Manual-On Occupant Sensor | System | True | True |  | True | True |  | True | True | False |  |  |  |  | False | [7 empty] | Non Federally-Regulated | 12/17/2009 |  | 07/01/2014
Intermatic, Inc. | Grasslin | PC2-277-LS1 | Automatic Daylighting Control | Device | True | True | True | True | False |  |  | False |  |  | True | True |  | True | [7 empty] | Non Federally-Regulated | 01/20/2010 |  | 07/01/2014
Leviton Manufacturing Co., Inc. | Leviton | OSWLR-I** | Occupant / Motion / Vacancy Se | System | True | True |  | True | True | False | False |  |  |  |  | False | [9 empty] | Non Federally-Regulated | 03/04/2010 |  | 07/01/2014
Tork | Tork | EW120S-2 (240VAC) | Automatic Time Switch Control |  | True | True |  | True | True | [16 empty] | Non Federally-Regulated | 12/20/1994 |  | 04/27/2006
Pass & Seymour / Legrand | Rex | 49675 | Automatic Time Switch Control |  | True | True |  | True | True | [16 empty] | Non Federally-Regulated | 02/09/1995 |  | 01/07/2010
Cooper Controls | Greengate | CKM-**-**-**-**-S-**-****-*** | Occupant / Motion / Vacancy Se | System | True | True |  | True | True | True | True | True | True | True | True | False | [9 empty] | Non Federally-Regulated | 04/15/2011 |  | 07/01/2014
Siemens Energy & Automation | Siemens Energy & Automation | 5WG1 704-8XH01 | Automatic Time Switch Control |  | True | True |  | True | True | [8 empty] | True | True | True | [5 empty] | Non Federally-Regulated | 12/19/2005 |  | 01/07/2010
Leviton Manufacturing Co., Inc. | Leviton | IPX06 | Dimmer | Device | True | True |  | True | True | True | True | False |  |  |  | False | [9 empty] | Non Federally-Regulated | 11/12/2010 |  | 07/01/2014
Lutron Electronics Co., Inc. | Lutron | LCP12-******************* | Automatic Time Switch Control | System | True | True |  | True | True | [16 empty] | Non Federally-Regulated | 12/28/2009 |  | 07/01/2014
Lighting Control & Design | Lighting Control & Design | GR240*IDIM*******d | Automatic Daylighting Control | System | True | True | True | True | True | True | True | False |  |  | True | True |  | True | [7 empty] | Non Federally-Regulated | 12/28/2009 |  | 07/01/2014
Tork | Tork | DZS100-12 (12VDC) | Automatic Time Switch Control |  | True | True |  | True | True | [16 empty] | Non Federally-Regulated | 06/08/1993 |  | 04/27/2006
Digital Lighting Systems | Douglas | DLS-**** | Dimmer | System | True | True |  | True | True | True | True | False |  |  |  | False | [9 empty] | Non Federally-Regulated | 11/05/2013 |  | 07/09/2014
Novitas, Inc. | Novitas | 01-145 | Occupant / Motion / Vacancy Se |  | True | True |  | True | [17 empty] | Non Federally-Regulated | 06/05/1997 |  | 08/18/2006
Douglas Lighting Controls | Douglas Lighting Controls | WNP-2150 | Manual-On Occupant Sensor | System | True | True |  | True | True | False | True | True | False |  |  |  |  | False | [7 empty] | Non Federally-Regulated | 05/28/2010 |  | 07/01/2014
Litetouch, Inc. | Litetouch, Inc. | 08-2000-10 | Automatic Time Switch Control |  | True | True |  | True | True | [16 empty] | Non Federally-Regulated | 09/29/2003 |  | 01/07/2010
Tork | Tork | EW103B | Automatic Time Switch Control |  |  |  |  | True | True | [16 empty] | Non Federally-Regulated | 04/06/2007 |  | 01/07/2010
Digital Lumens | Digital Lumens | DLE-**-** | Automatic Time Switch Control | Device | True | True |  | True | True | [16 empty] | Non Federally-Regulated | 11/14/2013 |  | 07/01/2014
Lutron Electronics Co., Inc. | Lutron | V-600*********** | Dimmer | Device | True | True |  | True | True | True | True | False |  |  |  | False | [9 empty] | Non Federally-Regulated | 12/28/2009 |  | 01/21/2014
Lutron Electronics Co., Inc. | Centralized Lighting Control | G7-AR-****-*-120 | Exterior Photocontrol Device |  | True | True | [19 empty] | Non Federally-Regulated | 09/19/2005 |  | 01/07/2010
Intermatic, Inc. | Gasmaster | FM1D14-AV-U | Automatic Time Switch Control | Device | True | True | True | False | [17 empty] | Non Federally-Regulated | 07/17/2014 |  | 08/05/2014
GE Lighting, a Savant company | GE Lighting Controls | CUS-10-180 | Occupant / Motion / Vacancy Se | Device | True | True |  | True | True | False | True | True | True | True | True | False | [9 empty] | Non Federally-Regulated | 04/13/2012 |  | 07/01/2014
Siemens Energy & Automation | Siemens Energy & Automation | 5WG1 705-8XF05 | Automatic Time Switch Control |  | True | True |  | True | True | [8 empty] | True | True | True | [5 empty] | Non Federally-Regulated | 12/19/2005 |  | 01/07/2010
Starfield Controls, Inc. | Starfield Controls, Inc. | TR232* | Automatic Time Switch Control |  | True | True |  | True | True | [16 empty] | Non Federally-Regulated | 03/14/2006 |  | 01/07/2010
Sensor Switch, Inc. | Sensor Switch | LWSH-PDT-**-*-*-*-** | Occupant / Motion / Vacancy Se |  | True | True |  | True | [17 empty] | Non Federally-Regulated | 03/01/2006 |  | 01/07/2010
Legrand / Wiremold | WattStopper | CNPA | Automatic Time Switch Control | System | True | True |  | True | True | [16 empty] | Non Federally-Regulated | 03/23/2010 |  | 07/01/2014
Cooper Controls | Greengate | VNW-D-1001-MV-N-* | Occupant / Motion / Vacancy Se | Device | True | True |  | True | True | True | True | True | True | True | True | False | [9 empty] | Non Federally-Regulated | 08/07/2013 |  | 07/01/2014
Siemens Energy & Automation | Siemens Energy & Automation | 5WG1 704-8XD34 | Automatic Time Switch Control |  | True | True |  | True | True | [8 empty] | True | True | True | [5 empty] | Non Federally-Regulated | 12/19/2005 |  | 01/07/2010
GE Lighting, a Savant company | GE Lighting Controls | CIR-2H-360-D-T | Occupant / Motion / Vacancy Se | Device | True | True |  | True | True | False | False |  |  |  |  | False | [9 empty] | Non Federally-Regulated | 04/13/2012 |  | 07/01/2014
Lutron Electronics Co., Inc. | Lutron | XP16-******************* | Automatic Time Switch Control | System | True | True |  | True | True | [16 empty] | Non Federally-Regulated | 12/28/2009 |  | 07/01/2014
Sensor Switch, Inc. | Sensor Switch | HMR-10-* | Occupant / Motion / Vacancy Se |  | True | True |  | True | [17 empty] | Non Federally-Regulated | 11/19/2001 |  | 03/01/2006
Vantage Controls, Inc. | Vantage Controls, Inc. | RD16* | Dimmer | System | True | True | True | True | False |  | True | False |  |  |  | True | [9 empty] | Non Federally-Regulated | 07/26/2011 |  | 07/01/2014
Novitas, Inc. | Novitas | 01-072-** | Ultrasonic Occupant / Motion S |  | True | True |  | True | True | True | True | True |  |  |  |  | True | True | True | False | True | False |  |  |  | Non Federally-Regulated | 09/06/2005 |  | 08/18/2006
Lithonia Lighting | Litronic Series | LMTO H | Ultrasonic Occupant / Motion S |  | True | True |  | True | True | True | True | True | [13 empty] | Non Federally-Regulated | 03/09/2000 |  | 01/07/2010
Tork | Tork | DG100-2 (240VAC) | Automatic Time Switch Control |  | True | True |  | True | True | [16 empty] | Non Federally-Regulated | 02/07/1994 |  | 01/07/2010
Tork | Tork | W220L | Automatic Time Switch Control | Device | True | True |  | True | True | [16 empty] | Non Federally-Regulated | 11/12/2013 |  | 07/01/2014
Lutron Electronics Co., Inc. | Lutron | LP6/********************* | Automatic Time Switch Control | System | True | True |  | True | True | [16 empty] | Non Federally-Regulated | 12/28/2009 |  | 07/01/2014
Sensor Switch, Inc. | Sensor Switch | WSD NL******* | Occupant / Motion / Vacancy Se | Device | True | True |  | True | True | True | False |  |  |  |  | False | [9 empty] | Non Federally-Regulated | 04/28/2010 |  | 07/01/2014
Tork | Tork | ES120 (120VAC) | Automatic Time Switch Control |  | True | True |  | True | True | [16 empty] | Non Federally-Regulated | 02/07/1994 |  | 04/27/2006
Tork | Tork | SC20 | Ultrasonic Occupant / Motion S |  | True | True |  | True | True | True | True | True | [13 empty] | Non Federally-Regulated | 12/20/1994 |  | 04/06/1998
Convia, Inc., A Herman Miller Co. | Convia | GSE-PDC-02 | Photosensor / Photocontrol Dev |  | True | True |  | True | [17 empty] | Non Federally-Regulated | 04/04/2008 |  | 01/07/2010
Acuity Brands Lighting | Juno | RCLF**** | Track Lighting Integral Curren |  |  |  |  | True | True | True | True | [14 empty] | Non Federally-Regulated | 09/15/2008 |  | 09/21/2009
Encelium Technologies | Encelium Technologies | ECU-100 | Automatic Time Switch Control |  | True | True |  | True | True | [8 empty] | True | True | True | [5 empty] | Non Federally-Regulated | 12/19/2006 |  | 01/07/2010
Crestron Electronics | Crestron Electronics | PAC2 | Automatic Daylighting Control |  | True | True | True | True | True | True | True | True | True | True | True | False | False | False | True | True |  | True |  |  |  | Non Federally-Regulated | 10/05/2007 |  | 01/07/2010
Siemens Energy & Automation | Siemens Energy & Automation | 5WG1 703-8XJ22 | Automatic Time Switch Control |  | True | True |  | True | True | [8 empty] | True | True | True | [5 empty] | Non Federally-Regulated | 12/19/2005 |  | 01/07/2010
Leviton Manufacturing Co., Inc. | Leviton | R08BD-*** | Automatic Time Switch Control |  | True | True |  | True | True | [16 empty] | Non Federally-Regulated | 08/17/2004 |  | 01/07/2010
Schneider Electric | SERP | SERP32HS | Multi-Level Astronomical Time | System | True | True |  | True | True | True | True | True | True | True | [11 empty] | Non Federally-Regulated | 09/11/2012 |  | 07/01/2014
Profile Systems LLC | Profile Systems | PROFILE P1810 | Automatic Time Switch Control |  | True | True |  | True | True | [16 empty] | Non Federally-Regulated | 11/06/2002 |  | 02/18/2005
Leviton Manufacturing Co., Inc. | Leviton | L778-T/L210-MC | Photosensor / Photocontrol Dev |  | True | True |  | True | [17 empty] | Non Federally-Regulated | 01/30/2001 |  | 01/07/2010
Vantage Controls, Inc. | Vantage Controls, Inc. | RD31* | Dimmer | System | True | True | True | True | False |  | True | False |  |  |  | True | [9 empty] | Non Federally-Regulated | 04/28/2010 |  | 07/01/2014
Cooper Controls | Novitas | 01-DL441* | Occupant / Motion / Vacancy Se |  | True | True |  | True | [17 empty] | Non Federally-Regulated | 11/07/2008 |  | 01/07/2010
Honeywell International | Honeywell Infracon | EL7628A/EL7629A | Occupant / Motion / Vacancy Se |  | True | True |  | True | [17 empty] | Non Federally-Regulated | 08/10/1992 |  | 01/07/2010
Legrand / Pass & Seymour | Legrand / Pass & Seymour | DR1103PV* | Dimmer | Device | True | True |  | True | True | True | True | True | True | True | True | False | [9 empty] | Non Federally-Regulated | 09/14/2012 |  | 07/01/2014
Lutron Electronics Co., Inc. | Ecosystem | EC5T******** | Occupant / Motion / Vacancy Se |  | True | True |  | True | [9 empty] | True | True | True | [5 empty] | Non Federally-Regulated | 01/08/2008 |  | 01/07/2010
Lutron Electronics Co., Inc. | Lutron | LCP12-******************* | Dimmer | System | True | True |  | True | True | True | True | False |  |  |  | False | [9 empty] | Non Federally-Regulated | 12/28/2009 |  | 07/01/2014
Sensor Switch, Inc. | Sensor Switch | CMR-9-LT | Occupant / Motion / Vacancy Se |  | True | True |  | True | [17 empty] | Non Federally-Regulated | 11/19/2001 |  | 03/01/2006
Legrand / Wiremold | WattStopper | NVHUBD | Dimmer | System | True | True | True | True | True | True | True | True | True | True | True | True | [9 empty] | Non Federally-Regulated | 03/23/2010 |  | 07/01/2014
Siemens Energy & Automation | Siemens Energy & Automation | 5WG1 705-8XA22 | Automatic Time Switch Control |  | True | True |  | True | True | [8 empty] | True | True | True | [5 empty] | Non Federally-Regulated | 12/19/2005 |  | 01/07/2010
Lutron Electronics Co., Inc. | Grafik Eye | GRX-4102-*-** | Occupant / Motion / Vacancy Se |  | True | True |  | True | [17 empty] | Non Federally-Regulated | 05/09/2000 |  | 09/19/2005
Tork | Tork | DZS400BP | Astronomical Time Switch Contr |  |  |  |  | True | True | True | True | True | True | True | [11 empty] | Non Federally-Regulated | 01/04/2007 |  | 01/07/2010
Carolina Products, Inc. | Carolina Products | CPI400 | Automatic Time Switch Control |  | True | True |  | True | True | [8 empty] | True | True | True | [5 empty] | Non Federally-Regulated | 02/17/2005 |  | 01/07/2010
Intelligent Lighting Controls, Inc. | ILC Apprentice II | 930028** | Automatic Time Switch Control |  | True | True |  | True | True | [16 empty] | Non Federally-Regulated | 08/29/2006 |  | 01/07/2010
Siemens Energy & Automation | Siemens Energy & Automation | 5WG1 705-8XK35 | Automatic Time Switch Control |  | True | True |  | True | True | [8 empty] | True | True | True | [5 empty] | Non Federally-Regulated | 12/19/2005 |  | 01/07/2010
Siemens Energy & Automation | Siemens Energy & Automation | 5WG1 705-8XA34 | Automatic Time Switch Control |  | True | True |  | True | True | [8 empty] | True | True | True | [5 empty] | Non Federally-Regulated | 12/19/2005 |  | 01/07/2010
Vantage Controls, Inc. | Vantage Controls, Inc. | IC-24** | Multi-Level Astronomical Time | System | True | True |  | True | True | True | True | True | True | True | [11 empty] | Non Federally-Regulated | 03/23/2010 |  | 07/01/2014
Legrand / Wiremold | WattStopper | LRD1F | Multi-Level Astronomical Time | System | True | True |  | True | True | True | True | True | True | True | [11 empty] | Non Federally-Regulated | 03/23/2010 |  | 07/01/2014
Lutron Electronics Co., Inc. | Lutron | CCP-************-******-** | Photosensor / Photocontrol Dev | System | True | True |  | False | False | [16 empty] | Non Federally-Regulated | 07/10/2012 |  | 07/01/2014
Lutron Electronics Co., Inc. | Lutron | DCI*-*****-** | Automatic Daylighting Control | System | True | True | True | True | True | True | True | False |  |  | True | True |  | True | [7 empty] | Non Federally-Regulated | 07/10/2012 |  | 07/01/2014
Leviton Manufacturing Co., Inc. | Leviton | 6693 | Dimmer | Device | True | True |  | True | True | True | True | False |  |  |  | False | [9 empty] | Non Federally-Regulated | 11/12/2010 |  | 07/01/2014
Powerline Control Systems | GreenWorx | FCM3R-120 | Automatic Time Switch Control | System | True | True |  | True | True | [16 empty] | Non Federally-Regulated | 12/10/2013 |  | 07/01/2014
Hubbell Building Automation | Hubbell Building Automation | SIMPCINDOOR | Photosensor / Photocontrol Dev |  | True | True |  | True | [17 empty] | Non Federally-Regulated | 05/20/2004 |  | 01/07/2010
Tork | Tork | K400Z | Astronomical Time Switch Contr |  |  |  |  | True | True | True | True | True | True | True | [11 empty] | Non Federally-Regulated | 04/27/2006 |  | 01/07/2010
Maple Chase Co. | Paragon Electrical Products | EL7200PC/120V | Automatic Time Switch Control |  | True | True |  | True | True | [16 empty] | Non Federally-Regulated | 12/15/1998 |  | 01/07/2010
Mytech Corp. | Mytech | OMNI-US1000 | Ultrasonic Occupant / Motion S |  | True | True |  | True | True | True | True | True | [13 empty] | Non Federally-Regulated | 11/05/1997 |  | 01/07/2010
Siemens Energy & Automation | Siemens Energy & Automation | 5WG1 704-8XG44 | Automatic Time Switch Control |  | True | True |  | True | True | [8 empty] | True | True | True | [5 empty] | Non Federally-Regulated | 12/19/2005 |  | 01/07/2010
Marlin Controls, Inc. | Unistar II | SPPHC | Automatic Time Switch Control |  | True | True |  | True | True | [8 empty] | True | True | True | [5 empty] | Non Federally-Regulated | 02/06/2006 |  | 01/07/2010
Gentec, Inc. | Schneider Electric | SERPB64HS | Multi-Level Astronomical Time | System | True | True |  | True | True | True | True | True | True | True | [11 empty] | Non Federally-Regulated | 01/20/2012 |  | 07/01/2014
Intermatic, Inc. | Intermatic | ET1125CPD82 | Automatic Time Switch Control | Device | True | True |  | True | True | [16 empty] | Non Federally-Regulated | 01/20/2010 |  | 07/01/2014
Lutron Electronics Co., Inc. | Quantum | QP3-1PL-100-240 | Automatic Daylighting Control | System | True | True | True | True | True | True | True | False |  |  | True | True |  | True | [7 empty] | Non Federally-Regulated | 07/12/2012 |  | 07/01/2014
Lutron Electronics Co., Inc. | Radio RA | RA-SBT-CHR | Astronomical Time Switch Contr |  | True | True |  | True | True | True | True | True | True | True | [11 empty] | Non Federally-Regulated | 08/13/2007 |  | 01/07/2010
Sensor Switch, Inc. | Sensor Switch | nCM-6-*-** | Occupant / Motion / Vacancy Se |  | True | True |  | True | [17 empty] | Non Federally-Regulated | 11/20/2008 |  | 01/07/2010
Lutron Electronics Co., Inc. | Lutron | XPS8-******************* | Astronomical Time Switch Contr | System | True | True |  | True | True | True | True | True | True | True | [11 empty] | Non Federally-Regulated | 12/28/2009 |  | 07/01/2014
Lithonia Lighting | Synergy | SYBPC MLC | Multi-Level Daylighting Contro |  | True | True |  | True | True | True | True | [14 empty] | Non Federally-Regulated | 07/24/2006 |  | 01/07/2010
Sensor Switch, Inc. | Sensor Switch | RMR 9 ADC******* | Automatic Daylighting Control | Device | True | True | True | True | False |  |  | True | True | True | True | True |  | True | [7 empty] | Non Federally-Regulated | 04/28/2010 |  | 07/01/2014
Lutron Electronics Co., Inc. | Lutron | CCP-**********-******-** | Photosensor / Photocontrol Dev | System | True | True |  | False | False | [16 empty] | Non Federally-Regulated | 07/10/2012 |  | 07/01/2014
General Electric Wiring Device | Total Lighting Controls | RPC0N | Automatic Daylighting Control |  | True | True |  | True | False |  | True | False | [8 empty] | True |  |  |  |  | Non Federally-Regulated | 06/15/1993 |  | 01/07/2010
Intermatic, Inc. | Gasmaster | MIL72EQTUZH-24 | Automatic Time Switch Control | Device | True | True | True | False | [17 empty] | Non Federally-Regulated | 07/17/2014 |  | 08/05/2014
Sensor Switch, Inc. | Sensor Switch | nCM 6 2P****** | Occupant / Motion / Vacancy Se | System | True | True |  | True | True | False | False |  |  |  |  | False | [9 empty] | Non Federally-Regulated | 04/28/2010 |  | 07/01/2014
Carrier Corp. | Carrier | 33CSVAVCTRL | Automatic Time Switch Control |  | True | True |  | True | True | [8 empty] | True | True | True | [5 empty] | Non Federally-Regulated | 03/13/2008 |  | 07/24/2015
Siemens Energy & Automation | Siemens Energy & Automation | 5WG1 705-8XH21 | Automatic Time Switch Control |  | True | True |  | True | True | [8 empty] | True | True | True | [5 empty] | Non Federally-Regulated | 12/19/2005 |  | 01/07/2010
Leviton Manufacturing Co., Inc. | Leviton | AWSMT-E** | Dimmer | Device | True | True |  | True | True | True | True | False |  |  |  | False | [9 empty] | Non Federally-Regulated | 12/16/2010 |  | 07/01/2014
Legrand / Wiremold | WattStopper | PROTOCOL BRIDGE | Multi-Level Occupant Sensor | System | True | True | True | True | True | True | True | True | True | True | True | True | True | True | True | True | True | True |  |  |  | Non Federally-Regulated | 03/23/2010 |  | 07/01/2014
Tork | Tork | DGM100AY | Automatic Time Switch Control | Device | True | True |  | True | True | [16 empty] | Non Federally-Regulated | 11/12/2013 |  | 07/01/2014
Marlin Controls, Inc. | Unistar II | HERCULESPEGASUSPHC | Multi-Level Astronomical Time |  | True | True |  | True | True | True | True | True | True | True |  |  |  |  | True | [6 empty] | Non Federally-Regulated | 02/06/2006 |  | 01/07/2010
Intermatic, Inc. | Intermatic | EM1408SC | Multi-Level Astronomical Time | Device | True | True |  | True | True | True | True | True | True | True | [11 empty] | Non Federally-Regulated | 01/20/2010 |  | 07/01/2014
Lutron Electronics Co., Inc. | Lutron | D-600R********** | Dimmer | Device | True | True |  | True | True | True | True | False |  |  |  | False | [9 empty] | Non Federally-Regulated | 12/28/2009 |  | 01/27/2014
Universal Energy Control, Inc. | Switch-O-Matic | A-500 | Ultrasonic Occupant / Motion S |  | False | False |  | True | True | True | True | True | [13 empty] | Non Federally-Regulated | 09/01/1984 |  | 04/06/1998
Siemens Energy & Automation | Siemens Energy & Automation | 5WG1 704-8XG02 | Automatic Time Switch Control |  | True | True |  | True | True | [8 empty] | True | True | True | [5 empty] | Non Federally-Regulated | 12/19/2005 |  | 01/07/2010
Sensor Switch, Inc. | Sensor Switch | nCMRB-PC-ADC-** | Automatic Daylighting Control |  | True | True | True | True | False |  | True | True | True | True | True | True | True | True | True | True |  | True |  |  |  | Non Federally-Regulated | 11/20/2008 |  | 01/07/2010
Pass & Seymour / Legrand | Rex | 3731 | Automatic Time Switch Control |  | True | False |  | True | True | [16 empty] | Non Federally-Regulated | 02/27/1997 |  | 04/06/1998
Lutron Electronics Co., Inc. | HomeWorks QS | HQRD-6D | Dimmer | System | True | True |  | True | True | True | True | False |  |  |  | False | [9 empty] | Non Federally-Regulated | 07/12/2012 |  | 01/21/2014
Starfield Controls, Inc. | Starfield Controls, Inc. | TR401 | Automatic Time Switch Control |  | True | True |  | True | True | [16 empty] | Non Federally-Regulated | 02/19/2008 |  | 01/07/2010
Schneider Electric | SERP | SERPL32HS | Astronomical Time Switch Contr | System | True | True |  | True | True | True | True | True | True | True | [11 empty] | Non Federally-Regulated | 09/11/2012 |  | 07/01/2014
Siemens Energy & Automation | Siemens Energy & Automation | 5WG1 704-8XB33 | Automatic Time Switch Control |  | True | True |  | True | True | [8 empty] | True | True | True | [5 empty] | Non Federally-Regulated | 12/19/2005 |  | 01/07/2010
Lutron Electronics Co., Inc. | Grafik Eye | RPT8/**-120***** | Photosensor / Photocontrol Dev |  | True | True |  | True | [17 empty] | Non Federally-Regulated | 09/12/2003 |  | 09/19/2005
Lutron Electronics Co., Inc. | Lutron | QSGR-************* | Multi-Level Occupant Sensor | System | True | True | True | True | True | True | True | True | True | True | True | True |  | False | [7 empty] | Non Federally-Regulated | 04/28/2010 |  | 07/01/2014
Cooper Wiring Devices | Novitas | 01-072-** | Ultrasonic Occupant / Motion S |  | True | True |  | True | True | True | True | True |  |  |  |  | True | True | True | False | True | False |  |  |  | Non Federally-Regulated | 08/18/2006 |  | 04/10/2008
Siemens Energy & Automation | Siemens Energy & Automation | 5WG1 705-8XD01 | Automatic Time Switch Control |  | True | True |  | True | True | [8 empty] | True | True | True | [5 empty] | Non Federally-Regulated | 12/19/2005 |  | 01/07/2010
Legrand / Wiremold | WattStopper | NVHUBA | Multi-Level Occupant Sensor | System | True | True | True | True | True | True | True | True | True | True | True | True | True | True | True | True | True | True |  |  |  | Non Federally-Regulated | 03/23/2010 |  | 07/01/2014
Cooper Wiring Devices | Accell | AF10-** | Dimmer | Device | True | True |  | True | True | True | True | False |  |  |  | False | [9 empty] | Non Federally-Regulated | 12/29/2010 |  | 07/01/2014
Hubbell Incorporated | H-Moss | LVDT2000R*** | Ultrasonic Occupant / Motion S |  | True | True |  | True | True | True | True | True | [13 empty] | Non Federally-Regulated | 02/24/2009 |  | 01/07/2010
Schneider Electric | SERP | SERPB8HS | Automatic Time Switch Control | System | True | True |  | True | True | [16 empty] | Non Federally-Regulated | 09/11/2012 |  | 07/01/2014
CDL | Trane | LCC5 | Automatic Time Switch Control |  | True | True |  | True | True | [16 empty] | Non Federally-Regulated | 04/06/1994 |  | 01/07/2010
Sensor Switch, Inc. | Sensor Switch | LWS************ | Occupant / Motion / Vacancy Se | Device | True | True |  | True | True | False | False |  |  |  |  | False | [9 empty] | Non Federally-Regulated | 04/28/2010 |  | 07/01/2014
Lutron Electronics Co., Inc. | Homeworks | HWV-600D-** | Multi-Level Occupant Sensor | System | True | True | True | True | True | False | True | True | True | True | True | True |  | False | [7 empty] | Non Federally-Regulated | 01/20/2010 |  | 07/01/2014
Cooper Controls | Greengate | CK T 48******* | Automatic Time Switch Control | System | True | True |  | True | True | [16 empty] | Non Federally-Regulated | 04/15/2011 |  | 07/01/2014
Lutron Electronics Co., Inc. | Lutron | XPS48-******************* | Automatic Time Switch Control | System | True | True |  | True | True | [16 empty] | Non Federally-Regulated | 12/28/2009 |  | 07/01/2014
WattStopper, Inc. | WattStopper | TS-400-* | Automatic Time Switch Control | Device | True | True |  | True | True | [16 empty] | Non Federally-Regulated | 02/04/2010 |  | 07/01/2014
Tridonic | Tridonic | 86452041 DSISMART12 | Automatic Daylighting Control |  | True | True |  | True | True | True | False | [9 empty] | True |  |  |  |  | Non Federally-Regulated | 05/11/2004 |  | 01/07/2010
Lutron Electronics Co., Inc. | Lutron | CCP-****-*****-**-CGP*** | Astronomical Time Switch Contr | System | True | True |  | True | True | True | True | True | True | True | [11 empty] | Non Federally-Regulated | 07/10/2012 |  | 07/01/2014
Lutron Electronics Co., Inc. | HomeWorks QS | HQRD-H** | Automatic Time Switch Control | System | True | True |  | True | True | [16 empty] | Non Federally-Regulated | 07/10/2012 |  | 07/01/2014
Lutron Electronics Co., Inc. | Softswitch 128 | XPS28-******-** | Occupant / Motion / Vacancy Se |  | True | True |  | True | [17 empty] | Non Federally-Regulated | 09/19/2005 |  | 01/07/2010
Lutron Electronics Co., Inc. | Lutron | XPS24-******************* | Photosensor / Photocontrol Dev | System | True | True |  | False | False | [16 empty] | Non Federally-Regulated | 12/28/2009 |  | 07/01/2014
Lutron Electronics Co., Inc. | Lutron | CCP-************-******-** | Occupant / Motion / Vacancy Se | System | True | True |  | True | True | True | False |  |  |  |  | False | [9 empty] | Non Federally-Regulated | 07/10/2012 |  | 07/01/2014
Profile Systems LLC | Profile Systems | TCS 5600 | Automatic Time Switch Control |  | True | True |  | True | True | [16 empty] | Non Federally-Regulated | 11/06/2002 |  | 02/18/2005
Legrand / Pass & Seymour | Legrand / Pass & Seymour | WDT100* | Occupant / Motion / Vacancy Se | Device | True | True |  | True | True | False | True | True | True | True | True | False | [9 empty] | Non Federally-Regulated | 12/30/2012 |  | 07/01/2014
Lutron Electronics Co., Inc. | Lutron | XPS40-******************* | Photosensor / Photocontrol Dev | System | True | True |  | False | False | [16 empty] | Non Federally-Regulated | 12/28/2009 |  | 07/01/2014
Distech Controls | Distech Controls | EC-Light-32* | Automatic Time Switch Control | Device | True | True |  | True | True | [16 empty] | Non Federally-Regulated | 08/07/2012 |  | 07/01/2014
Lutron Electronics Co., Inc. | LCP 128 | LCP-*-******-** | Astronomical Time Switch Contr |  | True | True |  | True | True | True | True | True | True | True | [11 empty] | Non Federally-Regulated | 09/19/2005 |  | 01/07/2010
Mytech Corp. | Mytech | OMNI-DT1000 | Ultrasonic Occupant / Motion S |  | True | True |  | True | True | True | True | True | [13 empty] | Non Federally-Regulated | 11/05/1997 |  | 01/07/2010
Lutron Electronics Co., Inc. | Lutron | CCP-******-******-**-CGP**** | Occupant / Motion / Vacancy Se | System | True | True |  | True | True | True | False |  |  |  |  | False | [9 empty] | Non Federally-Regulated | 07/10/2012 |  | 07/01/2014
Legrand / Wiremold | WattStopper | NRD1C | Automatic Time Switch Control | System | True | True |  | True | True | [16 empty] | Non Federally-Regulated | 03/23/2010 |  | 07/01/2014
Legrand / Wiremold | WattStopper | GSE-SCD-WH | Automatic Time Switch Control | System | True | True |  | True | True | [16 empty] | Non Federally-Regulated | 03/23/2010 |  | 07/01/2014
Lutron Electronics Co., Inc. | Lutron | MSCLV-600M****** | Dimmer | Device | True | True |  | True | True | True | True | False |  |  |  | False | [9 empty] | Non Federally-Regulated | 12/28/2009 |  | 01/21/2014
Mytech Corp. | Mytech | SST8-220-W | Ultrasonic Occupant / Motion S |  | True | True |  | True | True | True | True | True | [13 empty] | Non Federally-Regulated | 06/04/1999 |  | 01/07/2010
Legrand / Pass & Seymour | Legrand / Pass & Seymour | WSP201I | Occupant / Motion / Vacancy Se | Device | True | True |  | True | True | True | False |  |  |  |  | False | [9 empty] | Non Federally-Regulated | 12/30/2012 |  | 07/01/2014
Lutron Electronics Co., Inc. | LCP 128 | LCP-**-******-** | Automatic Time Switch Control |  | True | True |  | True | True | [16 empty] | Non Federally-Regulated | 09/19/2005 |  | 01/07/2010
Lutron Electronics Co., Inc. | Lutron | LCP40-******************* | Occupant / Motion / Vacancy Se | System | True | True |  | True | True | True | False |  |  |  |  | False | [9 empty] | Non Federally-Regulated | 04/28/2010 |  | 07/01/2014
Intermatic, Inc. | Intermatic, Inc. | EI220LA | Automatic Time Switch Control | Device | True | True |  | True | True | [16 empty] | Non Federally-Regulated | 04/15/2011 |  | 07/01/2014
Leviton Manufacturing Co., Inc. | Leviton | 6643G | Dimmer | Device | True | True |  | True | True | True | True | False |  |  |  | False | [9 empty] | Non Federally-Regulated | 11/12/2010 |  | 07/01/2014
Lutron Electronics Co., Inc. | Lutron | LCP60-******************* | Automatic Daylighting Control | System | True | True | True | True | True | True | True | False |  |  | True | True |  | True | [7 empty] | Non Federally-Regulated | 12/28/2009 |  | 07/01/2014
Lithonia Lighting | Litronic Series | LUS500 | Ultrasonic Occupant / Motion S |  | True | True |  | True | True | True | True | True | [13 empty] | Non Federally-Regulated | 01/28/1993 |  | 07/24/2006
ILC Enercon Corp. | ILC Enercon | QUANTUM8 | Automatic Time Switch Control |  | True | True |  | True | True | [16 empty] | Non Federally-Regulated | 08/13/1993 |  | 01/29/2001
Legrand / Pass & Seymour | Legrand / Pass & Seymour | PSHB120277L1 | Occupant / Motion / Vacancy Se | Device | True | True |  | True | True | True | False |  |  |  |  | False | [9 empty] | Non Federally-Regulated | 12/30/2012 |  | 07/01/2014
Legrand / Wiremold | WattStopper | LRD1C | Astronomical Time Switch Contr | System | True | True |  | True | True | True | True | True | True | True | [11 empty] | Non Federally-Regulated | 03/23/2010 |  | 07/01/2014
Cooper Controls | Novitas | 01-060-** | Ultrasonic Occupant / Motion S |  | True | True |  | True | True | True | True | True | [13 empty] | Non Federally-Regulated | 11/07/2008 |  | 01/07/2010
Legrand / Pass & Seymour | Legrand / Pass & Seymour | CDLV1603P* | Dimmer | Device | True | True |  | True | True | True | True | True | True | True | True | False | [9 empty] | Non Federally-Regulated | 09/14/2012 |  | 07/01/2014
Sensor Switch, Inc. | Sensor Switch | CMRB 50 208***** | Occupant / Motion / Vacancy Se | Device | True | True |  | True | True | False | False |  |  |  |  | False | [9 empty] | Non Federally-Regulated | 04/28/2010 |  | 07/01/2014
Lutron Electronics Co., Inc. | Radio RA | RA-DZS-200A/24 | Astronomical Time Switch Contr |  | True | True |  | True | True | True | True | True | True | True | [11 empty] | Non Federally-Regulated | 08/13/2007 |  | 01/07/2010
Intelligent Lighting Controls, Inc. | LightLEEDer | LSPC-4 | Astronomical Time Switch Contr | Device | True | True |  | True | True | True | True | True | True | True | [11 empty] | Non Federally-Regulated | 04/30/2013 |  | 07/01/2014
Intermatic, Inc. | Grasslin | LM2-O-277-LS2 | Automatic Daylighting Control |  | True | True | True | True | False |  | True | True | True | True | True | False |  | True | False | False | [5 empty] | Non Federally-Regulated | 09/05/2008 |  | 01/07/2010
Hubbell Incorporated | H-Moss | AD1277*2 | Occupant / Motion / Vacancy Se |  | True | True |  | True | [17 empty] | Non Federally-Regulated | 04/23/2007 |  | 01/07/2010
Legrand / Pass & Seymour | Legrand / Pass & Seymour | WSP101W | Occupant / Motion / Vacancy Se | Device | True | True |  | True | True | True | False |  |  |  |  | False | [9 empty] | Non Federally-Regulated | 12/30/2012 |  | 07/01/2014
Lutron Electronics Co., Inc. | Lutron | XP8-******************* | Automatic Daylighting Control | System | True | True | True | True | False |  |  | False |  |  | True | True |  | True | [7 empty] | Non Federally-Regulated | 12/28/2009 |  | 07/01/2014
Gentec, Inc. | Schneider Electric | SERPB48HS | Automatic Time Switch Control | System | True | True |  | True | True | [16 empty] | Non Federally-Regulated | 01/20/2012 |  | 07/01/2014
Lightolier Controls | Lyteswitch Relay Panel | LSW36PRO | Multi-Level Astronomical Time |  | True | True |  | True | True | True | True | True | True | True |  |  |  | False | True | True | [5 empty] | Non Federally-Regulated | 01/21/2009 |  | 01/07/2010
Crestron Electronics | Crestron Electronics | PRO3 | Astronomical Time Switch Contr | System | True | True |  | True | True | True | True | True | True | True | [11 empty] | Non Federally-Regulated | 06/24/2013 |  | 07/01/2014
Lutron Electronics Co., Inc. | Lutron | LCP28-******************* | Dimmer | System | True | True |  | True | True | True | True | False |  |  |  | False | [9 empty] | Non Federally-Regulated | 12/28/2009 |  | 07/01/2014
Intermatic, Inc. | Gasmaster | PC2-digi30-120-LS1 | Photosensor / Photocontrol Dev | Device | True | True | True | [18 empty] | Non Federally-Regulated | 07/17/2014 |  | 08/05/2014
Lutron Electronics Co., Inc. | Lutron | CCP-****-*****-** | Manual-On Occupant Sensor | System | True | True |  | True | True | True | True | True | False |  |  |  |  | False | [7 empty] | Non Federally-Regulated | 07/10/2012 |  | 07/01/2014
Legrand / Pass & Seymour | Legrand / Pass & Seymour | OS300S* | Occupant / Motion / Vacancy Se | Device | True | True |  | True | True | False | False |  |  |  |  | False | [9 empty] | Non Federally-Regulated | 12/23/2010 |  | 07/01/2014
Lutron Electronics Co., Inc. | Lutron | TG-10PR********* | Dimmer | Device | True | True |  | True | True | True | True | False |  |  |  | False | [9 empty] | Non Federally-Regulated | 12/28/2009 |  | 07/01/2014
Legrand / Wiremold | WattStopper | LRD1B | Dimmer | System | True | True | True | True | True | True | True | True | True | True | True | True | [9 empty] | Non Federally-Regulated | 03/23/2010 |  | 07/01/2014
Intermatic, Inc. | Gasmaster | PC2-digi30-277-LS1 | Photosensor / Photocontrol Dev | Device | True | True | True | [18 empty] | Non Federally-Regulated | 07/17/2014 |  | 08/05/2014
Profile Systems LLC | Profile Systems | Profile P1610 | Automatic Time Switch Control |  | True | True |  | True | True | [16 empty] | Non Federally-Regulated | 02/29/2008 |  | 01/07/2010
Sensor Switch, Inc. | Sensor Switch | RMR-6-2P-AO-*-** | Occupant / Motion / Vacancy Se |  | True | True |  | True | [17 empty] | Non Federally-Regulated | 11/20/2008 |  | 01/07/2010
Lumisys | Qwik Kit | QK_5** | Automatic Time Switch Control |  | True | True |  | True | True | [16 empty] | Non Federally-Regulated | 02/23/2009 |  | 01/07/2010
Tork | Tork | DLC400-24 | Astronomical Time Switch Contr |  |  |  |  | True | True | True | True | True | True | True | [11 empty] | Non Federally-Regulated | 04/27/2006 |  | 01/07/2010
WattStopper, Inc. | WattStopper | LI8-*-*-*-* | Automatic Time Switch Control | Device | True | True |  | True | True | [16 empty] | Non Federally-Regulated | 08/03/2010 |  | 07/01/2014
Mytech Corp. | Mytech | LP-2-277-W | Occupant / Motion / Vacancy Se |  | True | True |  | True | [17 empty] | Non Federally-Regulated | 06/04/1999 |  | 01/07/2010
Maple Chase Co. | Paragon Electrical Products | EC74/50S/24V | Automatic Time Switch Control |  | True | True |  | True | True | [16 empty] | Non Federally-Regulated | 01/21/1999 |  | 01/07/2010
Legrand / Wiremold | WattStopper | CE8840 SERIES | Multi-Level Occupant Sensor | System | True | True | True | True | True | True | True | True | True | True | True | True | True | True | True | True | True | True |  |  |  | Non Federally-Regulated | 03/23/2010 |  | 07/01/2014
Legrand / Wiremold | WattStopper | NRD2F | Automatic Daylighting Control | System | True | True | True | True | True | True | True | True | True | True | True | True |  | True | [7 empty] | Non Federally-Regulated | 03/23/2010 |  | 07/01/2014
Lutron Electronics Co., Inc. | HomeWorks QS | HQP6-2-120 | Automatic Daylighting Control | System | True | True | True | True | True | True | True | False |  |  | True | True |  | True | [7 empty] | Non Federally-Regulated | 07/12/2012 |  | 07/01/2014
Lutron Electronics Co., Inc. | Lutron | SPS-AS-277****** | Dimmer | Device | True | True |  | True | True | True | True | False |  |  |  | False | [9 empty] | Non Federally-Regulated | 12/28/2009 |  | 07/01/2014
Lutron Electronics Co., Inc. | Softswitch 128 | XPS20-******-** | Astronomical Time Switch Contr |  | True | True |  | True | True | True | True | True | True | True | [11 empty] | Non Federally-Regulated | 09/19/2005 |  | 01/07/2010
Intermatic, Inc. | Grasslin | PC2-digi30-277-LS2+ E300 | Photosensor / Photocontrol Dev | Device | True | True | True | [18 empty] | Non Federally-Regulated | 08/05/2014 |  | 01/09/2015
Lutron Electronics Co., Inc. | Homeworks | HRP5-120 | Astronomical Time Switch Contr |  | True | True |  | True | True | True | True | True | True | True | [11 empty] | Non Federally-Regulated | 08/13/2007 |  | 01/07/2010
Sensor Switch, Inc. | Sensor Switch | nCMRB 10 2P****** | Occupant / Motion / Vacancy Se | System | True | True |  | True | True | False | False |  |  |  |  | False | [9 empty] | Non Federally-Regulated | 04/28/2010 |  | 07/01/2014
Hubbell Building Automation | Hubbell Building Automation | OMNIDT500RP | Ultrasonic Occupant / Motion S |  | True | True |  | True | True | True | True | True | [13 empty] | Non Federally-Regulated | 05/20/2004 |  | 01/07/2010
Lutron Electronics Co., Inc. | Lutron | CCP-********-******-**-CGP*** | Multi-Level Astronomical Time | System | True | True |  | True | True | True | True | True | True | True | [11 empty] | Non Federally-Regulated | 07/10/2012 |  | 07/01/2014
Lutron Electronics Co., Inc. | LCP 128 | LCP-*******-***FT | Photosensor / Photocontrol Dev |  | True | True |  | True | [17 empty] | Non Federally-Regulated | 09/19/2005 |  | 01/07/2010
Lutron Electronics Co., Inc. | Lutron | CCP-******-*****-**-CGP**** | Occupant / Motion / Vacancy Se | System | True | True |  | True | True | True | False |  |  |  |  | False | [9 empty] | Non Federally-Regulated | 07/10/2012 |  | 07/01/2014
Landis & Gyr Powers | Landis & Gyr Powers | SYSTEM 600 | Automatic Time Switch Control |  | True | True |  | True | True | [16 empty] | Non Federally-Regulated | 10/07/1994 |  | 01/07/2010
Lumisys | Lumisys | ddN-iM | Automatic Time Switch Control |  | True | True |  | True | True | [16 empty] | Non Federally-Regulated | 05/25/2007 |  | 01/07/2010
Automatic Switch Co. | Asco | 641AS***C-C24 | Automatic Time Switch Control |  | True | True |  | True | True | [16 empty] | Non Federally-Regulated | 12/23/1994 |  | 01/07/2010
Legrand / Wiremold | WattStopper | NRD1B | Occupant / Motion / Vacancy Se | System | True | True | True | True | True | True | True | True | True | True | True | True |  | True | True | True | [5 empty] | Non Federally-Regulated | 03/23/2010 |  | 07/01/2014
Hubbell Building Automation | Hubbell Building Automation | LXIN**** | Automatic Time Switch Control | System | True | True |  | True | True | [16 empty] | Non Federally-Regulated | 03/26/2010 |  | 02/04/2014
Leviton Manufacturing Co., Inc. | Leviton | IPV05 -*** | Manual-On Occupant Sensor | Device | True | True |  | True | True | False | True | True | False |  |  |  |  | False | [7 empty] | Non Federally-Regulated | 07/02/2012 |  | 07/01/2014
WattStopper, Inc. | WattStopper | W-1000A | Occupant / Motion / Vacancy Se | Device | True | True |  | True | True | False | True | True | True | True | True | False | [9 empty] | Non Federally-Regulated | 05/28/2010 |  | 07/01/2014
Intermatic, Inc. | Intermatic, Inc. | ET90415CR | Automatic Time Switch Control | Device | True | True |  | True | True | [16 empty] | Non Federally-Regulated | 07/22/2011 |  | 07/01/2014
Legrand / Wiremold | WattStopper | NRD2A | Dimmer | System | True | True | True | True | True | True | True | True | True | True | True | True | [9 empty] | Non Federally-Regulated | 03/23/2010 |  | 07/01/2014
Leviton Manufacturing Co., Inc. | Leviton | OSC15-I** | Occupant / Motion / Vacancy Se | System | True | True |  | True | True | False | False |  |  |  |  | False | [9 empty] | Non Federally-Regulated | 03/04/2010 |  | 07/01/2014
Tridonic | Tridonic | 24135918 DALIBM8P20 | Automatic Time Switch Control |  | True | True |  | True | True | [16 empty] | Non Federally-Regulated | 08/22/2003 |  | 01/07/2010
Leviton Manufacturing Co., Inc. | Leviton | L779-T/L730-MC | Occupant / Motion / Vacancy Se |  | True | True |  | True | [17 empty] | Non Federally-Regulated | 01/30/2001 |  | 01/07/2010
Energy Technologies Corp. | Union | SLATC* | Automatic Time Switch Control | System | True | True |  | True | True | [16 empty] | Non Federally-Regulated | 08/31/2010 |  | 10/08/2010
Trane U.S. Inc. | Tracer | UC600 | Automatic Daylighting Control | Device | True | True | True | True | False |  |  | True | True | True | True | True |  | True | [7 empty] | Non Federally-Regulated | 12/27/2012 |  | 07/01/2014
Mytech Corp. | Mytech | LH-US-RR-I | Ultrasonic Occupant / Motion S |  | True | True |  | True | True | True | True | True | [13 empty] | Non Federally-Regulated | 06/04/1999 |  | 01/07/2010
Hubbell Incorporated | H-Moss | ATD2000CRP | Ultrasonic Occupant / Motion S |  | True | True |  | True | True | True | True | True | [13 empty] | Non Federally-Regulated | 06/01/1998 |  | 01/07/2010
Lutron Electronics Co., Inc. | Lutron | CS-1L-** | Automatic Daylighting Control | System | True | True | True | True | True | True | True | False |  |  | True | True |  | True | [7 empty] | Non Federally-Regulated | 04/28/2010 |  | 07/01/2014
Magnetek Universal Manufacturing | Luminoptics | 851-D-0720 | Automatic Daylighting Control |  | True | False |  | True | True | True | False | [9 empty] | True |  |  |  |  | Non Federally-Regulated | 08/06/1992 |  | 01/07/2010
Lutron Electronics Co., Inc. | Softswitch 128 | XPS28-******-** | Astronomical Time Switch Contr |  | True | True |  | True | True | True | True | True | True | True | [11 empty] | Non Federally-Regulated | 09/19/2005 |  | 01/07/2010
Lutron Electronics Co., Inc. | Lutron | TG-603PR******** | Dimmer | Device | True | True |  | True | True | True | True | True | True | True | True | False | [9 empty] | Non Federally-Regulated | 04/28/2010 |  | 07/01/2014
Mytech Corp. | Mytech | LO-DT-RP | Ultrasonic Occupant / Motion S |  | True | True |  | True | True | True | True | True | [13 empty] | Non Federally-Regulated | 06/04/1999 |  | 01/07/2010
Tork | Tork | EW103A | Automatic Time Switch Control |  | True | True |  | True | True | [16 empty] | Non Federally-Regulated | 10/08/2002 |  | 01/07/2010
Siemens Energy & Automation | Siemens Energy & Automation | 5WG1 703-8XA02 | Automatic Time Switch Control |  | True | True |  | True | True | [8 empty] | True | True | True | [5 empty] | Non Federally-Regulated | 12/19/2005 |  | 01/07/2010
Orion Energy Systems, Inc. | InteLite | ALS-E-K | Multi-Level Daylighting Contro |  | True | False |  | True | True | True | True | [14 empty] | Non Federally-Regulated | 02/17/2009 |  | 01/07/2010
Acuity Brands Lighting | Easyl | EZDIN 120/277 | Automatic Time Switch Control | Device | True | True |  | True | True | [16 empty] | Non Federally-Regulated | 06/26/2013 |  | 07/01/2014
Mytech Corp. | Mytech | LO-IR-HB-RP | Occupant / Motion / Vacancy Se |  | True | True |  | True | [17 empty] | Non Federally-Regulated | 06/04/1999 |  | 01/07/2010
Lutron Electronics Co., Inc. | Radio RA2 | RRD-3LD*** | Dimmer | System | True | True |  | True | True | True | True | False |  |  |  | False | [9 empty] | Non Federally-Regulated | 12/17/2009 |  | 01/21/2014
Lutron Electronics Co., Inc. | Homeworks | HRD-6*D-** | Automatic Time Switch Control |  | True | True |  | True | True | [16 empty] | Non Federally-Regulated | 08/13/2007 |  | 01/07/2010
Intermatic, Inc. | Grasslin | PC2-digi30-120-LS2+E200 | Photosensor / Photocontrol Dev | Device | True | True | True | [18 empty] | Non Federally-Regulated | 08/05/2014 |  | 01/09/2015
Lithonia Lighting | Synergy | SYESB | Automatic Time Switch Control |  | True | True |  | True | True | [16 empty] | Non Federally-Regulated | 01/20/1999 |  | 01/07/2010
Lutron Electronics Co., Inc. | Radio RA | RAMC-MFE | Automatic Time Switch Control |  | True | True |  | True | True | [16 empty] | Non Federally-Regulated | 08/13/2007 |  | 01/07/2010
Lighting Control & Design | Lighting Control & Design | GR40**/**DTC*********** | Automatic Time Switch Control |  | True | True |  | True | True | [8 empty] | True | True | True | [5 empty] | Non Federally-Regulated | 06/22/2005 |  | 12/28/2009
Synergy | SwitchPak | SPAK 8S 120/277 BAS | Astronomical Time Switch Contr | Device | True | True |  | True | True | True | True | True | True | True | [11 empty] | Non Federally-Regulated | 10/10/2011 |  | 07/01/2014
Lutron Electronics Co., Inc. | Grafik Eye | RPT7/**-120***** | Photosensor / Photocontrol Dev |  | True | True |  | True | [17 empty] | Non Federally-Regulated | 09/12/2003 |  | 09/19/2005
Computer Process Controls | Computer Process Controls | 830-1110 | Automatic Time Switch Control |  | True | True |  | True | True | [16 empty] | Non Federally-Regulated | 12/24/1998 |  | 01/07/2010
Sensia | LCP2000 | LCP2000 | Photosensor / Photocontrol Dev |  | True | True |  | True | [17 empty] | Non Federally-Regulated | 11/02/2001 |  | 11/09/2001
Vantage Controls, Inc. | Vantage Controls, Inc. | DRD2-* | Dimmer | System | True | True |  | True | False |  | True | False |  |  |  | False | [9 empty] | Non Federally-Regulated | 03/23/2010 |  | 07/01/2014
CentraLite Systems, Inc. | Jet Stream | JS1 | Occupant / Motion / Vacancy Se | System | True | True |  | True | True | True | False |  |  |  |  | False | [9 empty] | Non Federally-Regulated | 04/15/2011 |  | 07/01/2014
Lutron Electronics Co., Inc. | Lutron | CCP-****-******-** | Multi-Level Occupant Sensor | System | True | True | True | True | True | True | True | False | True | True | True | True |  | False | [7 empty] | Non Federally-Regulated | 07/10/2012 |  | 07/01/2014
Desa Specialty, LLC | Ace | AC-5511 | Exterior Photocontrol Device |  | True | False | [11 empty] | True | True | True | [5 empty] | Non Federally-Regulated | 06/15/2005 |  | 09/20/2007
Lutron Electronics Co., Inc. | Grafik Eye | GRX-4103-A-** | Automatic Time Switch Control |  | True | True |  | True | True | [16 empty] | Non Federally-Regulated | 01/31/1996 |  | 05/09/2000
Intermatic, Inc. | Grasslin | PC1-277-LS2 | Photosensor / Photocontrol Dev | Device | True | True |  | False | False | [16 empty] | Non Federally-Regulated | 01/20/2010 |  | 07/01/2014
Legrand / Pass & Seymour | Legrand / Pass & Seymour | 93874* | Dimmer | Device | True | True |  | True | True | True | True | False |  |  |  | False | [9 empty] | Non Federally-Regulated | 12/23/2010 |  | 07/01/2014
Tork | Tork | PS51A | Occupant / Motion / Vacancy Se |  | True | True |  | True | [17 empty] | Non Federally-Regulated | 02/08/1993 |  | 04/06/1998
Cooper Controls | Novitas | 01-170-** | Ultrasonic Occupant / Motion S |  | True | True |  | True | True | True | True | True | [13 empty] | Non Federally-Regulated | 11/07/2008 |  | 01/07/2010
Leviton Manufacturing Co., Inc. | Leviton | OSS10-ID* | Manual-On Occupant Sensor | Device | True | True |  | True | True | False | True | True | False |  |  |  |  | False | [7 empty] | Non Federally-Regulated | 12/20/2012 |  | 07/01/2014
Sensor Switch, Inc. | Sensor Switch | SBR 10*********** | Occupant / Motion / Vacancy Se | Device | True | True |  | True | True | False | False |  |  |  |  | False | [9 empty] | Non Federally-Regulated | 04/28/2010 |  | 07/01/2014
Lutron Electronics Co., Inc. | Lutron | L-LV14-128 | Dimmer | System | True | True |  | True | True | True | True | False |  |  |  | False | [9 empty] | Non Federally-Regulated | 07/10/2012 |  | 07/01/2014
Lutron Electronics Co., Inc. | Homeworks | STWD-****-** | Occupant / Motion / Vacancy Se |  | True | True |  | True | [17 empty] | Non Federally-Regulated | 08/13/2007 |  | 01/07/2010
Leviton Manufacturing Co., Inc. | Leviton | AWSMG-I** | Dimmer | Device | True | True |  | True | True | True | True | False |  |  |  | False | [9 empty] | Non Federally-Regulated | 12/16/2010 |  | 07/01/2014
Sensor Switch, Inc. | Sensor Switch | nCMR-PDT-10-******** | Occupant / Motion / Vacancy Se |  | True | True |  | True | [17 empty] | Non Federally-Regulated | 11/20/2008 |  | 01/07/2010
Legrand / Wiremold | WattStopper | NRD1A | Multi-Level Astronomical Time | System | True | True |  | True | True | True | True | True | True | True | [11 empty] | Non Federally-Regulated | 03/23/2010 |  | 07/01/2014
Longjoin | Longjoin | JL-205*** | Photosensor / Photocontrol Dev | Device | True | True |  | False | False | [16 empty] | Non Federally-Regulated | 05/28/2013 |  | 07/01/2014
WattStopper, Inc. | WattStopper | DCD270-* | Dimmer | Device | True | True |  | True | True | True | True | False |  |  |  | False | [9 empty] | Non Federally-Regulated | 03/23/2010 |  | 07/01/2014
Lutron Electronics Co., Inc. | Homeworks | HS8-*********** | Manual-On Occupant Sensor | System | True | True |  | True | True | False | True | True | False |  |  |  |  | False | [7 empty] | Non Federally-Regulated | 01/20/2010 |  | 07/01/2014
PLC Multipoint, Inc. | PLC Multipoint | LC81B | Automatic Daylighting Control | System | True | True | True | True | False |  |  | True | True | True | True | True |  | True | [7 empty] | Non Federally-Regulated | 03/04/2010 |  | 07/01/2014
Sensor Switch, Inc. | Sensor Switch | CMB PDT 10********* | Occupant / Motion / Vacancy Se | Device | True | True |  | True | True | False | False |  |  |  |  | False | [9 empty] | Non Federally-Regulated | 04/28/2010 |  | 07/01/2014
Legrand / Wiremold | WattStopper | CE4ATC SERIES | Automatic Daylighting Control | System | True | True | True | True | True | True | True | True | True | True | True | True |  | True | [7 empty] | Non Federally-Regulated | 03/23/2010 |  | 07/01/2014
Siemens Energy & Automation | Siemens Energy & Automation | 5WG1 704-8XA31 | Automatic Time Switch Control |  | True | True |  | True | True | [8 empty] | True | True | True | [5 empty] | Non Federally-Regulated | 12/19/2005 |  | 01/07/2010
TCS Basys | TCS Basys | SL2108 | Automatic Time Switch Control |  | True | True |  | True | True | [8 empty] | True | True | True | [5 empty] | Non Federally-Regulated | 09/06/2007 |  | 01/07/2010
PLC Multipoint, Inc. | PLC Multipoint | LCP2 | Automatic Daylighting Control |  | True | True | False | True | True | True | False |  | True | True | True | True | True |  |  | True |  | False |  |  |  | Non Federally-Regulated | 07/31/2006 |  | 01/07/2010
Intermatic, Inc. | Grasslin | PC1-digi20-277-LS1+ E300 | Photosensor / Photocontrol Dev | Device | True | True | True | [18 empty] | Non Federally-Regulated | 08/05/2014 |  | 01/09/2015
Lutron Electronics Co., Inc. | Radio RA2 | RR-MAIN-REP*** | Manual-On Occupant Sensor | System | True | True |  | True | True |  | True | True | False |  |  |  |  | False | [7 empty] | Non Federally-Regulated | 12/17/2009 |  | 07/01/2014
Legrand / Pass & Seymour | Legrand / Pass & Seymour | TLV603I* | Dimmer | Device | True | True |  | True | True | True | True | True | True | True | True | False | [9 empty] | Non Federally-Regulated | 09/14/2012 |  | 07/01/2014
Lutron Electronics Co., Inc. | Lutron | C-600P********** | Dimmer | Device | True | True |  | True | True | True | True | False |  |  |  | False | [9 empty] | Non Federally-Regulated | 12/28/2009 |  | 01/21/2014
ZHEJIANG YUANTAI ELECTRICAL TECHNOLOGY CO., LTD. | Enerware | YM2107T | Occupant / Motion / Vacancy Se | Device | True | True |  | True | True | True | False |  |  |  |  | False | [9 empty] | Non Federally-Regulated | 12/09/2011 |  | 07/01/2014
Lutron Electronics Co., Inc. | Ecosystem | CS-2L-** | Photosensor / Photocontrol Dev |  | True | True |  | True | [17 empty] | Non Federally-Regulated | 01/08/2008 |  | 01/07/2010
RAB Electric Manufacturing, Inc. | RAB Electric Manufacturing, Inc. | LOS 1000 | Occupant / Motion / Vacancy Se |  | True | True |  | True | [17 empty] | Non Federally-Regulated | 02/27/1997 |  | 04/06/1998
Desa Specialty, LLC | Heath Zenith | SL-7001 | Exterior Photocontrol Device |  | True | False | [11 empty] | True | True | True | [5 empty] | Non Federally-Regulated | 05/26/2005 |  | 09/20/2007
Hubbell Building Automation | Hubbell Building Automation | LHMT**** | Occupant / Motion / Vacancy Se | Device | True | True |  | True | True | False | True | True | True | True | True | False | [9 empty] | Non Federally-Regulated | 03/26/2010 |  | 07/01/2014
Intermatic, Inc. | Gasmaster | FM1D50-12 | Automatic Time Switch Control | Device | True | True | True | False | [17 empty] | Non Federally-Regulated | 07/17/2014 |  | 08/05/2014
Sentry, LLC | Sentry Switch | SD053277* | Automatic Time Switch Control |  | True | True |  | True | True | [16 empty] | Non Federally-Regulated | 08/11/2000 |  | 01/07/2010
Siemens Energy & Automation | Siemens Energy & Automation | 5WG1 705-8XE24 | Automatic Time Switch Control |  | True | True |  | True | True | [8 empty] | True | True | True | [5 empty] | Non Federally-Regulated | 12/19/2005 |  | 01/07/2010
WattStopper, Inc. | WattStopper | WI250 | Occupant / Motion / Vacancy Se |  | True | True |  | True | [17 empty] | Non Federally-Regulated | 08/20/1996 |  | 01/07/2010
Legrand / Pass & Seymour | Legrand / Pass & Seymour | CDSC6NA* | Dimmer | Device | True | True |  | True | True | True | True | False |  |  |  | False | [9 empty] | Non Federally-Regulated | 12/23/2010 |  | 07/01/2014
Leviton Manufacturing Co., Inc. | Leviton | OSC15-AI* | Occupant / Motion / Vacancy Se | System | True | True |  | True | True | False | False |  |  |  |  | False | [9 empty] | Non Federally-Regulated | 04/14/2011 |  | 07/01/2014
Leviton Manufacturing Co., Inc. | Leviton | L775-TT/L730-MC | Occupant / Motion / Vacancy Se |  | True | True |  | True | [17 empty] | Non Federally-Regulated | 01/30/2001 |  | 01/07/2010
Schneider Electric (Square D Wiring Devices) | Powerlink | RSC16G3120xxx | Automatic Time Switch Control |  | True | True |  | True | True | [16 empty] | Non Federally-Regulated | 03/01/2004 |  | 09/21/2006
Novitas, Inc. | Novitas | 01-181-BAS-** | Ultrasonic Occupant / Motion S |  | True | True |  | True | True | True | True | True |  |  |  |  | True | True | True | False | True | False |  |  |  | Non Federally-Regulated | 09/06/2005 |  | 08/18/2006
Lutron Electronics Co., Inc. | Grafik Eye | PAV6*-120 | Automatic Time Switch Control |  | True | True |  | True | True | [16 empty] | Non Federally-Regulated | 09/19/2005 |  | 01/07/2010
Tork | Tork | ES120-3 (277VAC) | Automatic Time Switch Control |  | True | True |  | True | True | [16 empty] | Non Federally-Regulated | 02/07/1994 |  | 04/27/2006
Schneider Electric | SERP | SERPL48HS | Astronomical Time Switch Contr | System | True | True |  | True | True | True | True | True | True | True | [11 empty] | Non Federally-Regulated | 09/11/2012 |  | 07/01/2014
Leviton Manufacturing Co., Inc. | Leviton | ATM06 | Dimmer | Device | True | True |  | True | True | True | True | False |  |  |  | False | [9 empty] | Non Federally-Regulated | 11/12/2010 |  | 07/01/2014
Lutron Electronics Co., Inc. | Softswitch 48 | XPS12-******-** | Photosensor / Photocontrol Dev |  | True | True |  | True | [17 empty] | Non Federally-Regulated | 09/12/2003 |  | 09/19/2005
Lutron Electronics Co., Inc. | Homeworks | HS4-*********** | Dimmer | System | True | True |  | True | True | True | True | False |  |  |  | False | [9 empty] | Non Federally-Regulated | 12/17/2009 |  | 07/01/2014
Cooper Controls | Greengate | CK 16******* | Photosensor / Photocontrol Dev | System | True | True |  | False | False | [16 empty] | Non Federally-Regulated | 04/15/2011 |  | 07/01/2014
GE Lighting, a Savant company | GE Lighting Controls | PCD-IN-SA | Photosensor / Photocontrol Dev | Device | True | True |  | False | False | [16 empty] | Non Federally-Regulated | 02/16/2012 |  | 07/01/2014
Lighting Control & Design | Lighting Control & Design | GR14**/****SLAVE******* | Automatic Daylighting Control | System | True | True | True | True | False |  |  | True | True | True | True | True |  | True | [7 empty] | Non Federally-Regulated | 12/28/2009 |  | 07/01/2014
Powerline Control Systems | GreenWorx | ZLC-120 | Automatic Time Switch Control | System | True | True |  | True | True | [16 empty] | Non Federally-Regulated | 12/10/2013 |  | 07/01/2014
Lighting Control & Design | Lighting Control & Design | GR24**/**DTC*********** | Automatic Time Switch Control |  | True | True |  | True | True | [8 empty] | True | True | True | [5 empty] | Non Federally-Regulated | 06/22/2005 |  | 12/28/2009
Lutron Electronics Co., Inc. | Homeworks | HRD-6D*** | Manual-On Occupant Sensor | System | True | True |  | True | True | False | True | True | False |  |  |  |  | False | [7 empty] | Non Federally-Regulated | 01/20/2010 |  | 07/01/2014
Lutron Electronics Co., Inc. | Grafik Eye | GRX-4***-*-** | Photosensor / Photocontrol Dev |  | True | True |  | True | [17 empty] | Non Federally-Regulated | 09/19/2005 |  | 01/07/2010
Legrand / Wiremold | WattStopper | NPM24PF | Automatic Time Switch Control | System | True | True |  | True | True | [16 empty] | Non Federally-Regulated | 03/23/2010 |  | 07/01/2014
CentraLite Systems, Inc. | CentraLite Systems, Inc. | Elite | Automatic Time Switch Control |  | True | True |  | True | True | [8 empty] | True | False | True | [5 empty] | Non Federally-Regulated | 10/10/2007 |  | 01/07/2010
Lightstat, Inc. | Lightstat | ELC-4-*R-*C-*** | Multi-Level Astronomical Time | System | True | True |  | True | True | True | True | True | True | True | [11 empty] | Non Federally-Regulated | 05/02/2011 |  | 07/01/2014
Signify North America Corporation | Philips Lighting Electronics North America | LLC1654* | Automatic Daylighting Control | System | True | True | True | True | True | True | True | False |  |  | True | True |  | True | [7 empty] | Non Federally-Regulated | 05/06/2010 |  | 07/01/2014
Legrand / Wiremold | WattStopper | LRD2C | Multi-Level Astronomical Time | System | True | True |  | True | True | True | True | True | True | True | [11 empty] | Non Federally-Regulated | 03/23/2010 |  | 07/01/2014
Siemens Energy & Automation | Siemens Energy & Automation | 5WG1 705-8XH46 | Automatic Time Switch Control |  | True | True |  | True | True | [8 empty] | True | True | True | [5 empty] | Non Federally-Regulated | 12/19/2005 |  | 01/07/2010
Siemens Energy & Automation | Siemens Energy & Automation | 5WG1 704-8XA32 | Automatic Time Switch Control |  | True | True |  | True | True | [8 empty] | True | True | True | [5 empty] | Non Federally-Regulated | 12/19/2005 |  | 01/07/2010
Lutron Electronics Co., Inc. | HomeWorks QS | HQR-VCRX-** | Automatic Time Switch Control | System | True | True |  | True | True | [16 empty] | Non Federally-Regulated | 07/10/2012 |  | 07/01/2014
Lutron Electronics Co., Inc. | Lutron | LCP36-******************* | Automatic Time Switch Control | System | True | True |  | True | True | [16 empty] | Non Federally-Regulated | 12/28/2009 |  | 07/01/2014
Powerline Communications | Switchkeeper | SWITCHKEEPER | Automatic Time Switch Control |  | True | True |  | True | True | [16 empty] | Non Federally-Regulated | 08/11/1992 |  | 10/19/2001
Tork | Tork | K801 (120VAC) | Automatic Time Switch Control |  | True | True |  | True | True | [16 empty] | Non Federally-Regulated | 06/08/1993 |  | 02/07/1994
Legrand / Pass & Seymour | Legrand / Pass & Seymour | DRLV703P* | Dimmer | Device | True | True |  | True | True | True | True | True | True | True | True | False | [9 empty] | Non Federally-Regulated | 09/14/2012 |  | 07/01/2014
Cooper Lighting | Lazer | LZRC201 | Track Lighting Integral Curren |  |  |  |  | True | True | True | True | [14 empty] | Non Federally-Regulated | 10/30/2008 |  | 01/07/2010
Lutron Electronics Co., Inc. | Homeworks | HS36-*********** | Manual-On Occupant Sensor | System | True | True |  | True | True | False | True | True | False |  |  |  |  | False | [7 empty] | Non Federally-Regulated | 01/20/2010 |  | 07/01/2014
Earlwood Technologies | Lights-Out | LO1000 | Ultrasonic Occupant / Motion S |  | True | True |  | True | True | True | True | True | [13 empty] | Non Federally-Regulated | 12/10/1992 |  | 01/07/2010
Lutron Electronics Co., Inc. | Microwatt | MW-PS-WH | Photosensor / Photocontrol Dev |  | True | True |  | True | [17 empty] | Non Federally-Regulated | 03/29/1993 |  | 09/19/2005
Legrand / Wiremold | WattStopper | CE6ATCFF SERIES | Manual-On Occupant Sensor | System | True | True | True | True | True | True | True | True | True | True | True | True | True | True | True | True |  | True |  |  |  | Non Federally-Regulated | 03/23/2010 |  | 07/01/2014
Intermatic, Inc. | Grasslin | TALENTO 894-24 | Automatic Time Switch Control | Device | True | True |  | True | True | [16 empty] | Non Federally-Regulated | 01/20/2010 |  | 07/01/2014
Hubbell Incorporated | Hubbell Wiring Device Kellems | ATU2******* | Occupant / Motion / Vacancy Se | Device | True | True |  | True | True | True | True | True | True | True | True | False | [9 empty] | Non Federally-Regulated | 06/30/2010 |  | 07/01/2014
Lutron Electronics Co., Inc. | Homeworks | HS8-*********** | Automatic Time Switch Control |  | True | True |  | True | True | [16 empty] | Non Federally-Regulated | 08/13/2007 |  | 01/07/2010
Intermatic, Inc. | Grasslin | TALENTO 892-24 | Automatic Time Switch Control | Device | True | True |  | True | True | [16 empty] | Non Federally-Regulated | 01/20/2010 |  | 07/01/2014
WattStopper, Inc. | WattStopper | PDFM-8A-* | Dimmer | Device | True | True |  | True | True | True | True | True | True | True | True | False | [9 empty] | Non Federally-Regulated | 08/31/2010 |  | 07/01/2014
Sensor Switch, Inc. | Sensor Switch | nRMR-10-******** | Occupant / Motion / Vacancy Se |  | True | True |  | True | [17 empty] | Non Federally-Regulated | 11/20/2008 |  | 01/07/2010
Cooper Controls | Fifthlight | FLT-LCP-* | Photosensor / Photocontrol Dev | System | True | True |  | False | False | [16 empty] | Non Federally-Regulated | 08/24/2012 |  | 07/01/2014
Litelab Corp. | Busrun Busway | EEC-1.5******** | Track Lighting Integral Curren | Device | True | True |  | True | True | True | True | True | [13 empty] | Non Federally-Regulated | 11/25/2009 |  | 07/01/2014
Lutron Electronics Co., Inc. | HomeWorks QS | HQRD-H** | Manual-On Occupant Sensor | System | True | True |  | True | True | True | True | True | False |  |  |  |  | False | [7 empty] | Non Federally-Regulated | 07/10/2012 |  | 07/01/2014
Hubbell Incorporated | H-Moss | WSS800 | Occupant / Motion / Vacancy Se |  | True | True |  | True | [17 empty] | Non Federally-Regulated | 01/12/1995 |  | 01/07/2010
Distech Controls | Distech Controls | ECL-VAVS + EC-BOS-*** | Multi-Level Astronomical Time | System | True | True |  | True | True | True | True | True | True | True | [11 empty] | Non Federally-Regulated | 08/07/2012 |  | 07/01/2014
Sensor Switch, Inc. | Sensor Switch | CMR-PDT | Occupant / Motion / Vacancy Se |  | True | True |  | True | [17 empty] | Non Federally-Regulated | 11/19/2001 |  | 03/01/2006
Schneider Electric | SERP | SERPB8HS | Astronomical Time Switch Contr | System | True | True |  | True | True | True | True | True | True | True | [11 empty] | Non Federally-Regulated | 09/11/2012 |  | 07/01/2014
Siemens Energy & Automation | Siemens Energy & Automation | 5WG1 704-8XH44 | Automatic Time Switch Control |  | True | True |  | True | True | [8 empty] | True | True | True | [5 empty] | Non Federally-Regulated | 12/19/2005 |  | 01/07/2010
WattStopper, Inc. | WattStopper | EW105120 | Occupant / Motion / Vacancy Se |  | True | False |  | True | [17 empty] | Non Federally-Regulated | 03/10/2000 |  | 01/07/2010
Vantage Controls, Inc. | Vantage Controls, Inc. | DCD270-* | Dimmer | Device | True | True |  | True | True | True | True | False |  |  |  | False | [9 empty] | Non Federally-Regulated | 03/23/2010 |  | 07/01/2014
Intermatic, Inc. | Intermatic | EM1408MC | Multi-Level Astronomical Time |  | True | True |  | True | True | True | True | True | True | True |  |  |  | True | True | True | [5 empty] | Non Federally-Regulated | 10/12/2007 |  | 01/07/2010
Lutron Electronics Co., Inc. | Lutron | CCP-******-******-**-CGP*** | Multi-Level Astronomical Time | System | True | True |  | True | True | True | True | True | True | True | [11 empty] | Non Federally-Regulated | 07/10/2012 |  | 07/01/2014
Lighting Control & Design | Lighting Control & Design | GR2400ACC-*************** | Automatic Time Switch Control |  | True | True |  | True | True | [8 empty] | True | True | True | [5 empty] | Non Federally-Regulated | 06/22/2005 |  | 12/28/2009
Lutron Electronics Co., Inc. | Lutron | QP2-******************* | Photosensor / Photocontrol Dev | System | True | True |  | False | False | [16 empty] | Non Federally-Regulated | 12/28/2009 |  | 07/01/2014
PLC Multipoint, Inc. | PLC Multipoint | PD9DT TUNNEL | Exterior Photocontrol Device |  | True | True | [11 empty] | True | True | False | [5 empty] | Non Federally-Regulated | 07/19/2006 |  | 01/07/2010
Lithonia Lighting | Panelmax Series | RCSK 32 120/277 | Photosensor / Photocontrol Dev |  | True | True |  | True | [17 empty] | Non Federally-Regulated | 12/13/1994 |  | 07/24/2006
Legrand / Wiremold | WattStopper | CNPA | Automatic Daylighting Control | System | True | True | True | True | True | True | True | True | True | True | True | True |  | True | [7 empty] | Non Federally-Regulated | 03/23/2010 |  | 07/01/2014
Legrand / Pass & Seymour | Legrand / Pass & Seymour | 91681* | Dimmer | Device | True | True |  | True | True | True | True | False |  |  |  | False | [9 empty] | Non Federally-Regulated | 12/23/2010 |  | 07/01/2014
Sensor Switch, Inc. | Sensor Switch | HM100CU | Occupant / Motion / Vacancy Se |  | True | True |  | True | [17 empty] | Non Federally-Regulated | 12/01/1992 |  | 11/19/2001
Home Automation, Inc. | Home Automation, Inc. | 20A00-5 | Automatic Time Switch Control |  | True | True |  | True | True | [16 empty] | Non Federally-Regulated | 07/26/2005 |  | 01/07/2010
Crestron Electronics | Crestron Electronics | CLS-EXP-DIMFDB | Dimmer | System | True | True |  | True | True | True | True | False |  |  |  | False | [9 empty] | Non Federally-Regulated | 08/31/2010 |  | 07/01/2014
Blue Ridge Technologies | FlexNet | FN16************* | Automatic Time Switch Control | Device | True | True |  | True | True | [16 empty] | Non Federally-Regulated | 06/30/2010 |  | 07/01/2014
Marlin Controls, Inc. | Marlin Controls | MATRIX | Automatic Time Switch Control | Device | True | True |  | True | True | [16 empty] | Non Federally-Regulated | 01/23/2012 |  | 07/01/2014
Lighting Control & Design | Lighting Control & Design | GR2400ACC-***DTC*** | Astronomical Time Switch Contr |  | True | True |  | True | True | True | True | True | True | True |  |  |  | True | True | True | [5 empty] | Non Federally-Regulated | 06/22/2005 |  | 12/28/2009
Siemens Energy & Automation | Siemens Energy & Automation | 5WG1 705-8XH05 | Automatic Time Switch Control |  | True | True |  | True | True | [8 empty] | True | True | True | [5 empty] | Non Federally-Regulated | 12/19/2005 |  | 01/07/2010
Legrand / Wiremold | WattStopper | LRD1A | Occupant / Motion / Vacancy Se | System | True | True | True | True | True | True | True | True | True | True | True | True |  | True | True | True | [5 empty] | Non Federally-Regulated | 03/23/2010 |  | 07/01/2014
Starfield Controls, Inc. | Starfield Controls, Inc. | TR601 | Automatic Time Switch Control |  | True | True |  | True | True | [16 empty] | Non Federally-Regulated | 02/19/2008 |  | 01/07/2010
Intermatic, Inc. | Intermatic | LC4523LA | Photosensor / Photocontrol Dev | Device | True | True |  | False | False | [16 empty] | Non Federally-Regulated | 01/20/2010 |  | 07/01/2014
Lutron Electronics Co., Inc. | Lutron | DVSCCL-********* | Dimmer | Device | True | True |  | True | True | True | True | False |  |  |  | False | [9 empty] | Non Federally-Regulated | 03/19/2013 |  | 01/21/2014
Lighting Control & Design | Lighting Control & Design | GR14**/****SLAVE******* | Automatic Daylighting Control |  | True | True | True | True | False |  | True | True | True | True | True | True |  | True | False | False | [5 empty] | Non Federally-Regulated | 06/28/2005 |  | 12/28/2009
Intermatic, Inc. | Grasslin | GM40QW | Automatic Time Switch Control |  | True | True |  | True | True | [16 empty] | Non Federally-Regulated | 10/15/2008 |  | 01/07/2010
Hunt Dimming | Simplicity | SCP-20-*/SIU-* | Automatic Daylighting Control |  | True | True | False | True | True | True | True | True | True | True | True | False | False |  |  | True |  | True |  |  |  | Non Federally-Regulated | 10/18/2005 |  | 01/07/2010
Lutron Electronics Co., Inc. | Homeworks | HWD-8ANS-** | Astronomical Time Switch Contr |  | True | True |  | True | True | True | True | True | True | True | [11 empty] | Non Federally-Regulated | 08/13/2007 |  | 01/07/2010
Quest Controls, Inc. | Telsec | 2000 WM | Automatic Time Switch Control |  | True | True |  | True | True | [8 empty] | True | True | True | [5 empty] | Non Federally-Regulated | 03/27/2007 |  | 01/07/2010
Horton Controls, Inc. | Horton Controls, Inc. | H1N***24SS | Automatic Time Switch Control |  | True | True |  | True | True | [16 empty] | Non Federally-Regulated | 05/04/2000 |  | 07/30/2002
Lutron Electronics Co., Inc. | Lutron | QSGR-**E*********** | Dimmer | System | True | True |  | True | True | True | True | False |  |  |  | False | [9 empty] | Non Federally-Regulated | 05/19/2010 |  | 07/01/2014
Siemens Energy & Automation | Siemens Energy & Automation | 5WG1 705-8XG41 | Automatic Time Switch Control |  | True | True |  | True | True | [8 empty] | True | True | True | [5 empty] | Non Federally-Regulated | 12/19/2005 |  | 01/07/2010
Electronic Theatre Controls, Inc. | Sensor | 7080A100* | Automatic Time Switch Control |  | True | True |  | True | True | [16 empty] | Non Federally-Regulated | 04/22/1996 |  | 01/07/2010
Strand Lighting | Strand | 74382 | Lumen Maintenance Lighting Con |  | True | True |  | True | True | True | True | [14 empty] | Non Federally-Regulated | 05/08/1997 |  | 08/28/2001
WattStopper, Inc. | WattStopper | CI-300-* | Occupant / Motion / Vacancy Se | Device | True | True |  | True | True | False | False |  |  |  |  | False | [9 empty] | Non Federally-Regulated | 02/04/2010 |  | 07/01/2014
Lutron Electronics Co., Inc. | Homeworks | HWI-CCO-8 | Occupant / Motion / Vacancy Se |  | True | True |  | True | [17 empty] | Non Federally-Regulated | 08/13/2007 |  | 01/07/2010
Tork | Tork | DZM200 (120VAC) | Automatic Time Switch Control |  | True | True |  | True | True | [16 empty] | Non Federally-Regulated | 06/08/1993 |  | 04/27/2006
Intermatic, Inc. | Intermatic | K4533 | Photosensor / Photocontrol Dev | Device | True | True |  | False | False | [16 empty] | Non Federally-Regulated | 01/20/2010 |  | 07/01/2014
Intelligent Lighting Controls, Inc. | LightLEEDer | LSPC-4 | Automatic Time Switch Control | Device | True | True |  | True | True | [16 empty] | Non Federally-Regulated | 04/30/2013 |  | 07/01/2014
Lutron Electronics Co., Inc. | LCP 128 | LCP-******-******-** | Multi-Level Astronomical Time |  | True | True |  | True | True | True | True | True | True | True | [11 empty] | Non Federally-Regulated | 09/19/2005 |  | 01/07/2010
Siemens Energy & Automation | Siemens Energy & Automation | 5WG1 703-8XB12 | Automatic Time Switch Control |  | True | True |  | True | True | [8 empty] | True | True | True | [5 empty] | Non Federally-Regulated | 12/19/2005 |  | 01/07/2010
Lutron Electronics Co., Inc. | Radio RA | RA-10D-** | Astronomical Time Switch Contr |  | True | True |  | True | True | True | True | True | True | True | [11 empty] | Non Federally-Regulated | 08/13/2007 |  | 01/07/2010
Electronics Diversified, Inc. | Electronics Diversified, Inc. | T12-11 | Automatic Time Switch Control |  | True | True |  | True | True | [16 empty] | Non Federally-Regulated | 01/05/2005 |  | 01/07/2010
Lutron Electronics Co., Inc. | Lutron | LCP8-******************* | Dimmer | System | True | True |  | True | True | True | True | False |  |  |  | False | [9 empty] | Non Federally-Regulated | 12/28/2009 |  | 07/01/2014
Siemens Energy & Automation | Siemens Energy & Automation | 5WG1 705-8XE22 | Automatic Time Switch Control |  | True | True |  | True | True | [8 empty] | True | True | True | [5 empty] | Non Federally-Regulated | 12/19/2005 |  | 01/07/2010
Vantage Controls, Inc. | Vantage Controls, Inc. | DS14* | Dimmer | System | True | True | True | True | False |  | True | False |  |  |  | True | [9 empty] | Non Federally-Regulated | 07/26/2011 |  | 07/01/2014
Intermatic, Inc. | Intermatic | EM1416MC | Multi-Level Astronomical Time | Device | True | True |  | True | True | True | True | True | True | True | [11 empty] | Non Federally-Regulated | 01/20/2010 |  | 07/01/2014
Home Automation, Inc. | Home Automation, Inc. | 44A00-2 | Automatic Time Switch Control |  | True | True |  | True | True | [16 empty] | Non Federally-Regulated | 07/26/2005 |  | 01/07/2010
Intermatic, Inc. | Gasmaster | PC1-digi20-277-LS1+ E300 | Photosensor / Photocontrol Dev | Device | True | True | True | [18 empty] | Non Federally-Regulated | 07/17/2014 |  | 08/05/2014
Leviton Manufacturing Co., Inc. | Leviton | L976-TT/L210-MC | Occupant / Motion / Vacancy Se |  | True | True |  | True | [17 empty] | Non Federally-Regulated | 01/30/2001 |  | 01/07/2010
Integrated Systems & Control | Trinet | MCB180 | Automatic Time Switch Control |  | True | True |  | True | True | [16 empty] | Non Federally-Regulated | 12/29/1993 |  | 01/07/2010
Tork | Tork | 1848AWL | Automatic Time Switch Control | Device | True | True |  | True | True | [16 empty] | Non Federally-Regulated | 04/28/2010 |  | 11/12/2013
Cooper Wiring Devices | Greengate | DLC-PD-OT | Photosensor / Photocontrol Dev |  | True | True |  | True | [17 empty] | Non Federally-Regulated | 04/10/2008 |  | 11/07/2008
PLC Multipoint, Inc. | PLC Multipoint | LC6 POLARIS | Automatic Daylighting Control |  | True | True |  | True | False |  | True | False | [8 empty] | True |  |  |  |  | Non Federally-Regulated | 08/06/1992 |  | 07/19/2006
BRK Electronics | BRK Electronics | TS110R | Automatic Time Switch Control |  | True | True |  | True | True | [16 empty] | Non Federally-Regulated | 04/29/1994 |  | 12/11/2000
Convia, Inc., A Herman Miller Co. | Convia | GSE-SRC-03 | Manual-On Occupant Sensor | System | True | True | True | True | True | True | True | True | True | True | True | True | True | True | True | True |  | True |  |  |  | Non Federally-Regulated | 03/04/2010 |  | 04/27/2011
Legrand / Wiremold | WattStopper | NPM22 | Automatic Daylighting Control | System | True | True | True | True | True | True | True | True | True | True | True | True |  | True | [7 empty] | Non Federally-Regulated | 03/23/2010 |  | 07/01/2014
Burle Industries | Burle | C-19 | Occupant / Motion / Vacancy Se |  | True | True |  | True | [17 empty] | Non Federally-Regulated | 08/28/1992 |  | 01/07/2010
Lutron Electronics Co., Inc. | Lutron | MIRELV-600M***** | Dimmer | Device | True | True |  | True | True | True | True | False |  |  |  | False | [9 empty] | Non Federally-Regulated | 12/28/2009 |  | 01/21/2014
Andover Controls Corp. | Infinity | LCX892 | Automatic Time Switch Control |  | True | True |  | True | True | [16 empty] | Non Federally-Regulated | 06/21/1993 |  | 01/07/2010
Mytech Corp. | Mytech | LH-MT-4L-I | Ultrasonic Occupant / Motion S |  | True | True |  | True | True | True | True | True | [13 empty] | Non Federally-Regulated | 06/04/1999 |  | 01/07/2010
Sensor Switch, Inc. | Sensor Switch | nCM PC ADC*********** | Automatic Daylighting Control | System | True | True | True | True | False |  |  | True | True | True | True | True |  | True | [7 empty] | Non Federally-Regulated | 04/28/2010 |  | 07/01/2014
Schneider Electric | Schneider Electric | SLC5101TD20 | Dimmer | System | True | True |  | True | True | True | True | False |  |  |  | False | [9 empty] | Non Federally-Regulated | 10/31/2013 |  | 07/01/2014
Sensor Switch, Inc. | Sensor Switch | CMR-6-RD-**-** | Occupant / Motion / Vacancy Se |  | True | True |  | True | [17 empty] | Non Federally-Regulated | 03/01/2006 |  | 01/07/2010
Leviton Manufacturing Co., Inc. | Leviton | L778-T/L720-CT | Photosensor / Photocontrol Dev |  | True | True |  | True | [17 empty] | Non Federally-Regulated | 08/01/1997 |  | 01/07/2010
Tork | Tork | DZS400BP | Automatic Time Switch Control | Device | True | True |  | True | True | [16 empty] | Non Federally-Regulated | 04/28/2010 |  | 07/01/2014
Hubbell Incorporated | H-Moss | AP1277*2N | Occupant / Motion / Vacancy Se |  | True | True |  | True | [17 empty] | Non Federally-Regulated | 04/23/2007 |  | 01/07/2010
Intermatic, Inc. | Intermatic | ET8215C8 | Astronomical Time Switch Contr | Device | True | True |  | True | True | True | True | True | True | True | [11 empty] | Non Federally-Regulated | 01/20/2010 |  | 07/01/2014
Legrand / Wiremold | WattStopper | CE3ATC SERIES | Manual-On Occupant Sensor | System | True | True | True | True | True | True | True | True | True | True | True | True | True | True | True | True |  | True |  |  |  | Non Federally-Regulated | 03/23/2010 |  | 07/01/2014
Longjoin | Dayton | 26WA87 | Photosensor / Photocontrol Dev | Device | True | True |  | False | False | [16 empty] | Non Federally-Regulated | 07/29/2013 |  | 07/01/2014
Lutron Electronics Co., Inc. | Lutron | C5-BMF-2A | Automatic Daylighting Control | System | True | True | True | True | True | True | True | False |  |  | True | True |  | True | [7 empty] | Non Federally-Regulated | 04/28/2010 |  | 07/01/2014
Desa Specialty, LLC | Heath Zenith | SL-5309 | Exterior Photocontrol Device |  | True | False | [11 empty] | True | True | True | [5 empty] | Non Federally-Regulated | 05/26/2005 |  | 09/20/2007
Paragon Electric Co. | Paragon | EC72ST/120V | Automatic Time Switch Control |  | True | True |  | True | True | [16 empty] | Non Federally-Regulated | 11/23/1992 |  | 01/21/1999
Emerson Climate Technologies Retail Solutions | E2 | CX-300/400 | Automatic Time Switch Control | System | True | True |  | True | True | [16 empty] | Non Federally-Regulated | 04/14/2011 |  | 10/04/2012
Lutron Electronics Co., Inc. | Lutron | EC-DIR-** | Photosensor / Photocontrol Dev | System | True | True |  | False | False | [16 empty] | Non Federally-Regulated | 05/19/2010 |  | 07/01/2014
Cooper Controls | Greengate | OMC-U-0501 | Ultrasonic Occupant / Motion S |  | True | True |  | True | True | True | True | True | [13 empty] | Non Federally-Regulated | 11/07/2008 |  | 01/07/2010
Lightolier Controls | IntelliSight | ITSRP2U | Occupant / Motion / Vacancy Se |  | True | True |  | True | [9 empty] | True | True | True | [5 empty] | Non Federally-Regulated | 12/24/2007 |  | 01/07/2010
Leviton Manufacturing Co., Inc. | Leviton | CN100-*** | Occupant / Motion / Vacancy Se | System | True | True |  | True | True | False | True | True | True | True | True | False | [9 empty] | Non Federally-Regulated | 03/04/2010 |  | 07/01/2014
Intelliswitch, S.A. de C.V. | Intelliswitch, S.A. de C.V. | IDSW XH4-RS-120 | Automatic Daylighting Control | Device | True | True | True | True | True | True | True | True | True | True | True | True |  | True | [7 empty] | Non Federally-Regulated | 03/15/2012 |  | 07/01/2014
Hubbell Building Automation | Hubbell Building Automation | LXOM********** | Ultrasonic Occupant / Motion S |  | True | True |  | True | True | True | True | True | [13 empty] | Non Federally-Regulated | 09/08/2007 |  | 01/07/2010
Hunt Dimming | Simplicity | SCP-12-*/SIU-* | Automatic Daylighting Control |  | True | True | False | True | True | True | True | True | True | True | True | False | False |  |  | True |  | True |  |  |  | Non Federally-Regulated | 10/18/2005 |  | 01/07/2010
Siemens Energy & Automation | Siemens Energy & Automation | 5WG1 705-8XF03 | Automatic Time Switch Control |  | True | True |  | True | True | [8 empty] | True | True | True | [5 empty] | Non Federally-Regulated | 12/19/2005 |  | 01/07/2010
Sensor Switch, Inc. | PIR Hall Sensor | WSH-277 | Occupant / Motion / Vacancy Se |  | False | False |  | True | [17 empty] | Non Federally-Regulated | 01/01/1989 |  | 04/06/1998
Legrand / Pass & Seymour | Legrand / Pass & Seymour | LSLV600P* | Dimmer | Device | True | True |  | True | True | True | True | False |  |  |  | False | [9 empty] | Non Federally-Regulated | 12/23/2010 |  | 07/01/2014
Cooper Controls | iLumin | SC120V-**-RPB-**-**-20-S-**-**-** | Automatic Time Switch Control | System | True | True |  | True | True | [16 empty] | Non Federally-Regulated | 04/15/2011 |  | 07/01/2014
Convia, Inc., A Herman Miller Co. | Convia | GSE-DCC-01 | Automatic Time Switch Control |  | True | True |  | True | True | [8 empty] | True | True | True | [5 empty] | Non Federally-Regulated | 04/04/2008 |  | 01/07/2010
Cooper Controls | Novitas | 01-260* | Ultrasonic Occupant / Motion S |  | True | True |  | True | True | True | True | True | [13 empty] | Non Federally-Regulated | 11/07/2008 |  | 01/07/2010
Sentry, LLC | Sentry Switch | SD23277* | Automatic Time Switch Control |  | True | True |  | True | True | [16 empty] | Non Federally-Regulated | 08/11/2000 |  | 01/07/2010
Douglas Lighting Controls | Douglas Lighting Controls | WNP-2150 | Automatic Daylighting Control | System | True | True | True | True | True | False |  | True | True | True | True | True |  | True | [7 empty] | Non Federally-Regulated | 05/28/2010 |  | 07/01/2014
Sensor Switch, Inc. | Sensor Switch | CMRB PC******* | Photosensor / Photocontrol Dev | Device | True | True |  | False | False | [16 empty] | Non Federally-Regulated | 04/28/2010 |  | 07/01/2014
Lighting Control & Design | Lighting Control & Design | GR2400SBP******DTC***** | Multi-Level Astronomical Time | System | True | True |  | True | True | True | True | True | True | True | [11 empty] | Non Federally-Regulated | 12/28/2009 |  | 07/01/2014
Schneider Electric | Powerlink | NF MLO POWERLINK PANEL (Master Included) | Astronomical Time Switch Contr | System | True | True |  | True | True | True | True | True | True | True | [11 empty] | Non Federally-Regulated | 01/12/2012 |  | 07/01/2014
Lutron Electronics Co., Inc. | Lutron | XPS36-******************* | Automatic Daylighting Control | System | True | True | True | True | False |  |  | False |  |  | True | True |  | True | [7 empty] | Non Federally-Regulated | 12/28/2009 |  | 07/01/2014
WattStopper, Inc. | WattStopper | HB340 | Occupant / Motion / Vacancy Se |  | True | True |  | True | [8 empty] | False | True | True | False | True | False |  |  |  | Non Federally-Regulated | 02/14/2008 |  | 01/07/2010
Siemens Energy & Automation | Siemens Energy & Automation | 5WG1 705-8XG26 | Automatic Time Switch Control |  | True | True |  | True | True | [8 empty] | True | True | True | [5 empty] | Non Federally-Regulated | 12/19/2005 |  | 01/07/2010
Lutron Electronics Co., Inc. | Radio RA | RA-5NE-** | Occupant / Motion / Vacancy Se |  | True | True |  | True | [17 empty] | Non Federally-Regulated | 08/13/2007 |  | 01/07/2010
Lutron Electronics Co., Inc. | Lutron | CCP-************-******-**-CGP**** | Multi-Level Astronomical Time | System | True | True |  | True | True | True | True | True | True | True | [11 empty] | Non Federally-Regulated | 07/10/2012 |  | 07/01/2014
Lutron Electronics Co., Inc. | Homeworks | HRD-6D*** | Multi-Level Astronomical Time | System | True | True |  | True | True | True | True | True | True | True | [11 empty] | Non Federally-Regulated | 01/20/2010 |  | 07/01/2014
Tork | Tork | DGU100AY | Automatic Time Switch Control | Device | True | True |  | True | True | [16 empty] | Non Federally-Regulated | 11/12/2013 |  | 07/01/2014
Lutron Electronics Co., Inc. | LCP 128 | LCP-********-******-** | Automatic Daylighting Control |  | True | True | False | True | True | True | False |  | False |  | True | False |  |  |  | False | [5 empty] | Non Federally-Regulated | 09/19/2005 |  | 01/07/2010
Lutron Electronics Co., Inc. | Lutron | CCP-****-*****-**-CGP**** | Multi-Level Occupant Sensor | System | True | True | True | True | True | True | True | False | True | True | True | True |  | False | [7 empty] | Non Federally-Regulated | 07/10/2012 |  | 07/01/2014
Intermatic, Inc. | Intermatic | ET1715C | Automatic Time Switch Control | Device | True | True |  | True | True | [16 empty] | Non Federally-Regulated | 01/20/2010 |  | 07/01/2014
Legrand / Wiremold | WattStopper | LRD1B | Manual-On Occupant Sensor | System | True | True | True | True | True | True | True | True | True | True | True | True | True | True | True | True |  | True |  |  |  | Non Federally-Regulated | 03/23/2010 |  | 07/01/2014
Powerline Control Systems | GreenWorx | GSX-277 | Automatic Time Switch Control | System | True | True |  | True | True | [16 empty] | Non Federally-Regulated | 12/10/2013 |  | 07/01/2014
Lutron Electronics Co., Inc. | Homeworks | HW-RPM-4A-120 | Automatic Time Switch Control |  | True | True |  | True | True | [16 empty] | Non Federally-Regulated | 08/13/2007 |  | 01/07/2010
WattStopper, Inc. | WattStopper | RS-150BA-N-* | Manual-On Occupant Sensor | Device | True | True |  | True | True | False | True | True | False |  |  |  |  | False | [7 empty] | Non Federally-Regulated | 09/08/2009 |  | 07/01/2014
Convia, Inc., A Herman Miller Co. | Convia | GSE-PFC-01 | Automatic Daylighting Control | System | True | True | True | True | True | True | True | True | True | True | True | True |  | True | [7 empty] | Non Federally-Regulated | 03/04/2010 |  | 07/01/2014
Tork | Tork | A1200 | Automatic Time Switch Control |  | True | True |  | True | True | [16 empty] | Non Federally-Regulated | 02/08/1993 |  | 01/07/2010
Legrand / Wiremold | WattStopper | GSE-SCD-WH | Occupant / Motion / Vacancy Se | System | True | True | True | True | True | True | True | True | True | True | True | True |  | True | True | True | [5 empty] | Non Federally-Regulated | 03/23/2010 |  | 07/01/2014
Legrand / Wiremold | WattStopper | PROTOCOL BRIDGE | Occupant / Motion / Vacancy Se | System | True | True | True | True | True | True | True | True | True | True | True | True |  | True | True | True | [5 empty] | Non Federally-Regulated | 03/23/2010 |  | 07/01/2014
Lutron Electronics Co., Inc. | Homeworks | HS16-*************** | Dimmer | System | True | True |  | True | True | True | True | False |  |  |  | False | [9 empty] | Non Federally-Regulated | 12/17/2009 |  | 07/01/2014
Siemens Energy & Automation | Siemens Energy & Automation | 5WG1 705-8XC12 | Automatic Time Switch Control |  | True | True |  | True | True | [8 empty] | True | True | True | [5 empty] | Non Federally-Regulated | 12/19/2005 |  | 01/07/2010
Marlin Controls, Inc. | Marlin Controls | MATRIX HC-RB | Automatic Time Switch Control | System | True | True |  | True | True | [16 empty] | Non Federally-Regulated | 01/23/2012 |  | 07/01/2014
Lutron Electronics Co., Inc. | Centralized Lighting Control | G5-AR-****-*-120 | Automatic Time Switch Control |  | True | True |  | True | True | [16 empty] | Non Federally-Regulated | 09/19/2005 |  | 01/07/2010
Sensor Switch, Inc. | Sensor Switch | CM 10 RR7******** | Occupant / Motion / Vacancy Se | Device | True | True |  | True | True | False | False |  |  |  |  | False | [9 empty] | Non Federally-Regulated | 04/28/2010 |  | 07/01/2014
Computer Process Controls | Computer Process Controls | 830-1101 | Automatic Time Switch Control |  | True | True |  | True | True | [16 empty] | Non Federally-Regulated | 12/24/1998 |  | 01/07/2010
Paragon Electric Co. | Paragon | EC4000P/240V | Automatic Time Switch Control |  | True | True |  | True | True | [16 empty] | Non Federally-Regulated | 06/25/1993 |  | 01/21/1999
Sensor Switch, Inc. | Sensor Switch | IPL-*-* | Occupant / Motion / Vacancy Se |  | True | True |  | True | [17 empty] | Non Federally-Regulated | 11/19/2001 |  | 03/01/2006
Vantage Controls, Inc. | Sentrol | Sensor1-B 6351 | Occupant / Motion / Vacancy Se |  | True | True |  | True | [8 empty] | True | [8 empty] | Non Federally-Regulated | 09/13/2006 |  | 01/07/2010
PLC Multipoint, Inc. | PLC Multipoint | LC3X-3X/T-3X/H0A | Automatic Daylighting Control |  | True | True |  | True | False |  | True | False | [8 empty] | True |  |  |  |  | Non Federally-Regulated | 09/29/1993 |  | 04/06/1998
Microlite Corp. | Microlite | 500P*** | Automatic Time Switch Control |  | True | True |  | True | True | [16 empty] | Non Federally-Regulated | 08/02/1993 |  | 01/07/2010
Sensor Switch, Inc. | Sensor Switch | nCMRB 10******* | Occupant / Motion / Vacancy Se | System | True | True |  | True | True | False | False |  |  |  |  | False | [9 empty] | Non Federally-Regulated | 04/28/2010 |  | 07/01/2014
Mytech Corp. | Mytech | CS-2 | Ultrasonic Occupant / Motion S |  | True | True |  | True | True | True | True | True | [13 empty] | Non Federally-Regulated | 02/01/1993 |  | 06/04/1999
Schneider Electric | Schneider Electric | SLCZ082000H | Multi-Level Occupant Sensor | System | True | True | True | True | True | True | True | True | True | True | True | True |  | False | [7 empty] | Non Federally-Regulated | 10/31/2013 |  | 07/01/2014
Lutron Electronics Co., Inc. | Softswitch 48 | XPS28-******-** | Automatic Time Switch Control |  | True | True |  | True | True | [16 empty] | Non Federally-Regulated | 09/12/2003 |  | 09/19/2005
WattStopper, Inc. | WattStopper | CI241 | Occupant / Motion / Vacancy Se |  | True | True |  | True | [17 empty] | Non Federally-Regulated | 08/20/1996 |  | 01/07/2010
Cooper Controls | iLumin | SC120****-UN-******** | Automatic Time Switch Control | System | True | True |  | True | True | [16 empty] | Non Federally-Regulated | 04/15/2011 |  | 07/01/2014
Cooper Controls | Greengate | OSW-P-0451-347-* | Occupant / Motion / Vacancy Se |  | True | True |  | True | [17 empty] | Non Federally-Regulated | 11/07/2008 |  | 01/07/2010
Sensia | LCP1500 | LCP1500 | Automatic Time Switch Control |  | True | True |  | True | True | [16 empty] | Non Federally-Regulated | 11/02/2001 |  | 11/09/2001
Lutron Electronics Co., Inc. | Grafik Eye | RPT4/*-120***** | Automatic Daylighting Control |  | True | True |  | True | False |  | False | [9 empty] | True |  |  |  |  | Non Federally-Regulated | 09/12/2003 |  | 09/19/2005
Lutron Electronics Co., Inc. | LCP 128 | LCP-******-******-** | Multi-Level Daylighting Contro |  | True | True |  | True | True | True | True | [14 empty] | Non Federally-Regulated | 09/19/2005 |  | 01/07/2010
Tork | Tork | SC5A | Ultrasonic Occupant / Motion S |  |  |  |  | True | True | True | True | True | [13 empty] | Non Federally-Regulated | 01/04/2007 |  | 01/07/2010
Sensor Switch, Inc. | Sensor Switch | nRM-50-2P-********* | Occupant / Motion / Vacancy Se |  | True | True |  | True | [17 empty] | Non Federally-Regulated | 11/20/2008 |  | 01/07/2010
Convia, Inc., A Herman Miller Co. | Convia | GSE-OSC-03 | Astronomical Time Switch Contr | System | True | True |  | True | True | True | True | True | True | True | [11 empty] | Non Federally-Regulated | 03/04/2010 |  | 07/01/2014
Sensor Switch, Inc. | Sensor Switch | CM-PDT-10-**-***-** | Occupant / Motion / Vacancy Se |  | True | True |  | True | [17 empty] | Non Federally-Regulated | 03/01/2006 |  | 01/07/2010
Hubbell Building Automation | Hubbell Building Automation | TC44120 | Automatic Time Switch Control |  | True | True |  | True | True | [16 empty] | Non Federally-Regulated | 09/08/2007 |  | 01/07/2010
INNCOM by Honeywell | Novar | XCM.*** | Automatic Time Switch Control | Device | True | True |  | True | True | [16 empty] | Non Federally-Regulated | 10/08/2010 |  | 07/01/2014
Cooper Controls | Greengate | CKM-**-**-**-**-S-**-****-*** | Astronomical Time Switch Contr | System | True | True |  | True | True | True | True | True | True | True | [11 empty] | Non Federally-Regulated | 04/15/2011 |  | 07/01/2014
LVS, Inc. | LVS | UOS-1000 | Ultrasonic Occupant / Motion S |  | True | True |  | True | True | True | True | True | [13 empty] | Non Federally-Regulated | 03/21/1994 |  | 07/31/2002
Siemens Energy & Automation | Siemens Energy & Automation | 5WG1 703-8XJ32 | Automatic Time Switch Control |  | True | True |  | True | True | [8 empty] | True | True | True | [5 empty] | Non Federally-Regulated | 12/19/2005 |  | 01/07/2010
Lutron Electronics Co., Inc. | Lutron | G7-AR-****-*-120-******** | Automatic Daylighting Control | System | True | True | True | True | False |  |  | False |  |  | True | True |  | True | [7 empty] | Non Federally-Regulated | 12/28/2009 |  | 07/01/2014
Sensor Switch, Inc. | Sensor Switch | IP-CMRB-50-** | Occupant / Motion / Vacancy Se |  | True | True |  | True | [17 empty] | Non Federally-Regulated | 03/01/2006 |  | 01/07/2010
Schneider Electric (Square D Wiring Devices) | Powerlink | NF3000G3C | Astronomical Time Switch Contr |  | True | True |  | True | True | True | True | True | True | True | [11 empty] | Non Federally-Regulated | 03/14/2008 |  | 01/07/2010
Crestron Electronics | Crestron Electronics | DIN-AP3 | Multi-Level Astronomical Time | System | True | True |  | True | True | True | True | True | True | True | [11 empty] | Non Federally-Regulated | 06/24/2013 |  | 07/01/2014
Schneider Electric | Schneider Electric | SLSCLU2000 | Occupant / Motion / Vacancy Se | Device | True | True |  | True | True | True | True | True | True | True | True | False | [9 empty] | Non Federally-Regulated | 11/07/2013 |  | 07/01/2014
Lutron Electronics Co., Inc. | Lutron | MS-PPS6-DDV***** | Occupant / Motion / Vacancy Se | Device | True | True |  | True | True | True | False |  |  |  |  | False | [9 empty] | Non Federally-Regulated | 07/19/2013 |  | 07/01/2014
Mytech Corp. | Mytech | LAS-1000SF | Ultrasonic Occupant / Motion S |  | True | True |  | True | True | True | True | True | [13 empty] | Non Federally-Regulated | 02/01/1993 |  | 06/04/1999
Douglas Lighting Controls | Douglas Lighting Controls | WRM-5104 | Multi-Level Occupant Sensor | System | True | True | True | True | True | False | True | True | False | True | True | True |  | False | [7 empty] | Non Federally-Regulated | 05/28/2010 |  | 07/01/2014
Lutron Electronics Co., Inc. | Softswitch 48 | XPS16-******-** | Automatic Time Switch Control |  | True | True |  | True | True | [16 empty] | Non Federally-Regulated | 09/12/2003 |  | 09/19/2005
Convia, Inc., A Herman Miller Co. | Convia | GSE-PDC-02 | Dimmer | System | True | True | True | True | True | True | True | True | True | True | True | True | [9 empty] | Non Federally-Regulated | 03/04/2010 |  | 07/01/2014
Blue Ridge Technologies | Aperio | AO64************* | Automatic Time Switch Control | Device | True | True |  | True | True | [16 empty] | Non Federally-Regulated | 06/30/2010 |  | 07/01/2014
Lutron Electronics Co., Inc. | Homeworks | HRP5-120 | Automatic Time Switch Control | System | True | True |  | True | True | [16 empty] | Non Federally-Regulated | 01/20/2010 |  | 07/01/2014
Lutron Electronics Co., Inc. | Lutron | XPS8-******************* | Multi-Level Astronomical Time | System | True | True |  | True | True | True | True | True | True | True | [11 empty] | Non Federally-Regulated | 12/28/2009 |  | 07/01/2014
Tork | Tork | 2008A | Exterior Photocontrol Device | [14 empty] | True | True | True | [5 empty] | Non Federally-Regulated | 04/27/2006 |  | 01/07/2010
Cooper Controls | iLumin | SC120V-**-RPB-**-**-20-S-**-**-** | Occupant / Motion / Vacancy Se | System | True | True |  | True | True | True | True | True | True | True | True | False | [9 empty] | Non Federally-Regulated | 04/15/2011 |  | 07/01/2014
Lighting Control & Design | Lighting Control & Design | GR2400ACC-***DTC******* | Automatic Time Switch Control | System | True | True |  | True | True | [16 empty] | Non Federally-Regulated | 12/28/2009 |  | 07/01/2014
Cooper Controls | Greengate | OXC-P-* | Occupant / Motion / Vacancy Se | System | True | True |  | True | True | False | False |  |  |  |  | False | [9 empty] | Non Federally-Regulated | 05/10/2011 |  | 07/01/2014
Lutron Electronics Co., Inc. | Lutron | GP16-******************* | Automatic Time Switch Control | System | True | True |  | True | True | [16 empty] | Non Federally-Regulated | 12/28/2009 |  | 07/01/2014
Cooper Controls | Greengate | LK32 | Automatic Daylighting Control |  | True | True | True | True | False |  | True | True | True | True | True | True |  | True | True | False | [5 empty] | Non Federally-Regulated | 11/07/2008 |  | 01/07/2010
Sensor Switch, Inc. | Sensor Switch | HMRB 10 2P******* | Occupant / Motion / Vacancy Se | Device | True | True |  | True | True | False | False |  |  |  |  | False | [9 empty] | Non Federally-Regulated | 04/28/2010 |  | 07/01/2014
Longjoin | Dayton | 26WA79 | Photosensor / Photocontrol Dev | Device | True | True |  | False | False | [16 empty] | Non Federally-Regulated | 07/29/2013 |  | 07/01/2014
Legrand / Pass & Seymour | Legrand / Pass & Seymour | CI205* | Occupant / Motion / Vacancy Se | Device | True | True |  | True | True | False | False |  |  |  |  | False | [9 empty] | Non Federally-Regulated | 12/23/2010 |  | 07/01/2014
Lutron Electronics Co., Inc. | Lutron | LP4/********************* | Occupant / Motion / Vacancy Se | System | True | True |  | True | True | True | False |  |  |  |  | False | [9 empty] | Non Federally-Regulated | 04/28/2010 |  | 07/01/2014
Novitas, Inc. | Light-o-matic | 01-083 | Ultrasonic Occupant / Motion S |  | False | False |  | True | True | True | True | True | [13 empty] | Non Federally-Regulated | 04/01/1988 |  | 04/06/1998
Lutron Electronics Co., Inc. | Grafik Eye | GRX-DACPI-*-** | Automatic Daylighting Control |  | True | True | True | True |  |  | True | True |  |  | True | True | True | True | False | True |  | False |  |  |  | Non Federally-Regulated | 09/19/2005 |  | 01/07/2010
Tork | Tork | DWZ100A | Automatic Time Switch Control |  | True | True |  | True | True | [16 empty] | Non Federally-Regulated | 10/09/1996 |  | 01/07/2010
Cooper Wiring Devices | Novitas | 01-510 | Occupant / Motion / Vacancy Se |  | True | True |  | True | [8 empty] | True | True | True | True | [5 empty] | Non Federally-Regulated | 08/18/2006 |  | 04/10/2008
Electronics Diversified, Inc. | Electronics Diversified, Inc. | LMS-D1/ND-120 | Automatic Daylighting Control |  | True | True |  | True | False |  | True | True | [8 empty] | True |  |  |  |  | Non Federally-Regulated | 01/05/2005 |  | 01/07/2010
Siemens Energy & Automation | Siemens Energy & Automation | 5WG1 705-8XF12 | Automatic Time Switch Control |  | True | True |  | True | True | [8 empty] | True | True | True | [5 empty] | Non Federally-Regulated | 12/19/2005 |  | 01/07/2010
Tork | Tork | DLC400B | Automatic Time Switch Control |  |  |  |  | True | True | [16 empty] | Non Federally-Regulated | 01/04/2007 |  | 04/06/2007
WattStopper, Inc. | WattStopper | CB1001 | Occupant / Motion / Vacancy Se |  | True | True |  | True | [17 empty] | Non Federally-Regulated | 06/29/1993 |  | 01/07/2010
The Watt Watcher | Ceiling Mount, Sm. Office Occupancy Sensor | WW-450 | Ultrasonic Occupant / Motion S |  | False | False |  | True | True | True | True | True | [13 empty] | Non Federally-Regulated | 04/01/1988 |  | 04/06/1998
Legrand / Wiremold | WattStopper | GSE-SCD-WH | Automatic Daylighting Control | System | True | True | True | True | True | True | True | True | True | True | True | True |  | True | [7 empty] | Non Federally-Regulated | 03/23/2010 |  | 07/01/2014
Lutron Electronics Co., Inc. | Lutron | GP3-******************* | Photosensor / Photocontrol Dev | System | True | True |  | False | False | [16 empty] | Non Federally-Regulated | 12/28/2009 |  | 07/01/2014
Lutron Electronics Co., Inc. | Centralized Lighting Control | DMW-SVR-* | Automatic Daylighting Control |  | True | True | False | True | False |  | False |  | True | True | True | True | True |  |  | True | [5 empty] | Non Federally-Regulated | 09/19/2005 |  | 01/07/2010
Cooper Wiring Devices | Aspire | 9533xx | Dimmer | Device | True | True |  | True | True | True | True | True | True | True | True | False | [9 empty] | Non Federally-Regulated | 11/12/2010 |  | 12/29/2010
Tork | Tork | PC15T | Occupant / Motion / Vacancy Se |  | True | True |  | True | [17 empty] | Non Federally-Regulated | 10/08/2002 |  | 01/07/2010
Lutron Electronics Co., Inc. | Lutron | G5-AR-****-*-120-******** | Photosensor / Photocontrol Dev | System | True | True |  | False | False | [16 empty] | Non Federally-Regulated | 12/28/2009 |  | 07/01/2014
The Watt Watcher | The Watt Watcher | WW1-100 | Ultrasonic Occupant / Motion S |  | False | False |  | True | True | True | True | True | [13 empty] | Non Federally-Regulated | 04/01/1988 |  | 04/06/1998
Siemens Energy & Automation | Siemens Energy & Automation | 5WG1 704-8XK22 | Automatic Time Switch Control |  | True | True |  | True | True | [8 empty] | True | True | True | [5 empty] | Non Federally-Regulated | 12/19/2005 |  | 01/07/2010
Lutron Electronics Co., Inc. | Lutron | TT-300********** | Dimmer | Device | True | True |  | True | True | True | True | False |  |  |  | False | [9 empty] | Non Federally-Regulated | 12/28/2009 |  | 01/21/2014
Hunt Dimming | Simplicity | SCP-0-*/SIU-* | Automatic Daylighting Control |  | True | True | False | True | True | True | True | True | True | True | True | False | False |  |  | True |  | True |  |  |  | Non Federally-Regulated | 10/18/2005 |  | 01/07/2010
Mytech Corp. | Mytech | LH-US-W | Ultrasonic Occupant / Motion S |  | True | True |  | True | True | True | True | True | [13 empty] | Non Federally-Regulated | 06/04/1999 |  | 01/07/2010
Intermatic, Inc. | Grasslin | PC2-D30-120-LS2 | Automatic Daylighting Control | Device | True | True | True | True | False |  |  | False |  |  | True | True |  | True | [7 empty] | Non Federally-Regulated | 01/20/2010 |  | 07/01/2014
PLC Multipoint, Inc. | Panasonic | WRT3364K-8 | Occupant / Motion / Vacancy Se | Device | True | True |  | True | True | True | False |  |  |  |  | False | [9 empty] | Non Federally-Regulated | 03/04/2010 |  | 07/01/2014
Tork | Tork | DTS400B | Automatic Time Switch Control | Device | True | True |  | True | True | [16 empty] | Non Federally-Regulated | 04/28/2010 |  | 07/01/2014
Distech Controls | Distech Controls | ECL-*** | Automatic Time Switch Control | Device | True | True |  | True | True | [16 empty] | Non Federally-Regulated | 08/07/2012 |  | 07/01/2014
Cooper Wiring Devices | Greengate | OMC-U-0501 | Ultrasonic Occupant / Motion S |  | True | True |  | True | True | True | True | True |  |  |  |  | True | True | True | False | True | False |  |  |  | Non Federally-Regulated | 04/10/2008 |  | 11/07/2008
Sensor Switch, Inc. | Sensor Switch | HMRB-10-2P-*-** | Occupant / Motion / Vacancy Se |  | True | True |  | True | [17 empty] | Non Federally-Regulated | 03/01/2006 |  | 01/07/2010
Lutron Electronics Co., Inc. | Radio RA2 | RRD-10ND*** | Manual-On Occupant Sensor | System | True | True |  | True | True |  | True | True | False |  |  |  |  | False | [7 empty] | Non Federally-Regulated | 12/17/2009 |  | 07/01/2014
Sensor Switch, Inc. | Sensor Switch | HMRB-10-480-** | Occupant / Motion / Vacancy Se |  | True | True |  | True | [17 empty] | Non Federally-Regulated | 03/01/2006 |  | 01/07/2010
Energy Conservation Engineering | Passive Infrared-Visonic-Detector | SRN2000PIR | Occupant / Motion / Vacancy Se |  | False | False |  | True | [17 empty] | Non Federally-Regulated | 04/01/1988 |  | 04/06/1998
Convia, Inc., A Herman Miller Co. | Convia | GSE-PFC-03 | Automatic Time Switch Control | System | True | True |  | True | True | [16 empty] | Non Federally-Regulated | 03/04/2010 |  | 07/01/2014
WattStopper, Inc. | WattStopper | CU-250-* | Manual-On Occupant Sensor | Device | True | True | True | True | True | False | True | True | True | True | True | True |  | False | [7 empty] | Non Federally-Regulated | 11/12/2010 |  | 07/01/2014
Legrand / Wiremold | WattStopper | NPM12 | Occupant / Motion / Vacancy Se | System | True | True | True | True | True | True | True | True | True | True | True | True |  | True | True | True | [5 empty] | Non Federally-Regulated | 03/23/2010 |  | 07/01/2014
Cooper Controls | Greengate | OMC-DT-0701-R | Ultrasonic Occupant / Motion S |  | True | True |  | True | True | True | True | True | [13 empty] | Non Federally-Regulated | 11/07/2008 |  | 01/07/2010
Siemens Energy & Automation | Siemens Energy & Automation | 5WG1 705-8XE05 | Automatic Time Switch Control |  | True | True |  | True | True | [8 empty] | True | True | True | [5 empty] | Non Federally-Regulated | 12/19/2005 |  | 01/07/2010
Sensor Switch, Inc. | Sensor Switch | CMR 6 208****** | Occupant / Motion / Vacancy Se | Device | True | True |  | True | True | False | False |  |  |  |  | False | [9 empty] | Non Federally-Regulated | 04/28/2010 |  | 07/01/2014
Lutron Electronics Co., Inc. | Homeworks | H4P5-*******120 | Occupant / Motion / Vacancy Se | System | True | True |  | True | True | False | False |  |  |  |  | False | [9 empty] | Non Federally-Regulated | 01/20/2010 |  | 07/01/2014
Siemens Energy & Automation | Siemens Energy & Automation | 5WG1 705-8XK42 | Automatic Time Switch Control |  | True | True |  | True | True | [8 empty] | True | True | True | [5 empty] | Non Federally-Regulated | 12/19/2005 |  | 01/07/2010
Marlin Controls, Inc. | Unistar II | HERCULESPEGASUS | Multi-Level Astronomical Time |  | True | True |  | True | True | True | True | True | True | True | [11 empty] | Non Federally-Regulated | 02/06/2006 |  | 01/07/2010
WattStopper, Inc. | WattStopper | DSW-100-* | Occupant / Motion / Vacancy Se | Device | True | True |  | True | True | True | True | True | True | True | True | False | [9 empty] | Non Federally-Regulated | 05/03/2011 |  | 07/01/2014
Legrand / Wiremold | WattStopper | CNDU | Automatic Daylighting Control | System | True | True | True | True | True | True | True | True | True | True | True | True |  | True | [7 empty] | Non Federally-Regulated | 03/23/2010 |  | 07/01/2014
Tork | Tork | ES103-2 (240VAC) | Automatic Time Switch Control |  | True | True |  | True | True | [16 empty] | Non Federally-Regulated | 02/07/1994 |  | 04/27/2006
Lighting Control & Design | Lighting Control & Design | GR240*IDIM******* | Astronomical Time Switch Contr |  | True | True |  | True | True | True | True | True | True | True |  |  |  | True | True | True | [5 empty] | Non Federally-Regulated | 06/22/2005 |  | 12/28/2009
Lutron Electronics Co., Inc. | Lutron | XPS40-******************* | Multi-Level Astronomical Time | System | True | True |  | True | True | True | True | True | True | True | [11 empty] | Non Federally-Regulated | 12/28/2009 |  | 07/01/2014
Lutron Electronics Co., Inc. | Lutron | GP24-******************* | Multi-Level Astronomical Time | System | True | True |  | True | True | True | True | True | True | True | [11 empty] | Non Federally-Regulated | 12/28/2009 |  | 07/01/2014
WattStopper, Inc. | WattStopper | MR2000 | Dimmer | System | True | True |  | True | True | True | True | False |  |  |  | False | [9 empty] | Non Federally-Regulated | 03/23/2010 |  | 07/01/2014
Legrand / Pass & Seymour | Legrand / Pass & Seymour | D703PBNV* | Dimmer | Device | True | True |  | True | True | True | True | True | True | True | True | False | [9 empty] | Non Federally-Regulated | 09/14/2012 |  | 07/01/2014
Lutron Electronics Co., Inc. | Lutron | CCP-******-*****-**-CGP**** | Dimmer | System | True | True |  | True | True | True | True | False |  |  |  | False | [9 empty] | Non Federally-Regulated | 07/10/2012 |  | 07/01/2014
Schneider Electric (Square D Wiring Devices) | Powerlink | NF3000G3C | Automatic Time Switch Control |  | True | True |  | True | True | [8 empty] | True | True | [6 empty] | Non Federally-Regulated | 08/24/2006 |  | 03/14/2008
Hubbell Building Automation | Hubbell Building Automation | WIH-AP | Automatic Time Switch Control | System | True | True |  | True | True | [16 empty] | Non Federally-Regulated | 02/28/2012 |  | 07/01/2014
Grasslin Controls Corp. | Grasslin | DIGI42/2 | Automatic Time Switch Control |  | True | True |  | True | True | [16 empty] | Non Federally-Regulated | 05/12/1997 |  | 02/25/2008
Burle Industries | Leviton | 6775-W | Occupant / Motion / Vacancy Se |  | True | True |  | True | [17 empty] | Non Federally-Regulated | 08/28/1992 |  | 01/07/2010
Lutron Electronics Co., Inc. | Lutron | CCP-********-******-** | Automatic Time Switch Control | System | True | True |  | True | True | [16 empty] | Non Federally-Regulated | 07/10/2012 |  | 07/01/2014
Mytech Corp. | Mytech | CS-1-DLC | Automatic Daylighting Control |  | True | True |  | True | False |  | True | False | [8 empty] | True |  |  |  |  | Non Federally-Regulated | 02/01/1993 |  | 06/04/1999
Profile Systems LLC | Profile Systems | PROFILE P1640 | Automatic Time Switch Control |  | True | True |  | True | True | [8 empty] | True | False | True | [5 empty] | Non Federally-Regulated | 02/18/2005 |  | 02/29/2008
Enerlites, Inc. | Enerlites, Inc. | DWOS-1277-NL | Multi-Level Occupant Sensor | System | True | True | True | True | True | True | True | True | True | True | True | True |  | False | [7 empty] | Non Federally-Regulated | 11/22/2013 |  | 07/01/2014
Lightolier Controls | Lytemode ILS | ILSCLTSIIRM | Multi-Level Astronomical Time |  | True | True |  | True | True | True | True | True | True | True |  |  |  | False | True | True | [5 empty] | Non Federally-Regulated | 02/26/2009 |  | 01/07/2010
Leviton Manufacturing Co., Inc. | Leviton | ODC05-I** | Occupant / Motion / Vacancy Se |  | True | True |  | True | [17 empty] | Non Federally-Regulated | 05/24/2000 |  | 01/07/2010
Lutron Electronics Co., Inc. | Lutron | QSGR-************* | Automatic Daylighting Control | System | True | True | True | True | True | True | True | False |  |  | True | True |  | True | [7 empty] | Non Federally-Regulated | 04/28/2010 |  | 07/01/2014
Siemens Energy & Automation | Siemens Energy & Automation | 5WG1 705-8XE43 | Automatic Time Switch Control |  | True | True |  | True | True | [8 empty] | True | True | True | [5 empty] | Non Federally-Regulated | 12/19/2005 |  | 01/07/2010
Hubbell Incorporated | H-Moss | WSS1200 | Occupant / Motion / Vacancy Se |  | True | True |  | True | [17 empty] | Non Federally-Regulated | 01/12/1995 |  | 01/07/2010
Lutron Electronics Co., Inc. | HomeWorks QS | HQRD-6NA | Multi-Level Occupant Sensor | System | True | True | True | True | True | True | True | True | True | True | True | True |  | False | [7 empty] | Non Federally-Regulated | 07/10/2012 |  | 07/01/2014
WattStopper, Inc. | WattStopper | LMDX-100-* | Occupant / Motion / Vacancy Se | System | True | True |  | True | True | False | True | True | True | True | True | False | [9 empty] | Non Federally-Regulated | 05/28/2010 |  | 07/01/2014
Lutron Electronics Co., Inc. | Lutron | LSP-*P**************** | Automatic Daylighting Control | System | True | True | True | True | False |  |  | False |  |  | True | True |  | True | [7 empty] | Non Federally-Regulated | 12/28/2009 |  | 07/01/2014
Tork | Tork | 8007V | Automatic Time Switch Control |  | True | True |  | True | True | [16 empty] | Non Federally-Regulated | 06/03/2003 |  | 01/07/2010
Marlin Controls, Inc. | Unistar II | XPPHCRELAY | Astronomical Time Switch Contr |  | True | True |  | True | True | True | True | True | True | True |  |  |  |  | True | [6 empty] | Non Federally-Regulated | 02/06/2006 |  | 01/07/2010
GE Industrial Systems | GE Industrial Systems | RSEN1H | Photosensor / Photocontrol Dev |  | True | False |  | True | [17 empty] | Non Federally-Regulated | 03/20/2001 |  | 01/07/2010
Lighting Control & Design | Lighting Control & Design | GR30**/** | Automatic Time Switch Control |  | True | True |  | True | True | [16 empty] | Non Federally-Regulated | 01/20/1998 |  | 06/22/2005
CentraLite Systems, Inc. | Jet Stream | JS1 | Astronomical Time Switch Contr | System | True | True |  | True | True | True | True | True | True | True | [11 empty] | Non Federally-Regulated | 04/15/2011 |  | 07/01/2014
Lighting Control & Design | Lighting Control & Design | GR40**/**DTC*********** | Multi-Level Daylighting Contro |  | True | True |  | True | True | True | True | [14 empty] | Non Federally-Regulated | 06/22/2005 |  | 12/28/2009
Lutron Electronics Co., Inc. | Lutron | XP12-******************* | Photosensor / Photocontrol Dev | System | True | True |  | False | False | [16 empty] | Non Federally-Regulated | 12/28/2009 |  | 07/01/2014
Sensor Switch, Inc. | Sensor Switch | RMR-6-2P-AR-*-** | Occupant / Motion / Vacancy Se |  | True | True |  | True | [17 empty] | Non Federally-Regulated | 11/20/2008 |  | 01/07/2010
Intermatic, Inc. | Intermatic | ET8115C | Automatic Time Switch Control | Device | True | True |  | True | True | [16 empty] | Non Federally-Regulated | 01/20/2010 |  | 07/01/2014
Tork | Tork | ES101 (120VAC) | Automatic Time Switch Control |  | True | True |  | True | True | [16 empty] | Non Federally-Regulated | 02/07/1994 |  | 04/27/2006
PLC Multipoint, Inc. | PLC Multipoint | LCM-Astro-*Z-***V | Astronomical Time Switch Contr | System | True | True |  | True | True | True | True | True | True | True | [11 empty] | Non Federally-Regulated | 03/04/2010 |  | 07/01/2014
Cooper Wiring Devices | Novitas | 01-083-** | Ultrasonic Occupant / Motion S |  | True | True |  | True | True | True | True | True |  |  |  |  | True | True | True | False | True | False |  |  |  | Non Federally-Regulated | 08/18/2006 |  | 04/10/2008
Lutron Electronics Co., Inc. | Radio RA | RA-3LD-** | Occupant / Motion / Vacancy Se |  | True | True |  | True | [17 empty] | Non Federally-Regulated | 08/13/2007 |  | 01/07/2010
Sensor Switch, Inc. | Sensor Switch | nCMB 10 2P****** | Occupant / Motion / Vacancy Se | System | True | True |  | True | True | False | False |  |  |  |  | False | [9 empty] | Non Federally-Regulated | 04/28/2010 |  | 07/01/2014
Siemens Energy & Automation | Siemens Energy & Automation | 5WG1 705-8XK46 | Automatic Time Switch Control |  | True | True |  | True | True | [8 empty] | True | True | True | [5 empty] | Non Federally-Regulated | 12/19/2005 |  | 01/07/2010
Lutron Electronics Co., Inc. | Homeworks | HW-RPM-4A-120 | Manual-On Occupant Sensor | System | True | True |  | True | True | False | True | True | False |  |  |  |  | False | [7 empty] | Non Federally-Regulated | 01/20/2010 |  | 07/01/2014
Legrand / Wiremold | WattStopper | NPM12F | Astronomical Time Switch Contr | System | True | True |  | True | True | True | True | True | True | True | [11 empty] | Non Federally-Regulated | 03/23/2010 |  | 07/01/2014
Lighting Control & Design | Lighting Control & Design | GQ** | Automatic Time Switch Control |  | True | True |  | True | True | [16 empty] | Non Federally-Regulated | 12/02/1994 |  | 01/20/1998
Lutron Electronics Co., Inc. | Lutron | TG-600PR******** | Dimmer | Device | True | True |  | True | True | True | True | False |  |  |  | False | [9 empty] | Non Federally-Regulated | 12/28/2009 |  | 07/01/2014
Carolina Products, Inc. | Carolina Products | CPI800** | Automatic Daylighting Control |  | True | True |  | True | False |  | True | True | [8 empty] | True |  |  |  |  | Non Federally-Regulated | 10/08/2002 |  | 01/07/2010
Tork | Tork | DLC400B | Astronomical Time Switch Contr |  |  |  |  | True | True | True | True | True | True | True | [11 empty] | Non Federally-Regulated | 01/04/2007 |  | 04/06/2007
Intermatic, Inc. | Grasslin | PC1-D20-120-LS1 | Photosensor / Photocontrol Dev | Device | True | True |  | False | False | [16 empty] | Non Federally-Regulated | 01/20/2010 |  | 07/01/2014
Lutron Electronics Co., Inc. | Lutron | LXLV-600PL****** | Dimmer | Device | True | True |  | True | True | True | True | False |  |  |  | False | [9 empty] | Non Federally-Regulated | 12/28/2009 |  | 07/01/2014
Unenco, Inc. / Univ. Energy | UEC | AICS-RC277V | Occupant / Motion / Vacancy Se |  | True | True |  | True | [17 empty] | Non Federally-Regulated | 09/25/1992 |  | 04/06/1998
Lutron Electronics Co., Inc. | Lutron | LP3/********************* | Multi-Level Occupant Sensor | System | True | True | True | True | True | True | True | True | True | True | True | True |  | False | [7 empty] | Non Federally-Regulated | 12/28/2009 |  | 07/01/2014
Siemens Energy & Automation | Siemens Energy & Automation | 5WG1 704-8XH34 | Automatic Time Switch Control |  | True | True |  | True | True | [8 empty] | True | True | True | [5 empty] | Non Federally-Regulated | 12/19/2005 |  | 01/07/2010
ZHEJIANG YUANTAI ELECTRICAL TECHNOLOGY CO., LTD. | Enerware | YM2104 | Occupant / Motion / Vacancy Se | Device | True | True |  | True | True | True | False |  |  |  |  | False | [9 empty] | Non Federally-Regulated | 10/05/2011 |  | 07/01/2014
Hubbell Building Automation | Hubbell Building Automation | OMNIDIARP | Occupant / Motion / Vacancy Se |  | True | True |  | True | [17 empty] | Non Federally-Regulated | 05/20/2004 |  | 01/07/2010
Legrand / Pass & Seymour | Legrand / Pass & Seymour | 93420* | Dimmer | Device | True | True |  | True | True | True | True | False |  |  |  | False | [9 empty] | Non Federally-Regulated | 12/23/2010 |  | 07/01/2014
Intermatic, Inc. | Grasslin | PC1-digi30-277 | Automatic Time Switch Control |  | True | True |  | True | True | [16 empty] | Non Federally-Regulated | 10/15/2008 |  | 01/07/2010
Siemens Energy & Automation | Siemens Energy & Automation | 5WG1 705-8XF46 | Automatic Time Switch Control |  | True | True |  | True | True | [8 empty] | True | True | True | [5 empty] | Non Federally-Regulated | 12/19/2005 |  | 01/07/2010
Siemens Energy & Automation | Siemens Energy & Automation | 5WG1 704-8XE42 | Automatic Time Switch Control |  | True | True |  | True | True | [8 empty] | True | True | True | [5 empty] | Non Federally-Regulated | 12/19/2005 |  | 01/07/2010
Intermatic, Inc. | Grasslin | FM1D50E-24 | Automatic Time Switch Control | Device | True | True |  | True | True | [16 empty] | Non Federally-Regulated | 01/20/2010 |  | 07/01/2014
Lutron Electronics Co., Inc. | Lutron | XPS28-******************* | Occupant / Motion / Vacancy Se | System | True | True |  | True | True | True | False |  |  |  |  | False | [9 empty] | Non Federally-Regulated | 04/28/2010 |  | 07/01/2014
Burle Industries | Leviton | 6775-I | Occupant / Motion / Vacancy Se |  | True | True |  | True | [17 empty] | Non Federally-Regulated | 08/28/1992 |  | 01/07/2010
Lutron Electronics Co., Inc. | Lutron | CCP-******-******-**-CGP*** | Occupant / Motion / Vacancy Se | System | True | True |  | True | True | True | False |  |  |  |  | False | [9 empty] | Non Federally-Regulated | 07/10/2012 |  | 07/01/2014
Douglas Lighting Controls | Douglas Lighting Controls | WPC-5700 | Photosensor / Photocontrol Dev | System | True | True |  | False | False | [16 empty] | Non Federally-Regulated | 05/28/2010 |  | 07/01/2014
Automated Logic Corp. | Automated Logic Corp. | MEX88U | Automatic Time Switch Control | System | True | True |  | True | True | [16 empty] | Non Federally-Regulated | 11/12/2010 |  | 07/01/2014
WattStopper, Inc. | WattStopper | W1050A | Ultrasonic Occupant / Motion S |  | True | True |  | True | True | True | True | True | [13 empty] | Non Federally-Regulated | 08/20/1996 |  | 01/07/2010
Sensor Switch, Inc. | Sensor Switch | nRMR 10 2P****** | Occupant / Motion / Vacancy Se | System | True | True |  | True | True | False | False |  |  |  |  | False | [9 empty] | Non Federally-Regulated | 04/28/2010 |  | 07/01/2014
Leviton Manufacturing Co., Inc. | Leviton | re4bd-*** | Automatic Time Switch Control | System | True | True |  | True | True | [16 empty] | Non Federally-Regulated | 05/28/2010 |  | 07/01/2014
Cooper Controls | iLumin | SC120V-**-RPB-**-**-20-S-**-**-** | Photosensor / Photocontrol Dev | System | True | True |  | False | False | [16 empty] | Non Federally-Regulated | 04/15/2011 |  | 07/01/2014
Leviton Manufacturing Co., Inc. | Leviton | PS200-7** | Occupant / Motion / Vacancy Se | Device | True | True |  | True | True | False | False |  |  |  |  | False | [9 empty] | Non Federally-Regulated | 12/20/2012 |  | 07/01/2014
Legrand / Pass & Seymour | Legrand / Pass & Seymour | WS703P* | Dimmer | Device | True | True |  | True | True | True | True | True | True | True | True | False | [9 empty] | Non Federally-Regulated | 09/14/2012 |  | 07/01/2014
General Electric Wiring Device | Total Lighting Controls | RCLOCK | Automatic Time Switch Control |  | True | True |  | True | True | [16 empty] | Non Federally-Regulated | 06/15/1993 |  | 01/07/2010
Lutron Electronics Co., Inc. | Grafik Eye | QSG-**120-****-*** | Multi-Level Daylighting Contro |  | True | True |  | True | True | True | True | [14 empty] | Non Federally-Regulated | 05/23/2007 |  | 01/07/2010
Lutron Electronics Co., Inc. | Lutron | LP1/********************* | Occupant / Motion / Vacancy Se | System | True | True |  | True | True | True | False |  |  |  |  | False | [9 empty] | Non Federally-Regulated | 04/28/2010 |  | 07/01/2014
Lutron Electronics Co., Inc. | LCP 128 | LCP-*****-***FT | Multi-Level Daylighting Contro |  | True | True |  | True | True | True | True | [14 empty] | Non Federally-Regulated | 09/19/2005 |  | 01/07/2010
Lighting Control & Design | Lighting Control & Design | GR2400ACC-***************s | Automatic Daylighting Control |  | True | True | True | True | False |  | True | True | True | True | True | True |  | False | True | False | [5 empty] | Non Federally-Regulated | 06/28/2005 |  | 12/28/2009
Legrand / Wiremold | WattStopper | CLDU | Multi-Level Occupant Sensor | System | True | True | True | True | True | True | True | True | True | True | True | True | True | True | True | True | True | True |  |  |  | Non Federally-Regulated | 03/23/2010 |  | 07/01/2014
Lutron Electronics Co., Inc. | Lutron | ULOS-CDT-2000*** | Multi-Level Occupant Sensor | System | True | True | True | True | True | True | True | True | True | True | True | True | True | True | True | True | [5 empty] | Non Federally-Regulated | 12/13/2012 |  | 07/01/2014
Leviton Manufacturing Co., Inc. | Leviton | ODS15-TD* | Manual-On Occupant Sensor | Device | True | True |  | True | True | False | True | True | False |  |  |  |  | False | [7 empty] | Non Federally-Regulated | 12/20/2012 |  | 07/01/2014
Convia, Inc., A Herman Miller Co. | Convia | GSA-CPB | Multi-Level Astronomical Time | System | True | True |  | True | True | True | True | True | True | True | [11 empty] | Non Federally-Regulated | 03/04/2010 |  | 07/01/2014
Lightstat, Inc. | Lightstat | ALC-6-36-*** | Occupant / Motion / Vacancy Se |  | True | True |  | True | [17 empty] | Non Federally-Regulated | 06/23/1998 |  | 03/14/2006
Magnetek Universal Manufacturing | Luminoptics | 851-D-0730 | Automatic Daylighting Control |  | True | False |  | True | True | True | False | [9 empty] | True |  |  |  |  | Non Federally-Regulated | 10/21/1992 |  | 01/07/2010
Tork | Tork | 3002 | Exterior Photocontrol Device | [14 empty] | True | True | True | [5 empty] | Non Federally-Regulated | 04/27/2006 |  | 01/07/2010
Tork | Tork | EW103SA | Automatic Time Switch Control |  | True | True |  | True | True | [16 empty] | Non Federally-Regulated | 10/08/2002 |  | 01/07/2010
Lutron Electronics Co., Inc. | Homeworks | H4P5-*******120 | Manual-On Occupant Sensor | System | True | True |  | True | True | False | True | True | False |  |  |  |  | False | [7 empty] | Non Federally-Regulated | 01/20/2010 |  | 07/01/2014
Sensor Switch, Inc. | Sensor Switch | CU202PM | Occupant / Motion / Vacancy Se |  | True | True |  | True | [17 empty] | Non Federally-Regulated | 04/19/1993 |  | 11/19/2001
Leviton Manufacturing Co., Inc. | Leviton | 55A00-*** | Dimmer | Device | True | True | True | True | True | True | True | True | True | [12 empty] | Non Federally-Regulated | 12/30/2014 |  | 01/08/2015
Intermatic, Inc. | Intermatic, Inc. | ET90215CR | Astronomical Time Switch Contr | Device | True | True |  | True | True | True | True | True | True | True | [11 empty] | Non Federally-Regulated | 07/22/2011 |  | 07/01/2014
Sensor Switch, Inc. | Sensor Switch | SP-20-3 | Occupant / Motion / Vacancy Se |  | True | True |  | True | [17 empty] | Non Federally-Regulated | 03/01/2006 |  | 11/20/2008
Integrated Systems & Control | Trimax | 815 | Automatic Time Switch Control |  | True | True |  | True | True | [16 empty] | Non Federally-Regulated | 12/29/1993 |  | 01/07/2010
Lutron Electronics Co., Inc. | Softswitch 128 | XPS28-******-** | Automatic Time Switch Control |  | True | True |  | True | True | [16 empty] | Non Federally-Regulated | 09/19/2005 |  | 01/07/2010
Lutron Electronics Co., Inc. | Lutron | LCP-******************* | Multi-Level Astronomical Time | System | True | True |  | True | True | True | True | True | True | True | [11 empty] | Non Federally-Regulated | 12/28/2009 |  | 07/01/2014
Lumisys | Lumisys | L29 KIT | Automatic Time Switch Control |  | True | True |  | True | True | [16 empty] | Non Federally-Regulated | 03/13/2006 |  | 01/07/2010
Lutron Electronics Co., Inc. | Lutron | ULOS-CDT-2000R*** | Multi-Level Occupant Sensor | System | True | True | True | True | True | True | True | True | True | True | True | True | True | True | True | True | [5 empty] | Non Federally-Regulated | 12/13/2012 |  | 07/01/2014
Vantage Controls, Inc. | Vantage Controls, Inc. | RD42* | Dimmer | System | True | True | True | True | False |  | True | False |  |  |  | True | [9 empty] | Non Federally-Regulated | 04/28/2010 |  | 07/01/2014
Vantage Controls, Inc. | Visonic | Sensor1-I Clip 1 | Occupant / Motion / Vacancy Se |  | True | True |  | True | [8 empty] | True | [8 empty] | Non Federally-Regulated | 09/13/2006 |  | 01/07/2010
Distech Controls | Distech Controls | ECB-*** | Automatic Time Switch Control | Device | True | True |  | True | True | [16 empty] | Non Federally-Regulated | 08/07/2012 |  | 07/01/2014
GE Lighting, a Savant company | GE Lighting Controls | CLCINT24-INTD24-000-00*S | Automatic Time Switch Control | System | True | True |  | True | True | [16 empty] | Non Federally-Regulated | 07/27/2012 |  | 07/01/2014
WattStopper, Inc. | WattStopper | CH-250-* | Manual-On Occupant Sensor | Device | True | True |  | True | True | False | True | True | False |  |  |  |  | False | [7 empty] | Non Federally-Regulated | 02/04/2010 |  | 07/01/2014
Convia, Inc., A Herman Miller Co. | Convia | GSE-OSC-01 | Dimmer | System | True | True | True | True | True | True | True | True | True | True | True | True | [9 empty] | Non Federally-Regulated | 03/04/2010 |  | 07/01/2014
Cooper Controls | Novitas | 01-230* | Ultrasonic Occupant / Motion S |  | True | True |  | True | True | True | True | True | [13 empty] | Non Federally-Regulated | 11/07/2008 |  | 01/07/2010
Sensor Switch, Inc. | Sensor Switch | LWS-PDT-**-*-*-* | Occupant / Motion / Vacancy Se |  | True | True |  | True | [17 empty] | Non Federally-Regulated | 11/19/2001 |  | 03/01/2006
Lutron Electronics Co., Inc. | Lutron | CCP-**********-******-**-CGP**** | Astronomical Time Switch Contr | System | True | True |  | True | True | True | True | True | True | True | [11 empty] | Non Federally-Regulated | 07/10/2012 |  | 07/01/2014
Thomas Controls | Plus Lighting | PL250-*****-*C | Automatic Time Switch Control |  | True | True |  | True | True | [16 empty] | Non Federally-Regulated | 12/30/1992 |  | 07/30/2002
Cooper Controls | Greengate | LK16***** | Multi-Level Astronomical Time | System | True | True |  | True | True | True | True | True | True | True | [11 empty] | Non Federally-Regulated | 10/02/2013 |  | 07/01/2014
Hubbell Building Automation | Hubbell Building Automation | DLCPCI | Photosensor / Photocontrol Dev | System | True | True |  | False | False | [16 empty] | Non Federally-Regulated | 03/26/2010 |  | 02/04/2014
Tork | Tork | SS720Z | Automatic Time Switch Control | Device | True | True |  | True | True | [16 empty] | Non Federally-Regulated | 11/12/2013 |  | 07/01/2014
Intermatic, Inc. | Intermatic | ET70215C | Astronomical Time Switch Contr | Device | True | True |  | True | True | True | True | True | True | True | [11 empty] | Non Federally-Regulated | 01/20/2010 |  | 07/01/2014
Intermatic, Inc. | Grasslin | PC2-digi30-277-LS1 | Photosensor / Photocontrol Dev |  | True | True |  | True | [17 empty] | Non Federally-Regulated | 11/10/2008 |  | 01/07/2010
Hubbell Building Automation | Hubbell Building Automation | LODT***** | Occupant / Motion / Vacancy Se | Device | True | True |  | True | True | True | False |  |  |  |  | False | [9 empty] | Non Federally-Regulated | 03/26/2010 |  | 07/01/2014
Marlin Controls, Inc. | Unistar II | SP | Multi-Level Astronomical Time |  | True | True |  | True | True | True | True | True | True | True | [11 empty] | Non Federally-Regulated | 02/06/2006 |  | 01/07/2010
Cooper Wiring Devices | Novitas | 01-191-** | Ultrasonic Occupant / Motion S |  | True | True |  | True | True | True | True | True |  |  |  |  | True | True | True | False | True | False |  |  |  | Non Federally-Regulated | 08/18/2006 |  | 04/10/2008
Leviton Manufacturing Co., Inc. | Leviton | mzd20-*02 | Multi-Level Daylighting Contro |  | True | True |  | True | True | True | True | [14 empty] | Non Federally-Regulated | 05/11/2005 |  | 01/07/2010
Microlite Corp. | Microlite | 300B*** | Automatic Time Switch Control |  | True | True |  | True | True | [16 empty] | Non Federally-Regulated | 08/02/1993 |  | 01/07/2010
Distech Controls | Distech Controls | EC-Light-64* | Automatic Time Switch Control | Device | True | True |  | True | True | [16 empty] | Non Federally-Regulated | 08/07/2012 |  | 07/01/2014
Desa Specialty, LLC | Portfolio | PF-4150 | Exterior Photocontrol Device |  | True | False | [11 empty] | True | True | True | [5 empty] | Non Federally-Regulated | 06/07/2005 |  | 09/20/2007
Intermatic, Inc. | Intermatic | ET1715CPD82 | Automatic Time Switch Control |  | True | True |  | True | True | [16 empty] | Non Federally-Regulated | 10/12/2007 |  | 01/07/2010
Lutron Electronics Co., Inc. | Homeworks | HWD-6ND*** | Automatic Time Switch Control | System | True | True |  | True | True | [16 empty] | Non Federally-Regulated | 01/20/2010 |  | 07/01/2014
CDL | Day Light Controls | CDL-*-**-PDI | Automatic Daylighting Control |  | True | True |  | True | False |  | True | True | [8 empty] | True |  |  |  |  | Non Federally-Regulated | 02/13/1996 |  | 01/07/2010
Legrand / Wiremold | WattStopper | NPM24 | Automatic Daylighting Control | System | True | True | True | True | True | True | True | True | True | True | True | True |  | True | [7 empty] | Non Federally-Regulated | 03/23/2010 |  | 07/01/2014
Lutron Electronics Co., Inc. | Lutron | LCP8-******************* | Multi-Level Astronomical Time | System | True | True |  | True | True | True | True | True | True | True | [11 empty] | Non Federally-Regulated | 12/28/2009 |  | 07/01/2014
Thomas Controls | Plus Lighting | PL350-*****-*C | Automatic Time Switch Control |  | True | True |  | True | True | [16 empty] | Non Federally-Regulated | 12/30/1992 |  | 07/30/2002
Leviton Manufacturing Co., Inc. | Leviton | a2b1*-*** | Multi-Level Daylighting Contro |  | True | True |  | True | True | True | True | [14 empty] | Non Federally-Regulated | 05/11/2005 |  | 01/07/2010
BRK Electronics | BRK Electronics | TS212S | Automatic Time Switch Control |  | True | True |  | True | True | [16 empty] | Non Federally-Regulated | 04/29/1994 |  | 12/11/2000
Siemens Energy & Automation | Siemens Energy & Automation | 5WG1 705-8XH42 | Automatic Time Switch Control |  | True | True |  | True | True | [8 empty] | True | True | True | [5 empty] | Non Federally-Regulated | 12/19/2005 |  | 01/07/2010
Tork | Tork | W400AL | Automatic Time Switch Control | Device | True | True |  | True | True | [16 empty] | Non Federally-Regulated | 04/28/2010 |  | 07/01/2014
Intermatic, Inc. | Intermatic | LC4527 | Photosensor / Photocontrol Dev | Device | True | True |  | False | False | [16 empty] | Non Federally-Regulated | 01/20/2010 |  | 07/01/2014
Cooper Controls | Greengate | VNW-D-1001-SP-* | Occupant / Motion / Vacancy Se | Device | True | True |  | True | True | True | True | True | True | True | True | False | [9 empty] | Non Federally-Regulated | 08/07/2013 |  | 07/01/2014
Intermatic, Inc. | Intermatic | EI600C | Automatic Time Switch Control | Device | True | True |  | True | True | [16 empty] | Non Federally-Regulated | 01/20/2010 |  | 07/01/2014
Legrand / Pass & Seymour | Legrand / Pass & Seymour | CDFB10* | Dimmer | Device | True | True |  | True | True | True | True | False |  |  |  | False | [9 empty] | Non Federally-Regulated | 12/23/2010 |  | 07/01/2014
Lutron Electronics Co., Inc. | Lutron | DVWPDC-203P***** | Dimmer | Device | True | True |  | True | True | True | True | True | True | True | True | False | [9 empty] | Non Federally-Regulated | 04/28/2010 |  | 01/21/2014
Lutron Electronics Co., Inc. | Lutron | CCP-******-******-**-CGP*** | Multi-Level Occupant Sensor | System | True | True | True | True | True | True | True | False | True | True | True | True |  | False | [7 empty] | Non Federally-Regulated | 07/10/2012 |  | 07/01/2014
Sensor Switch, Inc. | Sensor Switch | nHMRB-10-2P-********* | Occupant / Motion / Vacancy Se |  | True | True |  | True | [17 empty] | Non Federally-Regulated | 11/20/2008 |  | 01/07/2010
Lighting Control & Design | Lighting Control & Design | GR240*IDIM*******d | Automatic Daylighting Control |  | True | True | False | True | True | True | False |  | True | True | True | True | False |  |  | True |  | True |  |  |  | Non Federally-Regulated | 06/28/2005 |  | 12/28/2009
Lutron Electronics Co., Inc. | HomeWorks QS | HQR-VCRX-** | Astronomical Time Switch Contr | System | True | True |  | True | True | True | True | True | True | True | [11 empty] | Non Federally-Regulated | 07/10/2012 |  | 07/01/2014
Lutron Electronics Co., Inc. | Lutron | C5-BMJ-16A | Automatic Daylighting Control | System | True | True | True | True | True | True | True | False |  |  | True | True |  | True | [7 empty] | Non Federally-Regulated | 04/28/2010 |  | 07/01/2014
Siemens Energy & Automation | Siemens Energy & Automation | 5WG1 705-8XC36 | Automatic Time Switch Control |  | True | True |  | True | True | [8 empty] | True | True | True | [5 empty] | Non Federally-Regulated | 12/19/2005 |  | 01/07/2010
Intermatic, Inc. | Gasmaster | LM2-I-120-LS2 | Photosensor / Photocontrol Dev | Device | True | True | True | [18 empty] | Non Federally-Regulated | 07/17/2014 |  | 08/05/2014
Intermatic, Inc. | Grasslin | PC1-digi20-120-LS2+E300 | Photosensor / Photocontrol Dev | Device | True | True |  | False | False | [16 empty] | Non Federally-Regulated | 01/20/2010 |  | 07/01/2014
Legrand / Wiremold | WattStopper | NPM12F | Occupant / Motion / Vacancy Se | System | True | True | True | True | True | True | True | True | True | True | True | True |  | True | True | True | [5 empty] | Non Federally-Regulated | 03/23/2010 |  | 07/01/2014
Lutron Electronics Co., Inc. | Lutron | DCI*-*****-** | Multi-Level Occupant Sensor | System | True | True | True | True | True | True | True | False | True | True | True | True |  | False | [7 empty] | Non Federally-Regulated | 07/10/2012 |  | 07/01/2014
BRK Electronics | BRK Electronics | TC110 | Automatic Time Switch Control |  | True | True |  | True | True | [16 empty] | Non Federally-Regulated | 04/29/1994 |  | 12/11/2000
WattStopper, Inc. | WattStopper | HB300D | Occupant / Motion / Vacancy Se |  | True | True |  | True | [8 empty] | False | True | True | False | True | False |  |  |  | Non Federally-Regulated | 02/14/2008 |  | 01/07/2010
Intermatic, Inc. | Intermatic | ET1725C | Automatic Time Switch Control |  | True | True |  | True | True | [16 empty] | Non Federally-Regulated | 10/12/2007 |  | 01/07/2010
Lutron Electronics Co., Inc. | Softswitch 128 | XPS8-******-** | Exterior Photocontrol Device |  | True | True |  | True | True | True | [15 empty] | Non Federally-Regulated | 09/19/2005 |  | 01/07/2010
Carolina Products, Inc. | Carolina Products | CPI-400 | Automatic Time Switch Control | Device | True | True |  | True | True | [16 empty] | Non Federally-Regulated | 02/23/2012 |  | 07/01/2014
Schneider Electric (Square D Wiring Devices) | IPaCS Integrated Equipment Business | LM-5CB | Automatic Time Switch Control |  | True | True |  | True | True | [8 empty] | True | True | True | [5 empty] | Non Federally-Regulated | 11/02/2005 |  | 01/07/2010
Legrand / Wiremold | WattStopper | NPM44PF | Automatic Time Switch Control | System | True | True |  | True | True | [16 empty] | Non Federally-Regulated | 03/23/2010 |  | 07/01/2014
Lighting Control & Design | Lighting Control & Design | GR40**/**DTC*********** | Astronomical Time Switch Contr | System | True | True |  | True | True | True | True | True | True | True | [11 empty] | Non Federally-Regulated | 12/28/2009 |  | 07/01/2014
Leviton Manufacturing Co., Inc. | Leviton | R08ND-*** | Automatic Daylighting Control |  | True | True |  | True | False |  | True | True | [8 empty] | True |  |  |  |  | Non Federally-Regulated | 08/17/2004 |  | 01/07/2010
Lutron Electronics Co., Inc. | Lutron | LRF2-OCR2B-P**** | Occupant / Motion / Vacancy Se | System | True | True |  | True | True | True | False |  |  |  |  | False | [9 empty] | Non Federally-Regulated | 07/23/2013 |  | 07/01/2014
Current – HLI Brands – HLI Solutions, Inc. | Architrak | AKTCLC**/AKTCLS6** | Track Lighting Integral Curren |  |  |  |  | True | True | True | True | [14 empty] | Non Federally-Regulated | 04/27/2007 |  | 09/02/2015
Legrand / Pass & Seymour | Legrand / Pass & Seymour | CS1200* | Occupant / Motion / Vacancy Se | Device | True | True |  | True | True | False | False |  |  |  |  | False | [9 empty] | Non Federally-Regulated | 12/23/2010 |  | 07/01/2014
Legrand / Wiremold | WattStopper | CLCBS | Automatic Time Switch Control | System | True | True |  | True | True | [16 empty] | Non Federally-Regulated | 03/23/2010 |  | 07/01/2014
Lutron Electronics Co., Inc. | Lutron | GP60-******************* | Occupant / Motion / Vacancy Se | System | True | True |  | True | True | True | False |  |  |  |  | False | [9 empty] | Non Federally-Regulated | 04/28/2010 |  | 07/01/2014
WattStopper, Inc. | WattStopper | UT355 | Ultrasonic Occupant / Motion S |  | True | True |  | True | True | True | True | True | [5 empty] | True | False | False | [5 empty] | Non Federally-Regulated | 11/16/2005 |  | 01/07/2010
Automated Logic Corp. | Automated Logic Corp. | M8102 | Automatic Time Switch Control |  | True | True |  | True | True | [16 empty] | Non Federally-Regulated | 06/26/2002 |  | 01/07/2010
Legrand / Wiremold | WattStopper | GSE-SWD-WH | Occupant / Motion / Vacancy Se | System | True | True | True | True | True | True | True | True | True | True | True | True |  | True | True | True | [5 empty] | Non Federally-Regulated | 03/23/2010 |  | 07/01/2014
Cooper Controls | Greengate | ONW-D-1001-347-* | Occupant / Motion / Vacancy Se | Device | True | True |  | True | True | False | True | True | True | True | True | False | [9 empty] | Non Federally-Regulated | 07/22/2010 |  | 07/01/2014
Heathco, LLC | Heath Zenith | SL-5408 | Exterior Photocontrol Device |  | True | False | [11 empty] | True | True | True | [5 empty] | Non Federally-Regulated | 09/21/2007 |  | 01/07/2010
Paragon Electric Co. | Paragon | EC11/120V | Automatic Time Switch Control |  | True | True |  | True | True | [16 empty] | Non Federally-Regulated | 11/23/1992 |  | 01/21/1999
Lutron Electronics Co., Inc. | Lutron | LP2/********************* | Photosensor / Photocontrol Dev | System | True | True |  | False | False | [16 empty] | Non Federally-Regulated | 12/28/2009 |  | 07/01/2014
Lutron Electronics Co., Inc. | Lutron | S-603PEH******** | Dimmer | Device | True | True |  | True | True | True | True | True | True | True | True | False | [9 empty] | Non Federally-Regulated | 04/28/2010 |  | 07/01/2014
Intermatic, Inc. | Intermatic, Inc. | ET8015CM | Automatic Time Switch Control | Device | True | True |  | True | True | [16 empty] | Non Federally-Regulated | 04/15/2011 |  | 07/01/2014
Sensor Switch, Inc. | Sensor Switch | CMR-6-480-** | Occupant / Motion / Vacancy Se |  | True | True |  | True | [17 empty] | Non Federally-Regulated | 03/01/2006 |  | 01/07/2010
Lutron Electronics Co., Inc. | Lutron | XP32-******************* | Automatic Time Switch Control | System | True | True |  | True | True | [16 empty] | Non Federally-Regulated | 12/28/2009 |  | 07/01/2014
Emerson Climate Technologies Retail Solutions | E2 | CX-300/400 | Automatic Daylighting Control | System | True | True | True | True | True | True | True | True | True | True | True | True |  | True | [7 empty] | Non Federally-Regulated | 10/04/2012 |  | 10/30/2012
Intermatic, Inc. | Intermatic | EM1408SC | Astronomical Time Switch Contr |  | True | True |  | True | True | True | True | True | True | True |  |  |  | True | True | True | [5 empty] | Non Federally-Regulated | 10/12/2007 |  | 01/07/2010
Daintree Networks, Inc. | Control Scope | WA100-** | Dimmer | System | True | True | True | True | True | True | True | False |  |  |  | True | [9 empty] | Non Federally-Regulated | 06/12/2012 |  | 07/01/2014
Siemens Energy & Automation | Siemens Energy & Automation | 5WG1 705-8XE31 | Automatic Time Switch Control |  | True | True |  | True | True | [8 empty] | True | True | True | [5 empty] | Non Federally-Regulated | 12/19/2005 |  | 01/07/2010
Cooper Controls | Greengate | CK2 277** | Multi-Level Astronomical Time | System | True | True |  | True | True | True | True | True | True | True | [11 empty] | Non Federally-Regulated | 04/15/2011 |  | 07/01/2014
Grasslin Controls Corp. | Grasslin | DIGI42A | Automatic Time Switch Control |  | True | True |  | True | True | [16 empty] | Non Federally-Regulated | 05/12/1997 |  | 02/25/2008
Cooper Controls | Greengate | VNW-D-1001-DMV-* | Manual-On Occupant Sensor | Device | True | True | True | True | True | True | True | True | True | True | True | True |  | False | [7 empty] | Non Federally-Regulated | 08/07/2013 |  | 07/01/2014
Lutron Electronics Co., Inc. | Lutron | XP28-******************* | Astronomical Time Switch Contr | System | True | True |  | True | True | True | True | True | True | True | [11 empty] | Non Federally-Regulated | 12/28/2009 |  | 07/01/2014
Intermatic, Inc. | Grasslin | PC1-digi30-120 | Automatic Time Switch Control |  | True | True |  | True | True | [16 empty] | Non Federally-Regulated | 10/15/2008 |  | 01/07/2010
Carrier Corp. | Carrier | CEPL130202-02 | Automatic Time Switch Control |  | True | True |  | True | True | [8 empty] | True | True | True | [5 empty] | Non Federally-Regulated | 03/13/2008 |  | 07/24/2015
Bryant Electric, Inc. | Motion Switch | MSFL1200I | Occupant / Motion / Vacancy Se |  | True | True |  | True | [17 empty] | Non Federally-Regulated | 03/03/1995 |  | 01/07/2010
Lutron Electronics Co., Inc. | LCP 128 | LCP-********-******-** | Multi-Level Daylighting Contro |  | True | True |  | True | True | True | True | [14 empty] | Non Federally-Regulated | 09/19/2005 |  | 01/07/2010
PLC Multipoint, Inc. | PLC Multipoint | LC82-277 DAYWATCHER | Automatic Daylighting Control |  | True | True |  | True | False |  | True | True | [8 empty] | True |  |  |  |  | Non Federally-Regulated | 08/06/1992 |  | 07/19/2006
Lutron Electronics Co., Inc. | Homeworks | HRD-5NE-** | Astronomical Time Switch Contr | System | True | True |  | True | True | True | True | True | True | True | [11 empty] | Non Federally-Regulated | 01/20/2010 |  | 07/01/2014
Siemens Energy & Automation | Siemens Energy & Automation | 5WG1 704-8XK14 | Automatic Time Switch Control |  | True | True |  | True | True | [8 empty] | True | True | True | [5 empty] | Non Federally-Regulated | 12/19/2005 |  | 01/07/2010
Hubbell Building Automation | Hubbell Building Automation | SIMLK44277 | Automatic Time Switch Control |  | True | True |  | True | True | [16 empty] | Non Federally-Regulated | 05/20/2004 |  | 01/07/2010
Convia, Inc., A Herman Miller Co. | Convia | GSE-PFC-03 | Dimmer | System | True | True | True | True | True | True | True | True | True | True | True | True | [9 empty] | Non Federally-Regulated | 03/04/2010 |  | 07/01/2014
Legrand / Pass & Seymour | Legrand / Pass & Seymour | CD2000* | Dimmer | Device | True | True |  | True | True | True | True | False |  |  |  | False | [9 empty] | Non Federally-Regulated | 12/23/2010 |  | 07/01/2014
Lutron Electronics Co., Inc. | Homeworks | HRD-6ND*** | Multi-Level Astronomical Time | System | True | True |  | True | True | True | True | True | True | True | [11 empty] | Non Federally-Regulated | 01/20/2010 |  | 07/01/2014
Longjoin | Dayton | 26WA83 | Photosensor / Photocontrol Dev | Device | True | True |  | False | False | [16 empty] | Non Federally-Regulated | 07/29/2013 |  | 07/01/2014
Payne Sparkman Manufacturing | Litetalk | LTR2-SLV-C-JB8 | Automatic Time Switch Control |  | True | True |  | True | True | [16 empty] | Non Federally-Regulated | 04/15/1999 |  | 01/07/2010
Leviton Manufacturing Co., Inc. | Leviton | 6616 | Dimmer | Device | True | True |  | True | True | True | True | False |  |  |  | False | [9 empty] | Non Federally-Regulated | 11/12/2010 |  | 07/01/2014
Lutron Electronics Co., Inc. | Homeworks | HWV-600D-** | Manual-On Occupant Sensor | System | True | True |  | True | True | False | True | True | False |  |  |  |  | False | [7 empty] | Non Federally-Regulated | 01/20/2010 |  | 07/01/2014
Hubbell Building Automation | Hubbell Building Automation | C8001500P*** | Occupant / Motion / Vacancy Se | Device | True | True |  | True | True | True | True | True | True | True | True | False | [9 empty] | Non Federally-Regulated | 03/26/2010 |  | 07/01/2014
Siemens Energy & Automation | Siemens Energy & Automation | 5WG1 704-8XA33 | Automatic Time Switch Control |  | True | True |  | True | True | [8 empty] | True | True | True | [5 empty] | Non Federally-Regulated | 12/19/2005 |  | 01/07/2010
Adura Technologies | Adura Technologies | ALPS | Dimmer | System | True | True | True | True | True | True | True | False |  |  |  | True | [9 empty] | Non Federally-Regulated | 05/28/2010 |  | 07/01/2014
Legrand / Pass & Seymour | Legrand / Pass & Seymour | LSLV60* | Dimmer | Device | True | True |  | True | True | True | True | False |  |  |  | False | [9 empty] | Non Federally-Regulated | 12/23/2010 |  | 07/01/2014
Cooper Controls | Greengate | PC-S | Photosensor / Photocontrol Dev | System | True | True |  | False | False | [16 empty] | Non Federally-Regulated | 04/15/2011 |  | 07/01/2014
PLC Multipoint, Inc. | PLC Multipoint | LC9F-120 SUNWATCHER | Automatic Daylighting Control |  | True | True |  | True | False |  | True | False | [8 empty] | True |  |  |  |  | Non Federally-Regulated | 08/06/1992 |  | 07/19/2006
Lutron Electronics Co., Inc. | Lutron | XPS32-******************* | Occupant / Motion / Vacancy Se | System | True | True |  | True | True | True | False |  |  |  |  | False | [9 empty] | Non Federally-Regulated | 04/28/2010 |  | 07/01/2014
Lutron Electronics Co., Inc. | Lutron | LCP3-******************* | Occupant / Motion / Vacancy Se | System | True | True |  | True | True | True | False |  |  |  |  | False | [9 empty] | Non Federally-Regulated | 04/28/2010 |  | 07/01/2014
Digital Lumens | Digital Lumens | DLE-**-** | Multi-Level Occupant Sensor | Device | True | True | True | True | True | True | True | True | True | True | True | True |  | False | [7 empty] | Non Federally-Regulated | 11/14/2013 |  | 07/01/2014
Douglas Power Equipment | Douglas | WPC5601 | Photosensor / Photocontrol Dev |  | True | True |  | True | [17 empty] | Non Federally-Regulated | 10/21/1994 |  | 10/04/1999
Leviton Manufacturing Co., Inc. | Leviton | L781-T/L206-CT | Occupant / Motion / Vacancy Se |  | True | True |  | True | [17 empty] | Non Federally-Regulated | 08/01/1997 |  | 01/07/2010
GE Lighting, a Savant company | General Electric | JACE 501 UI | Automatic Time Switch Control |  | True | True |  | True | True | [16 empty] | Non Federally-Regulated | 10/15/2001 |  | 09/03/2015
Intermatic, Inc. | Intermatic | K1121 | Photosensor / Photocontrol Dev | Device | True | True |  | False | False | [16 empty] | Non Federally-Regulated | 01/20/2010 |  | 07/01/2014
Sensor Switch, Inc. | Sensor Switch | nCMRB-9-2P-***** | Occupant / Motion / Vacancy Se |  | True | True |  | True | [17 empty] | Non Federally-Regulated | 11/20/2008 |  | 01/07/2010
Legrand / Wiremold | WattStopper | CE4FFATC SERIES | Multi-Level Occupant Sensor | System | True | True | True | True | True | True | True | True | True | True | True | True | True | True | True | True | True | True |  |  |  | Non Federally-Regulated | 03/23/2010 |  | 07/01/2014
Easylite | Easylite | 2500020 | Automatic Time Switch Control |  | True | True |  | True | True | [16 empty] | Non Federally-Regulated | 06/19/2002 |  | 01/07/2010
Intermatic, Inc. | Grasslin | FM1D20-240U | Automatic Time Switch Control |  | True | True |  | True | True | [16 empty] | Non Federally-Regulated | 10/15/2008 |  | 01/07/2010
Crestron Electronics | Crestron Electronics | CLS-C6MRF* | Multi-Level Occupant Sensor | Device | True | True | True | True | True | True | True | True | True | True | True | True |  | False | [7 empty] | Non Federally-Regulated | 03/01/2010 |  | 07/01/2014
Distech Controls | Distech Controls | EC-Light-64 + EC-BOS-*** | Automatic Time Switch Control | System | True | True |  | True | True | [16 empty] | Non Federally-Regulated | 08/07/2012 |  | 07/01/2014
Lutron Electronics Co., Inc. | Lutron | QSG-************* | Multi-Level Astronomical Time | System | True | True |  | True | True | True | True | True | True | True | [11 empty] | Non Federally-Regulated | 04/28/2010 |  | 07/01/2014
Lutron Electronics Co., Inc. | Lutron | XP36-******************* | Astronomical Time Switch Contr | System | True | True |  | True | True | True | True | True | True | True | [11 empty] | Non Federally-Regulated | 12/28/2009 |  | 07/01/2014
PLC Multipoint, Inc. | Horton Controls, Inc. | HPCU | Automatic Daylighting Control |  | True | True |  | True | False |  | True | False | [8 empty] | True |  |  |  |  | Non Federally-Regulated | 05/04/2000 |  | 01/07/2010
Leviton Manufacturing Co., Inc. | Leviton | TTM10 | Dimmer | Device | True | True |  | True | True | True | True | False |  |  |  | False | [9 empty] | Non Federally-Regulated | 11/12/2010 |  | 07/01/2014
Home Automation, Inc. | Home Automation, Inc. | 44A00-3 | Automatic Time Switch Control | System | True | True |  | True | True | [16 empty] | Non Federally-Regulated | 02/21/2012 |  | 07/01/2014
Lutron Electronics Co., Inc. | Homeworks | HWD-5NE-** | Occupant / Motion / Vacancy Se | System | True | True |  | True | True | False | False |  |  |  |  | False | [9 empty] | Non Federally-Regulated | 01/20/2010 |  | 07/01/2014
Electronics Diversified, Inc. | Electronics Diversified, Inc. | T12-2 | Automatic Time Switch Control |  | True | True |  | True | True | [16 empty] | Non Federally-Regulated | 01/05/2005 |  | 01/07/2010
Sensor Switch, Inc. | Sensor Switch | CMRB-50-208-**-** | Occupant / Motion / Vacancy Se |  | True | True |  | True | [17 empty] | Non Federally-Regulated | 11/20/2008 |  | 01/07/2010
Tork | Tork | 7300Z | Automatic Time Switch Control |  | True | True |  | True | True | [16 empty] | Non Federally-Regulated | 06/03/2003 |  | 04/27/2006
Distech Controls | Distech Controls | ECL-VAV-N + EC-BOS-*** | Astronomical Time Switch Contr | System | True | True |  | True | True | True | True | True | True | True | [11 empty] | Non Federally-Regulated | 08/07/2012 |  | 07/01/2014
Convia, Inc., A Herman Miller Co. | Convia | GSE-OSC-03 | Automatic Time Switch Control | System | True | True |  | True | True | [16 empty] | Non Federally-Regulated | 03/04/2010 |  | 07/01/2014
Enerlites, Inc. | Intermatic | IOS-DOV-DT-* | Occupant Sensing Device | Device | True | True | True | True | True | True | True | True | True | False |  |  | False |  | False |  | False | False | True | True | True | N/A | 09/28/2015 |  | 09/28/2015
Intermatic, Inc. | Intermatic | ET70115C | Automatic Time Switch Control |  | True | True |  | True | True | [16 empty] | Non Federally-Regulated | 03/19/1996 |  | 01/07/2010
Lutron Electronics Co., Inc. | Grafik Eye | GRX-4524-*-** | Automatic Time Switch Control |  | True | True |  | True | True | [16 empty] | Non Federally-Regulated | 05/09/2000 |  | 09/19/2005
Carrier Corp. | Carrier | 33CSTM*-01 | Automatic Time Switch Control |  | True | True |  | True | True | [16 empty] | Non Federally-Regulated | 03/12/2002 |  | 07/24/2015
Lutron Electronics Co., Inc. | Lutron | ULOS-CDT-1000*** | Occupant / Motion / Vacancy Se | System | True | True |  | True | True | True | True | True | True | True | True | False | [9 empty] | Non Federally-Regulated | 12/13/2012 |  | 07/01/2014
Lutron Electronics Co., Inc. | Lutron | PD-5WS********** | Automatic Time Switch Control | System | True | True |  | True | True | [16 empty] | Non Federally-Regulated | 07/23/2013 |  | 07/01/2014
Legrand / Wiremold | WattStopper | CNDU | Occupant / Motion / Vacancy Se | System | True | True | True | True | True | True | True | True | True | True | True | True |  | True | True | True | [5 empty] | Non Federally-Regulated | 03/23/2010 |  | 07/01/2014
Crestron Electronics | Crestron Electronics | DIN-4DIMFLV4 | Dimmer | System | True | True |  | True | True | True | True | False |  |  |  | False | [9 empty] | Non Federally-Regulated | 03/01/2010 |  | 07/01/2014
Echoflex Solutions, Inc. | Echoflex | ER1C-*L*-***/***/*** | Occupant Sensing Device | Device | True | True | True | True | True | False |  |  |  | False |  |  | False |  | False |  | True | True | True | True | True | Non Federally-Regulated | 09/08/2014 |  | 03/24/2015
Intermatic, Inc. | Gasmaster | FM1QWUZ-120U | Automatic Time Switch Control | Device | True | True | True | False | [17 empty] | Non Federally-Regulated | 07/17/2014 |  | 08/05/2014
Intelliswitch, S.A. de C.V. | Intelliswitch, S.A. de C.V. | IDSW XH4-RS-277 | Automatic Daylighting Control | Device | True | True | True | True | True | True | True | True | True | True | True | True |  | True | [7 empty] | Non Federally-Regulated | 03/15/2012 |  | 07/01/2014
Lutron Electronics Co., Inc. | Lutron | CCP-****-******-**-CGP*** | Dimmer | System | True | True |  | True | True | True | True | False |  |  |  | False | [9 empty] | Non Federally-Regulated | 07/10/2012 |  | 07/01/2014
Lutron Electronics Co., Inc. | Sensors | LOS-S2IR-HD-WH | Occupant / Motion / Vacancy Se |  | True | True |  | True | [8 empty] | True | True | True |  | True |  |  |  |  | Non Federally-Regulated | 09/19/2005 |  | 01/07/2010
Universal Energy Control, Inc. | Conserver | C-HMS-1 | Ultrasonic Occupant / Motion S |  | False | False |  | True | True | True | True | True | [13 empty] | Non Federally-Regulated | 09/01/1984 |  | 04/06/1998
Cooper Controls | Greengate | OAC-P-* | Occupant / Motion / Vacancy Se | System | True | True |  | True | True | False | False |  |  |  |  | False | [9 empty] | Non Federally-Regulated | 08/07/2013 |  | 07/01/2014
Lutron Electronics Co., Inc. | Micro OS | MOS-CM2W-15-WH | Ultrasonic Occupant / Motion S |  | True | True |  | True | True | True | True | True | [13 empty] | Non Federally-Regulated | 05/09/2000 |  | 09/19/2005
Lumisys | Lumisys | RCS-1000 | Automatic Time Switch Control |  | True | True |  | True | True | [16 empty] | Non Federally-Regulated | 03/13/2006 |  | 01/07/2010
Sensor Switch, Inc. | Sensor Switch | WSD-PDT-LV-*-*-*-** | Occupant / Motion / Vacancy Se |  | True | True |  | True | [17 empty] | Non Federally-Regulated | 03/01/2006 |  | 01/07/2010
Touchplate Technologies, Inc. | Touchplate Technologies, Inc. | MCP-500 | Automatic Time Switch Control |  | True | True |  | True | True | [16 empty] | Non Federally-Regulated | 01/03/1994 |  | 01/07/2010
Tork | Tork | DZM200A-24 | Automatic Time Switch Control |  | True | True |  | True | True | [16 empty] | Non Federally-Regulated | 03/22/2001 |  | 01/07/2010
Lutron Electronics Co., Inc. | Lutron | LP3/********************* | Astronomical Time Switch Contr | System | True | True |  | True | True | True | True | True | True | True | [11 empty] | Non Federally-Regulated | 12/28/2009 |  | 07/01/2014
Novitas, Inc. | Novitas | 01-PCS | Photosensor / Photocontrol Dev |  | True | False |  | True | [17 empty] | Non Federally-Regulated | 05/01/2001 |  | 09/06/2005
GE Industrial Systems | GE Industrial Systems | JACE 501 UI | Automatic Time Switch Control |  | True | True |  | True | True | [16 empty] | Non Federally-Regulated | 10/16/2001 |  | 01/07/2010
Siemens Energy & Automation | Siemens Energy & Automation | 5WG1 705-8XH23 | Automatic Time Switch Control |  | True | True |  | True | True | [8 empty] | True | True | True | [5 empty] | Non Federally-Regulated | 12/19/2005 |  | 01/07/2010
Horton Controls, Inc. | Horton Controls, Inc. | H1N***48CC | Automatic Time Switch Control |  | True | True |  | True | True | [16 empty] | Non Federally-Regulated | 05/04/2000 |  | 07/30/2002
Lutron Electronics Co., Inc. | Homeworks | HS24-*********** | Occupant / Motion / Vacancy Se |  | True | True |  | True | [17 empty] | Non Federally-Regulated | 08/13/2007 |  | 01/07/2010
Leviton Manufacturing Co., Inc. | Leviton | L77S-T/L720-CT | Photosensor / Photocontrol Dev |  | True | True |  | True | [17 empty] | Non Federally-Regulated | 03/31/1998 |  | 04/06/1998
Lutron Electronics Co., Inc. | Lutron | SPSW-600******** | Dimmer | Device | True | True |  | True | True | True | True | False |  |  |  | False | [9 empty] | Non Federally-Regulated | 12/28/2009 |  | 01/21/2014
Crestron Electronics | Crestron Electronics | DIN-AP2 | Astronomical Time Switch Contr | System | True | True |  | True | True | True | True | True | True | True | [11 empty] | Non Federally-Regulated | 03/01/2010 |  | 07/01/2014
Eaton Corp. | Pow-R-Command | PRC4000 | Automatic Daylighting Control | System | True | True | True | True | True | True | True | True | True | True | True | True |  | True | [7 empty] | Non Federally-Regulated | 02/04/2010 |  | 07/01/2014
Leviton Manufacturing Co., Inc. | Leviton | mzd30-*01 | Multi-Level Daylighting Contro |  | True | True |  | True | True | True | True | [14 empty] | Non Federally-Regulated | 05/11/2005 |  | 01/07/2010
Legrand / Pass & Seymour | Legrand / Pass & Seymour | RWU600U* | Occupant / Motion / Vacancy Se | Device | True | True |  | True | True | False | False |  |  |  |  | False | [9 empty] | Non Federally-Regulated | 12/23/2010 |  | 07/01/2014
Schneider Electric | Schneider Electric | SLC5753L | Multi-Level Occupant Sensor | System | True | True | True | True | True | True | True | True | True | True | True | True |  | False | [7 empty] | Non Federally-Regulated | 10/31/2013 |  | 07/01/2014
Lutron Electronics Co., Inc. | Homeworks | HWD-10D*** | Multi-Level Occupant Sensor | System | True | True | True | True | True | False | True | True | True | True | True | True |  | False | [7 empty] | Non Federally-Regulated | 01/20/2010 |  | 07/01/2014
LVS, Inc. | LVS | IOS-750 | Occupant / Motion / Vacancy Se |  | True | True |  | True | [17 empty] | Non Federally-Regulated | 08/13/1993 |  | 01/07/2010
Sensor Switch, Inc. | Sensor Switch | CMRB-50-2P-*-*-** | Occupant / Motion / Vacancy Se |  | True | True |  | True | [17 empty] | Non Federally-Regulated | 03/01/2006 |  | 01/07/2010
Lutron Electronics Co., Inc. | Homeworks | HS4-******* | Multi-Level Astronomical Time | System | True | True |  | True | True | True | True | True | True | True | [11 empty] | Non Federally-Regulated | 01/20/2010 |  | 07/01/2014
Lutron Electronics Co., Inc. | Lutron | AYCL-*********** | Dimmer | Device | True | True |  | True | True | True | True | False |  |  |  | False | [9 empty] | Non Federally-Regulated | 03/19/2013 |  | 01/21/2014
Blue Ridge Technologies | CL Series | CL08************* | Automatic Time Switch Control | System | True | True |  | True | True | [16 empty] | Non Federally-Regulated | 08/09/2011 |  | 07/01/2014
Siemens Energy & Automation | Siemens Energy & Automation | 5WG1 704-8XC21 | Automatic Time Switch Control |  | True | True |  | True | True | [8 empty] | True | True | True | [5 empty] | Non Federally-Regulated | 12/19/2005 |  | 01/07/2010
Legrand / Pass & Seymour | Legrand / Pass & Seymour | T603* | Dimmer | Device | True | True |  | True | True | True | True | True | True | True | True | False | [9 empty] | Non Federally-Regulated | 09/14/2012 |  | 07/01/2014
Lutron Electronics Co., Inc. | Centralized Lighting Control | G6-AR-****-*-120 | Multi-Level Astronomical Time |  | True | True |  | True | True | True | True | True | True | True | [11 empty] | Non Federally-Regulated | 09/19/2005 |  | 01/07/2010
Tridium | Vykon | JACE-5***** | Automatic Time Switch Control |  | True | True |  | True | True | [16 empty] | Non Federally-Regulated | 12/08/2003 |  | 01/07/2010
Cooper Controls | Novitas | 01-250* | Ultrasonic Occupant / Motion S |  | True | True |  | True | True | True | True | True | [13 empty] | Non Federally-Regulated | 11/07/2008 |  | 01/07/2010
Signify North America Corporation | Philips Lighting Electronics North America | LRM2340 | Occupant / Motion / Vacancy Se | Device | True | True |  | True | True | False | False |  |  |  |  | False | [9 empty] | Non Federally-Regulated | 06/20/2011 |  | 07/01/2014
WattStopper, Inc. | WattStopper | LMCP8S-*-*-*-*-* | Automatic Time Switch Control | Device | True | True |  | True | True | [16 empty] | Non Federally-Regulated | 05/22/2013 |  | 07/01/2014
Lutron Electronics Co., Inc. | Lutron | MIR-600T******** | Dimmer | Device | True | True |  | True | True | True | True | False |  |  |  | False | [9 empty] | Non Federally-Regulated | 12/28/2009 |  | 07/01/2014
Intermatic, Inc. | Intermatic | EI600WC | Automatic Time Switch Control | Device | True | True |  | True | True | [16 empty] | Non Federally-Regulated | 01/20/2010 |  | 07/01/2014
Sensor Switch, Inc. | Sensor Switch | nCMR-9-******** | Occupant / Motion / Vacancy Se |  | True | True |  | True | [17 empty] | Non Federally-Regulated | 11/20/2008 |  | 01/07/2010
Emerson Climate Technologies Retail Solutions | E2 | BX--*** | Automatic Time Switch Control |  | True | True |  | True | True | [8 empty] | True | True | True | [5 empty] | Non Federally-Regulated | 01/08/2007 |  | 01/07/2010
Lutron Electronics Co., Inc. | Lutron | LOS-CDT-1000R*** | Occupant / Motion / Vacancy Se | System | True | True |  | True | True | True | True | True | True | True | True | False | [9 empty] | Non Federally-Regulated | 12/13/2012 |  | 07/01/2014
BRK Electronics | BRK Electronics | TS114CR | Automatic Time Switch Control |  | True | True |  | True | True | [16 empty] | Non Federally-Regulated | 04/29/1994 |  | 12/11/2000
Sensor Switch, Inc. | Sensor Switch | CMPHX | Photosensor / Photocontrol Dev |  | True | True |  | True | [17 empty] | Non Federally-Regulated | 11/16/1992 |  | 11/19/2001
Lutron Electronics Co., Inc. | Radio RA2 | RR-15APS-* | Automatic Daylighting Control | System | True | True | True | True | True | True | True | False |  |  | True | True |  | True | [7 empty] | Non Federally-Regulated | 07/12/2012 |  | 07/01/2014
Intermatic, Inc. | Grasslin | PC1-digi20-277 | Automatic Time Switch Control |  | True | True |  | True | True | [16 empty] | Non Federally-Regulated | 10/15/2008 |  | 01/07/2010
Cooper Controls | Greengate | LK16***** | Occupant / Motion / Vacancy Se | System | True | True |  | True | True | True | True | True | True | True | True | False | [9 empty] | Non Federally-Regulated | 10/02/2013 |  | 07/01/2014
Convia, Inc., A Herman Miller Co. | Convia | GSE-PDC-01 | Multi-Level Astronomical Time |  | True | True |  | True | True | True | True | True | True | True |  |  |  | True | True | True | [5 empty] | Non Federally-Regulated | 04/04/2008 |  | 01/07/2010
Cooper Wiring Devices | Greengate | OMR-P-0450-R | Occupant / Motion / Vacancy Se |  | True | True |  | True | [9 empty] | True | True | True | [5 empty] | Non Federally-Regulated | 04/10/2008 |  | 11/07/2008
Lutron Electronics Co., Inc. | Lutron | LXLV-10PL******* | Dimmer | Device | True | True |  | True | True | True | True | False |  |  |  | False | [9 empty] | Non Federally-Regulated | 12/28/2009 |  | 07/01/2014
Cooper Controls | Greengate | OMC-P-* | Occupant / Motion / Vacancy Se | System | True | True |  | True | True | False | False |  |  |  |  | False | [9 empty] | Non Federally-Regulated | 04/15/2011 |  | 07/01/2014
Siemens Energy & Automation | Siemens Energy & Automation | 5WG1 703-8XA01 | Automatic Time Switch Control |  | True | True |  | True | True | [8 empty] | True | True | True | [5 empty] | Non Federally-Regulated | 12/19/2005 |  | 01/07/2010
Lutron Electronics Co., Inc. | Lutron | XPS28-******************* | Automatic Daylighting Control | System | True | True | True | True | False |  |  | False |  |  | True | True |  | True | [7 empty] | Non Federally-Regulated | 12/28/2009 |  | 07/01/2014
Hubbell Incorporated | Hubbell Wiring Device Kellems | RMS1*1**** | Occupant / Motion / Vacancy Se | Device | True | True |  | True | True | False | False |  |  |  |  | False | [9 empty] | Non Federally-Regulated | 05/28/2010 |  | 07/01/2014
Lutron Electronics Co., Inc. | Lutron | CCP-**********-******-**-CGP**** | Dimmer | System | True | True |  | True | True | True | True | False |  |  |  | False | [9 empty] | Non Federally-Regulated | 07/10/2012 |  | 07/01/2014
Grasslin Controls Corp. | Grasslin | TALENTO 894 | Automatic Time Switch Control |  | True | True |  | True | True | [16 empty] | Non Federally-Regulated | 04/09/2001 |  | 02/25/2008
Tork | Tork | DGLC | Automatic Time Switch Control | Device | True | True |  | True | True | [16 empty] | Non Federally-Regulated | 04/28/2010 |  | 11/12/2013
Sensor Switch, Inc. | Sensor Switch | nCM 6******* | Occupant / Motion / Vacancy Se | System | True | True |  | True | True | False | False |  |  |  |  | False | [9 empty] | Non Federally-Regulated | 04/28/2010 |  | 07/01/2014
Tork | Tork | W402AL-0 | Automatic Time Switch Control |  | True | True |  | True | True | [16 empty] | Non Federally-Regulated | 06/03/2003 |  | 01/07/2010
Powerline Control Systems | PulseWorx | TEC | Automatic Time Switch Control | System | True | True |  | True | True | [16 empty] | Non Federally-Regulated | 05/26/2011 |  | 07/01/2014
Intermatic, Inc. | Grasslin | PC2-277-LS2 | Automatic Daylighting Control |  | True | True | True | True | False |  | True | True | True | True | True | False |  | True | False | False | [5 empty] | Non Federally-Regulated | 09/05/2008 |  | 01/07/2010
Vantage Controls, Inc. | Vantage Controls, Inc. | DS48* | Dimmer | System | True | True | True | True | False |  | True | False |  |  |  | True | [9 empty] | Non Federally-Regulated | 07/26/2011 |  | 07/01/2014
International Conservation Systems, Inc. | International Conservation Systems, Inc. | S-180 | Ultrasonic Occupant / Motion S |  | False | False |  | True | True | True | True | True | [13 empty] | Non Federally-Regulated | 04/01/1988 |  | 04/06/1998
Legrand / Wiremold | WattStopper | NPM24F | Multi-Level Astronomical Time | System | True | True |  | True | True | True | True | True | True | True | [11 empty] | Non Federally-Regulated | 03/23/2010 |  | 07/01/2014
Lutron Electronics Co., Inc. | Softswitch 128 | XPS48-******-** | Exterior Photocontrol Device |  | True | True |  | True | True | True | [15 empty] | Non Federally-Regulated | 09/19/2005 |  | 01/07/2010
USE Lighting Control, Inc. | Enerlites, Inc. | DWVS | Occupant / Motion / Vacancy Se |  | True | True |  | True | [8 empty] | False | True | True | True | True | True |  |  |  | Non Federally-Regulated | 10/30/2008 |  | 01/07/2010
Sensor Switch, Inc. | Sensor Switch | CMRB-ADC-*-** | Automatic Daylighting Control |  | True | True | True | True | False |  | True | True | True | True | True | True | True | True | False | True |  | False |  |  |  | Non Federally-Regulated | 03/01/2006 |  | 01/07/2010
Convia, Inc., A Herman Miller Co. | Convia | GSE-RDR | Occupant / Motion / Vacancy Se | System | True | True | True | True | True | True | True | True | True | True | True | True |  | True | True | True | [5 empty] | Non Federally-Regulated | 03/04/2010 |  | 04/27/2011
Powerline Control Systems | GreenWorx | FCMR1-*** | Automatic Time Switch Control | System | True | True |  | True | True | [16 empty] | Non Federally-Regulated | 09/30/2011 |  | 12/10/2013
Siemens Energy & Automation | Siemens Energy & Automation | 5WG1 703-8XB11 | Automatic Time Switch Control |  | True | True |  | True | True | [8 empty] | True | True | True | [5 empty] | Non Federally-Regulated | 12/19/2005 |  | 01/07/2010
Lutron Electronics Co., Inc. | LCP 128 | LCP-********-******-** | Occupant / Motion / Vacancy Se |  | True | True |  | True | [17 empty] | Non Federally-Regulated | 09/19/2005 |  | 01/07/2010
Sensor Switch, Inc. | Sensor Switch | nWSD************* | Occupant / Motion / Vacancy Se | System | True | True |  | True | True | True | False |  |  |  |  | False | [9 empty] | Non Federally-Regulated | 04/28/2010 |  | 07/01/2014
Hubbell Incorporated | Hubbell, Inc. | RMS140** | Occupant / Motion / Vacancy Se |  | True | True |  | True | [17 empty] | Non Federally-Regulated | 03/16/2007 |  | 01/07/2010
INNCOM by Honeywell | Novar | XCM.*** | Automatic Daylighting Control | Device | True | True | True | True | True | True | True | True | True | True | True | True |  | True | [7 empty] | Non Federally-Regulated | 10/08/2010 |  | 07/01/2014
Home Automation, Inc. | Home Automation, Inc. | 20A00-8 | Automatic Time Switch Control | System | True | True |  | True | True | [16 empty] | Non Federally-Regulated | 02/21/2012 |  | 07/01/2014
Siemens Energy & Automation | Siemens Energy & Automation | 5WG1 704-8XJ11 | Automatic Time Switch Control |  | True | True |  | True | True | [8 empty] | True | True | True | [5 empty] | Non Federally-Regulated | 12/19/2005 |  | 01/07/2010
Intermatic, Inc. | Gasmaster | FM1D14-24U | Automatic Time Switch Control | Device | True | True | True | False | [17 empty] | Non Federally-Regulated | 07/17/2014 |  | 08/05/2014
Intermatic, Inc. | Intermatic, Inc. | EJ500C | Automatic Time Switch Control | Device | True | True |  | True | True | [16 empty] | Non Federally-Regulated | 04/15/2011 |  | 07/01/2014
Sensor Switch, Inc. | Sensor Switch | nCMB PC****** | Photosensor / Photocontrol Dev | System | True | True |  | False | False | [16 empty] | Non Federally-Regulated | 04/28/2010 |  | 07/01/2014
Lithonia Lighting | Synergy | SYBPI 18 * * * * * | Automatic Time Switch Control |  | True | False |  | True | True | [16 empty] | Non Federally-Regulated | 07/24/2006 |  | 01/07/2010
Desa Specialty, LLC | Hampton Bay | HB-4170 | Exterior Photocontrol Device |  | True | False | [11 empty] | True | True | True | [5 empty] | Non Federally-Regulated | 06/14/2005 |  | 09/20/2007
GE Lighting, a Savant company | GE Lighting Controls | CDT-05-180-R | Occupant / Motion / Vacancy Se | Device | True | True |  | True | True | False | True | True | True | True | True | False | [9 empty] | Non Federally-Regulated | 04/13/2012 |  | 07/01/2014
Lutron Electronics Co., Inc. | LCP 128 | LCP-***-***FT | Automatic Daylighting Control |  | True | True | False | True | True | True | False |  | False |  | True | False |  |  |  | False | [5 empty] | Non Federally-Regulated | 09/19/2005 |  | 01/07/2010
Leviton Manufacturing Co., Inc. | Leviton | R08ND-*** | Occupant / Motion / Vacancy Se |  | True | True |  | True | [17 empty] | Non Federally-Regulated | 08/17/2004 |  | 01/07/2010
Sensor Switch, Inc. | Sensor Switch | PP-2PM | Occupant / Motion / Vacancy Se |  | True | True |  | True | [17 empty] | Non Federally-Regulated | 03/01/2006 |  | 11/20/2008
Chrontrol Corp. | Chrontrol | XT-4S | Automatic Time Switch Control |  | True | True |  | True | True | [16 empty] | Non Federally-Regulated | 02/16/1993 |  | 01/07/2010
Leviton Manufacturing Co., Inc. | Leviton | L778-TA/L720-CT | Occupant / Motion / Vacancy Se |  | True | True |  | True | [17 empty] | Non Federally-Regulated | 01/30/2001 |  | 01/07/2010
Leviton Manufacturing Co., Inc. | Leviton | 6789 | Occupant / Motion / Vacancy Se |  | True | True |  | True | [17 empty] | Non Federally-Regulated | 10/06/1992 |  | 04/06/1998
Tork | Tork | ES103-3 (277VAC) | Automatic Time Switch Control |  | True | True |  | True | True | [16 empty] | Non Federally-Regulated | 02/07/1994 |  | 04/27/2006
GE Lighting, a Savant company | GE Lighting Controls | CLCINT36-INTR36-***-*0*S | Automatic Time Switch Control | System | True | True |  | True | True | [16 empty] | Non Federally-Regulated | 07/27/2012 |  | 07/01/2014
Unenco, Inc. / Univ. Energy | Unenco | AICS-RC277V | Occupant / Motion / Vacancy Se |  | True | True |  | True | [17 empty] | Non Federally-Regulated | 09/25/1992 |  | 04/06/1998
Lutron Electronics Co., Inc. | Ecosystem | CS-1L-** | Photosensor / Photocontrol Dev |  | True | True |  | True | [17 empty] | Non Federally-Regulated | 01/08/2008 |  | 01/07/2010
Cooper Wiring Devices | Aspire | 9541-** | Dimmer | Device | True | True |  | True | True | True | True | True | True | True | True | False | [9 empty] | Non Federally-Regulated | 12/29/2010 |  | 07/01/2014
Cooper Wiring Devices | Greengate | DLC-PD-SK | Photosensor / Photocontrol Dev |  | True | False |  | True | [17 empty] | Non Federally-Regulated | 04/10/2008 |  | 11/07/2008
Legrand / Wiremold | WattStopper | CE3ATC SERIES | Multi-Level Occupant Sensor | System | True | True | True | True | True | True | True | True | True | True | True | True | True | True | True | True | True | True |  |  |  | Non Federally-Regulated | 03/23/2010 |  | 07/01/2014
WattStopper, Inc. | WattStopper | MRD4-* | Dimmer | System | True | True |  | True | True | True | True | False |  |  |  | False | [9 empty] | Non Federally-Regulated | 03/23/2010 |  | 07/01/2014
Hubbell Incorporated | H-Moss | ATU1277W | Occupant / Motion / Vacancy Se |  | True | True |  | True | [17 empty] | Non Federally-Regulated | 05/04/2004 |  | 01/07/2010
Home Automation, Inc. | Home Automation, Inc. | 20A00-21 | Automatic Time Switch Control | System | True | True |  | True | True | [16 empty] | Non Federally-Regulated | 02/21/2012 |  | 07/01/2014
Leviton Manufacturing Co., Inc. | Leviton | R48SD-*** | Automatic Time Switch Control | System | True | True |  | True | True | [16 empty] | Non Federally-Regulated | 05/28/2010 |  | 07/01/2014
Siemens Energy & Automation | Siemens Energy & Automation | 5WG1 704-8XG41 | Automatic Time Switch Control |  | True | True |  | True | True | [8 empty] | True | True | True | [5 empty] | Non Federally-Regulated | 12/19/2005 |  | 01/07/2010
WattStopper, Inc. | WattStopper | CI-305-* | Occupant / Motion / Vacancy Se | Device | True | True |  | True | True | False | False |  |  |  |  | False | [9 empty] | Non Federally-Regulated | 02/04/2010 |  | 07/01/2014
Cooper Wiring Devices | Novitas | 01-190-BAS-** | Ultrasonic Occupant / Motion S |  | True | True |  | True | True | True | True | True |  |  |  |  | True | True | True | False | True | False |  |  |  | Non Federally-Regulated | 08/18/2006 |  | 04/10/2008
WattStopper, Inc. | WattStopper | FSL505C | Ultrasonic Occupant / Motion S |  | True | True |  | True | True | True | True | True |  |  |  |  | False | True | True | False | True | False |  |  |  | Non Federally-Regulated | 02/14/2008 |  | 01/07/2010
WattStopper, Inc. | WattStopper | DM100175M | Automatic Daylighting Control |  | True | False |  | True | False |  | True | True | [8 empty] | True |  |  |  |  | Non Federally-Regulated | 03/10/2000 |  | 01/07/2010
Legrand / Wiremold | WattStopper | CE8105 SERIES | Multi-Level Astronomical Time | System | True | True |  | True | True | True | True | True | True | True | [11 empty] | Non Federally-Regulated | 03/23/2010 |  | 07/01/2014
Acuity Brands Lighting | Juno | TUCLF**** | Track Lighting Integral Curren |  |  |  |  | True | True | True | True | [14 empty] | Non Federally-Regulated | 09/15/2008 |  | 09/21/2009
Lutron Electronics Co., Inc. | Lutron | GP32-******************* | Multi-Level Occupant Sensor | System | True | True | True | True | True | True | True | True | True | True | True | True |  | False | [7 empty] | Non Federally-Regulated | 12/28/2009 |  | 07/01/2014
Lutron Electronics Co., Inc. | Radio Touch | RTA-RX-F-SC | Photosensor / Photocontrol Dev |  | True | True |  | True | [17 empty] | Non Federally-Regulated | 09/12/2003 |  | 01/07/2010
Legrand / Wiremold | WattStopper | CE8STCP SERIES | Multi-Level Astronomical Time | System | True | True |  | True | True | True | True | True | True | True | [11 empty] | Non Federally-Regulated | 03/23/2010 |  | 07/01/2014
Schneider Electric (Square D Wiring Devices) | Powerlink | RMC1000G3*** | Astronomical Time Switch Contr |  | True | True |  | True | True | True | True | True | True | True | [11 empty] | Non Federally-Regulated | 03/14/2008 |  | 01/07/2010
Sensor Switch, Inc. | Sensor Switch | WSH-277-TW-2P | Occupant / Motion / Vacancy Se |  | True | True |  | True | [17 empty] | Non Federally-Regulated | 02/04/1997 |  | 11/19/2001
Acuity Brands Lighting | Juno | T91CLF-12-** | Track Lighting Integral Curren | System | True | True |  | True | True | True | True | True | [13 empty] | Non Federally-Regulated | 05/21/2013 |  | 07/01/2014
Leviton Manufacturing Co., Inc. | Leviton | IPVD6 -*** | Manual-On Occupant Sensor | Device | True | True |  | True | True | False | True | True | False |  |  |  |  | False | [7 empty] | Non Federally-Regulated | 07/02/2012 |  | 07/01/2014
Lightolier | Momentum | MP1500EB* | Dimmer | Device | True | True |  | True | True | True | True | True | True | True | True | False | [9 empty] | Non Federally-Regulated | 04/25/2013 |  | 07/01/2014
Lightstat, Inc. | Lightstat | ELC-2-*R-*** | Multi-Level Astronomical Time | System | True | True |  | True | True | True | True | True | True | True | [11 empty] | Non Federally-Regulated | 05/02/2011 |  | 07/01/2014
Grasslin Controls Corp. | Grasslin | DIGI322-45/1Y | Automatic Time Switch Control |  | True | True |  | True | True | [16 empty] | Non Federally-Regulated | 05/18/1993 |  | 02/25/2008
Sensor Switch, Inc. | Sensor Switch | nRM-6-*-** | Occupant / Motion / Vacancy Se |  | True | True |  | True | [17 empty] | Non Federally-Regulated | 11/20/2008 |  | 01/07/2010
Lutron Electronics Co., Inc. | Lutron | XPS4-******************* | Photosensor / Photocontrol Dev | System | True | True |  | False | False | [16 empty] | Non Federally-Regulated | 12/28/2009 |  | 07/01/2014
Cooper Controls | iLumin | SC120****-UN-******** | Automatic Daylighting Control | System | True | True | True | True | True | True | True | True | True | True | True | True |  | True | [7 empty] | Non Federally-Regulated | 04/15/2011 |  | 07/01/2014
Lumisys | Qwik Kit | QK_4** | Automatic Time Switch Control |  | True | True |  | True | True | [16 empty] | Non Federally-Regulated | 02/23/2009 |  | 01/07/2010
Sensor Switch, Inc. | Sensor Switch | RMR-6-480-*-** | Occupant / Motion / Vacancy Se |  | True | True |  | True | [17 empty] | Non Federally-Regulated | 11/20/2008 |  | 01/07/2010
Siemens Energy & Automation | Siemens Energy & Automation | 5WG1 705-8XH11 | Automatic Time Switch Control |  | True | True |  | True | True | [8 empty] | True | True | True | [5 empty] | Non Federally-Regulated | 12/19/2005 |  | 01/07/2010
Cooper Wiring Devices | Aspire | 9532xx | Dimmer | Device | True | True |  | True | True | True | True | True | True | True | True | False | [9 empty] | Non Federally-Regulated | 11/12/2010 |  | 12/29/2010
Lutron Electronics Co., Inc. | Softswitch 48 | XPS24-******-** | Occupant / Motion / Vacancy Se |  | True | True |  | True | [17 empty] | Non Federally-Regulated | 09/12/2003 |  | 09/19/2005
Legrand / Wiremold | WattStopper | NVHUBC | Astronomical Time Switch Contr | System | True | True |  | True | True | True | True | True | True | True | [11 empty] | Non Federally-Regulated | 03/23/2010 |  | 07/01/2014
CDL | Trane | OS1 | Photosensor / Photocontrol Dev |  | True | False |  | True | [17 empty] | Non Federally-Regulated | 04/06/1994 |  | 01/07/2010
Lutron Electronics Co., Inc. | Lutron | LOS-CIR-450*** | Multi-Level Occupant Sensor | System | True | True | True | True | True | True | True | True | True | True | True | True |  | False | [7 empty] | Non Federally-Regulated | 11/08/2012 |  | 07/01/2014
Siemens Energy & Automation | Siemens Energy & Automation | 5WG1 705-8XK45 | Automatic Time Switch Control |  | True | True |  | True | True | [8 empty] | True | True | True | [5 empty] | Non Federally-Regulated | 12/19/2005 |  | 01/07/2010
Hubbell Building Automation | Hubbell Building Automation | TC88******** | Automatic Time Switch Control | Device | True | True |  | True | True | [16 empty] | Non Federally-Regulated | 03/26/2010 |  | 07/01/2014
Intermatic, Inc. | Grasslin | FM1D50A-240 | Automatic Time Switch Control | Device | True | True |  | True | True | [16 empty] | Non Federally-Regulated | 01/20/2010 |  | 07/01/2014
Sensor Switch, Inc. | Sensor Switch | nCM ADC*********** | Automatic Daylighting Control | System | True | True | True | True | False |  |  | True | True | True | True | True |  | True | [7 empty] | Non Federally-Regulated | 04/28/2010 |  | 07/01/2014
Tork | Tork | 7302ZL | Automatic Time Switch Control | Device | True | True |  | True | True | [16 empty] | Non Federally-Regulated | 04/28/2010 |  | 07/01/2014
Lutron Electronics Co., Inc. | Homeworks | HW-RPM-4U-120 | Manual-On Occupant Sensor | System | True | True |  | True | True | False | True | True | False |  |  |  |  | False | [7 empty] | Non Federally-Regulated | 01/20/2010 |  | 07/01/2014
ZHEJIANG YUANTAI ELECTRICAL TECHNOLOGY CO., LTD. | Enerware | YMSN180 | Manual-On Occupant Sensor | Device | True | True |  | True | True | True | True | True | False |  |  |  |  | False | [7 empty] | Non Federally-Regulated | 10/05/2011 |  | 07/01/2014
Cooper Controls | iLumin | SC120-06-UN-1P-ML-20 | Multi-Level Astronomical Time |  | True | True |  | True | True | True | True | True | True | True | [11 empty] | Non Federally-Regulated | 11/07/2008 |  | 01/07/2010
Intermatic, Inc. | Intermatic | ET1715C | Automatic Time Switch Control |  | True | True |  | True | True | [16 empty] | Non Federally-Regulated | 10/12/2007 |  | 01/07/2010
PLC Multipoint, Inc. | PLC Multipoint | PD1 INDOOR | Photosensor / Photocontrol Dev |  | True | False |  | True | [17 empty] | Non Federally-Regulated | 08/06/1992 |  | 07/19/2006
Sensor Switch, Inc. | Sensor Switch | CMRB 9 ADC******* | Automatic Daylighting Control | Device | True | True | True | True | False |  |  | True | True | True | True | True |  | True | [7 empty] | Non Federally-Regulated | 04/28/2010 |  | 07/01/2014
Sensor Switch, Inc. | Sensor Switch | nRMR 6 480***** | Occupant / Motion / Vacancy Se | System | True | True |  | True | True | False | False |  |  |  |  | False | [9 empty] | Non Federally-Regulated | 04/28/2010 |  | 07/01/2014
Legrand / Wiremold | WattStopper | NRD2F | Automatic Time Switch Control | System | True | True |  | True | True | [16 empty] | Non Federally-Regulated | 03/23/2010 |  | 07/01/2014
WattStopper, Inc. | WattStopper | DT-305 | Occupant / Motion / Vacancy Se | Device | True | True |  | True | True | True | True | True | True | True | True | False | [9 empty] | Non Federally-Regulated | 05/28/2010 |  | 07/01/2014
Lutron Electronics Co., Inc. | Grafik Eye | GRX-4503-*-** | Occupant / Motion / Vacancy Se |  | True | True |  | True | [17 empty] | Non Federally-Regulated | 05/09/2000 |  | 09/19/2005
Sensor Switch, Inc. | PIR Hall Sensor | HW-130-S | Occupant / Motion / Vacancy Se |  | False | False |  | True | [17 empty] | Non Federally-Regulated | 01/01/1989 |  | 04/06/1998
Lutron Electronics Co., Inc. | Lutron | OMX-CCO-8 | Occupant / Motion / Vacancy Se | System | True | True |  | True | True | True | False |  |  |  |  | False | [9 empty] | Non Federally-Regulated | 04/29/2010 |  | 07/01/2014
Tork | Tork | ELC71PC****** | Automatic Time Switch Control | Device | True | True |  | True | True | [16 empty] | Non Federally-Regulated | 11/12/2013 |  | 07/01/2014
Cristal Controls | Cristal Controls | CCLS-4016 | Automatic Time Switch Control | System | True | True |  | True | True | [16 empty] | Non Federally-Regulated | 09/15/2009 |  | 07/01/2014
Lutron Electronics Co., Inc. | Homeworks | HS3-******** | Multi-Level Astronomical Time |  | True | True |  | True | True | True | True | True | True | True | [11 empty] | Non Federally-Regulated | 08/13/2007 |  | 01/07/2010
Intermatic, Inc. | Gasmaster | GMXFM1D50-O-120 | Automatic Time Switch Control | Device | True | True | True | False | [17 empty] | Non Federally-Regulated | 07/17/2014 |  | 08/05/2014
Sensor Switch, Inc. | PIR High Mount Sensor | HM-100-S-CU | Occupant / Motion / Vacancy Se |  | False | False |  | True | [17 empty] | Non Federally-Regulated | 01/01/1989 |  | 04/06/1998
Lutron Electronics Co., Inc. | Lutron | GP28-******************* | Multi-Level Astronomical Time | System | True | True |  | True | True | True | True | True | True | True | [11 empty] | Non Federally-Regulated | 12/28/2009 |  | 07/01/2014
Hubbell Incorporated | H-Moss | ATD1000CRP | Ultrasonic Occupant / Motion S |  | True | True |  | True | True | True | True | True | [13 empty] | Non Federally-Regulated | 06/01/1998 |  | 01/07/2010
Intermatic, Inc. | Grasslin | LM2-O-277-LS1 | Automatic Daylighting Control |  | True | True | True | True | False |  | True | True | True | True | True | False |  | True | False | False | [5 empty] | Non Federally-Regulated | 09/05/2008 |  | 01/07/2010
Carrier Corp. | Carrier | 33CSPTN-02 | Automatic Time Switch Control |  | True | True |  | True | True | [16 empty] | Non Federally-Regulated | 03/12/2002 |  | 07/24/2015
Intermatic, Inc. | Intermatic, Inc. | ET1105CPD82 | Automatic Time Switch Control | Device | True | True |  | True | True | [16 empty] | Non Federally-Regulated | 04/15/2011 |  | 07/01/2014
Distech Controls | Distech Controls | ECL-VAV + EC-LIGHT-SCHEDULER | Multi-Level Astronomical Time | System | True | True |  | True | True | True | True | True | True | True | [11 empty] | Non Federally-Regulated | 08/07/2012 |  | 07/01/2014
Tork | Tork | DZM200A-12 | Automatic Time Switch Control |  | True | True |  | True | True | [16 empty] | Non Federally-Regulated | 03/22/2001 |  | 01/07/2010
Unenco, Inc. / Univ. Energy | Unenco | AICS120V | Occupant / Motion / Vacancy Se |  | True | True |  | True | [17 empty] | Non Federally-Regulated | 09/25/1992 |  | 04/06/1998
Legrand / Wiremold | WattStopper | NVHUBA | Manual-On Occupant Sensor | System | True | True | True | True | True | True | True | True | True | True | True | True | True | True | True | True |  | True |  |  |  | Non Federally-Regulated | 03/23/2010 |  | 07/01/2014
Siemens Energy & Automation | Siemens Energy & Automation | 5WG1 703-8XD42 | Automatic Time Switch Control |  | True | True |  | True | True | [8 empty] | True | True | True | [5 empty] | Non Federally-Regulated | 12/19/2005 |  | 01/07/2010
Lutron Electronics Co., Inc. | Lutron | LX-600PL******** | Dimmer | Device | True | True |  | True | True | True | True | False |  |  |  | False | [9 empty] | Non Federally-Regulated | 12/28/2009 |  | 07/01/2014
Legrand / Wiremold | WattStopper | CE8STCP SERIES | Occupant / Motion / Vacancy Se | System | True | True | True | True | True | True | True | True | True | True | True | True |  | True | True | True | [5 empty] | Non Federally-Regulated | 03/23/2010 |  | 07/01/2014
Intermatic, Inc. | Grasslin | LM2-O-882-T | Automatic Daylighting Control | Device | True | True | True | False |  | True | True | True | True | True | True | [10 empty] | Non Federally-Regulated | 08/05/2014 |  | 01/09/2015
Lutron Electronics Co., Inc. | HomeWorks QS | HQRJ-WPM-6D-120 | Manual-On Occupant Sensor | System | True | True |  | True | True | True | True | True | False |  |  |  |  | False | [7 empty] | Non Federally-Regulated | 07/10/2012 |  | 07/01/2014
CDL | Trane | IS1 | Photosensor / Photocontrol Dev |  | True | False |  | True | [17 empty] | Non Federally-Regulated | 04/06/1994 |  | 01/07/2010
Intermatic, Inc. | Intermatic | ET70415CR24 | Automatic Time Switch Control |  | True | True |  | True | True | [16 empty] | Non Federally-Regulated | 01/22/1997 |  | 06/29/2006
Lutron Electronics Co., Inc. | Lutron | GP8-******************* | Multi-Level Astronomical Time | System | True | True |  | True | True | True | True | True | True | True | [11 empty] | Non Federally-Regulated | 12/28/2009 |  | 07/01/2014
Lutron Electronics Co., Inc. | Softswitch 128 | XPS24-******-** | Automatic Daylighting Control |  | True | True | True | True | False |  | False |  | False |  | True | False |  | True |  | False | [5 empty] | Non Federally-Regulated | 09/19/2005 |  | 01/07/2010
Lumisys | Lumisys | TI-PK | Automatic Time Switch Control |  | True | True |  | True | True | [16 empty] | Non Federally-Regulated | 03/13/2006 |  | 01/07/2010
Tork | Tork | SS720A | Automatic Time Switch Control | Device | True | True |  | True | True | [16 empty] | Non Federally-Regulated | 04/28/2010 |  | 07/01/2014
Lightolier | Vega | V2000HDFUW | Dimmer | Device | True | True |  | True | True | True | True | True | True | True | True | False | [9 empty] | Non Federally-Regulated | 04/25/2013 |  | 07/01/2014
Legrand / Pass & Seymour | Legrand / Pass & Seymour | DR1003P* | Dimmer | Device | True | True |  | True | True | True | True | True | True | True | True | False | [9 empty] | Non Federally-Regulated | 09/14/2012 |  | 07/01/2014
Schneider Electric (Square D Wiring Devices) | Square D Co. | RMC3000CG3*** | Automatic Daylighting Control |  | True | True | True | True | False |  | True | True | True | True | True | True |  | True | True | False | [5 empty] | Non Federally-Regulated | 12/24/2007 |  | 01/07/2010
Lutron Electronics Co., Inc. | Homeworks | HWD-6*D-** | Multi-Level Astronomical Time |  | True | True |  | True | True | True | True | True | True | True | [11 empty] | Non Federally-Regulated | 08/13/2007 |  | 01/07/2010
Hubbell Building Automation | Hubbell Building Automation | PIR1000H | Occupant / Motion / Vacancy Se | Device | True | True |  | True | True | False | False |  |  |  |  | False | [9 empty] | Non Federally-Regulated | 03/26/2010 |  | 07/01/2014
Lightolier Controls | Insight | IS2-600VA-I | Occupant / Motion / Vacancy Se |  | True | True |  | True | [17 empty] | Non Federally-Regulated | 08/10/1992 |  | 04/06/1998
Siemens Energy & Automation | Siemens Energy & Automation | 5WG1 705-8XD44 | Automatic Time Switch Control |  | True | True |  | True | True | [8 empty] | True | True | True | [5 empty] | Non Federally-Regulated | 12/19/2005 |  | 01/07/2010
GE Lighting, a Savant company | General Electric | TSENUS1AFT | Photosensor / Photocontrol Dev |  | True | False |  | True | [17 empty] | Non Federally-Regulated | 10/15/2001 |  | 09/03/2015
Siemens Energy & Automation | Siemens Energy & Automation | 5WG1 703-8XF22 | Automatic Time Switch Control |  | True | True |  | True | True | [8 empty] | True | True | True | [5 empty] | Non Federally-Regulated | 12/19/2005 |  | 01/07/2010
Siemens Energy & Automation | Siemens Energy & Automation | 5WG1 705-8XK12 | Automatic Time Switch Control |  | True | True |  | True | True | [8 empty] | True | True | True | [5 empty] | Non Federally-Regulated | 12/19/2005 |  | 01/07/2010
Tork | Tork | DGS100A** | Automatic Time Switch Control | Device | True | True |  | True | True | [16 empty] | Non Federally-Regulated | 11/12/2013 |  | 07/01/2014
Lutron Electronics Co., Inc. | Lutron | NT-1003P******** | Dimmer | Device | True | True |  | True | True | True | True | True | True | True | True | False | [9 empty] | Non Federally-Regulated | 04/28/2010 |  | 01/21/2014
WattStopper, Inc. | WattStopper | FS505C | Ultrasonic Occupant / Motion S |  | True | True |  | True | True | True | True | True |  |  |  |  | False | True | True | False | True | False |  |  |  | Non Federally-Regulated | 02/14/2008 |  | 01/07/2010
Macro Electronics | Macro Electronics | MDS-TC-* | Automatic Time Switch Control |  | True | True |  | True | True | [16 empty] | Non Federally-Regulated | 11/22/1996 |  | 12/19/2000
Sensor Switch, Inc. | Sensor Switch | nRMR-50-2P-********* | Occupant / Motion / Vacancy Se |  | True | True |  | True | [17 empty] | Non Federally-Regulated | 11/20/2008 |  | 01/07/2010
Lighting Control & Design | Lighting Control & Design | GR2400ACC-***DTC*** | Astronomical Time Switch Contr | System | True | True |  | True | True | True | True | True | True | True | [11 empty] | Non Federally-Regulated | 12/28/2009 |  | 07/01/2014
Electronic Theatre Controls, Inc. | Unison | PACP | Multi-Level Astronomical Time | System | True | True |  | True | True | True | True | True | True | True | [11 empty] | Non Federally-Regulated | 08/19/2011 |  | 07/01/2014
Hubbell Building Automation | Hubbell Building Automation | LXBC********* | Automatic Time Switch Control | System | True | True |  | True | True | [16 empty] | Non Federally-Regulated | 03/26/2010 |  | 02/04/2014
Cooper Controls | Cooper Controls | OWLTP* | Occupant / Motion / Vacancy Se | Device | True | True |  | True | True | False | False |  |  |  |  | False | [9 empty] | Non Federally-Regulated | 04/15/2011 |  | 05/10/2011
Tork | Tork | K801Z | Multi-Level Astronomical Time | Device | True | True |  | True | True | True | True | True | True | True | [11 empty] | Non Federally-Regulated | 04/28/2010 |  | 07/01/2014
Starfield Controls, Inc. | Starfield Controls, Inc. | TR254** | Automatic Time Switch Control |  | True | True |  | True | True | [16 empty] | Non Federally-Regulated | 03/14/2006 |  | 01/07/2010
Cooper Wiring Devices | Novitas | 01-180 | Ultrasonic Occupant / Motion S |  | True | True |  | True | True | True | True | True | [13 empty] | Non Federally-Regulated | 08/18/2006 |  | 04/10/2008
Sensor Switch, Inc. | Sensor Switch | CMR-10-*-***-*-** | Occupant / Motion / Vacancy Se |  | True | True |  | True | [17 empty] | Non Federally-Regulated | 03/01/2006 |  | 01/07/2010
Intermatic, Inc. | Grasslin | PC2-digi30-120-LS1+E200 | Photosensor / Photocontrol Dev | Device | True | True |  | False | False | [16 empty] | Non Federally-Regulated | 01/20/2010 |  | 07/01/2014
INNCOM by Honeywell | Novar | Savvy7 | Automatic Time Switch Control |  | True | True |  | True | True | [16 empty] | Non Federally-Regulated | 09/15/2006 |  | 01/07/2010
Schneider Electric | Schneider Electric | SLC5080CTC2** | Automatic Time Switch Control | System | True | True |  | True | True | [16 empty] | Non Federally-Regulated | 10/31/2013 |  | 07/01/2014
Paragon Electric Co. | Paragon | EC71ST/240V | Automatic Time Switch Control |  | True | True |  | True | True | [16 empty] | Non Federally-Regulated | 11/23/1992 |  | 01/21/1999
Siemens Energy & Automation | Siemens Energy & Automation | 5WG1 705-8XF25 | Automatic Time Switch Control |  | True | True |  | True | True | [8 empty] | True | True | True | [5 empty] | Non Federally-Regulated | 12/19/2005 |  | 01/07/2010
Leviton Manufacturing Co., Inc. | Leviton | L776-T/L210-MC | Occupant / Motion / Vacancy Se |  | True | True |  | True | [17 empty] | Non Federally-Regulated | 01/30/2001 |  | 01/07/2010
Mytech Corp. | Mytech | SST8-I | Ultrasonic Occupant / Motion S |  | True | True |  | True | True | True | True | True | [13 empty] | Non Federally-Regulated | 06/04/1999 |  | 01/07/2010
Lutron Electronics Co., Inc. | Lutron | MIRLV-600******* | Dimmer | Device | True | True |  | True | True | True | True | False |  |  |  | False | [9 empty] | Non Federally-Regulated | 12/28/2009 |  | 01/21/2014
Maple Chase Co. | Paragon Electrical Products | EL7100PC/120 | Automatic Time Switch Control |  | True | True |  | True | True | [16 empty] | Non Federally-Regulated | 12/15/1998 |  | 01/07/2010
Siemens Energy & Automation | Siemens Energy & Automation | 5WG1 705-8XJ42 | Automatic Time Switch Control |  | True | True |  | True | True | [8 empty] | True | True | True | [5 empty] | Non Federally-Regulated | 12/19/2005 |  | 01/07/2010
Lutron Electronics Co., Inc. | Lutron | LOS-CDT-1000*** | Multi-Level Occupant Sensor | System | True | True | True | True | True | True | True | True | True | True | True | True | True | True | True | True | [5 empty] | Non Federally-Regulated | 12/13/2012 |  | 07/01/2014
Lutron Electronics Co., Inc. | Softswitch 128 | XPS4-******-** | Photosensor / Photocontrol Dev |  | True | True |  | True | [17 empty] | Non Federally-Regulated | 09/19/2005 |  | 01/07/2010
Leviton Manufacturing Co., Inc. | Leviton | IPM10 | Dimmer | Device | True | True |  | True | True | True | True | False |  |  |  | False | [9 empty] | Non Federally-Regulated | 11/12/2010 |  | 07/01/2014
Legrand / Pass & Seymour | Legrand | ADTP700MMHM2 | Dimmer | Device | True | True |  | True | True | True | True | False |  |  |  | False | [9 empty] | Non Federally-Regulated | 07/17/2012 |  | 07/01/2014
Lutron Electronics Co., Inc. | Lutron | DV-603PR******** | Dimmer | Device | True | True |  | True | True | True | True | True | True | True | True | False | [9 empty] | Non Federally-Regulated | 04/28/2010 |  | 07/01/2014
Cooper Controls | Greengate | ODC-U-0100-H-R | Ultrasonic Occupant / Motion S |  | True | True |  | True | True | True | True | True | [13 empty] | Non Federally-Regulated | 11/07/2008 |  | 01/07/2010
Lutron Electronics Co., Inc. | Lutron | CCP-******-******-** | Multi-Level Occupant Sensor | System | True | True | True | True | True | True | True | False | True | True | True | True |  | False | [7 empty] | Non Federally-Regulated | 07/10/2012 |  | 07/01/2014
Tork | Tork | 7300 | Automatic Time Switch Control |  | True | True |  | True | True | [16 empty] | Non Federally-Regulated | 06/03/2003 |  | 04/27/2006
Hubbell Building Automation | Hubbell Building Automation | WIH-DS | Photosensor / Photocontrol Dev | System | True | True |  | False | False | [16 empty] | Non Federally-Regulated | 02/28/2012 |  | 07/01/2014
Lutron Electronics Co., Inc. | Grafik Eye | GRX-3103-A-** | Occupant / Motion / Vacancy Se |  | True | True |  | True | [17 empty] | Non Federally-Regulated | 03/13/1996 |  | 05/09/2000
Gentec, Inc. | Kameleon | K8-08-PA-S* | Multi-Level Astronomical Time | System | True | True |  | True | True | True | True | True | True | True | [11 empty] | Non Federally-Regulated | 01/20/2012 |  | 07/01/2014
Tork | Tork | EW120SA-24 | Automatic Time Switch Control |  |  |  |  | True | True | [16 empty] | Non Federally-Regulated | 04/27/2006 |  | 01/07/2010
Lutron Electronics Co., Inc. | Homeworks | HWV-1000D-** | Manual-On Occupant Sensor | System | True | True |  | True | True | False | True | True | False |  |  |  |  | False | [7 empty] | Non Federally-Regulated | 01/20/2010 |  | 07/01/2014
Electronics Diversified, Inc. | Electronics Diversified, Inc. | LMS-D1/FL-120 | Automatic Daylighting Control |  | True | True |  | True | False |  | True | True | [8 empty] | True |  |  |  |  | Non Federally-Regulated | 01/05/2005 |  | 01/07/2010
CDL | Trane | LCC6 | Automatic Time Switch Control |  | True | True |  | True | True | [16 empty] | Non Federally-Regulated | 04/06/1994 |  | 01/07/2010
Lutron Electronics Co., Inc. | Grafik Eye | GRX-3002-T-** | Automatic Time Switch Control |  | True | True |  | True | True | [16 empty] | Non Federally-Regulated | 06/20/1994 |  | 09/19/2005
Lutron Electronics Co., Inc. | Homeworks | H4P5-*******120 | Multi-Level Occupant Sensor | System | True | True | True | True | True | False | True | True | True | True | True | True |  | False | [7 empty] | Non Federally-Regulated | 01/20/2010 |  | 07/01/2014
Siemens Energy & Automation | Siemens Energy & Automation | 5WG1 704-8XB04 | Automatic Time Switch Control |  | True | True |  | True | True | [8 empty] | True | True | True | [5 empty] | Non Federally-Regulated | 12/19/2005 |  | 01/07/2010
Siemens Energy & Automation | Siemens Energy & Automation | 5WG1 704-8XH02 | Automatic Time Switch Control |  | True | True |  | True | True | [8 empty] | True | True | True | [5 empty] | Non Federally-Regulated | 12/19/2005 |  | 01/07/2010
BRK Electronics | BRK Electronics | TC4100 | Automatic Time Switch Control |  | True | True |  | True | True | [16 empty] | Non Federally-Regulated | 04/29/1994 |  | 12/11/2000
Cooper Controls | Novitas | 01-110-** | Ultrasonic Occupant / Motion S |  | True | True |  | True | True | True | True | True | [13 empty] | Non Federally-Regulated | 11/07/2008 |  | 01/07/2010
Acuity Brands Lighting | Juno | T91CLF-36-** | Track Lighting Integral Curren | System | True | True |  | True | True | True | True | True | [13 empty] | Non Federally-Regulated | 05/21/2013 |  | 07/01/2014
Lutron Electronics Co., Inc. | HomeWorks QS | HQRD-8S-DV | Automatic Time Switch Control | System | True | True |  | True | True | [16 empty] | Non Federally-Regulated | 07/10/2012 |  | 07/01/2014
Lutron Electronics Co., Inc. | Lutron | GP44-******************* | Astronomical Time Switch Contr | System | True | True |  | True | True | True | True | True | True | True | [11 empty] | Non Federally-Regulated | 12/28/2009 |  | 07/01/2014
Tork | Tork | DZM200BP | Automatic Time Switch Control |  |  |  |  | True | True | [16 empty] | Non Federally-Regulated | 01/04/2007 |  | 01/07/2010
Lutron Electronics Co., Inc. | Lutron | LCP24-******************* | Multi-Level Occupant Sensor | System | True | True | True | True | True | True | True | True | True | True | True | True |  | False | [7 empty] | Non Federally-Regulated | 12/28/2009 |  | 07/01/2014
Legrand / Wiremold | WattStopper | LVHUBB | Manual-On Occupant Sensor | System | True | True | True | True | True | True | True | True | True | True | True | True | True | True | True | True |  | True |  |  |  | Non Federally-Regulated | 03/23/2010 |  | 07/01/2014
Sensor Switch, Inc. | Sensor Switch | PP-20-3 | Occupant / Motion / Vacancy Se |  | True | True |  | True | [17 empty] | Non Federally-Regulated | 03/01/2006 |  | 11/20/2008
Lutron Electronics Co., Inc. | HomeWorks QS | HQRD-10ND | Automatic Daylighting Control | System | True | True | True | True | True | True | True | False |  |  | True | True |  | True | [7 empty] | Non Federally-Regulated | 07/10/2012 |  | 07/01/2014
Vantage Controls, Inc. | Visonic | Sensor1-N Clip 4 | Occupant / Motion / Vacancy Se |  | True | True |  | True | [8 empty] | True | [8 empty] | Non Federally-Regulated | 09/13/2006 |  | 01/07/2010
Lutron Electronics Co., Inc. | Sensor | LR1-VCRB-P-** | Occupant / Motion / Vacancy Se |  | True | True |  | True | [17 empty] | Non Federally-Regulated | 12/10/2008 |  | 01/07/2010
Profile Systems LLC | Profile Systems | Profile P1680 | Automatic Time Switch Control |  | True | True |  | True | True | [8 empty] | True | False | True | [5 empty] | Non Federally-Regulated | 02/29/2008 |  | 01/07/2010
Intermatic, Inc. | Grasslin | GMXFM1D50-I-24 | Automatic Time Switch Control |  | True | True |  | True | True | [16 empty] | Non Federally-Regulated | 10/15/2008 |  | 01/07/2010
Lutron Electronics Co., Inc. | Homeworks | HS4-******* | Astronomical Time Switch Contr |  | True | True |  | True | True | True | True | True | True | True | [11 empty] | Non Federally-Regulated | 08/13/2007 |  | 01/07/2010
Leviton Manufacturing Co., Inc. | Leviton | MZN30-*** | Automatic Time Switch Control | System | True | True |  | True | True | [16 empty] | Non Federally-Regulated | 05/28/2010 |  | 07/01/2014
Sensor Switch, Inc. | Sensor Switch | RM 50******* | Occupant / Motion / Vacancy Se | Device | True | True |  | True | True | False | False |  |  |  |  | False | [9 empty] | Non Federally-Regulated | 04/28/2010 |  | 07/01/2014
Lutron Electronics Co., Inc. | Homeworks | HWD-6D*** | Automatic Time Switch Control | System | True | True |  | True | True | [16 empty] | Non Federally-Regulated | 01/20/2010 |  | 07/01/2014
PLC Multipoint, Inc. | PLC Multipoint | LCM-Astro-*Z-***V | Multi-Level Astronomical Time | System | True | True |  | True | True | True | True | True | True | True | [11 empty] | Non Federally-Regulated | 03/04/2010 |  | 07/01/2014
WattStopper, Inc. | WattStopper | LIDA8-*-*-*-* | Automatic Time Switch Control | Device | True | True |  | True | True | [16 empty] | Non Federally-Regulated | 08/03/2010 |  | 07/01/2014
GE Industrial Systems | GE Industrial Systems | RSENU53 | Photosensor / Photocontrol Dev |  | True | False |  | True | [17 empty] | Non Federally-Regulated | 03/20/2001 |  | 01/07/2010
Tork | Tork | DT100-12 (12VDC) | Automatic Time Switch Control |  | True | True |  | True | True | [16 empty] | Non Federally-Regulated | 06/08/1993 |  | 04/27/2006
Sensor Switch, Inc. | Sensor Switch | SBR 6************** | Occupant / Motion / Vacancy Se | Device | True | True |  | True | True | False | False |  |  |  |  | False | [9 empty] | Non Federally-Regulated | 04/28/2010 |  | 07/01/2014
Lithonia Lighting | Synergy | LSA APS OL | Exterior Photocontrol Device |  | True | False | [19 empty] | Non Federally-Regulated | 07/24/2006 |  | 01/07/2010
Lutron Electronics Co., Inc. | Softswitch 48 | XPS40-******-** | Occupant / Motion / Vacancy Se |  | True | True |  | True | [17 empty] | Non Federally-Regulated | 09/12/2003 |  | 09/19/2005
Leviton Manufacturing Co., Inc. | Leviton | L979-T/L730-MC | Occupant / Motion / Vacancy Se |  | True | True |  | True | [17 empty] | Non Federally-Regulated | 01/30/2001 |  | 01/07/2010
Lighting Control & Design | Lighting Control & Design | GR41**/**DTC*********** | Multi-Level Daylighting Contro |  | True | True |  | True | True | True | True | [14 empty] | Non Federally-Regulated | 06/22/2005 |  | 12/28/2009
Lutron Electronics Co., Inc. | Lutron | XP12-******************* | Occupant / Motion / Vacancy Se | System | True | True |  | True | True | True | False |  |  |  |  | False | [9 empty] | Non Federally-Regulated | 04/28/2010 |  | 07/01/2014
Lutron Electronics Co., Inc. | Homeworks | HW-RPM-4A-120 | Astronomical Time Switch Contr |  | True | True |  | True | True | True | True | True | True | True | [11 empty] | Non Federally-Regulated | 08/13/2007 |  | 01/07/2010
Lutron Electronics Co., Inc. | Lutron | CCP-********-******-**-CGP*** | Manual-On Occupant Sensor | System | True | True |  | True | True | True | True | True | False |  |  |  |  | False | [7 empty] | Non Federally-Regulated | 07/10/2012 |  | 07/01/2014
Lutron Electronics Co., Inc. | Lutron | G6-AR-****-*-120-******** | Occupant / Motion / Vacancy Se | System | True | True |  | True | True | True | False |  |  |  |  | False | [9 empty] | Non Federally-Regulated | 12/28/2009 |  | 07/01/2014
Legrand / Wiremold | WattStopper | NPM24F | Dimmer | System | True | True | True | True | True | True | True | True | True | True | True | True | [9 empty] | Non Federally-Regulated | 03/23/2010 |  | 07/01/2014
Intermatic, Inc. | Gasmaster | FM1D14-AV-U | Automatic Time Switch Control | Device | True | True | True | False | [17 empty] | Non Federally-Regulated | 07/17/2014 |  | 08/05/2014
Maple Chase Co. | Paragon Electrical Products | EC4005PC/120208-240 | Automatic Time Switch Control |  | True | True |  | True | True | [16 empty] | Non Federally-Regulated | 01/21/1999 |  | 01/07/2010
Intermatic, Inc. | Intermatic, Inc. | ET8115CPD82 | Automatic Time Switch Control | Device | True | True |  | True | True | [16 empty] | Non Federally-Regulated | 04/15/2011 |  | 07/01/2014
Lutron Electronics Co., Inc. | LCP 128 | LCP-*******-***FT | Occupant / Motion / Vacancy Se |  | True | True |  | True | [17 empty] | Non Federally-Regulated | 09/19/2005 |  | 01/07/2010
Sensor Switch, Inc. | Sensor Switch | HM100S | Occupant / Motion / Vacancy Se |  | True | True |  | True | [17 empty] | Non Federally-Regulated | 10/25/1996 |  | 11/19/2001
Lutron Electronics Co., Inc. | Grafik Eye | PAV6*-120 | Photosensor / Photocontrol Dev |  | True | True |  | True | [17 empty] | Non Federally-Regulated | 09/19/2005 |  | 01/07/2010
Mytech Corp. | Mytech | RRSST8-DC-I | Ultrasonic Occupant / Motion S |  | True | True |  | True | True | True | True | True | [13 empty] | Non Federally-Regulated | 06/04/1999 |  | 01/07/2010
Intermatic, Inc. | Intermatic | ET70215C | Automatic Time Switch Control |  | True | True |  | True | True | [16 empty] | Non Federally-Regulated | 03/19/1996 |  | 06/29/2006
Cooper Controls | Fifthlight | FLT-LCP-* | Multi-Level Occupant Sensor | System | True | True | True | True | True | False | True | True | True | True | True | True |  | False | [7 empty] | Non Federally-Regulated | 08/24/2012 |  | 07/01/2014
Delta Controls, Inc. | Delta Controls, Inc. | DLC-P* | Astronomical Time Switch Contr |  | True | True |  | True | True | True | True | True | True | True |  |  |  | False | True | True | [5 empty] | Non Federally-Regulated | 04/03/2009 |  | 01/07/2010
Intermatic, Inc. | Intermatic, Inc. | ET90215CE | Automatic Time Switch Control | Device | True | True | True | False | [17 empty] | Non Federally-Regulated | 07/17/2014 |  | 12/03/2014
Mytech Corp. | Mytech | RRSST8-DC-W | Ultrasonic Occupant / Motion S |  | True | True |  | True | True | True | True | True | [13 empty] | Non Federally-Regulated | 06/04/1999 |  | 01/07/2010
Convia, Inc., A Herman Miller Co. | Convia | GSE-DCC-03 | Automatic Time Switch Control | System | True | True |  | True | True | [16 empty] | Non Federally-Regulated | 03/04/2010 |  | 07/01/2014
Lutron Electronics Co., Inc. | Grafik Eye | GRX-3106-*-** | Occupant / Motion / Vacancy Se |  | True | True |  | True | [17 empty] | Non Federally-Regulated | 05/09/2000 |  | 09/19/2005
Legrand / Wiremold | WattStopper | CLCW | Manual-On Occupant Sensor | System | True | True | True | True | True | True | True | True | True | True | True | True | True | True | True | True |  | True |  |  |  | Non Federally-Regulated | 03/23/2010 |  | 07/01/2014
Lutron Electronics Co., Inc. | Homeworks | HRP5-120 | Multi-Level Occupant Sensor | System | True | True | True | True | True | False | True | True | True | True | True | True |  | False | [7 empty] | Non Federally-Regulated | 01/20/2010 |  | 07/01/2014
Cooper Wiring Devices | Trace | TI061Lxx | Dimmer | Device | True | True |  | True | True | True | True | True | True | True | True | False | [9 empty] | Non Federally-Regulated | 11/12/2010 |  | 12/29/2010
Legrand / Wiremold | WattStopper | LRD1B | Multi-Level Astronomical Time | System | True | True |  | True | True | True | True | True | True | True | [11 empty] | Non Federally-Regulated | 03/23/2010 |  | 07/01/2014
Lutron Electronics Co., Inc. | Lutron | XPS44-******************* | Occupant / Motion / Vacancy Se | System | True | True |  | True | True | True | False |  |  |  |  | False | [9 empty] | Non Federally-Regulated | 04/28/2010 |  | 07/01/2014
Intermatic, Inc. | Grasslin | GMXFM1D20-O-24 | Automatic Time Switch Control |  | True | True |  | True | True | [16 empty] | Non Federally-Regulated | 10/15/2008 |  | 01/07/2010
Universal Energy Control, Inc. | Ultrasonic Motion Detector | UMD-1100-277V | Ultrasonic Occupant / Motion S |  | False | False |  | True | True | True | True | True | [13 empty] | Non Federally-Regulated | 01/01/1989 |  | 04/06/1998
Sensor Switch, Inc. | Sensor Switch | CMR 9 ADC******* | Automatic Daylighting Control | Device | True | True | True | True | False |  |  | True | True | True | True | True |  | True | [7 empty] | Non Federally-Regulated | 04/28/2010 |  | 07/01/2014
Hubbell Building Automation | Hubbell Building Automation | DLCINTPCC | Automatic Daylighting Control |  | True | True |  | True | False |  | False | [9 empty] | True |  |  |  |  | Non Federally-Regulated | 05/20/2004 |  | 01/07/2010
Lutron Electronics Co., Inc. | Lutron | N-1000********** | Dimmer | Device | True | True |  | True | True | True | True | False |  |  |  | False | [9 empty] | Non Federally-Regulated | 12/28/2009 |  | 01/21/2014
Lutron Electronics Co., Inc. | Lutron | LOS-CDT-2000*** | Multi-Level Occupant Sensor | System | True | True | True | True | True | True | True | True | True | True | True | True | True | True | True | True | [5 empty] | Non Federally-Regulated | 12/13/2012 |  | 07/01/2014
Intermatic, Inc. | Intermatic | ET70815CR | Astronomical Time Switch Contr |  | True | True |  | True | True | True | True | True | True | True |  |  |  | True | False | False | [5 empty] | Non Federally-Regulated | 06/29/2006 |  | 01/07/2010
Intermatic, Inc. | Grasslin | GMX2FM2D50I-120 | Automatic Time Switch Control | Device | True | True |  | True | True | [16 empty] | Non Federally-Regulated | 01/20/2010 |  | 07/01/2014
Lutron Electronics Co., Inc. | Lutron | NT-2000********* | Dimmer | Device | True | True |  | True | True | True | True | False |  |  |  | False | [9 empty] | Non Federally-Regulated | 12/28/2009 |  | 01/21/2014
Lutron Electronics Co., Inc. | Lutron | GP36-******************* | Automatic Daylighting Control | System | True | True | True | True | True | True | True | False |  |  | True | True |  | True | [7 empty] | Non Federally-Regulated | 12/28/2009 |  | 07/01/2014
Hunt Dimming | Simplicity | SCP-4-*/SIU-* | Automatic Daylighting Control |  | True | True | False | True | True | True | True | True | True | True | True | False | False |  |  | True |  | True |  |  |  | Non Federally-Regulated | 10/18/2005 |  | 01/07/2010
Lighting Control & Design | Lighting Control & Design | GR24**-XTC** | Automatic Time Switch Control |  | True | True |  | True | True | [16 empty] | Non Federally-Regulated | 01/20/1998 |  | 06/22/2005
Lutron Electronics Co., Inc. | Lutron | MA-1000********* | Dimmer | Device | True | True |  | True | True | True | True | False |  |  |  | False | [9 empty] | Non Federally-Regulated | 12/28/2009 |  | 01/21/2014
Tork | Tork | 1847AWL | Automatic Time Switch Control |  | True | True |  | True | True | [16 empty] | Non Federally-Regulated | 06/03/2003 |  | 01/07/2010
Lutron Electronics Co., Inc. | Lutron | CCP-**********-******-** | Manual-On Occupant Sensor | System | True | True |  | True | True | True | True | True | False |  |  |  |  | False | [7 empty] | Non Federally-Regulated | 07/10/2012 |  | 07/01/2014
Lutron Electronics Co., Inc. | Lutron | NT-1503P******** | Dimmer | Device | True | True |  | True | True | True | True | True | True | True | True | False | [9 empty] | Non Federally-Regulated | 04/28/2010 |  | 01/21/2014
Legrand / Wiremold | WattStopper | CLDU | Astronomical Time Switch Contr | System | True | True |  | True | True | True | True | True | True | True | [11 empty] | Non Federally-Regulated | 03/23/2010 |  | 07/01/2014
Leviton Manufacturing Co., Inc. | Leviton | R24MD-*** | Automatic Time Switch Control |  | True | True |  | True | True | [16 empty] | Non Federally-Regulated | 08/17/2004 |  | 01/07/2010
Lutron Electronics Co., Inc. | Lutron | T-1500********** | Dimmer | Device | True | True |  | True | True | True | True | False |  |  |  | False | [9 empty] | Non Federally-Regulated | 12/28/2009 |  | 01/21/2014
Lutron Electronics Co., Inc. | Grafik Eye | GRX-4002-T-** | Occupant / Motion / Vacancy Se |  | True | True |  | True | [17 empty] | Non Federally-Regulated | 07/19/1994 |  | 09/19/2005
Mytech Corp. | Mytech | OMNI-IR-L | Occupant / Motion / Vacancy Se |  | True | True |  | True | [17 empty] | Non Federally-Regulated | 06/04/1999 |  | 01/07/2010
Carolina Products, Inc. | Carolina Products | CPI-2000 | Automatic Time Switch Control | Device | True | True |  | True | True | [16 empty] | Non Federally-Regulated | 02/23/2012 |  | 07/01/2014
Legrand / Wiremold | WattStopper | NPM44 | Multi-Level Astronomical Time | System | True | True |  | True | True | True | True | True | True | True | [11 empty] | Non Federally-Regulated | 03/23/2010 |  | 07/01/2014
Lutron Electronics Co., Inc. | Grafik Eye | GRX-4003-A-** | Automatic Time Switch Control |  | True | True |  | True | True | [16 empty] | Non Federally-Regulated | 07/19/1994 |  | 09/19/2005
Leviton Manufacturing Co., Inc. | Leviton | L976-TT/L206-CT | Occupant / Motion / Vacancy Se |  | True | True |  | True | [17 empty] | Non Federally-Regulated | 01/30/2001 |  | 01/07/2010
GE Lighting, a Savant company | Total Lighting Controls | RCLK8PS | Automatic Time Switch Control | System | True | True |  | True | True | [16 empty] | Non Federally-Regulated | 08/31/2010 |  | 07/01/2014
Sensor Switch, Inc. | Sensor Switch | SB PDT 9********* | Occupant / Motion / Vacancy Se | Device | True | True |  | True | True | False | False |  |  |  |  | False | [9 empty] | Non Federally-Regulated | 04/28/2010 |  | 07/01/2014
International Conservation Systems, Inc. | International Conservation Systems, Inc. | S-100 | Ultrasonic Occupant / Motion S |  | False | False |  | True | True | True | True | True | [13 empty] | Non Federally-Regulated | 04/01/1988 |  | 04/06/1998
PLC Multipoint, Inc. | PLC Multipoint | CES/A ATRIUM | Photosensor / Photocontrol Dev |  | True | True |  | True | [17 empty] | Non Federally-Regulated | 07/19/2006 |  | 01/07/2010
Novitas, Inc. | Novitas | 01-370 | Ultrasonic Occupant / Motion S |  | True | True |  | True | True | True | True | True |  |  |  |  | True | True | True | False | True | False |  |  |  | Non Federally-Regulated | 09/06/2005 |  | 08/18/2006
Intelligent Lighting Controls, Inc. | Light Master | 93000379 | Exterior Photocontrol Device |  | True | True | [19 empty] | Non Federally-Regulated | 10/12/2005 |  | 01/07/2010
Intermatic, Inc. | Grasslin | PC2-D30-277-LS2 | Photosensor / Photocontrol Dev | Device | True | True |  | False | False | [16 empty] | Non Federally-Regulated | 01/20/2010 |  | 07/01/2014
Lutron Electronics Co., Inc. | Lutron | XPS44-******************* | Automatic Time Switch Control | System | True | True |  | True | True | [16 empty] | Non Federally-Regulated | 12/28/2009 |  | 07/01/2014
Sensor Switch, Inc. | Sensor Switch | HMRB-10-**-*-** | Occupant / Motion / Vacancy Se |  | True | True |  | True | [17 empty] | Non Federally-Regulated | 03/01/2006 |  | 01/07/2010
Legrand / Pass & Seymour | Legrand / Pass & Seymour | LS603P* | Dimmer | Device | True | True |  | True | True | True | True | True | True | True | True | False | [9 empty] | Non Federally-Regulated | 09/14/2012 |  | 07/01/2014
Lutron Electronics Co., Inc. | Lutron | MACL-*********** | Dimmer | Device | True | True |  | True | True | True | True | False |  |  |  | False | [9 empty] | Non Federally-Regulated | 02/25/2013 |  | 01/21/2014
Intermatic, Inc. | Grasslin | GMXFM1D50-I-12 | Automatic Time Switch Control |  | True | True |  | True | True | [16 empty] | Non Federally-Regulated | 10/15/2008 |  | 01/07/2010
Legrand / Wiremold | WattStopper | CE8STCP SERIES | Multi-Level Occupant Sensor | System | True | True | True | True | True | True | True | True | True | True | True | True | True | True | True | True | True | True |  |  |  | Non Federally-Regulated | 03/23/2010 |  | 07/01/2014
Intermatic, Inc. | Grasslin | LM2-O-277-LS2 | Exterior Photocontrol Device |  | True | True | [11 empty] | True | True | False | [5 empty] | Non Federally-Regulated | 11/10/2008 |  | 01/07/2010
Lutron Electronics Co., Inc. | Lutron | D-603P********** | Dimmer | Device | True | True |  | True | True | True | True | True | True | True | True | False | [9 empty] | Non Federally-Regulated | 04/28/2010 |  | 01/21/2014
Lutron Electronics Co., Inc. | Sensor | MS-VP600****** | Occupant / Motion / Vacancy Se |  | True | True |  | True | [17 empty] | Non Federally-Regulated | 06/05/2009 |  | 01/07/2010
Sensor Switch, Inc. | Sensor Switch | RMR 9 2P********** | Occupant / Motion / Vacancy Se | Device | True | True |  | True | True | False | False |  |  |  |  | False | [9 empty] | Non Federally-Regulated | 04/28/2010 |  | 07/01/2014
Tork | Tork | 8001 | Automatic Time Switch Control |  | True | True |  | True | True | [16 empty] | Non Federally-Regulated | 06/03/2003 |  | 01/07/2010
Lutron Electronics Co., Inc. | Softswitch 48 | XPS48-******-** | Automatic Time Switch Control |  | True | True |  | True | True | [16 empty] | Non Federally-Regulated | 09/12/2003 |  | 09/19/2005
WattStopper, Inc. | WattStopper | LS201 | Automatic Daylighting Control |  | True | False |  | True | False |  | True | True | [8 empty] | True |  |  |  |  | Non Federally-Regulated | 07/19/2002 |  | 01/07/2010
Distech Controls | Distech Controls | EC-Light-32 + EC-BOS-*** | Astronomical Time Switch Contr | System | True | True |  | True | True | True | True | True | True | True | [11 empty] | Non Federally-Regulated | 08/07/2012 |  | 07/01/2014
Lutron Electronics Co., Inc. | Lutron | CCP-**********-******-** | Occupant / Motion / Vacancy Se | System | True | True |  | True | True | True | False |  |  |  |  | False | [9 empty] | Non Federally-Regulated | 07/10/2012 |  | 07/01/2014
Echoflex Solutions, Inc. | Echoflex | ER1S-*c*-*** | Dimmer | Device | True | True | True | True | True | True | True | False | [13 empty] | Non Federally-Regulated | 03/17/2014 |  | 03/24/2015
Lutron Electronics Co., Inc. | Homeworks | HWV-1000NS-** | Astronomical Time Switch Contr |  | True | True |  | True | True | True | True | True | True | True | [11 empty] | Non Federally-Regulated | 08/13/2007 |  | 01/07/2010
Legrand / Wiremold | WattStopper | NVHUBA | Automatic Daylighting Control | System | True | True | True | True | True | True | True | True | True | True | True | True |  | True | [7 empty] | Non Federally-Regulated | 03/23/2010 |  | 07/01/2014
PLC Multipoint, Inc. | PLC Multipoint | LCM-WH | Multi-Level Daylighting Contro |  | True | True |  | True | True | True | True | [14 empty] | Non Federally-Regulated | 07/19/2006 |  | 01/07/2010
Lutron Electronics Co., Inc. | Homeworks | HRD-10D*** | Manual-On Occupant Sensor | System | True | True |  | True | True | False | True | True | False |  |  |  |  | False | [7 empty] | Non Federally-Regulated | 01/20/2010 |  | 07/01/2014
Lutron Electronics Co., Inc. | Homeworks | HW-RPM-4U-120 | Multi-Level Occupant Sensor | System | True | True | True | True | True | False | True | True | True | True | True | True |  | False | [7 empty] | Non Federally-Regulated | 01/20/2010 |  | 07/01/2014
Lutron Electronics Co., Inc. | Lutron | CCP-******-******-**-CGP**** | Multi-Level Occupant Sensor | System | True | True | True | True | True | True | True | False | True | True | True | True |  | False | [7 empty] | Non Federally-Regulated | 07/10/2012 |  | 07/01/2014
Cooper Wiring Devices | Novitas | 01-122 | Ultrasonic Occupant / Motion S |  | True | True |  | True | True | True | True | True | [13 empty] | Non Federally-Regulated | 08/18/2006 |  | 04/10/2008
Profile Systems LLC | Profile Systems | PROFILE P1640 | Automatic Time Switch Control |  | True | True |  | True | True | [16 empty] | Non Federally-Regulated | 11/06/2002 |  | 02/18/2005
Sensor Switch, Inc. | Sensor Switch | HMRB 10************ | Occupant / Motion / Vacancy Se | Device | True | True |  | True | True | False | False |  |  |  |  | False | [9 empty] | Non Federally-Regulated | 04/28/2010 |  | 07/01/2014
Crestron Electronics | Crestron Electronics | GLS-OIR-C-** | Multi-Level Occupant Sensor | System | True | True | True | True | True | False | True | True | True | True | True | True |  | False | [7 empty] | Non Federally-Regulated | 08/15/2013 |  | 07/01/2014
Lutron Electronics Co., Inc. | Lutron | XP40-******************* | Photosensor / Photocontrol Dev | System | True | True |  | False | False | [16 empty] | Non Federally-Regulated | 12/28/2009 |  | 07/01/2014
Lutron Electronics Co., Inc. | Lutron | XP20-******************* | Astronomical Time Switch Contr | System | True | True |  | True | True | True | True | True | True | True | [11 empty] | Non Federally-Regulated | 12/28/2009 |  | 07/01/2014
Lightstat, Inc. | Lightstat | ALC-5-36-*** | Occupant / Motion / Vacancy Se |  | True | True |  | True | [17 empty] | Non Federally-Regulated | 06/23/1998 |  | 03/14/2006
Sensor Switch, Inc. | Sensor Switch | CM-PC | Photosensor / Photocontrol Dev |  | True | True |  | True | [17 empty] | Non Federally-Regulated | 11/19/2001 |  | 03/01/2006
Lutron Electronics Co., Inc. | Radio RA2 | RRD-10D*** | Manual-On Occupant Sensor | System | True | True |  | True | True |  | True | True | False |  |  |  |  | False | [7 empty] | Non Federally-Regulated | 12/17/2009 |  | 07/01/2014
Triatek, Inc. | Triatek | L28** | Automatic Time Switch Control |  | True | True |  | True | True | [16 empty] | Non Federally-Regulated | 01/12/2004 |  | 03/13/2006
Lighting Control & Design | Lighting Control & Design | GR2400ACC-***PCC1*** | Photosensor / Photocontrol Dev | System | True | True |  | False | False | [16 empty] | Non Federally-Regulated | 12/28/2009 |  | 07/01/2014
GE Lighting, a Savant company | GE Lighting Controls | WIR-10-RR7-D-* | Occupant / Motion / Vacancy Se | Device | True | True |  | True | True | False | False |  |  |  |  | False | [9 empty] | Non Federally-Regulated | 04/13/2012 |  | 07/01/2014
Siemens Energy & Automation | Siemens Energy & Automation | 5WG1 703-8XF32 | Automatic Time Switch Control |  | True | True |  | True | True | [8 empty] | True | True | True | [5 empty] | Non Federally-Regulated | 12/19/2005 |  | 01/07/2010
Schneider Electric (Square D Wiring Devices) | Powerlink | RMC3000G3C**** | Automatic Time Switch Control |  | True | True |  | True | True | [16 empty] | Non Federally-Regulated | 03/14/2008 |  | 01/07/2010
Tork | Tork | 7202L | Automatic Time Switch Control |  | True | True |  | True | True | [16 empty] | Non Federally-Regulated | 06/03/2003 |  | 04/27/2006
Cooper Controls | Greengate | LK32***** | Automatic Time Switch Control | System | True | True |  | True | True | [16 empty] | Non Federally-Regulated | 10/02/2013 |  | 07/01/2014
Intermatic, Inc. | Intermatic | LC4521LA | Photosensor / Photocontrol Dev | Device | True | True |  | False | False | [16 empty] | Non Federally-Regulated | 01/20/2010 |  | 07/01/2014
Lutron Electronics Co., Inc. | Softswitch 48 | XPS12-******-** | Occupant / Motion / Vacancy Se |  | True | True |  | True | [17 empty] | Non Federally-Regulated | 09/12/2003 |  | 09/19/2005
Tork | Tork | PS51D-120 | Occupant / Motion / Vacancy Se |  | True | True |  | True | [17 empty] | Non Federally-Regulated | 10/09/1996 |  | 01/07/2010
Trane U.S. Inc. | Tracer | UC600 | Automatic Time Switch Control | Device | True | True |  | True | True | [16 empty] | Non Federally-Regulated | 12/27/2012 |  | 07/01/2014
Lutron Electronics Co., Inc. | Homeworks | HRP5-120 | Manual-On Occupant Sensor | System | True | True |  | True | True | False | True | True | False |  |  |  |  | False | [7 empty] | Non Federally-Regulated | 01/20/2010 |  | 07/01/2014
Legrand / Wiremold | WattStopper | CE7ATC SERIES | Automatic Time Switch Control | System | True | True |  | True | True | [16 empty] | Non Federally-Regulated | 03/23/2010 |  | 07/01/2014
Triatek, Inc. | Triatek | LP-26**-KIT | Automatic Time Switch Control |  | True | True |  | True | True | [16 empty] | Non Federally-Regulated | 10/08/1999 |  | 01/12/2004
Lutron Electronics Co., Inc. | Lutron | LCP128-******************* | Astronomical Time Switch Contr | System | True | True |  | True | True | True | True | True | True | True | [11 empty] | Non Federally-Regulated | 12/28/2009 |  | 07/01/2014
Universal Energy Control, Inc. | Switch-O-Matic | U-500 | Ultrasonic Occupant / Motion S |  | False | False |  | True | True | True | True | True | [13 empty] | Non Federally-Regulated | 09/01/1984 |  | 04/06/1998
Lutron Electronics Co., Inc. | Homeworks | HRD-8ANS-** | Astronomical Time Switch Contr |  | True | True |  | True | True | True | True | True | True | True | [11 empty] | Non Federally-Regulated | 08/13/2007 |  | 01/07/2010
Tork | Tork | W202 | Automatic Time Switch Control |  | True | True |  | True | True | [16 empty] | Non Federally-Regulated | 06/03/2003 |  | 04/27/2006
Lightolier Controls | PowerTrip | CLD900** | Track Lighting Integral Curren |  |  |  |  | True | True | True | True | [14 empty] | Non Federally-Regulated | 08/12/2005 |  | 01/07/2010
Intermatic, Inc. | Grasslin | GMXFM1D20-O-120 | Automatic Time Switch Control |  | True | True |  | True | True | [16 empty] | Non Federally-Regulated | 10/15/2008 |  | 01/07/2010
Sensor Switch, Inc. | Sensor Switch | LWS 2P************ | Occupant / Motion / Vacancy Se | Device | True | True |  | True | True | False | False |  |  |  |  | False | [9 empty] | Non Federally-Regulated | 04/28/2010 |  | 07/01/2014
Leviton Manufacturing Co., Inc. | Leviton | L775-TT/L206-CT | Occupant / Motion / Vacancy Se |  | True | True |  | True | [17 empty] | Non Federally-Regulated | 01/30/2001 |  | 01/07/2010
Lutron Electronics Co., Inc. | Sensors | LOS-WIR-WH | Occupant / Motion / Vacancy Se |  | True | True |  | True | [8 empty] | True | True | True |  | True |  |  |  |  | Non Federally-Regulated | 09/19/2005 |  | 01/07/2010
Sensor Switch, Inc. | Sensor Switch | CM-PHX | Photosensor / Photocontrol Dev |  | True | True |  | True | [17 empty] | Non Federally-Regulated | 10/25/1996 |  | 11/19/2001
GE Lighting, a Savant company | GE Lighting Controls | PCD-IN | Photosensor / Photocontrol Dev | Device | True | True |  | False | False | [16 empty] | Non Federally-Regulated | 02/16/2012 |  | 07/01/2014
GE Lighting, a Savant company | GE Lighting Controls | CDT-20-360-R | Occupant / Motion / Vacancy Se | Device | True | True |  | True | True | False | True | True | True | True | True | False | [9 empty] | Non Federally-Regulated | 04/13/2012 |  | 07/01/2014
Legrand / Wiremold | WattStopper | CE9A15TC SERIES | Manual-On Occupant Sensor | System | True | True | True | True | True | True | True | True | True | True | True | True | True | True | True | True |  | True |  |  |  | Non Federally-Regulated | 03/23/2010 |  | 07/01/2014
GE Lighting, a Savant company | GE Lighting Controls | CUS-20-360-R | Occupant / Motion / Vacancy Se | Device | True | True |  | True | True | False | True | True | True | True | True | False | [9 empty] | Non Federally-Regulated | 04/13/2012 |  | 07/01/2014
Convia, Inc., A Herman Miller Co. | Convia | GSE-IRH-WH | Automatic Time Switch Control | System | True | True |  | True | True | [16 empty] | Non Federally-Regulated | 03/04/2010 |  | 07/01/2014
WattStopper, Inc. | WattStopper | DW-100-* | Occupant / Motion / Vacancy Se | Device | True | True |  | True | True | True | True | True | True | True | True | False | [9 empty] | Non Federally-Regulated | 05/28/2010 |  | 07/01/2014
Siemens Energy & Automation | Siemens Energy & Automation | 5WG1 705-8XG25 | Automatic Time Switch Control |  | True | True |  | True | True | [8 empty] | True | True | True | [5 empty] | Non Federally-Regulated | 12/19/2005 |  | 01/07/2010
Cooper Wiring Devices | Accell | AIM10xx | Dimmer | Device | True | True |  | True | True | True | True | False |  |  |  | False | [9 empty] | Non Federally-Regulated | 11/12/2010 |  | 12/29/2010
Legrand / Wiremold | WattStopper | LRD1A | Dimmer | System | True | True | True | True | True | True | True | True | True | True | True | True | [9 empty] | Non Federally-Regulated | 03/23/2010 |  | 07/01/2014
Hubbell Building Automation | Hubbell Building Automation | WSP*********** | Occupant / Motion / Vacancy Se | Device | True | True |  | True | True | False | False |  |  |  |  | False | [9 empty] | Non Federally-Regulated | 07/21/2011 |  | 07/01/2014
Novitas, Inc. | Novitas | 01-060-** | Ultrasonic Occupant / Motion S |  | True | True |  | True | True | True | True | True |  |  |  |  | True | True | True | False | True | False |  |  |  | Non Federally-Regulated | 09/06/2005 |  | 08/18/2006
Tork | Tork | T920L* | Automatic Time Switch Control | Device | True | True |  | True | True | [16 empty] | Non Federally-Regulated | 11/12/2013 |  | 07/01/2014
Novitas, Inc. | Light-o-matic | 01-081 | Ultrasonic Occupant / Motion S |  | False | False |  | True | True | True | True | True | [13 empty] | Non Federally-Regulated | 03/01/1986 |  | 04/06/1998
Leviton Manufacturing Co., Inc. | Leviton | L776-TT/L730-MC | Occupant / Motion / Vacancy Se |  | True | True |  | True | [17 empty] | Non Federally-Regulated | 01/30/2001 |  | 01/07/2010
Lutron Electronics Co., Inc. | Lutron | CCP-******-******-**-CGP**** | Dimmer | System | True | True |  | True | True | True | True | False |  |  |  | False | [9 empty] | Non Federally-Regulated | 07/10/2012 |  | 07/01/2014
Lutron Electronics Co., Inc. | Lutron | LC-300NL******** | Dimmer | Device | True | True |  | True | True | True | True | False |  |  |  | False | [9 empty] | Non Federally-Regulated | 12/28/2009 |  | 07/01/2014
Vantage Controls, Inc. | Vantage Controls, Inc. | CLMNES050 | Multi-Level Astronomical Time |  | True | True |  | True | True | True | True | True | True | True |  |  |  |  | True | True | [5 empty] | Non Federally-Regulated | 09/13/2006 |  | 01/07/2010
Lutron Electronics Co., Inc. | Lutron | ULOS-CDT-500*** | Multi-Level Occupant Sensor | System | True | True | True | True | True | True | True | True | True | True | True | True | True | True | True | True | [5 empty] | Non Federally-Regulated | 12/13/2012 |  | 07/01/2014
Leviton Manufacturing Co., Inc. | Leviton | 6691G | Dimmer | Device | True | True |  | True | True | True | True | False |  |  |  | False | [9 empty] | Non Federally-Regulated | 11/12/2010 |  | 07/01/2014
Vantage Controls, Inc. | Vantage Controls, Inc. | DS22* | Dimmer | System | True | True | True | True | False |  | True | False |  |  |  | True | [9 empty] | Non Federally-Regulated | 04/28/2010 |  | 07/01/2014
Gentec, Inc. | Kameleon | K4-64-PA-S* | Multi-Level Astronomical Time | System | True | True |  | True | True | True | True | True | True | True | [11 empty] | Non Federally-Regulated | 01/20/2012 |  | 07/01/2014
Siemens Energy & Automation | Siemens Energy & Automation | 5WG1 705-8XD46 | Automatic Time Switch Control |  | True | True |  | True | True | [8 empty] | True | True | True | [5 empty] | Non Federally-Regulated | 12/19/2005 |  | 01/07/2010
Legrand / Wiremold | WattStopper | NRD1C | Manual-On Occupant Sensor | System | True | True | True | True | True | True | True | True | True | True | True | True | True | True | True | True |  | True |  |  |  | Non Federally-Regulated | 03/23/2010 |  | 07/01/2014
Lighting Control & Design | Lighting Control & Design | GR14**/****DTC***********d | Automatic Daylighting Control | System | True | True | True | True | True | True | True | False |  |  | True | True |  | True | [7 empty] | Non Federally-Regulated | 12/28/2009 |  | 07/01/2014
Lutron Electronics Co., Inc. | Lutron | GP20-******************* | Automatic Daylighting Control | System | True | True | True | True | True | True | True | False |  |  | True | True |  | True | [7 empty] | Non Federally-Regulated | 12/28/2009 |  | 07/01/2014
Desa Specialty, LLC | Heath Zenith | SL-5511 | Exterior Photocontrol Device |  | True | False | [11 empty] | True | True | True | [5 empty] | Non Federally-Regulated | 05/26/2005 |  | 09/20/2007
Legrand / Wiremold | WattStopper | NRD1F | Dimmer | System | True | True | True | True | True | True | True | True | True | True | True | True | [9 empty] | Non Federally-Regulated | 03/23/2010 |  | 07/01/2014
Intermatic, Inc. | Grasslin | PC2-120-LS1 | Automatic Daylighting Control | Device | True | True | True | True | False |  |  | False |  |  | True | True |  | True | [7 empty] | Non Federally-Regulated | 01/20/2010 |  | 07/01/2014
Cooper Wiring Devices | Novitas | 01-DL441 | Occupant / Motion / Vacancy Se |  | True | True |  | True | [8 empty] | True | True | True | True | False | False |  |  |  | Non Federally-Regulated | 08/18/2006 |  | 04/10/2008
Lutron Electronics Co., Inc. | Radio RA | RA-5NE-** | Automatic Time Switch Control |  | True | True |  | True | True | [16 empty] | Non Federally-Regulated | 08/13/2007 |  | 01/07/2010
Lithonia Lighting | Synergy | SYSC MLX | Automatic Time Switch Control |  | True | True |  | True | True | [16 empty] | Non Federally-Regulated | 01/20/1999 |  | 01/07/2010
Novitas, Inc. | Light-o-matic | 01-072 | Ultrasonic Occupant / Motion S |  | False | False |  | True | True | True | True | True | [13 empty] | Non Federally-Regulated | 04/01/1988 |  | 04/06/1998
Siemens Energy & Automation | Siemens Energy & Automation | 5WG1 704-8XB21 | Automatic Time Switch Control |  | True | True |  | True | True | [8 empty] | True | True | True | [5 empty] | Non Federally-Regulated | 12/19/2005 |  | 01/07/2010
Sensia | LCP1800 | LCP1800 | Photosensor / Photocontrol Dev |  | True | True |  | True | [17 empty] | Non Federally-Regulated | 11/02/2001 |  | 11/09/2001
Burle Industries | Leviton | LVT6775-G | Occupant / Motion / Vacancy Se |  | True | True |  | True | [17 empty] | Non Federally-Regulated | 08/28/1992 |  | 08/02/1993
Sensor Switch, Inc. | Sensor Switch | CMRB-6-480-*-** | Occupant / Motion / Vacancy Se |  | True | True |  | True | [17 empty] | Non Federally-Regulated | 03/01/2006 |  | 01/07/2010
Hubbell Building Automation | Hubbell Building Automation | Z5-CM | Automatic Daylighting Control | System | True | True | True | True | True | True | True | True | True | True | True | True |  | True | [7 empty] | Non Federally-Regulated | 07/21/2011 |  | 02/04/2014
Lutron Electronics Co., Inc. | Lutron | CN-10P********** | Dimmer | Device | True | True |  | True | True | True | True | False |  |  |  | False | [9 empty] | Non Federally-Regulated | 12/28/2009 |  | 01/21/2014
Legrand / Wiremold | WattStopper | NRD1F | Multi-Level Occupant Sensor | System | True | True | True | True | True | True | True | True | True | True | True | True | True | True | True | True | True | True |  |  |  | Non Federally-Regulated | 03/23/2010 |  | 07/01/2014
Lutron Electronics Co., Inc. | Lutron | UMSCL-OP******** | Occupant / Motion / Vacancy Se | Device | True | True |  | True | True | False | False |  |  |  |  | False | [9 empty] | Non Federally-Regulated | 02/25/2013 |  | 07/01/2014
Crestron Electronics | Crestron Electronics | CP3 | Automatic Time Switch Control | System | True | True |  | True | True | [16 empty] | Non Federally-Regulated | 06/24/2013 |  | 07/01/2014
Siemens Energy & Automation | Siemens Energy & Automation | 5WG1 704-8XD41 | Automatic Time Switch Control |  | True | True |  | True | True | [8 empty] | True | True | True | [5 empty] | Non Federally-Regulated | 12/19/2005 |  | 01/07/2010
Siemens Energy & Automation | Siemens Energy & Automation | 5WG1 704-8XE14 | Automatic Time Switch Control |  | True | True |  | True | True | [8 empty] | True | True | True | [5 empty] | Non Federally-Regulated | 12/19/2005 |  | 01/07/2010
Lutron Electronics Co., Inc. | Lutron | VT-AD*********** | Dimmer | Device | True | True |  | True | True | True | True | False |  |  |  | False | [9 empty] | Non Federally-Regulated | 12/28/2009 |  | 07/01/2014
Lumisys | FlexNet | FN_08** | Automatic Time Switch Control |  | True | True |  | True | True | [16 empty] | Non Federally-Regulated | 02/23/2009 |  | 01/07/2010
Intermatic, Inc. | Grasslin | GMXFM1D20-I-24 | Automatic Time Switch Control |  | True | True |  | True | True | [16 empty] | Non Federally-Regulated | 10/15/2008 |  | 01/07/2010
Lutron Electronics Co., Inc. | Centralized Lighting Control | DMW-*ZC* | Occupant / Motion / Vacancy Se |  | True | True |  | True | [17 empty] | Non Federally-Regulated | 09/19/2005 |  | 01/07/2010
WattStopper, Inc. | WattStopper | LMSM-201 | Automatic Time Switch Control | Device | True | True |  | True | True | [16 empty] | Non Federally-Regulated | 08/03/2010 |  | 07/01/2014
Carolina Products, Inc. | Carolina Products | CPI1000** | Automatic Daylighting Control |  | True | True |  | True | False |  | True | False | [8 empty] | True |  |  |  |  | Non Federally-Regulated | 05/18/2000 |  | 01/07/2010
Lutron Electronics Co., Inc. | Lutron | G5-AR-****-*-120-******** | Multi-Level Astronomical Time | System | True | True |  | True | True | True | True | True | True | True | [11 empty] | Non Federally-Regulated | 12/28/2009 |  | 07/01/2014
Blue Ridge Technologies | CL Series | CL64************* | Automatic Time Switch Control | System | True | True |  | True | True | [16 empty] | Non Federally-Regulated | 08/09/2011 |  | 07/01/2014
Lutron Electronics Co., Inc. | Homeworks | HS4-******* | Automatic Time Switch Control |  | True | True |  | True | True | [16 empty] | Non Federally-Regulated | 08/13/2007 |  | 01/07/2010
Siemens Energy & Automation | Siemens Energy & Automation | 5WG1 705-8XJ04 | Automatic Time Switch Control |  | True | True |  | True | True | [8 empty] | True | True | True | [5 empty] | Non Federally-Regulated | 12/19/2005 |  | 01/07/2010
Leviton Manufacturing Co., Inc. | Leviton | L777-TT/L730-MC | Occupant / Motion / Vacancy Se |  | True | True |  | True | [17 empty] | Non Federally-Regulated | 01/30/2001 |  | 01/07/2010
Tork | Tork | DGS180 | Automatic Time Switch Control | Device | True | True |  | True | True | [16 empty] | Non Federally-Regulated | 04/28/2010 |  | 11/12/2013
Intermatic, Inc. | Gasmaster | GMXQT-I-120 | Automatic Time Switch Control | Device | True | True | True | False | [17 empty] | Non Federally-Regulated | 07/17/2014 |  | 08/05/2014
Cooper Wiring Devices | Novitas | 01-191-BAS-** | Ultrasonic Occupant / Motion S |  | True | True |  | True | True | True | True | True |  |  |  |  | True | True | True | False | True | False |  |  |  | Non Federally-Regulated | 08/18/2006 |  | 04/10/2008
Nexlight | Nexlight | WRT3450-8 | Automatic Time Switch Control |  | True | True |  | True | True | [16 empty] | Non Federally-Regulated | 03/20/2008 |  | 01/07/2010
Triatek, Inc. | Triatek | LP-25**-KIT | Automatic Time Switch Control |  | True | True |  | True | True | [16 empty] | Non Federally-Regulated | 10/08/1999 |  | 01/12/2004
Lutron Electronics Co., Inc. | Lutron | G6-AR-****-*-120-******** | Automatic Time Switch Control | System | True | True |  | True | True | [16 empty] | Non Federally-Regulated | 12/28/2009 |  | 07/01/2014
Sensor Switch, Inc. | Sensor Switch | nCMRB PDT 9 2P****** | Occupant / Motion / Vacancy Se | System | True | True |  | True | True | False | False |  |  |  |  | False | [9 empty] | Non Federally-Regulated | 04/28/2010 |  | 07/01/2014
Lutron Electronics Co., Inc. | Lutron | XP8-******************* | Multi-Level Astronomical Time | System | True | True |  | True | True | True | True | True | True | True | [11 empty] | Non Federally-Regulated | 12/28/2009 |  | 07/01/2014
Lutron Electronics Co., Inc. | LCP 128 | LCP-**-***FT | Exterior Photocontrol Device |  | True | True |  | True | True | True | [15 empty] | Non Federally-Regulated | 09/19/2005 |  | 01/07/2010
Hubbell Incorporated | H-Moss | WS120W | Occupant / Motion / Vacancy Se |  | True | True |  | True | [17 empty] | Non Federally-Regulated | 06/01/1998 |  | 01/07/2010
Hubbell Building Automation | Hubbell Building Automation | IWSZPM* | Occupant / Motion / Vacancy Se |  | True | True |  | True | [17 empty] | Non Federally-Regulated | 05/20/2004 |  | 01/07/2010
Lutron Electronics Co., Inc. | LCP 128 | LCP-******-******-** | Photosensor / Photocontrol Dev |  | True | True |  | True | [17 empty] | Non Federally-Regulated | 09/19/2005 |  | 01/07/2010
Pass & Seymour / Legrand | Rex | 3711 | Automatic Time Switch Control |  | True | True |  | True | True | [16 empty] | Non Federally-Regulated | 02/27/1997 |  | 04/06/1998
Lightolier | Lytespan | 6199** | Track Lighting Integral Curren | System | True | True |  | True | True | True | True | True | [13 empty] | Non Federally-Regulated | 06/06/2011 |  | 07/01/2014
Lutron Electronics Co., Inc. | Lutron | DCI*-*****-** | Automatic Time Switch Control | System | True | True |  | True | True | [16 empty] | Non Federally-Regulated | 07/10/2012 |  | 07/01/2014
Convia, Inc., A Herman Miller Co. | Convia | GSE-PDC-02 | Multi-Level Daylighting Contro |  | True | True |  | True | True | True | True | [14 empty] | Non Federally-Regulated | 04/04/2008 |  | 01/07/2010
Intermatic, Inc. | Intermatic | EM1416SC | Multi-Level Astronomical Time | Device | True | True |  | True | True | True | True | True | True | True | [11 empty] | Non Federally-Regulated | 01/20/2010 |  | 07/01/2014
Lutron Electronics Co., Inc. | Homeworks | HRD-6ND*** | Manual-On Occupant Sensor | System | True | True |  | True | True | False | True | True | False |  |  |  |  | False | [7 empty] | Non Federally-Regulated | 01/20/2010 |  | 07/01/2014
Cooper Controls | Fifthlight | FLT-HPRS-* | Automatic Time Switch Control | System | True | True |  | True | True | [16 empty] | Non Federally-Regulated | 08/24/2012 |  | 07/01/2014
Integrated Systems & Control | Trimax | 830 | Automatic Time Switch Control |  | True | True |  | True | True | [16 empty] | Non Federally-Regulated | 12/29/1993 |  | 01/07/2010
Intermatic, Inc. | Intermatic | ET8015CR | Automatic Time Switch Control | Device | True | True |  | True | True | [16 empty] | Non Federally-Regulated | 01/20/2010 |  | 07/01/2014
Lithonia Lighting | Litronic Series | LIR WS 120/277 ** | Occupant / Motion / Vacancy Se |  | True | True |  | True | [17 empty] | Non Federally-Regulated | 08/10/1992 |  | 04/06/1998
Cooper Wiring Devices | Greengate | OEC-P-0500 | Occupant / Motion / Vacancy Se |  | True | True |  | True | [8 empty] | True | True | True | True | False | False |  |  |  | Non Federally-Regulated | 04/10/2008 |  | 11/07/2008
Intelligent Lighting Controls, Inc. | ILC Apprentice II | 930028** | Multi-Level Astronomical Time |  | True | True |  | True | True | True | True | True | True | True | [11 empty] | Non Federally-Regulated | 08/29/2006 |  | 01/07/2010
Lumisys | Mezon | MZ_16** | Automatic Time Switch Control |  | True | True |  | True | True | [16 empty] | Non Federally-Regulated | 02/23/2009 |  | 01/07/2010
Lutron Electronics Co., Inc. | Softswitch 128 | XPS44-******-** | Automatic Daylighting Control |  | True | True | True | True | False |  | False |  | False |  | True | False |  | True |  | False | [5 empty] | Non Federally-Regulated | 09/19/2005 |  | 01/07/2010
Lutron Electronics Co., Inc. | Lutron | S-600PEH******** | Dimmer | Device | True | True |  | True | True | True | True | False |  |  |  | False | [9 empty] | Non Federally-Regulated | 12/28/2009 |  | 07/01/2014
Lutron Electronics Co., Inc. | Lutron | DVPDC-203P****** | Dimmer | Device | True | True |  | True | True | True | True | True | True | True | True | False | [9 empty] | Non Federally-Regulated | 04/28/2010 |  | 01/21/2014
Lutron Electronics Co., Inc. | Lutron | ULOS-CDT-500*** | Occupant / Motion / Vacancy Se | System | True | True |  | True | True | True | True | True | True | True | True | False | [9 empty] | Non Federally-Regulated | 12/13/2012 |  | 07/01/2014
Starfield Controls, Inc. | Starfield Controls, Inc. | TR233* | Automatic Time Switch Control |  | True | True |  | True | True | [16 empty] | Non Federally-Regulated | 03/14/2006 |  | 01/07/2010
WattStopper, Inc. | WattStopper | LMDW-200-* | Occupant / Motion / Vacancy Se | System | True | True |  | True | True | False | True | True | True | True | True | False | [9 empty] | Non Federally-Regulated | 05/28/2010 |  | 07/01/2014
Legrand / Wiremold | WattStopper | CE6STSCPAV SERIES | Automatic Time Switch Control | System | True | True |  | True | True | [16 empty] | Non Federally-Regulated | 03/23/2010 |  | 07/01/2014
Schneider Electric | Schneider Electric | SLCZ082000TP | Multi-Level Occupant Sensor | System | True | True | True | True | True | True | True | True | True | True | True | True |  | False | [7 empty] | Non Federally-Regulated | 10/31/2013 |  | 07/01/2014
WattStopper, Inc. | WattStopper | WI277A-3 | Occupant / Motion / Vacancy Se |  | True | True |  | True | [17 empty] | Non Federally-Regulated | 08/10/1992 |  | 04/06/1998
Sensor Switch, Inc. | Sensor Switch | CMRB 50************** | Occupant / Motion / Vacancy Se | Device | True | True |  | True | True | False | False |  |  |  |  | False | [9 empty] | Non Federally-Regulated | 04/28/2010 |  | 07/01/2014
Tork | Tork | DZS200 (120VAC) | Automatic Time Switch Control |  | True | True |  | True | True | [16 empty] | Non Federally-Regulated | 06/24/1993 |  | 04/27/2006
Lithonia Lighting | Synergy | SYBPC MLC | Multi-Level Astronomical Time |  | True | True |  | True | True | True | True | True | True | True |  |  |  | True | True | True | [5 empty] | Non Federally-Regulated | 07/24/2006 |  | 01/07/2010
Vantage Controls, Inc. | Vantage Controls, Inc. | DIN*CLMNES050 | Astronomical Time Switch Contr | System | True | True |  | True | True | True | True | True | True | True | [11 empty] | Non Federally-Regulated | 03/23/2010 |  | 07/01/2014
Intermatic, Inc. | Gasmaster | PC1-digi20-277-LS1 | Photosensor / Photocontrol Dev | Device | True | True | True | [18 empty] | Non Federally-Regulated | 07/17/2014 |  | 08/05/2014
Sensor Switch, Inc. | Sensor Switch | CMRB-PDT-10-*-***-*-* | Occupant / Motion / Vacancy Se |  | True | True |  | True | [17 empty] | Non Federally-Regulated | 03/01/2006 |  | 01/07/2010
Distech Controls | Distech Controls | ECL-VAV-N | Automatic Time Switch Control | Device | True | True |  | True | True | [16 empty] | Non Federally-Regulated | 08/07/2012 |  | 07/01/2014
Crestron Electronics | Crestron Electronics | GLS-OIR-*-**** | Multi-Level Occupant Sensor | System | True | True | True | True | True | True | True | True | True | True | True | True |  | False | [7 empty] | Non Federally-Regulated | 03/01/2010 |  | 07/01/2014
WattStopper, Inc. | WattStopper | LS30 | Photosensor / Photocontrol Dev |  | True | False |  | True | [17 empty] | Non Federally-Regulated | 06/07/1994 |  | 01/07/2010
Legrand / Wiremold | WattStopper | CE3ATC SERIES | Automatic Time Switch Control | System | True | True |  | True | True | [16 empty] | Non Federally-Regulated | 03/23/2010 |  | 07/01/2014
Tork | Tork | 460D | Automatic Time Switch Control | Device | True | True |  | True | True | [16 empty] | Non Federally-Regulated | 03/11/2011 |  | 07/01/2014
Lutron Electronics Co., Inc. | Lutron | CNLV-600P******* | Dimmer | Device | True | True |  | True | True | True | True | False |  |  |  | False | [9 empty] | Non Federally-Regulated | 12/28/2009 |  | 01/21/2014
Lutron Electronics Co., Inc. | Lutron | NTELV-300******* | Dimmer | Device | True | True |  | True | True | True | True | False |  |  |  | False | [9 empty] | Non Federally-Regulated | 12/28/2009 |  | 01/21/2014
Cooper Controls | Greengate | ODC-U-2000-25 | Ultrasonic Occupant / Motion S |  | True | True |  | True | True | True | True | True | [13 empty] | Non Federally-Regulated | 11/07/2008 |  | 01/07/2010
Intermatic, Inc. | Gasmaster | FM1D50-24 | Automatic Time Switch Control | Device | True | True | True | False | [17 empty] | Non Federally-Regulated | 07/17/2014 |  | 08/05/2014
Intermatic, Inc. | Grasslin | GMXFM1D50-I-240 | Automatic Time Switch Control | Device | True | True |  | True | True | [16 empty] | Non Federally-Regulated | 01/20/2010 |  | 07/01/2014
Sensor Switch, Inc. | Sensor Switch | WSH120TW2P | Occupant / Motion / Vacancy Se |  | True | True |  | True | [17 empty] | Non Federally-Regulated | 10/25/1996 |  | 11/19/2001
Intermatic, Inc. | Grasslin | PC1-D20-277-LS2 | Photosensor / Photocontrol Dev |  | True | True |  | True | [17 empty] | Non Federally-Regulated | 11/10/2008 |  | 01/07/2010
Powerline Control Systems | GreenWorx | FCM4R-120 | Automatic Time Switch Control | System | True | True |  | True | True | [16 empty] | Non Federally-Regulated | 12/10/2013 |  | 07/01/2014
Lutron Electronics Co., Inc. | Lutron | XP44-******************* | Photosensor / Photocontrol Dev | System | True | True |  | False | False | [16 empty] | Non Federally-Regulated | 12/28/2009 |  | 07/01/2014
Leviton Manufacturing Co., Inc. | Leviton | L775-T/L210-MC | Occupant / Motion / Vacancy Se |  | True | True |  | True | [17 empty] | Non Federally-Regulated | 01/30/2001 |  | 01/07/2010
Lutron Electronics Co., Inc. | Lutron | DV-603P********* | Dimmer | Device | True | True |  | True | True | True | True | True | True | True | True | False | [9 empty] | Non Federally-Regulated | 04/28/2010 |  | 01/21/2014
Legrand / Wiremold | WattStopper | CLPA | Automatic Time Switch Control | System | True | True |  | True | True | [16 empty] | Non Federally-Regulated | 03/23/2010 |  | 07/01/2014
Echoflex Solutions, Inc. | Echoflex | ER1S-*C*-*** | Dimmer | System | True | True |  | True | True | True | True | False |  |  |  | False | [9 empty] | Non Federally-Regulated | 10/28/2013 |  | 03/17/2014
Lutron Electronics Co., Inc. | Homeworks | H4P5-*******120 | Automatic Time Switch Control |  | True | True |  | True | True | [16 empty] | Non Federally-Regulated | 08/13/2007 |  | 01/07/2010
Intermatic, Inc. | Grasslin | PC1-digi20-277-LS1+ E200 | Photosensor / Photocontrol Dev | Device | True | True |  | False | False | [16 empty] | Non Federally-Regulated | 01/20/2010 |  | 07/01/2014
Intermatic, Inc. | Gasmaster | LM1-O-120-LS1 | Photosensor / Photocontrol Dev | Device | True | True | True | [18 empty] | Non Federally-Regulated | 07/17/2014 |  | 08/05/2014
Schneider Electric (Square D Wiring Devices) | Powerlink | RMC3000G3xxx | Automatic Time Switch Control |  | True | True |  | True | True | [8 empty] | True | True | [6 empty] | Non Federally-Regulated | 08/24/2006 |  | 03/14/2008
Leviton Manufacturing Co., Inc. | Leviton | L778-TA/L206-CT | Occupant / Motion / Vacancy Se |  | True | True |  | True | [17 empty] | Non Federally-Regulated | 01/30/2001 |  | 01/07/2010
Sensor Switch, Inc. | PIR Wideview | WV-1600 | Occupant / Motion / Vacancy Se |  | False | False |  | True | [17 empty] | Non Federally-Regulated | 01/01/1989 |  | 04/06/1998
Sensor Switch, Inc. | Sensor Switch | nWSD PDT LV************* | Occupant / Motion / Vacancy Se | System | True | True |  | True | True | True | False |  |  |  |  | False | [9 empty] | Non Federally-Regulated | 04/28/2010 |  | 07/01/2014
Intermatic, Inc. | Grasslin | PC1-digi30-120 | Automatic Time Switch Control | Device | True | True |  | True | True | [16 empty] | Non Federally-Regulated | 01/20/2010 |  | 07/01/2014
Philips | Philips | LRL1220 | Automatic Daylighting Control |  | True | False | False | True | True | True | False |  | False |  | True | True | False |  |  | True |  | True |  |  |  | Non Federally-Regulated | 06/23/2006 |  | 01/07/2010
Leviton Manufacturing Co., Inc. | Leviton | L779-T/L720-CT | Occupant / Motion / Vacancy Se |  | True | True |  | True | [17 empty] | Non Federally-Regulated | 08/01/1997 |  | 01/07/2010
Siemens Energy & Automation | Siemens Energy & Automation | 5WG1 704-8XA24 | Automatic Time Switch Control |  | True | True |  | True | True | [8 empty] | True | True | True | [5 empty] | Non Federally-Regulated | 12/19/2005 |  | 01/07/2010
Siemens Energy & Automation | Siemens Energy & Automation | 5WG1 705-8XB11 | Automatic Time Switch Control |  | True | True |  | True | True | [8 empty] | True | True | True | [5 empty] | Non Federally-Regulated | 12/19/2005 |  | 01/07/2010
Legrand / Wiremold | WattStopper | CNCW | Automatic Time Switch Control | System | True | True |  | True | True | [16 empty] | Non Federally-Regulated | 03/23/2010 |  | 07/01/2014
Cooper Controls | Greengate | CKM-**-**-**-**-S-**-****-*** | Manual-On Occupant Sensor | System | True | True | True | True | True | True | True | True | True | True | True | True |  | False | [7 empty] | Non Federally-Regulated | 04/15/2011 |  | 05/16/2011
Lutron Electronics Co., Inc. | Lutron | MRF2-6MLV******* | Dimmer | Device | True | True |  | True | True | True | True | False |  |  |  | False | [9 empty] | Non Federally-Regulated | 12/28/2009 |  | 01/21/2014
Leviton Manufacturing Co., Inc. | Leviton | mzn30-*01 | Automatic Daylighting Control |  | True | True | False | True | True | True | False |  | True | True | True | True | False |  |  | True |  | True |  |  |  | Non Federally-Regulated | 05/11/2005 |  | 01/07/2010
Lutron Electronics Co., Inc. | Lutron | VTF-6AM********* | Dimmer | Device | True | True |  | True | True | True | True | False |  |  |  | False | [9 empty] | Non Federally-Regulated | 12/28/2009 |  | 01/21/2014
Lutron Electronics Co., Inc. | Grafik Eye | GRX-4104-T-** | Automatic Time Switch Control |  | True | True |  | True | True | [16 empty] | Non Federally-Regulated | 01/31/1996 |  | 05/09/2000
Signify North America Corporation | Philips Lighting Electronics North America | LRL1220TL** | Automatic Daylighting Control | Device | True | True | True | True | True | True | True | False |  |  | True | True |  | True | [7 empty] | Non Federally-Regulated | 05/06/2010 |  | 07/01/2014
Vantage Controls, Inc. | Vantage Controls, Inc. | RD15* | Dimmer | System | True | True | True | True | False |  | True | False |  |  |  | True | [9 empty] | Non Federally-Regulated | 04/28/2010 |  | 07/01/2014
Colorado Electro-Optics, Inc. | Light Watch 9 Automatic Lighting Control | 9EA40 | Occupant / Motion / Vacancy Se |  | False | False |  | True | [17 empty] | Non Federally-Regulated | 09/01/1984 |  | 04/06/1998
Legrand / Wiremold | WattStopper | CE6STSCPAV SERIES | Multi-Level Occupant Sensor | System | True | True | True | True | True | True | True | True | True | True | True | True | True | True | True | True | True | True |  |  |  | Non Federally-Regulated | 03/23/2010 |  | 07/01/2014
Lutron Electronics Co., Inc. | Softswitch 128 | XPS36-******-** | Multi-Level Astronomical Time |  | True | True |  | True | True | True | True | True | True | True | [11 empty] | Non Federally-Regulated | 09/19/2005 |  | 01/07/2010
Schneider Electric (Square D Wiring Devices) | Powerlink | RMC3000G3*** | Astronomical Time Switch Contr |  | True | True |  | True | True | True | True | True | True | True |  |  |  | True | True | True | [5 empty] | Non Federally-Regulated | 12/24/2007 |  | 03/14/2008
Convia, Inc., A Herman Miller Co. | Convia | GSE-SWD-WH | Occupant / Motion / Vacancy Se | System | True | True | True | True | True | True | True | True | True | True | True | True |  | True | True | True | [5 empty] | Non Federally-Regulated | 03/04/2010 |  | 04/27/2011
Lithonia Lighting | SwitchPak | SPAK 4S2D 120/277 | Astronomical Time Switch Contr |  | True | True |  | True | True | True | True | True | True | True |  |  |  | True | True | True | [5 empty] | Non Federally-Regulated | 07/24/2006 |  | 01/07/2010
Lithonia Lighting | Litronic Series | LIRO H | Occupant / Motion / Vacancy Se |  | True | True |  | True | [17 empty] | Non Federally-Regulated | 02/24/2000 |  | 01/07/2010
Lutron Electronics Co., Inc. | Lutron | PD-5SDV********* | Manual-On Occupant Sensor | System | True | True |  | True | True | True | True | True | False |  |  |  |  | False | [7 empty] | Non Federally-Regulated | 07/23/2013 |  | 07/01/2014
Intermatic, Inc. | Grasslin | TALENTO 892-24 | Automatic Time Switch Control |  | True | True |  | True | True | [16 empty] | Non Federally-Regulated | 10/15/2008 |  | 01/07/2010
Cooper Controls | iLumin | SCM-**-RP-MP-FT-20-S-**-**-** | Multi-Level Occupant Sensor | System | True | True | True | True | True | True | True | True | True | True | True | True | True | True | True | True | [5 empty] | Non Federally-Regulated | 04/15/2011 |  | 05/16/2011
Lutron Electronics Co., Inc. | HomeWorks QS | HQRD-6D | Multi-Level Occupant Sensor | System | True | True | True | True | True | True | True | True | True | True | True | True |  | False | [7 empty] | Non Federally-Regulated | 07/10/2012 |  | 07/01/2014
Siemens Energy & Automation | Siemens Energy & Automation | 5WG1 704-8XC24 | Automatic Time Switch Control |  | True | True |  | True | True | [8 empty] | True | True | True | [5 empty] | Non Federally-Regulated | 12/19/2005 |  | 01/07/2010
Lutron Electronics Co., Inc. | Homeworks | H8P5-******120 | Multi-Level Occupant Sensor | System | True | True | True | True | True | False | True | True | True | True | True | True |  | False | [7 empty] | Non Federally-Regulated | 01/20/2010 |  | 07/01/2014
Lutron Electronics Co., Inc. | Softswitch 48 | XPS24-******-** | Automatic Time Switch Control |  | True | True |  | True | True | [16 empty] | Non Federally-Regulated | 09/12/2003 |  | 09/19/2005
Lutron Electronics Co., Inc. | Centralized Lighting Control | SO-1****-**-*** | Occupant / Motion / Vacancy Se |  | True | True |  | True | [17 empty] | Non Federally-Regulated | 06/08/2007 |  | 01/07/2010
Convia, Inc., A Herman Miller Co. | Convia | GSE-SCD-WH | Photosensor / Photocontrol Dev |  | True | True |  | True | [17 empty] | Non Federally-Regulated | 04/04/2008 |  | 01/07/2010
Tork | Tork | DS200-3 (277VAC) | Automatic Time Switch Control |  | True | True |  | True | True | [16 empty] | Non Federally-Regulated | 06/08/1993 |  | 04/27/2006
Hubbell Building Automation | Hubbell Building Automation | HIDPWR400 | Occupant / Motion / Vacancy Se |  | True | True |  | True | [17 empty] | Non Federally-Regulated | 05/20/2004 |  | 01/07/2010
Lutron Electronics Co., Inc. | Softswitch 128 | XPS16-******-** | Automatic Daylighting Control |  | True | True | True | True | False |  | False |  | False |  | True | False |  | True |  | False | [5 empty] | Non Federally-Regulated | 09/19/2005 |  | 01/07/2010
Pass & Seymour / Legrand | Rex | 3688 | Automatic Time Switch Control |  | True | True |  | True | True | [16 empty] | Non Federally-Regulated | 02/09/1995 |  | 01/07/2010
Leviton Manufacturing Co., Inc. | Leviton | OSSMD-*** | Occupant / Motion / Vacancy Se | Device | True | True |  | True | True | False | True | True | True | True | True | False | [9 empty] | Non Federally-Regulated | 03/04/2010 |  | 07/01/2014
ILC Enercon Corp. | ILC Enercon | RSX1000 | Automatic Time Switch Control |  | True | True |  | True | True | [16 empty] | Non Federally-Regulated | 08/13/1993 |  | 01/29/2001
Lithonia Lighting | Litronic Series | LUSEWS 277 | Ultrasonic Occupant / Motion S |  | True | True |  | True | True | True | True | True | [13 empty] | Non Federally-Regulated | 01/28/1993 |  | 02/24/2000
Lutron Electronics Co., Inc. | Lutron | CCP-********-******-**-CGP**** | Manual-On Occupant Sensor | System | True | True |  | True | True | True | True | True | False |  |  |  |  | False | [7 empty] | Non Federally-Regulated | 07/10/2012 |  | 07/01/2014
Convia, Inc., A Herman Miller Co. | Convia | GSE-OSC-03 | Multi-Level Astronomical Time | System | True | True |  | True | True | True | True | True | True | True | [11 empty] | Non Federally-Regulated | 03/04/2010 |  | 07/01/2014
Earlwood Technologies | Lights-Out | LO310WS | Ultrasonic Occupant / Motion S |  | True | True |  | True | True | True | True | True | [13 empty] | Non Federally-Regulated | 12/10/1992 |  | 01/07/2010
Lutron Electronics Co., Inc. | Lutron | CCP-******-*****-**-CGP*** | Manual-On Occupant Sensor | System | True | True |  | True | True | True | True | True | False |  |  |  |  | False | [7 empty] | Non Federally-Regulated | 07/10/2012 |  | 07/01/2014
Leviton Manufacturing Co., Inc. | Leviton | OSC20-M** | Ultrasonic Occupant / Motion S |  | True | True |  | True | True | True | True | True | [13 empty] | Non Federally-Regulated | 10/13/2006 |  | 01/07/2010
Leviton Manufacturing Co., Inc. | Leviton | R24BD-*** | Occupant / Motion / Vacancy Se | System | True | True |  | True | True | False | True | True | True | True | True | False | [9 empty] | Non Federally-Regulated | 04/14/2011 |  | 07/01/2014
Legrand / Wiremold | WattStopper | NVHUBF | Dimmer | System | True | True | True | True | True | True | True | True | True | True | True | True | [9 empty] | Non Federally-Regulated | 03/23/2010 |  | 07/01/2014
Siemens Energy & Automation | Siemens Energy & Automation | 5WG1 703-8XB42 | Automatic Time Switch Control |  | True | True |  | True | True | [8 empty] | True | True | True | [5 empty] | Non Federally-Regulated | 12/19/2005 |  | 01/07/2010
Vantage Controls, Inc. | Vantage Controls, Inc. | DS2B* | Dimmer | System | True | True | True | True | False |  | True | False |  |  |  | True | [9 empty] | Non Federally-Regulated | 04/28/2010 |  | 07/01/2014
Leviton Manufacturing Co., Inc. | Leviton | L781-T/L730-MC | Occupant / Motion / Vacancy Se |  | True | True |  | True | [17 empty] | Non Federally-Regulated | 01/30/2001 |  | 01/07/2010
Siemens Energy & Automation | Siemens Energy & Automation | 5WG1 705-8XB06 | Automatic Time Switch Control |  | True | True |  | True | True | [8 empty] | True | True | True | [5 empty] | Non Federally-Regulated | 12/19/2005 |  | 01/07/2010
Cooper Controls | Greengate | RC3**** | Multi-Level Occupant Sensor | System | True | True | True | True | True | True | True | True | True | True | True | True | True | True | True | True | [5 empty] | Non Federally-Regulated | 08/07/2013 |  | 07/01/2014
Lutron Electronics Co., Inc. | HomeWorks QS | HQRD-H | Multi-Level Occupant Sensor | System | True | True | True | True | True | True | True | True | True | True | True | True |  | False | [7 empty] | Non Federally-Regulated | 07/10/2012 |  | 07/01/2014
Vantage Controls, Inc. | Vantage Controls, Inc. | DS12* | Dimmer | System | True | True | True | True | False |  | True | False |  |  |  | True | [9 empty] | Non Federally-Regulated | 04/28/2010 |  | 07/01/2014
Gentec, Inc. | Schneider Electric | SERP8HS | Multi-Level Astronomical Time | System | True | True |  | True | True | True | True | True | True | True | [11 empty] | Non Federally-Regulated | 01/20/2012 |  | 07/01/2014
Sensor Switch, Inc. | Sensor Switch | nCMRB-50-480-****** | Occupant / Motion / Vacancy Se |  | True | True |  | True | [17 empty] | Non Federally-Regulated | 11/20/2008 |  | 01/07/2010
Lighting Control & Design | Lighting Control & Design | GR24**/**SLAVE******* | Astronomical Time Switch Contr | System | True | True |  | True | True | True | True | True | True | True | [11 empty] | Non Federally-Regulated | 12/28/2009 |  | 07/01/2014
Lutron Electronics Co., Inc. | Homeworks | HRD-10ND*** | Multi-Level Occupant Sensor | System | True | True | True | True | True | False | True | True | True | True | True | True |  | False | [7 empty] | Non Federally-Regulated | 01/20/2010 |  | 07/01/2014
Cooper Controls | Greengate | OAWC-P-* | Occupant / Motion / Vacancy Se | System | True | True |  | True | True | True | True | True | True | True | True | False | [9 empty] | Non Federally-Regulated | 04/15/2011 |  | 07/01/2014
Intermatic, Inc. | Grasslin | TALENTO 471-120 | Automatic Time Switch Control | Device | True | True |  | True | True | [16 empty] | Non Federally-Regulated | 01/20/2010 |  | 07/01/2014
Sensor Switch, Inc. | Sensor Switch | nWV PDT***** | Occupant / Motion / Vacancy Se | System | True | True |  | True | True | False | False |  |  |  |  | False | [9 empty] | Non Federally-Regulated | 04/28/2010 |  | 07/01/2014
Siemens Energy & Automation | Siemens Energy & Automation | 5WG1 705-8XJ45 | Automatic Time Switch Control |  | True | True |  | True | True | [8 empty] | True | True | True | [5 empty] | Non Federally-Regulated | 12/19/2005 |  | 01/07/2010
Leviton Manufacturing Co., Inc. | Leviton | L776-T/L206-CT | Occupant / Motion / Vacancy Se |  | True | True |  | True | [17 empty] | Non Federally-Regulated | 08/01/1997 |  | 01/07/2010
Intermatic, Inc. | Intermatic, Inc. | ET1105C | Automatic Time Switch Control | Device | True | True |  | True | True | [16 empty] | Non Federally-Regulated | 04/15/2011 |  | 07/01/2014
Sensor Switch, Inc. | Sensor Switch | nCMRB-6-**** | Occupant / Motion / Vacancy Se |  | True | True |  | True | [17 empty] | Non Federally-Regulated | 11/20/2008 |  | 01/07/2010
Lightolier Controls | Insight | IHS2-10EB-277-I | Occupant / Motion / Vacancy Se |  | True | True |  | True | [17 empty] | Non Federally-Regulated | 08/27/1993 |  | 01/07/2010
Leviton Manufacturing Co., Inc. | Leviton | 0DC20-U** | Ultrasonic Occupant / Motion S |  | True | True |  | True | True | True | True | True | [13 empty] | Non Federally-Regulated | 06/29/2000 |  | 01/07/2010
Marlin Controls, Inc. | Unistar II | XPPHC | Automatic Time Switch Control |  | True | True |  | True | True | [8 empty] | True | True | [6 empty] | Non Federally-Regulated | 02/06/2006 |  | 01/07/2010
Mytech Corp. | Mytech | SS-1-DC | Ultrasonic Occupant / Motion S |  | True | True |  | True | True | True | True | True | [13 empty] | Non Federally-Regulated | 02/01/1993 |  | 11/15/1993
Intermatic, Inc. | Intermatic, Inc. | ET90215C | Automatic Time Switch Control | Device | True | True |  | True | True | [16 empty] | Non Federally-Regulated | 07/22/2011 |  | 07/01/2014
Siemens Energy & Automation | Siemens Energy & Automation | 5WG1 705-8XG32 | Automatic Time Switch Control |  | True | True |  | True | True | [8 empty] | True | True | True | [5 empty] | Non Federally-Regulated | 12/19/2005 |  | 01/07/2010
Lutron Electronics Co., Inc. | Lutron | LRF2-VCR2B-P | Manual-On Occupant Sensor | System | True | True |  | True | True | True | True | True | False |  |  |  |  | False | [7 empty] | Non Federally-Regulated | 07/23/2013 |  | 07/01/2014
Carolina Products, Inc. | Carolina Products | CPI2000 | Photosensor / Photocontrol Dev |  | True | True |  | True | [17 empty] | Non Federally-Regulated | 02/17/2005 |  | 01/07/2010
Lutron Electronics Co., Inc. | Grafik Eye | GRX-4524-*-** | Occupant / Motion / Vacancy Se |  | True | True |  | True | [17 empty] | Non Federally-Regulated | 05/09/2000 |  | 09/19/2005
Powerline Control Systems | GreenWorx | ISM2-120 | Automatic Time Switch Control | System | True | True |  | True | True | [16 empty] | Non Federally-Regulated | 12/10/2013 |  | 07/01/2014
Sensor Switch, Inc. | Sensor Switch | nRM PDT 10******* | Occupant / Motion / Vacancy Se | System | True | True |  | True | True | False | False |  |  |  |  | False | [9 empty] | Non Federally-Regulated | 04/28/2010 |  | 07/01/2014
Cooper Controls | Greengate | CK4 277** | Occupant / Motion / Vacancy Se | System | True | True |  | True | True | True | True | True | True | True | True | False | [9 empty] | Non Federally-Regulated | 04/15/2011 |  | 07/01/2014
Hubbell Building Automation | Hubbell Building Automation | C8001500P*** | Ultrasonic Occupant / Motion S |  | True | True |  | True | True | True | True | True | [13 empty] | Non Federally-Regulated | 05/20/2004 |  | 01/07/2010
Lutron Electronics Co., Inc. | Grafik 6000 | OMX-4603-*-** | Automatic Time Switch Control |  | True | True |  | True | True | [16 empty] | Non Federally-Regulated | 05/24/2000 |  | 09/19/2005
Sensor Switch, Inc. | Sensor Switch | LWS PDT 2P************ | Occupant / Motion / Vacancy Se | Device | True | True |  | True | True | False | False |  |  |  |  | False | [9 empty] | Non Federally-Regulated | 04/28/2010 |  | 07/01/2014
Intermatic, Inc. | Gasmaster | PC2-277-LS2 | Photosensor / Photocontrol Dev | Device | True | True | True | [18 empty] | Non Federally-Regulated | 07/17/2014 |  | 08/05/2014
Maple Chase Co. | Paragon Electrical Products | EL72PC/208-240V | Automatic Time Switch Control |  | True | True |  | True | True | [16 empty] | Non Federally-Regulated | 12/15/1998 |  | 01/07/2010
Marlin Controls, Inc. | Unistar II | HERCULESPEGASUSPHC | Astronomical Time Switch Contr |  | True | True |  | True | True | True | True | True | True | True |  |  |  |  | True | [6 empty] | Non Federally-Regulated | 02/06/2006 |  | 01/07/2010
Intermatic, Inc. | Gasmaster | PC2-digi30-120-LS1+E200 | Photosensor / Photocontrol Dev | Device | True | True | True | [18 empty] | Non Federally-Regulated | 07/17/2014 |  | 08/05/2014
Hubbell Incorporated | H-Moss | ATP1277I | Occupant / Motion / Vacancy Se |  | True | True |  | True | [17 empty] | Non Federally-Regulated | 05/09/2003 |  | 01/07/2010
Cooper Controls | Greengate | LK32***** | Multi-Level Occupant Sensor | System | True | True | True | True | True | True | True | True | True | True | True | True | True | True | True | True | [5 empty] | Non Federally-Regulated | 10/02/2013 |  | 07/01/2014
Lutron Electronics Co., Inc. | Lutron | LP5/********************* | Automatic Daylighting Control | System | True | True | True | True | True | True | True | False |  |  | True | True |  | True | [7 empty] | Non Federally-Regulated | 12/28/2009 |  | 07/01/2014
Convia, Inc., A Herman Miller Co. | Convia | GSA-CPB | Multi-Level Occupant Sensor | System | True | True | True | True | True | True | True | True | True | True | True | True | True | True | True | True | True | True |  |  |  | Non Federally-Regulated | 03/04/2010 |  | 04/27/2011
Vantage Controls, Inc. | Vantage Controls, Inc. | C*1000** | Automatic Time Switch Control | System | True | True |  | True | True | [16 empty] | Non Federally-Regulated | 03/23/2010 |  | 07/01/2014
Schneider Electric (Square D Wiring Devices) | Powerlink | NF1000G3N2 | Automatic Time Switch Control |  | True | True |  | True | True | [16 empty] | Non Federally-Regulated | 03/01/2004 |  | 03/14/2008
Leviton Manufacturing Co., Inc. | Leviton | L979-TT/L730-MC | Occupant / Motion / Vacancy Se |  | True | True |  | True | [17 empty] | Non Federally-Regulated | 01/30/2001 |  | 01/07/2010
Convia, Inc., A Herman Miller Co. | Convia | GSE-OSC-03 | Occupant / Motion / Vacancy Se | System | True | True | True | True | True | True | True | True | True | True | True | True |  | True | True | True | [5 empty] | Non Federally-Regulated | 03/04/2010 |  | 04/27/2011
Lightolier Controls | Lightolier | 9033** | Track Lighting Integral Curren | System | True | True |  | True | True | True | True | True | [13 empty] | Non Federally-Regulated | 06/03/2011 |  | 06/06/2011
Legrand / Pass & Seymour | Legrand / Pass & Seymour | WSP201W | Occupant / Motion / Vacancy Se | Device | True | True |  | True | True | True | False |  |  |  |  | False | [9 empty] | Non Federally-Regulated | 12/30/2012 |  | 07/01/2014
Trane U.S. Inc. | Trane | BMTX001CAB001 | Automatic Time Switch Control | No Match | True | True |  | True | True | [8 empty] | True | True | True | [5 empty] | Non Federally-Regulated | 08/20/2009 |  | 01/07/2010
Intermatic, Inc. | Intermatic | EM1408MC | Automatic Time Switch Control |  | True | True |  | True | True | [8 empty] | True | True | True | [5 empty] | Non Federally-Regulated | 10/12/2007 |  | 01/07/2010
Siemens Energy & Automation | Siemens Energy & Automation | 5WG1 705-8XE06 | Automatic Time Switch Control |  | True | True |  | True | True | [8 empty] | True | True | True | [5 empty] | Non Federally-Regulated | 12/19/2005 |  | 01/07/2010
WattStopper, Inc. | WattStopper | CI121 | Occupant / Motion / Vacancy Se |  | True | True |  | True | [17 empty] | Non Federally-Regulated | 08/20/1996 |  | 01/07/2010
Lighting Control & Design | Lighting Control & Design | GR240*IDH******* | Multi-Level Astronomical Time |  | True | True |  | True | True | True | True | True | True | True |  |  |  | True | True | True | [5 empty] | Non Federally-Regulated | 06/22/2005 |  | 12/28/2009
Tork | Tork | 2005A | Exterior Photocontrol Device | [14 empty] | True | True | True | [5 empty] | Non Federally-Regulated | 04/27/2006 |  | 01/07/2010
Lutron Electronics Co., Inc. | Grafik Eye | GRX-4104-A-** | Occupant / Motion / Vacancy Se |  | True | True |  | True | [17 empty] | Non Federally-Regulated | 01/31/1996 |  | 05/09/2000
Lutron Electronics Co., Inc. | Lutron | C-SR-M1-** | Photosensor / Photocontrol Dev | System | True | True |  | False | False | [16 empty] | Non Federally-Regulated | 05/19/2010 |  | 07/01/2014
Sensor Switch, Inc. | Sensor Switch | WSD PDT LV********** | Occupant / Motion / Vacancy Se | Device | True | True |  | True | True | True | False |  |  |  |  | False | [9 empty] | Non Federally-Regulated | 04/28/2010 |  | 07/01/2014
Schneider Electric (Square D Wiring Devices) | Powerlink | RMC3000G3*** | Multi-Level Astronomical Time |  | True | True |  | True | True | True | True | True | True | True |  |  |  | True | True | True | [5 empty] | Non Federally-Regulated | 12/24/2007 |  | 03/14/2008
Cooper Wiring Devices | Novitas | 01-320 | Ultrasonic Occupant / Motion S |  | True | True |  | True | True | True | True | True | [13 empty] | Non Federally-Regulated | 08/18/2006 |  | 04/10/2008
Lumisys | BUG | BUG_**** | Automatic Time Switch Control |  | True | True |  | True | True | [16 empty] | Non Federally-Regulated | 02/23/2009 |  | 01/07/2010
Novitas, Inc. | Novitas | 01-BAS084-** | Ultrasonic Occupant / Motion S |  | True | True |  | True | True | True | True | True |  |  |  |  | True | True | True | False | True | False |  |  |  | Non Federally-Regulated | 09/06/2005 |  | 08/18/2006
Sensor Switch, Inc. | Sensor Switch | WSD PDT*SA************** | Manual-On Occupant Sensor | Device | True | True |  | True | True | False | True | True | False |  |  |  |  | False | [7 empty] | Non Federally-Regulated | 04/28/2010 |  | 07/01/2014
Lutron Electronics Co., Inc. | Lutron | C-600*********** | Dimmer | Device | True | True |  | True | True | True | True | False |  |  |  | False | [9 empty] | Non Federally-Regulated | 12/28/2009 |  | 01/21/2014
GE Industrial Systems | GE Industrial Systems | RSEN2HC | Photosensor / Photocontrol Dev |  | True | False |  | True | [17 empty] | Non Federally-Regulated | 03/20/2001 |  | 01/07/2010
Lutron Electronics Co., Inc. | Homeworks | HRD-6*D-** | Occupant / Motion / Vacancy Se |  | True | True |  | True | [17 empty] | Non Federally-Regulated | 08/13/2007 |  | 01/07/2010
Legrand / Pass & Seymour | Legrand / Pass & Seymour | CDFB10277* | Dimmer | Device | True | True |  | True | True | True | True | False |  |  |  | False | [9 empty] | Non Federally-Regulated | 12/23/2010 |  | 07/01/2014
Cooper Controls | Fifthlight | FLT-LCP-* | Occupant / Motion / Vacancy Se | System | True | True |  | True | True | False | False |  |  |  |  | False | [9 empty] | Non Federally-Regulated | 08/24/2012 |  | 07/01/2014
Intermatic, Inc. | Gasmaster | MIL72EQTUZ-24 | Automatic Time Switch Control | Device | True | True | True | False | [17 empty] | Non Federally-Regulated | 07/17/2014 |  | 08/05/2014
Tridonic | Tridonic | 86454265 DD SENSOR1 | Occupant / Motion / Vacancy Se |  | True | False |  | True | [17 empty] | Non Federally-Regulated | 05/11/2004 |  | 01/07/2010
Electronics Diversified, Inc. | Electronics Diversified, Inc. | TSC-XLT/02-277 | Automatic Time Switch Control |  | True | True |  | True | True | [16 empty] | Non Federally-Regulated | 01/05/2005 |  | 01/07/2010
Novitas, Inc. | Novitas | 01-111-BAS-** | Ultrasonic Occupant / Motion S |  | True | True |  | True | True | True | True | True |  |  |  |  | True | True | True | False | True | False |  |  |  | Non Federally-Regulated | 09/06/2005 |  | 08/18/2006
Blue Ridge Technologies | BR Series | BR16************* | Automatic Time Switch Control | System | True | True |  | True | True | [16 empty] | Non Federally-Regulated | 08/09/2011 |  | 07/01/2014
Mytech Corp. | Mytech | LAS-2200SF | Ultrasonic Occupant / Motion S |  | True | True |  | True | True | True | True | True | [13 empty] | Non Federally-Regulated | 02/01/1993 |  | 06/04/1999
Intermatic, Inc. | Gasmaster | FM1D14-12U | Automatic Time Switch Control | Device | True | True | True | False | [17 empty] | Non Federally-Regulated | 07/17/2014 |  | 08/05/2014
Lightolier Controls | Insight | ID2-600-I | Occupant / Motion / Vacancy Se |  | True | True |  | True | [17 empty] | Non Federally-Regulated | 08/28/1992 |  | 04/06/1998
Enerlites, Inc. | Enerlites, Inc. | DWOS-JD | Multi-Level Occupant Sensor | Device | True | True | True | True | True | True | True | True | True | True | True | True |  | False | [7 empty] | Non Federally-Regulated | 08/18/2011 |  | 07/01/2014
Intermatic, Inc. | Intermatic | ET70215CR24 | Astronomical Time Switch Contr | Device | True | True |  | True | True | True | True | True | True | True | [11 empty] | Non Federally-Regulated | 01/20/2010 |  | 07/01/2014
Lutron Electronics Co., Inc. | Lutron | G6-AR-****-*-120-******** | Automatic Daylighting Control | System | True | True | True | True | False |  |  | False |  |  | True | True |  | True | [7 empty] | Non Federally-Regulated | 12/28/2009 |  | 07/01/2014
Legrand / Pass & Seymour | Legrand / Pass & Seymour | CD1103PNA* | Dimmer | Device | True | True |  | True | True | True | True | True | True | True | True | False | [9 empty] | Non Federally-Regulated | 09/14/2012 |  | 07/01/2014
Pass & Seymour / Legrand | Rex | 3731 | Automatic Time Switch Control |  | True | False |  | True | True | [16 empty] | Non Federally-Regulated | 02/09/1995 |  | 01/07/2010
Tork | Tork | DW200B | Automatic Time Switch Control |  |  |  |  | True | True | [16 empty] | Non Federally-Regulated | 01/04/2007 |  | 01/07/2010
Legrand / Pass & Seymour | Legrand / Pass & Seymour | CD700* | Dimmer | Device | True | True |  | True | True | True | True | False |  |  |  | False | [9 empty] | Non Federally-Regulated | 12/23/2010 |  | 07/01/2014
Tork | Tork | DZS200BP | Astronomical Time Switch Contr | Device | True | True |  | True | True | True | True | True | True | True | [11 empty] | Non Federally-Regulated | 04/28/2010 |  | 07/01/2014
Crestron Electronics | Crestron Electronics | GLS-OIR-C-** | Photosensor / Photocontrol Dev | System | True | True |  | False | False | [16 empty] | Non Federally-Regulated | 08/15/2013 |  | 07/01/2014
Lutron Electronics Co., Inc. | Lutron | ULOS-CUS-500*** | Occupant / Motion / Vacancy Se | System | True | True |  | True | True | True | True | True | True | True | True | False | [9 empty] | Non Federally-Regulated | 12/13/2012 |  | 07/01/2014
Lutron Electronics Co., Inc. | Lutron | TG-103P********* | Dimmer | Device | True | True |  | True | True | True | True | True | True | True | True | False | [9 empty] | Non Federally-Regulated | 04/28/2010 |  | 01/21/2014
Leviton Manufacturing Co., Inc. | Leviton | 6776-SE | Occupant / Motion / Vacancy Se |  | True | True |  | True | [17 empty] | Non Federally-Regulated | 10/06/1992 |  | 04/06/1998
Lutron Electronics Co., Inc. | Lutron | NT-600********** | Dimmer | Device | True | True |  | True | True | True | True | False |  |  |  | False | [9 empty] | Non Federally-Regulated | 12/28/2009 |  | 01/21/2014
Tork | Tork | PC10AT2 | Occupant / Motion / Vacancy Se |  | True | True |  | True | [17 empty] | Non Federally-Regulated | 04/01/1997 |  | 07/13/2011
Lightstat, Inc. | Lightstat | ALT-3-**-*-*** | Multi-Level Occupant Sensor | System | True | True | True | True | True | False | True | True | False | True | True | True |  | False | [7 empty] | Non Federally-Regulated | 05/02/2011 |  | 07/01/2014
PLC Multipoint, Inc. | PLC Multipoint | PD5D OUTDOOR DARK | Exterior Photocontrol Device |  | True | True | [11 empty] | True | True | False | [5 empty] | Non Federally-Regulated | 07/19/2006 |  | 01/07/2010
Lutron Electronics Co., Inc. | Lutron | CCP-********-******-**-CGP*** | Automatic Daylighting Control | System | True | True | True | True | True | True | True | False |  |  | True | True |  | True | [7 empty] | Non Federally-Regulated | 07/10/2012 |  | 07/01/2014
Siemens Energy & Automation | Siemens Energy & Automation | 5WG1 704-8XD44 | Automatic Time Switch Control |  | True | True |  | True | True | [8 empty] | True | True | True | [5 empty] | Non Federally-Regulated | 12/19/2005 |  | 01/07/2010
Intermatic, Inc. | Intermatic | EM1408MC | Automatic Time Switch Control | Device | True | True |  | True | True | [16 empty] | Non Federally-Regulated | 01/20/2010 |  | 07/01/2014
Lightolier Controls | Insight | OSPS-20A-120 | Occupant / Motion / Vacancy Se |  | True | True |  | True | [17 empty] | Non Federally-Regulated | 08/28/1992 |  | 04/06/1998
Tork | Tork | EW201BY | Automatic Time Switch Control | Device | True | True |  | True | True | [16 empty] | Non Federally-Regulated | 11/12/2013 |  | 07/01/2014
PCI Lighting Controls | Watchkeeper | WATCHKEEPER 32 | Automatic Time Switch Control |  | True | True |  | True | True | [16 empty] | Non Federally-Regulated | 10/19/2001 |  | 04/10/2008
Unenco, Inc. / Univ. Energy | Unenco | PIR-1000 | Occupant / Motion / Vacancy Se |  | True | True |  | True | [17 empty] | Non Federally-Regulated | 10/06/1992 |  | 01/07/2010
Legrand / Wiremold | WattStopper | NPM44PF | Manual-On Occupant Sensor | System | True | True | True | True | True | True | True | True | True | True | True | True | True | True | True | True |  | True |  |  |  | Non Federally-Regulated | 03/23/2010 |  | 07/01/2014
Lutron Electronics Co., Inc. | Lutron | CCP-****-******-** | Astronomical Time Switch Contr | System | True | True |  | True | True | True | True | True | True | True | [11 empty] | Non Federally-Regulated | 07/10/2012 |  | 07/01/2014
Lutron Electronics Co., Inc. | Lutron | CCP-**********-******-**-CGP*** | Astronomical Time Switch Contr | System | True | True |  | True | True | True | True | True | True | True | [11 empty] | Non Federally-Regulated | 07/10/2012 |  | 07/01/2014
Lutron Electronics Co., Inc. | Lutron | LP8/********************* | Automatic Time Switch Control | System | True | True |  | True | True | [16 empty] | Non Federally-Regulated | 12/28/2009 |  | 07/01/2014
Hubbell Building Automation | Hubbell Building Automation | LXOM********** | Occupant / Motion / Vacancy Se | System | True | True |  | True | True | True | True | True | True | True | True | False | [9 empty] | Non Federally-Regulated | 03/26/2010 |  | 07/01/2014
Lutron Electronics Co., Inc. | Grafik Eye | GRX-3***-*-** | Automatic Daylighting Control |  | True | True | True | True | True | True |  |  | False |  | True | True |  | True | False | [6 empty] | Non Federally-Regulated | 09/28/2005 |  | 01/07/2010
Hubbell Building Automation | Hubbell Building Automation | LHMT**** | Ultrasonic Occupant / Motion S |  | True | True |  | True | True | True | True | True | [13 empty] | Non Federally-Regulated | 09/08/2007 |  | 01/07/2010
Cooper Controls | Greengate | CK2 120** | Photosensor / Photocontrol Dev | System | True | True |  | False | False | [16 empty] | Non Federally-Regulated | 04/15/2011 |  | 07/01/2014
Mytech Corp. | Mytech | LH-US-I | Ultrasonic Occupant / Motion S |  | True | True |  | True | True | True | True | True | [13 empty] | Non Federally-Regulated | 06/04/1999 |  | 01/07/2010
Pass & Seymour / Legrand | Rex | 49734 | Automatic Time Switch Control |  | True | False |  | True | True | [16 empty] | Non Federally-Regulated | 02/09/1995 |  | 01/07/2010
Legrand / Wiremold | WattStopper | LRD2B | Multi-Level Astronomical Time | System | True | True |  | True | True | True | True | True | True | True | [11 empty] | Non Federally-Regulated | 03/23/2010 |  | 07/01/2014
Sensor Switch, Inc. | Sensor Switch | CMB 6********** | Occupant / Motion / Vacancy Se | Device | True | True |  | True | True | False | False |  |  |  |  | False | [9 empty] | Non Federally-Regulated | 04/28/2010 |  | 07/01/2014
Intermatic, Inc. | Gasmaster | GMXQW-I-24 | Automatic Time Switch Control | Device | True | True | True | False | [17 empty] | Non Federally-Regulated | 07/17/2014 |  | 08/05/2014
Lutron Electronics Co., Inc. | Homeworks | HWV-600D-** | Automatic Time Switch Control |  | True | True |  | True | True | [16 empty] | Non Federally-Regulated | 08/13/2007 |  | 01/07/2010
Hubbell Incorporated | H-Moss | ATD1600W | Occupant / Motion / Vacancy Se |  | True | True |  | True | [17 empty] | Non Federally-Regulated | 05/04/2004 |  | 01/07/2010
Eaton Corp. | Pow-R-Command | PRC2000 | Automatic Time Switch Control | System | True | True |  | True | True | [16 empty] | Non Federally-Regulated | 09/21/2009 |  | 01/07/2010
Sensor Switch, Inc. | Sensor Switch | nCM-PC-ADC-**-** | Automatic Daylighting Control |  | True | True | True | True | False |  | True | True | True | True | True | True | True | True | True | True |  | True |  |  |  | Non Federally-Regulated | 11/20/2008 |  | 01/07/2010
Cooper Controls | Novitas | 01-111BAS-** | Ultrasonic Occupant / Motion S |  | True | True |  | True | True | True | True | True | [13 empty] | Non Federally-Regulated | 11/07/2008 |  | 01/07/2010
Adura Technologies | Adura Technologies | ALPS | Multi-Level Astronomical Time | System | True | True |  | True | True | True | True | True | True | True | [11 empty] | Non Federally-Regulated | 05/28/2010 |  | 07/01/2014
Siemens Energy & Automation | Siemens Energy & Automation | 5WG1 704-8XA04 | Automatic Time Switch Control |  | True | True |  | True | True | [8 empty] | True | True | True | [5 empty] | Non Federally-Regulated | 12/19/2005 |  | 01/07/2010
Tork | Tork | TW-302L | Automatic Time Switch Control |  | True | True |  | True | True | [16 empty] | Non Federally-Regulated | 06/03/2003 |  | 01/07/2010
Siemens Energy & Automation | Siemens Energy & Automation | 5WG1 703-8XH12 | Automatic Time Switch Control |  | True | True |  | True | True | [8 empty] | True | True | True | [5 empty] | Non Federally-Regulated | 12/19/2005 |  | 01/07/2010
Douglas Lighting Controls | Douglas | MC6000 | Automatic Time Switch Control |  | True | True |  | True | True | [8 empty] | True | True | True | [5 empty] | Non Federally-Regulated | 10/31/2005 |  | 01/07/2010
Legrand / Wiremold | WattStopper | NRD2F | Astronomical Time Switch Contr | System | True | True |  | True | True | True | True | True | True | True | [11 empty] | Non Federally-Regulated | 03/23/2010 |  | 07/01/2014
Lumisys | Lumisys | L28DRC | Automatic Time Switch Control |  | True | True |  | True | True | [16 empty] | Non Federally-Regulated | 03/13/2006 |  | 01/07/2010
Cooper Controls | Greengate | CK4 277** | Photosensor / Photocontrol Dev | System | True | True |  | False | False | [16 empty] | Non Federally-Regulated | 04/15/2011 |  | 07/01/2014
Lutron Electronics Co., Inc. | Grafik 6000 | OMX-4606-*-** | Occupant / Motion / Vacancy Se |  | True | True |  | True | [17 empty] | Non Federally-Regulated | 05/09/2000 |  | 09/19/2005
Lutron Electronics Co., Inc. | Grafik Eye | GRX-4***-*-** | Automatic Daylighting Control |  | True | True | True | True |  |  |  |  | True | True | True | True | False | True | False | True |  | True |  |  |  | Non Federally-Regulated | 09/28/2005 |  | 01/07/2010
Lutron Electronics Co., Inc. | Grafik Eye | PAV6*-120 | Occupant / Motion / Vacancy Se |  | True | True |  | True | [17 empty] | Non Federally-Regulated | 09/19/2005 |  | 01/07/2010
Legrand / Wiremold | WattStopper | LRD2A | Multi-Level Astronomical Time | System | True | True |  | True | True | True | True | True | True | True | [11 empty] | Non Federally-Regulated | 03/23/2010 |  | 07/01/2014
Lutron Electronics Co., Inc. | Lutron | LP3/********************* | Photosensor / Photocontrol Dev | System | True | True |  | False | False | [16 empty] | Non Federally-Regulated | 12/28/2009 |  | 07/01/2014
Siemens Energy & Automation | Siemens Energy & Automation | 5WG1 705-8XA44 | Automatic Time Switch Control |  | True | True |  | True | True | [8 empty] | True | True | True | [5 empty] | Non Federally-Regulated | 12/19/2005 |  | 01/07/2010
Cooper Lighting | Lazer | LZRC203 | Track Lighting Integral Curren |  |  |  |  | True | True | True | True | [14 empty] | Non Federally-Regulated | 10/30/2008 |  | 01/07/2010
Tork | Tork | DGLC200ANC | Automatic Time Switch Control | Device | True | True |  | True | True | [16 empty] | Non Federally-Regulated | 11/12/2013 |  | 07/01/2014
Lutron Electronics Co., Inc. | Lutron | CS-2L-** | Automatic Daylighting Control | System | True | True | True | True | True | True | True | False |  |  | True | True |  | True | [7 empty] | Non Federally-Regulated | 04/28/2010 |  | 07/01/2014
Lutron Electronics Co., Inc. | Centralized Lighting Control | G6-AR-****-*-120 | Photosensor / Photocontrol Dev |  | True | True |  | True | [17 empty] | Non Federally-Regulated | 09/19/2005 |  | 01/07/2010
GE Lighting, a Savant company | General Electric | JACE 50 | Automatic Time Switch Control |  | True | True |  | True | True | [16 empty] | Non Federally-Regulated | 10/15/2001 |  | 09/03/2015
Siemens Energy & Automation | Siemens Energy & Automation | 5WG1 705-8XG02 | Automatic Time Switch Control |  | True | True |  | True | True | [8 empty] | True | True | True | [5 empty] | Non Federally-Regulated | 12/19/2005 |  | 01/07/2010
Hubbell Incorporated | H-Moss | ATD1277I | Occupant / Motion / Vacancy Se |  | True | True |  | True | [17 empty] | Non Federally-Regulated | 05/04/2004 |  | 01/07/2010
Cooper Controls | Greengate | OSW-P-0451-GERR7-R-* | Occupant / Motion / Vacancy Se | System | True | True |  | True | True | False | False |  |  |  |  | False | [9 empty] | Non Federally-Regulated | 05/10/2011 |  | 07/01/2014
Siemens Energy & Automation | Siemens Energy & Automation | 5WG1 704-8XK11 | Automatic Time Switch Control |  | True | True |  | True | True | [8 empty] | True | True | True | [5 empty] | Non Federally-Regulated | 12/19/2005 |  | 01/07/2010
Sensor Switch, Inc. | Sensor Switch | LWS-**-*-*-*-** | Occupant / Motion / Vacancy Se |  | True | True |  | True | [17 empty] | Non Federally-Regulated | 03/01/2006 |  | 01/07/2010
Lutron Electronics Co., Inc. | Centralized Lighting Control | SO-2****-**-*** | Automatic Daylighting Control |  | True | True | True | True | False |  | False |  | False |  | True | True | False | True | False | True |  | True |  |  |  | Non Federally-Regulated | 06/08/2007 |  | 01/07/2010
Tork | Tork | 631D | Automatic Time Switch Control | Device | True | True |  | True | True | [16 empty] | Non Federally-Regulated | 03/11/2011 |  | 07/01/2014
Lithonia Lighting | Synergy | SYSC MLX | Multi-Level Astronomical Time |  | True | True |  | True | True | True | True | True | True | True |  |  |  | True | True | True | [5 empty] | Non Federally-Regulated | 07/24/2006 |  | 01/07/2010
Hubbell Building Automation | Hubbell Building Automation | CUI5002000P*** | Occupant / Motion / Vacancy Se | Device | True | True |  | True | True | True | True | True | True | True | True | False | [9 empty] | Non Federally-Regulated | 03/26/2010 |  | 07/01/2014
Lutron Electronics Co., Inc. | Sensors | LOS-SIR-AT-** | Occupant / Motion / Vacancy Se |  | True | True |  | True | [8 empty] | True | True | True |  | True |  |  |  |  | Non Federally-Regulated | 09/19/2005 |  | 01/07/2010
Heathco, LLC | Heath Zenith | SL-5677 | Exterior Photocontrol Device |  | True | False | [11 empty] | True | True | True | [5 empty] | Non Federally-Regulated | 09/21/2007 |  | 01/07/2010
WattStopper, Inc. | WattStopper | FS-705 | Occupant / Motion / Vacancy Se |  | True | True |  | True | [9 empty] | True | False | True | [5 empty] | Non Federally-Regulated | 02/14/2008 |  | 01/07/2010
Lutron Electronics Co., Inc. | Quantum | LSP-1P-**-** | Automatic Time Switch Control |  | True | True |  | True | True | [8 empty] | True | True | True | [5 empty] | Non Federally-Regulated | 01/08/2008 |  | 01/07/2010
Schneider Electric (Square D Wiring Devices) | Powerlink | NF3000G3 | Multi-Level Astronomical Time |  | True | True |  | True | True | True | True | True | True | True |  |  |  | True | True | True | [5 empty] | Non Federally-Regulated | 08/24/2006 |  | 03/14/2008
Lumisys | Lumisys | TI-45** | Automatic Time Switch Control |  | True | True |  | True | True | [16 empty] | Non Federally-Regulated | 03/13/2006 |  | 01/07/2010
Lutron Electronics Co., Inc. | Homeworks | HWV-1000NS-** | Astronomical Time Switch Contr | System | True | True |  | True | True | True | True | True | True | True | [11 empty] | Non Federally-Regulated | 01/20/2010 |  | 07/01/2014
Leviton Manufacturing Co., Inc. | Leviton | SC120 | Automatic Time Switch Control |  | True | True |  | True | True | [16 empty] | Non Federally-Regulated | 07/09/1998 |  | 01/07/2010
Schneider Electric (Square D Wiring Devices) | Powerlink | RMC2000G3**** | Automatic Time Switch Control |  | True | True |  | True | True | [16 empty] | Non Federally-Regulated | 03/14/2008 |  | 01/07/2010
Lutron Electronics Co., Inc. | Lutron | CCP-************-******-**-CGP**** | Astronomical Time Switch Contr | System | True | True |  | True | True | True | True | True | True | True | [11 empty] | Non Federally-Regulated | 07/10/2012 |  | 07/01/2014
Hubbell Building Automation | Hubbell Building Automation | TC8D42P480 | Automatic Time Switch Control |  | True | True |  | True | True | [16 empty] | Non Federally-Regulated | 09/08/2007 |  | 01/07/2010
Lithonia Lighting | Panelmax Series | LCP 16 | Automatic Time Switch Control |  | True | True |  | True | True | [16 empty] | Non Federally-Regulated | 01/28/1993 |  | 04/30/1993
WattStopper, Inc. | WattStopper | CS-350-N-* | Occupant / Motion / Vacancy Se | No Match | True | True |  | True | [8 empty] | True | True | True | True | True | True |  |  |  | Non Federally-Regulated | 08/04/2009 |  | 01/07/2010
Siemens Energy & Automation | Siemens Energy & Automation | 5WG1 705-8XG33 | Automatic Time Switch Control |  | True | True |  | True | True | [8 empty] | True | True | True | [5 empty] | Non Federally-Regulated | 12/19/2005 |  | 01/07/2010
WattStopper, Inc. | WattStopper | LMPX-100-* | Occupant / Motion / Vacancy Se | System | True | True |  | True | True | False | False |  |  |  |  | False | [9 empty] | Non Federally-Regulated | 02/04/2010 |  | 07/01/2014
Legrand / Wiremold | WattStopper | NPM44PF | Multi-Level Occupant Sensor | System | True | True | True | True | True | True | True | True | True | True | True | True | True | True | True | True | True | True |  |  |  | Non Federally-Regulated | 03/23/2010 |  | 07/01/2014
Lutron Electronics Co., Inc. | Lutron | QSG-************* | Automatic Daylighting Control | System | True | True | True | True | True | True | True | False |  |  | True | True |  | True | [7 empty] | Non Federally-Regulated | 04/28/2010 |  | 07/01/2014
Exergy Controls, LLC | Exergy Controls, LLC | XRG-400 | Multi-Level Occupant Sensor | System | True | True | True | True | True | True | True | True | True | True | True | True | True | True | True | True | [5 empty] | Non Federally-Regulated | 10/30/2009 |  | 04/27/2011
Mytech Corp. | Mytech | OMNI-IR-L-RP | Occupant / Motion / Vacancy Se |  | True | True |  | True | [17 empty] | Non Federally-Regulated | 06/04/1999 |  | 01/07/2010
Leviton Manufacturing Co., Inc. | Leviton | ODSOD-I** | Occupant / Motion / Vacancy Se |  | True | True |  | True | [17 empty] | Non Federally-Regulated | 09/14/2006 |  | 01/07/2010
Legrand / Wiremold | WattStopper | NRD1A | Automatic Daylighting Control | System | True | True | True | True | True | True | True | True | True | True | True | True |  | True | [7 empty] | Non Federally-Regulated | 03/23/2010 |  | 07/01/2014
Philips Teletrol | Teletrol | eSC 276-*-* | Automatic Time Switch Control | Device | True | True |  | True | True | [16 empty] | Non Federally-Regulated | 11/08/2011 |  | 07/01/2014
Siemens Energy & Automation | Siemens Energy & Automation | 5WG1 705-8XG45 | Automatic Time Switch Control |  | True | True |  | True | True | [8 empty] | True | True | True | [5 empty] | Non Federally-Regulated | 12/19/2005 |  | 01/07/2010
Intelligent Lighting Controls, Inc. | Apprentice | 930026** | Automatic Time Switch Control |  | True | True |  | True | True | [16 empty] | Non Federally-Regulated | 10/12/2005 |  | 01/07/2010
Schneider Electric (Square D Wiring Devices) | Square D Co. | SLSD*S****** | Ultrasonic Occupant / Motion S |  | True | True |  | True | True | True | True | True | [13 empty] | Non Federally-Regulated | 01/26/2009 |  | 01/07/2010
Lutron Electronics Co., Inc. | Lutron | LCP-******************* | Occupant / Motion / Vacancy Se | System | True | True |  | True | True | True | False |  |  |  |  | False | [9 empty] | Non Federally-Regulated | 04/28/2010 |  | 07/01/2014
Intermatic, Inc. | Intermatic | ET728C | Automatic Time Switch Control |  | True | True |  | True | True | [16 empty] | Non Federally-Regulated | 06/24/1993 |  | 06/29/2006
Intelligent Lighting Controls, Inc. | Light Master | 930028** | Dimmer | System | True | True | True | True | True | True | True | False |  |  |  | True | [9 empty] | Non Federally-Regulated | 02/18/2010 |  | 07/01/2014
Lutron Electronics Co., Inc. | Softswitch 128 | XPS44-******-** | Automatic Time Switch Control |  | True | True |  | True | True | [16 empty] | Non Federally-Regulated | 09/19/2005 |  | 01/07/2010
Blue Ridge Technologies | Midori | MD16************* | Automatic Time Switch Control | Device | True | True |  | True | True | [16 empty] | Non Federally-Regulated | 06/30/2010 |  | 07/01/2014
Tork | Tork | PC10AT2 | Occupant / Motion / Vacancy Se |  | True | True |  | True | [17 empty] | Non Federally-Regulated | 12/20/1994 |  | 04/01/1997
Siemens Energy & Automation | Siemens Energy & Automation | 5WG1 705-8XG05 | Automatic Time Switch Control |  | True | True |  | True | True | [8 empty] | True | True | True | [5 empty] | Non Federally-Regulated | 12/19/2005 |  | 01/07/2010
Cooper Controls | Greengate | OSW-U-0721-SP-W-* | Occupant / Motion / Vacancy Se | System | True | True |  | True | True | False | True | True | True | True | True | False | [9 empty] | Non Federally-Regulated | 05/10/2011 |  | 07/01/2014
Cooper Wiring Devices | Skye | SF8APxx | Dimmer | Device | True | True |  | True | True | True | True | True | True | True | True | False | [9 empty] | Non Federally-Regulated | 11/12/2010 |  | 12/29/2010
Tork | Tork | 1848AZL | Automatic Time Switch Control |  | True | True |  | True | True | [16 empty] | Non Federally-Regulated | 06/03/2003 |  | 04/27/2006
Electronics Diversified, Inc. | Electronics Diversified, Inc. | T12-1 | Automatic Time Switch Control |  | True | True |  | True | True | [16 empty] | Non Federally-Regulated | 01/05/2005 |  | 01/07/2010
Tork | Tork | Z400B (120VAC) | Automatic Time Switch Control |  | True | True |  | True | True | [16 empty] | Non Federally-Regulated | 02/07/1994 |  | 04/27/2006
Electronic Theatre Controls, Inc. | Sensor | SR24-*** | Dimmer | System | True | True |  | True | True | True | True | False |  |  |  | False | [9 empty] | Non Federally-Regulated | 08/19/2011 |  | 07/01/2014
Legrand / Wiremold | WattStopper | LVHUBF | Automatic Time Switch Control | System | True | True |  | True | True | [16 empty] | Non Federally-Regulated | 03/23/2010 |  | 07/01/2014
Intermatic, Inc. | Grasslin | PC2-digi30-277-LS1+E300 | Photosensor / Photocontrol Dev | Device | True | True |  | False | False | [16 empty] | Non Federally-Regulated | 01/20/2010 |  | 07/01/2014
Cooper Wiring Devices | Greengate | OEC-U-2000 | Ultrasonic Occupant / Motion S |  | True | True |  | True | True | True | True | True |  |  |  |  | True | True | True | False | True | False |  |  |  | Non Federally-Regulated | 04/10/2008 |  | 11/07/2008
Lightstat, Inc. | Lightstat | ALT-6-**-*-*** | Multi-Level Occupant Sensor | System | True | True | True | True | True | False | True | True | False | True | True | True |  | False | [7 empty] | Non Federally-Regulated | 05/02/2011 |  | 07/01/2014
Legrand / Pass & Seymour | Legrand / Pass & Seymour | OSR300* | Multi-Level Occupant Sensor | Device | True | True | True | True | True | True | True | True | False | False | True | True |  | False | [7 empty] | Non Federally-Regulated | 12/23/2010 |  | 07/01/2014
Lutron Electronics Co., Inc. | Microwatt | MW-PS-WH | Automatic Daylighting Control |  | True | True |  | True | True | True | True | True | [8 empty] | True |  |  |  |  | Non Federally-Regulated | 03/29/1993 |  | 04/06/1998
Tork | Tork | DTS100B | Automatic Time Switch Control | Device | True | True |  | True | True | [16 empty] | Non Federally-Regulated | 04/28/2010 |  | 07/01/2014
PLC Multipoint, Inc. | PLC Multipoint | MAS/I INDOOR | Photosensor / Photocontrol Dev |  | True | True |  | True | [17 empty] | Non Federally-Regulated | 07/19/2006 |  | 01/07/2010
Intermatic, Inc. | Intermatic | K4223C | Photosensor / Photocontrol Dev | Device | True | True |  | False | False | [16 empty] | Non Federally-Regulated | 01/20/2010 |  | 07/01/2014
Lutron Electronics Co., Inc. | Lutron | LP8/********************* | Multi-Level Occupant Sensor | System | True | True | True | True | True | True | True | True | True | True | True | True |  | False | [7 empty] | Non Federally-Regulated | 12/28/2009 |  | 07/01/2014
Lutron Electronics Co., Inc. | HomeWorks QS | HQRD-6NE | Automatic Time Switch Control | System | True | True |  | True | True | [16 empty] | Non Federally-Regulated | 07/10/2012 |  | 07/01/2014
Legrand / Wiremold | WattStopper | NRD1F | Multi-Level Astronomical Time | System | True | True |  | True | True | True | True | True | True | True | [11 empty] | Non Federally-Regulated | 03/23/2010 |  | 07/01/2014
WattStopper, Inc. | WattStopper | HPCU8SS | Automatic Daylighting Control |  | True | True |  | True | False |  | True | False | [8 empty] | True |  |  |  |  | Non Federally-Regulated | 10/01/2001 |  | 01/07/2010
Legrand / Wiremold | WattStopper | LRD2C | Automatic Daylighting Control | System | True | True | True | True | True | True | True | True | True | True | True | True |  | True | [7 empty] | Non Federally-Regulated | 03/23/2010 |  | 07/01/2014
Crestron Electronics | Crestron Electronics | AV3 | Astronomical Time Switch Contr | System | True | True |  | True | True | True | True | True | True | True | [11 empty] | Non Federally-Regulated | 06/24/2013 |  | 07/01/2014
Signify North America Corporation | Sunrise | SR1200MK10277 | Dimmer | Device | True | True |  | True | True | True | True | False |  |  |  | False | [9 empty] | Non Federally-Regulated | 10/03/2013 |  | 07/01/2014
Hubbell Building Automation | Hubbell Building Automation | TCPC******* | Photosensor / Photocontrol Dev | System | True | True |  | False | False | [16 empty] | Non Federally-Regulated | 03/26/2010 |  | 07/01/2014
Distech Controls | Distech Controls | EC-Light-32 + EC-BOS-*** | Multi-Level Astronomical Time | System | True | True |  | True | True | True | True | True | True | True | [11 empty] | Non Federally-Regulated | 08/07/2012 |  | 07/01/2014
Leviton Manufacturing Co., Inc. | Leviton | O3C20-*** | Manual-On Occupant Sensor | Device | True | True | True | True | True | True | True | True | True | True | True | True |  | False | [7 empty] | Non Federally-Regulated | 09/10/2013 |  | 07/01/2014
Encelium Technologies | Encelium Technologies | IOM-300 | Multi-Level Daylighting Contro |  | True | True |  | True | True | True | True | [14 empty] | Non Federally-Regulated | 12/19/2006 |  | 01/07/2010
Tork | Tork | DZM200-24 (24VAC) | Automatic Time Switch Control |  | True | True |  | True | True | [16 empty] | Non Federally-Regulated | 06/08/1993 |  | 04/27/2006
Schneider Electric | SERP | SERPB32HS | Astronomical Time Switch Contr | System | True | True |  | True | True | True | True | True | True | True | [11 empty] | Non Federally-Regulated | 09/11/2012 |  | 07/01/2014
Lutron Electronics Co., Inc. | Lutron | LUT-HVAC-100-248 | Dimmer | System | True | True |  | True | True | True | True | False |  |  |  | False | [9 empty] | Non Federally-Regulated | 07/10/2012 |  | 07/01/2014
Sensor Switch, Inc. | Sensor Switch | CM 6 RR7********* | Occupant / Motion / Vacancy Se | Device | True | True |  | True | True | False | False |  |  |  |  | False | [9 empty] | Non Federally-Regulated | 04/28/2010 |  | 07/01/2014
Unenco, Inc. / Univ. Energy | Unenco | PIR-1000-P120V | Occupant / Motion / Vacancy Se |  | True | True |  | True | [17 empty] | Non Federally-Regulated | 10/06/1992 |  | 01/07/2010
Blue Ridge Technologies | Maxiom | MX48************* | Automatic Time Switch Control | Device | True | True |  | True | True | [16 empty] | Non Federally-Regulated | 06/30/2010 |  | 07/01/2014
Pass & Seymour / Legrand | Switchplan | OSC3000I | Occupant / Motion / Vacancy Se |  | True | True |  | True | [17 empty] | Non Federally-Regulated | 03/29/1993 |  | 01/07/2010
Siemens Energy & Automation | Siemens Energy & Automation | 5WG1 705-8XC16 | Automatic Time Switch Control |  | True | True |  | True | True | [8 empty] | True | True | True | [5 empty] | Non Federally-Regulated | 12/19/2005 |  | 01/07/2010
Signify North America Corporation | Philips Lighting Electronics North America | LRM2368 | Occupant / Motion / Vacancy Se | Device | True | True |  | True | True | False | False |  |  |  |  | False | [9 empty] | Non Federally-Regulated | 06/20/2011 |  | 07/01/2014
Lutron Electronics Co., Inc. | Lutron | XP48-******************* | Photosensor / Photocontrol Dev | System | True | True |  | False | False | [16 empty] | Non Federally-Regulated | 12/28/2009 |  | 07/01/2014
Lutron Electronics Co., Inc. | Homeworks | HS24-*********** | Multi-Level Astronomical Time |  | True | True |  | True | True | True | True | True | True | True | [11 empty] | Non Federally-Regulated | 08/13/2007 |  | 01/07/2010
Lutron Electronics Co., Inc. | Homeworks | HS72-*********** | Astronomical Time Switch Contr | System | True | True |  | True | True | True | True | True | True | True | [11 empty] | Non Federally-Regulated | 01/20/2010 |  | 07/01/2014
Cooper Controls | Greengate | CK2 120** | Automatic Time Switch Control | System | True | True |  | True | True | [16 empty] | Non Federally-Regulated | 04/15/2011 |  | 07/01/2014
Legrand / Wiremold | WattStopper | LVHUBC | Multi-Level Occupant Sensor | System | True | True | True | True | True | True | True | True | True | True | True | True | True | True | True | True | True | True |  |  |  | Non Federally-Regulated | 03/23/2010 |  | 07/01/2014
Convia, Inc., A Herman Miller Co. | Convia | GSE-SRC-03 | Automatic Time Switch Control | System | True | True |  | True | True | [16 empty] | Non Federally-Regulated | 03/04/2010 |  | 07/01/2014
Leviton Manufacturing Co., Inc. | Leviton | OSWHB-I** | Occupant / Motion / Vacancy Se | System | True | True |  | True | True | False | False |  |  |  |  | False | [9 empty] | Non Federally-Regulated | 03/04/2010 |  | 07/01/2014
Intelligent Lighting Controls, Inc. | Light Master | 930028** | Photosensor / Photocontrol Dev | System | True | True |  | False | False | [16 empty] | Non Federally-Regulated | 02/09/2010 |  | 07/01/2014
Lutron Electronics Co., Inc. | Softswitch 128 | XPS28-******-** | Exterior Photocontrol Device |  | True | True |  | True | True | True | [15 empty] | Non Federally-Regulated | 09/19/2005 |  | 01/07/2010
Lutron Electronics Co., Inc. | Lutron | GP40-******************* | Astronomical Time Switch Contr | System | True | True |  | True | True | True | True | True | True | True | [11 empty] | Non Federally-Regulated | 12/28/2009 |  | 07/01/2014
Lutron Electronics Co., Inc. | Softswitch 128 | XPS44-******-** | Multi-Level Daylighting Contro |  | True | True |  | True | True | True | True | [14 empty] | Non Federally-Regulated | 09/19/2005 |  | 01/07/2010
Gentec, Inc. | Schneider Electric | SERPL64HS | Astronomical Time Switch Contr | System | True | True |  | True | True | True | True | True | True | True | [11 empty] | Non Federally-Regulated | 01/20/2012 |  | 07/01/2014
Siemens Energy & Automation | Siemens Energy & Automation | 5WG1 705-8XA41 | Automatic Time Switch Control |  | True | True |  | True | True | [8 empty] | True | True | True | [5 empty] | Non Federally-Regulated | 12/19/2005 |  | 01/07/2010
Sensia | LCP1500 | LCP 500 | Photosensor / Photocontrol Dev |  | True | True |  | True | [17 empty] | Non Federally-Regulated | 11/02/2001 |  | 11/09/2001
Legrand / Wiremold | WattStopper | LRD2A | Automatic Daylighting Control | System | True | True | True | True | True | True | True | True | True | True | True | True |  | True | [7 empty] | Non Federally-Regulated | 03/23/2010 |  | 07/01/2014
Lutron Electronics Co., Inc. | Homeworks | HS24-*********** | Automatic Time Switch Control |  | True | True |  | True | True | [16 empty] | Non Federally-Regulated | 08/13/2007 |  | 01/07/2010
WattStopper, Inc. | WattStopper | RS-250 | Occupant / Motion / Vacancy Se |  | True | True |  | True | [8 empty] | True | True | True |  | True |  |  |  |  | Non Federally-Regulated | 01/24/2007 |  | 01/07/2010
Legrand / Pass & Seymour | Legrand | ADPD1103HW4 | Dimmer | Device | True | True |  | True | True | True | True | True | True | True | True | False | [9 empty] | Non Federally-Regulated | 09/14/2012 |  | 07/01/2014
Lutron Electronics Co., Inc. | Lutron | DVSCLV-600P***** | Dimmer | Device | True | True |  | True | True | True | True | False |  |  |  | False | [9 empty] | Non Federally-Regulated | 12/28/2009 |  | 01/21/2014
WattStopper, Inc. | WattStopper | WS200 | Occupant / Motion / Vacancy Se |  | True | True |  | True | [17 empty] | Non Federally-Regulated | 07/19/2002 |  | 01/07/2010
Grasslin Controls Corp. | Grasslin | GM1DIGI42 | Automatic Time Switch Control |  | True | True |  | True | True | [16 empty] | Non Federally-Regulated | 05/12/1997 |  | 02/25/2008
Lumisys | Lumisys | L27 KIT | Automatic Time Switch Control |  | True | True |  | True | True | [16 empty] | Non Federally-Regulated | 03/13/2006 |  | 01/07/2010
Legrand / Wiremold | WattStopper | CNCW | Automatic Daylighting Control | System | True | True | True | True | True | True | True | True | True | True | True | True |  | True | [7 empty] | Non Federally-Regulated | 03/23/2010 |  | 07/01/2014
Siemens Energy & Automation | Siemens Energy & Automation | 5WG1 704-8XC33 | Automatic Time Switch Control |  | True | True |  | True | True | [8 empty] | True | True | True | [5 empty] | Non Federally-Regulated | 12/19/2005 |  | 01/07/2010
Intermatic, Inc. | Gasmaster | GMXQT-O-120 | Automatic Time Switch Control | Device | True | True | True | False | [17 empty] | Non Federally-Regulated | 07/17/2014 |  | 08/05/2014
Lutron Electronics Co., Inc. | Lutron | GP28-******************* | Automatic Daylighting Control | System | True | True | True | True | True | True | True | False |  |  | True | True |  | True | [7 empty] | Non Federally-Regulated | 12/28/2009 |  | 07/01/2014
Lutron Electronics Co., Inc. | HomeWorks QS | HQR-15APS-* | Manual-On Occupant Sensor | System | True | True |  | True | True | True | True | True | False |  |  |  |  | False | [7 empty] | Non Federally-Regulated | 07/12/2012 |  | 07/01/2014
Hunt Dimming | Simplicity | SCP-6-*/SIU-* | Automatic Daylighting Control |  | True | True | False | True | True | True | True | True | True | True | True | False | False |  |  | True |  | True |  |  |  | Non Federally-Regulated | 10/18/2005 |  | 01/07/2010
Schneider Electric (Square D Wiring Devices) | Powerlink | RMC3000CG3*** | Multi-Level Daylighting Contro |  | True | True |  | True | True | True | True | [14 empty] | Non Federally-Regulated | 12/24/2007 |  | 01/07/2010
Universal Energy Control, Inc. | Conserver | C-600-H | Ultrasonic Occupant / Motion S |  | False | False |  | True | True | True | True | True | [13 empty] | Non Federally-Regulated | 09/01/1984 |  | 04/06/1998
Lutron Electronics Co., Inc. | Lutron | DVSCF-103P****** | Dimmer | Device | True | True |  | True | True | True | True | True | True | True | True | False | [9 empty] | Non Federally-Regulated | 04/28/2010 |  | 01/21/2014
Legrand / Wiremold | WattStopper | CE6ATCFF SERIES | Occupant / Motion / Vacancy Se | System | True | True | True | True | True | True | True | True | True | True | True | True |  | True | True | True | [5 empty] | Non Federally-Regulated | 03/23/2010 |  | 07/01/2014
Siemens Energy & Automation | Siemens Energy & Automation | 5WG1 704-8XE04 | Automatic Time Switch Control |  | True | True |  | True | True | [8 empty] | True | True | True | [5 empty] | Non Federally-Regulated | 12/19/2005 |  | 01/07/2010
Intermatic, Inc. | Grasslin | FM1D20-24U | Automatic Time Switch Control | Device | True | True |  | True | True | [16 empty] | Non Federally-Regulated | 01/20/2010 |  | 07/01/2014
Gentec, Inc. | Kameleon | K6-64-PA-S* | Automatic Time Switch Control | System | True | True |  | True | True | [16 empty] | Non Federally-Regulated | 01/20/2012 |  | 07/01/2014
Enerlites, Inc. | Enerlites, Inc. | VCOS-J | Multi-Level Occupant Sensor | System | True | True | True | True | True | True | True | True | True | True | True | True |  | False | [7 empty] | Non Federally-Regulated | 08/18/2011 |  | 07/01/2014
Nexlight | Nexlight | WRT3450-84 | Automatic Time Switch Control |  | True | True |  | True | True | [16 empty] | Non Federally-Regulated | 11/13/2001 |  | 03/20/2008
Lightstat, Inc. | Lightstat | ALC-**-**-*** | Occupant / Motion / Vacancy Se |  | True | True |  | True | [9 empty] | True | True | True | [5 empty] | Non Federally-Regulated | 03/14/2006 |  | 01/07/2010
Lutron Electronics Co., Inc. | Lutron | LCP24-******************* | Photosensor / Photocontrol Dev | System | True | True |  | False | False | [16 empty] | Non Federally-Regulated | 12/28/2009 |  | 07/01/2014
Legrand / Wiremold | WattStopper | CNCW | Occupant / Motion / Vacancy Se | System | True | True | True | True | True | True | True | True | True | True | True | True |  | True | True | True | [5 empty] | Non Federally-Regulated | 03/23/2010 |  | 07/01/2014
Intermatic, Inc. | Grasslin | GM40QW-M | Automatic Time Switch Control |  | True | True |  | True | True | [16 empty] | Non Federally-Regulated | 10/15/2008 |  | 01/07/2010
Cooper Controls | Greengate | RC3**** | Photosensor / Photocontrol Dev | System | True | True |  | False | False | [16 empty] | Non Federally-Regulated | 08/07/2013 |  | 07/01/2014
GE Lighting, a Savant company | GE Lighting Controls | WIR-05-SR-G-* | Occupant / Motion / Vacancy Se | Device | True | True |  | True | True | False | False |  |  |  |  | False | [9 empty] | Non Federally-Regulated | 04/13/2012 |  | 07/01/2014
Steinel America, Inc. | Steinel | RHB 300 | Occupant / Motion / Vacancy Se | Device | True | True |  | True | True | False | False |  |  |  |  | False | [9 empty] | Non Federally-Regulated | 01/04/2012 |  | 07/01/2014
Sensor Switch, Inc. | PIR Wideview | WV-1600-NP | Occupant / Motion / Vacancy Se |  | False | False |  | True | [17 empty] | Non Federally-Regulated | 01/01/1989 |  | 04/06/1998
Lightolier Controls | Insight | IS3-600VA-W | Occupant / Motion / Vacancy Se |  | True | True |  | True | [17 empty] | Non Federally-Regulated | 08/10/1992 |  | 04/06/1998
Sensor Switch, Inc. | Sensor Switch | SBR ADC******* | Automatic Daylighting Control | Device | True | True | True | True | False |  |  | True | True | True | True | True |  | True | [7 empty] | Non Federally-Regulated | 04/28/2010 |  | 07/01/2014
Lutron Electronics Co., Inc. | Centralized Lighting Control | G6-AR-****-*-120 | Automatic Daylighting Control |  | True | True | True | True |  |  |  |  | True | True | True | True | False | True | False | True |  | True |  |  |  | Non Federally-Regulated | 09/28/2005 |  | 01/07/2010
Lutron Electronics Co., Inc. | Radio RA | RA-3LD-** | Automatic Time Switch Control |  | True | True |  | True | True | [16 empty] | Non Federally-Regulated | 08/13/2007 |  | 01/07/2010
Cooper Controls | iLumin | SC120-18-HE-3P-ML-20 | Multi-Level Astronomical Time |  | True | True |  | True | True | True | True | True | True | True | [11 empty] | Non Federally-Regulated | 11/07/2008 |  | 01/07/2010
Crestron Electronics | Crestron Electronics | CLS-C6MRF* | Dimmer | Device | True | True |  | True | True | True | True | False |  |  |  | False | [9 empty] | Non Federally-Regulated | 03/01/2010 |  | 07/01/2014
Enerlites, Inc. | Intermatic, Inc. | IOS-DOV-** | Occupant / Motion / Vacancy Se | Device | True | True |  | True | True | False | False |  |  |  |  | False | [9 empty] | Non Federally-Regulated | 01/19/2012 |  | 07/01/2014
Lutron Electronics Co., Inc. | Lutron | ULOS-CDT-1000*** | Multi-Level Occupant Sensor | System | True | True | True | True | True | True | True | True | True | True | True | True | True | True | True | True | [5 empty] | Non Federally-Regulated | 12/13/2012 |  | 07/01/2014
Lutron Electronics Co., Inc. | Centralized Lighting Control | G7-AR-****-*-120 | Occupant / Motion / Vacancy Se |  | True | True |  | True | [17 empty] | Non Federally-Regulated | 09/19/2005 |  | 01/07/2010
Cooper Controls | Greengate | OSW-U-0721-SP-A-* | Occupant / Motion / Vacancy Se | Device | True | True |  | True | True | False | True | True | True | True | True | False | [9 empty] | Non Federally-Regulated | 04/15/2011 |  | 05/10/2011
Legrand / Pass & Seymour | Legrand / Pass & Seymour | WS700CCV6* | Dimmer | Device | True | True |  | True | True | True | True | False |  |  |  | False | [9 empty] | Non Federally-Regulated | 12/23/2010 |  | 07/01/2014
Illumination Dynamics | Lithonia Lighting | OMS 2000 120 *** | Occupant / Motion / Vacancy Se | Device | True | True |  | True | True | True | False |  |  |  |  | False | [9 empty] | Non Federally-Regulated | 09/18/2013 |  | 07/01/2014
Hubbell Incorporated | H-Moss | ATP600WRP | Occupant / Motion / Vacancy Se |  | True | True |  | True | [17 empty] | Non Federally-Regulated | 05/09/2003 |  | 01/07/2010
Lutron Electronics Co., Inc. | Homeworks | HW-RPM-4E-120 | Astronomical Time Switch Contr | System | True | True |  | True | True | True | True | True | True | True | [11 empty] | Non Federally-Regulated | 01/20/2010 |  | 07/01/2014
Cooper Controls | Greengate | LK4 120** | Occupant / Motion / Vacancy Se | System | True | True |  | True | True | True | True | True | True | True | True | False | [9 empty] | Non Federally-Regulated | 04/15/2011 |  | 07/01/2014
Sensor Switch, Inc. | Sensor Switch | nCMR 6 2P***** | Occupant / Motion / Vacancy Se | System | True | True |  | True | True | False | False |  |  |  |  | False | [9 empty] | Non Federally-Regulated | 04/28/2010 |  | 07/01/2014
Lutron Electronics Co., Inc. | Softswitch 128 | XPS36-******-** | Photosensor / Photocontrol Dev |  | True | True |  | True | [17 empty] | Non Federally-Regulated | 09/19/2005 |  | 01/07/2010
Sensor Switch, Inc. | Sensor Switch | CMRB 6 2P********** | Occupant / Motion / Vacancy Se | Device | True | True |  | True | True | False | False |  |  |  |  | False | [9 empty] | Non Federally-Regulated | 04/28/2010 |  | 07/01/2014
Lutron Electronics Co., Inc. | Lutron | LCP128-******************* | Multi-Level Occupant Sensor | System | True | True | True | True | True | True | True | True | True | True | True | True |  | False | [7 empty] | Non Federally-Regulated | 12/28/2009 |  | 07/01/2014
Lutron Electronics Co., Inc. | Lutron | CCP-********-******-**-CGP*** | Multi-Level Occupant Sensor | System | True | True | True | True | True | True | True | False | True | True | True | True |  | False | [7 empty] | Non Federally-Regulated | 07/10/2012 |  | 07/01/2014
Intermatic, Inc. | Gasmaster | PC2-120-LS1 | Photosensor / Photocontrol Dev | Device | True | True | True | [18 empty] | Non Federally-Regulated | 07/17/2014 |  | 08/05/2014
Legrand / Wiremold | WattStopper | CLDU | Occupant / Motion / Vacancy Se | System | True | True | True | True | True | True | True | True | True | True | True | True |  | True | True | True | [5 empty] | Non Federally-Regulated | 03/23/2010 |  | 07/01/2014
Legrand / Wiremold | WattStopper | GSE-WCD-WH | Dimmer | System | True | True | True | True | True | True | True | True | True | True | True | True | [9 empty] | Non Federally-Regulated | 03/23/2010 |  | 07/01/2014
Intermatic, Inc. | Grasslin | PC1-digi20-120-LS1 | Photosensor / Photocontrol Dev | Device | True | True | True | [18 empty] | Non Federally-Regulated | 08/05/2014 |  | 01/09/2015
Intermatic, Inc. | Gasmaster | PC1-digi20-277-LS2+ E200 | Photosensor / Photocontrol Dev | Device | True | True | True | [18 empty] | Non Federally-Regulated | 07/17/2014 |  | 08/05/2014
Cooper Wiring Devices | Novitas | 01-PCI-CA | Photosensor / Photocontrol Dev |  | True | False |  | True | [17 empty] | Non Federally-Regulated | 08/18/2006 |  | 04/10/2008
Siemens Energy & Automation | Siemens Energy & Automation | 5WG1 705-8XF13 | Automatic Time Switch Control |  | True | True |  | True | True | [8 empty] | True | True | True | [5 empty] | Non Federally-Regulated | 12/19/2005 |  | 01/07/2010
Leviton Manufacturing Co., Inc. | Leviton | mzd22-*02 | Automatic Time Switch Control |  | True | True |  | True | True | [16 empty] | Non Federally-Regulated | 09/14/2006 |  | 01/07/2010
Lutron Electronics Co., Inc. | Lutron | LP8/********************* | Multi-Level Astronomical Time | System | True | True |  | True | True | True | True | True | True | True | [11 empty] | Non Federally-Regulated | 12/28/2009 |  | 07/01/2014
Lithonia Lighting | Litronic Series | LUS1000 | Ultrasonic Occupant / Motion S |  | True | True |  | True | True | True | True | True | [13 empty] | Non Federally-Regulated | 01/28/1993 |  | 02/24/2000
Novitas, Inc. | Novitas | 01-310 | Ultrasonic Occupant / Motion S |  | True | True |  | True | True | True | True | True | [13 empty] | Non Federally-Regulated | 05/01/2001 |  | 09/06/2005
Siemens Energy & Automation | Siemens Energy & Automation | 5WG1 705-8XH41 | Automatic Time Switch Control |  | True | True |  | True | True | [8 empty] | True | True | True | [5 empty] | Non Federally-Regulated | 12/19/2005 |  | 01/07/2010
Lutron Electronics Co., Inc. | Lutron | LCP44-******************* | Dimmer | System | True | True |  | True | True | True | True | False |  |  |  | False | [9 empty] | Non Federally-Regulated | 12/28/2009 |  | 07/01/2014
Lighting Control & Design | Lighting Control & Design | GR40**/**DTC*********** | Automatic Time Switch Control | System | True | True |  | True | True | [16 empty] | Non Federally-Regulated | 12/28/2009 |  | 07/01/2014
Lighting Control & Design | Lighting Control & Design | GR2400ACC-***PCC3*** | Photosensor / Photocontrol Dev | System | True | True |  | False | False | [16 empty] | Non Federally-Regulated | 12/28/2009 |  | 07/01/2014
Lutron Electronics Co., Inc. | Homeworks | HW-RPM-4A-120 | Multi-Level Astronomical Time |  | True | True |  | True | True | True | True | True | True | True | [11 empty] | Non Federally-Regulated | 08/13/2007 |  | 01/07/2010
Novitas, Inc. | Light-o-matic | 01-092 | Ultrasonic Occupant / Motion S |  | False | False |  | True | True | True | True | True | [13 empty] | Non Federally-Regulated | 04/01/1988 |  | 04/06/1998
Lumisys | Midori | MD_60** | Automatic Time Switch Control |  | True | True |  | True | True | [16 empty] | Non Federally-Regulated | 02/23/2009 |  | 01/07/2010
Venstar, Inc. | Surveyor | LCP40*-** | Automatic Time Switch Control | System | True | True |  | True | True | [16 empty] | Non Federally-Regulated | 02/10/2011 |  | 07/01/2014
Powerline Control Systems | GreenWorx | FCM1R-120 | Automatic Time Switch Control | System | True | True |  | True | True | [16 empty] | Non Federally-Regulated | 12/10/2013 |  | 07/01/2014
Siemens Energy & Automation | Siemens Energy & Automation | 5WG1 704-8XC23 | Automatic Time Switch Control |  | True | True |  | True | True | [8 empty] | True | True | True | [5 empty] | Non Federally-Regulated | 12/19/2005 |  | 01/07/2010
Enerlites, Inc. | Intermatic, Inc. | IOS-DSIMF-** | Occupant / Motion / Vacancy Se | Device | True | True |  | True | True | False | False |  |  |  |  | False | [9 empty] | Non Federally-Regulated | 01/19/2012 |  | 07/01/2014
Lumisys | Maxiom | MX_60** | Automatic Time Switch Control |  | True | True |  | True | True | [16 empty] | Non Federally-Regulated | 02/23/2009 |  | 01/07/2010
Lutron Electronics Co., Inc. | Grafik Eye | QSWS2-***-**-*** | Automatic Daylighting Control |  | True | True | True | True | False |  | False |  | False |  | True | True | False | True | False | True |  | True |  |  |  | Non Federally-Regulated | 06/08/2007 |  | 01/07/2010
Leviton Manufacturing Co., Inc. | Leviton | 700 | Dimmer | Device | True | True |  | True | True | True | True | False |  |  |  | False | [9 empty] | Non Federally-Regulated | 11/12/2010 |  | 07/01/2014
Hubbell Building Automation | Hubbell Building Automation | OMNIDT1000 | Ultrasonic Occupant / Motion S |  | True | True |  | True | True | True | True | True | [13 empty] | Non Federally-Regulated | 05/20/2004 |  | 01/07/2010
Legrand / Wiremold | WattStopper | NVHUBA | Automatic Time Switch Control | System | True | True |  | True | True | [16 empty] | Non Federally-Regulated | 03/23/2010 |  | 07/01/2014
Schneider Electric | SERP | SERPTC411 | Automatic Time Switch Control | Device | True | True |  | True | True | [16 empty] | Non Federally-Regulated | 09/11/2012 |  | 07/01/2014
Intermatic, Inc. | Gasmaster | FM1QWUZH-120U | Automatic Time Switch Control | Device | True | True | True | False | [17 empty] | Non Federally-Regulated | 07/17/2014 |  | 08/05/2014
Lutron Electronics Co., Inc. | Homeworks | HRD-10D*** | Automatic Time Switch Control | System | True | True |  | True | True | [16 empty] | Non Federally-Regulated | 01/20/2010 |  | 07/01/2014
Distech Controls | Distech Controls | ECL-VAV-N + EC-LIGHT-DISPLAY | Astronomical Time Switch Contr | System | True | True |  | True | True | True | True | True | True | True | [11 empty] | Non Federally-Regulated | 08/07/2012 |  | 07/01/2014
Mytech Corp. | Mytech | LAS-1800SF-DLC | Automatic Daylighting Control |  | True | True |  | True | False |  | True | False | [8 empty] | True |  |  |  |  | Non Federally-Regulated | 02/01/1993 |  | 06/04/1999
Intermatic, Inc. | Intermatic, Inc. | ET91215CR | Automatic Time Switch Control | Device | True | True | True | False | [17 empty] | Non Federally-Regulated | 07/17/2014 |  | 12/03/2014
Lutron Electronics Co., Inc. | Lutron | GP8-******************* | Multi-Level Occupant Sensor | System | True | True | True | True | True | True | True | True | True | True | True | True |  | False | [7 empty] | Non Federally-Regulated | 12/28/2009 |  | 07/01/2014
Lightolier | Vega | V1000LV* | Dimmer | Device | True | True |  | True | True | True | True | True | True | True | True | False | [9 empty] | Non Federally-Regulated | 04/25/2013 |  | 07/01/2014
Mytech Corp. | Mytech | RRSSTS | Ultrasonic Occupant / Motion S |  | True | True |  | True | True | True | True | True | [13 empty] | Non Federally-Regulated | 03/31/1998 |  | 04/06/1998
Hunt Dimming | Simplicity | SCP-16-*/SIU-* | Automatic Daylighting Control |  | True | True | False | True | True | True | True | True | True | True | True | False | False |  |  | True |  | True |  |  |  | Non Federally-Regulated | 10/18/2005 |  | 01/07/2010
Tork | Tork | 2000-2 | Exterior Photocontrol Device | [14 empty] | True | True | True | [5 empty] | Non Federally-Regulated | 04/27/2006 |  | 01/07/2010
WattStopper, Inc. | WattStopper | RD-200-* | Occupant / Motion / Vacancy Se | Device | True | True |  | True | True | False | False |  |  |  |  | False | [9 empty] | Non Federally-Regulated | 02/04/2010 |  | 07/01/2014
Sensor Switch, Inc. | Sensor Switch | nCMRB-6-2P-**** | Occupant / Motion / Vacancy Se |  | True | True |  | True | [17 empty] | Non Federally-Regulated | 11/20/2008 |  | 01/07/2010
Lutron Electronics Co., Inc. | Homeworks | HW-RPM-4M-120 | Occupant / Motion / Vacancy Se |  | True | True |  | True | [17 empty] | Non Federally-Regulated | 08/13/2007 |  | 01/07/2010
Venstar, Inc. | Surveyor | LCP40*-** | Multi-Level Occupant Sensor | System | True | True | True | True | True | False | True | True | False | True | True | True |  | False | [7 empty] | Non Federally-Regulated | 02/10/2011 |  | 07/01/2014
Signify North America Corporation | Philips | DC-DRD-I-1*-101 | Photosensor / Photocontrol Dev | Device | True | True | True | [18 empty] | Non Federally-Regulated | 07/09/2014 |  | 08/15/2014
WattStopper, Inc. | WattStopper | CI-200-* | Occupant / Motion / Vacancy Se | Device | True | True |  | True | True | False | False |  |  |  |  | False | [9 empty] | Non Federally-Regulated | 02/04/2010 |  | 07/01/2014
Lutron Electronics Co., Inc. | Lutron | C5-BMF-2A | Dimmer | System | True | True |  | True | True | True | True | False |  |  |  | False | [9 empty] | Non Federally-Regulated | 05/19/2010 |  | 07/01/2014
Intermatic, Inc. | Intermatic, Inc. | ET90115CRE | Automatic Time Switch Control | Device | True | True | True | False | [17 empty] | Non Federally-Regulated | 07/17/2014 |  | 12/03/2014
Lutron Electronics Co., Inc. | Lutron | C5-BMJ-16A | Dimmer | System | True | True |  | True | True | True | True | False |  |  |  | False | [9 empty] | Non Federally-Regulated | 05/19/2010 |  | 07/01/2014
Hubbell Incorporated | H-Moss | ATP1277GY | Occupant / Motion / Vacancy Se |  | True | True |  | True | [17 empty] | Non Federally-Regulated | 05/09/2003 |  | 01/07/2010
Sensor Switch, Inc. | Sensor Switch | CMB PDT 9***ADC*** | Automatic Daylighting Control | Device | True | True | True | True | False |  |  | True | True | True | True | True |  | True | [7 empty] | Non Federally-Regulated | 04/28/2010 |  | 07/01/2014
WattStopper, Inc. | WattStopper | CI2051 | Occupant / Motion / Vacancy Se |  | True | True |  | True | [17 empty] | Non Federally-Regulated | 08/20/1996 |  | 01/07/2010
Lutron Electronics Co., Inc. | Lutron | GP3-******************* | Automatic Daylighting Control | System | True | True | True | True | True | True | True | False |  |  | True | True |  | True | [7 empty] | Non Federally-Regulated | 12/28/2009 |  | 07/01/2014
Leviton Manufacturing Co., Inc. | Leviton | ODS15-I** | Occupant / Motion / Vacancy Se |  | True | True |  | True | [17 empty] | Non Federally-Regulated | 09/14/2006 |  | 01/07/2010
Lutron Electronics Co., Inc. | Lutron | GP4-******************* | Photosensor / Photocontrol Dev | System | True | True |  | False | False | [16 empty] | Non Federally-Regulated | 12/28/2009 |  | 07/01/2014
Schneider Electric | Schneider Electric | SLC5080CTL2** | Automatic Time Switch Control | System | True | True |  | True | True | [16 empty] | Non Federally-Regulated | 10/31/2013 |  | 07/01/2014
Crestron Electronics | Crestron Electronics | GLPAC-DIMFLV* | Multi-Level Astronomical Time | Device | True | True |  | True | True | True | True | True | True | True | [11 empty] | Non Federally-Regulated | 10/08/2010 |  | 07/01/2014
Lutron Electronics Co., Inc. | Softswitch 128 | XPS44-******-** | Photosensor / Photocontrol Dev |  | True | True |  | True | [17 empty] | Non Federally-Regulated | 09/19/2005 |  | 01/07/2010
Lighting Control & Design | Lighting Control & Design | GR2400SBP******SLAVE** | Automatic Time Switch Control |  | True | True |  | True | True | [8 empty] | True | True | True | [5 empty] | Non Federally-Regulated | 06/22/2005 |  | 12/28/2009
Sensor Switch, Inc. | Sensor Switch | CMB 480 2P***** | Occupant / Motion / Vacancy Se | Device | True | True |  | True | True | False | False |  |  |  |  | False | [9 empty] | Non Federally-Regulated | 04/28/2010 |  | 07/01/2014
Home Automation, Inc. | Home Automation, Inc. | 21A00-2 | Automatic Time Switch Control |  | True | True |  | True | True | [16 empty] | Non Federally-Regulated | 07/26/2005 |  | 01/07/2010
Cooper Controls | Greengate | OEC-U-0501-32 | Ultrasonic Occupant / Motion S |  | True | True |  | True | True | True | True | True | [13 empty] | Non Federally-Regulated | 11/07/2008 |  | 01/07/2010
Siemens Energy & Automation | Siemens Energy & Automation | 5WG1 703-8XJ21 | Automatic Time Switch Control |  | True | True |  | True | True | [8 empty] | True | True | True | [5 empty] | Non Federally-Regulated | 12/19/2005 |  | 01/07/2010
Eaton Corp. | Pow-R-Command | PRC4000 | Automatic Time Switch Control | System | True | True |  | True | True | [16 empty] | Non Federally-Regulated | 09/21/2009 |  | 01/07/2010
Lutron Electronics Co., Inc. | Lutron | PD-6WCL********* | Dimmer | System | True | True |  | True | True | True | True | False |  |  |  | False | [9 empty] | Non Federally-Regulated | 07/23/2013 |  | 01/21/2014
Pass & Seymour / Legrand | Rex | 3790 | Automatic Time Switch Control |  | True | True |  | True | True | [16 empty] | Non Federally-Regulated | 02/27/1997 |  | 04/06/1998
Sensor Switch, Inc. | Sensor Switch | nCM PDT 10 2P****** | Occupant / Motion / Vacancy Se | System | True | True |  | True | True | False | False |  |  |  |  | False | [9 empty] | Non Federally-Regulated | 04/28/2010 |  | 07/01/2014
Legrand / Wiremold | WattStopper | CE8850 SERIES | Multi-Level Occupant Sensor | System | True | True | True | True | True | True | True | True | True | True | True | True | True | True | True | True | True | True |  |  |  | Non Federally-Regulated | 03/23/2010 |  | 07/01/2014
Convia, Inc., A Herman Miller Co. | Convia | GSE-PDC-02 | Astronomical Time Switch Contr | System | True | True |  | True | True | True | True | True | True | True | [11 empty] | Non Federally-Regulated | 03/04/2010 |  | 07/01/2014
Lutron Electronics Co., Inc. | Lutron | LP5/********************* | Multi-Level Astronomical Time | System | True | True |  | True | True | True | True | True | True | True | [11 empty] | Non Federally-Regulated | 12/28/2009 |  | 07/01/2014
Integrated Building Solutions | Control Module | 2000SCM1 | Automatic Time Switch Control |  | True | True |  | True | True | [16 empty] | Non Federally-Regulated | 08/10/1995 |  | 06/16/1999
Sensor Switch, Inc. | Sensor Switch | CMRB 6 480****** | Occupant / Motion / Vacancy Se | Device | True | True |  | True | True | False | False |  |  |  |  | False | [9 empty] | Non Federally-Regulated | 04/28/2010 |  | 07/01/2014
Tork | Tork | DZS200AP | Astronomical Time Switch Contr |  |  |  |  | True | True | True | True | True | True | True | [11 empty] | Non Federally-Regulated | 04/27/2006 |  | 01/07/2010
Legrand / Wiremold | WattStopper | CE2KC SERIES | Astronomical Time Switch Contr | System | True | True |  | True | True | True | True | True | True | True | [11 empty] | Non Federally-Regulated | 03/23/2010 |  | 07/01/2014
Gentec, Inc. | Schneider Electric | SERPTC811 | Automatic Time Switch Control | Device | True | True |  | True | True | [16 empty] | Non Federally-Regulated | 01/20/2012 |  | 07/01/2014
Lithonia Lighting | Panelmax Series | RC PC A IN | Automatic Daylighting Control |  | True | True |  | True | False |  | True | False | [8 empty] | True |  |  |  |  | Non Federally-Regulated | 12/13/1994 |  | 01/07/2010
Paragon Electric Co. | Paragon | EC72D/240V | Automatic Time Switch Control |  | True | True |  | True | True | [16 empty] | Non Federally-Regulated | 11/23/1992 |  | 01/21/1999
Convia, Inc., A Herman Miller Co. | Convia | GSE-SCD-WH | Manual-On Occupant Sensor | System | True | True | True | True | True | True | True | True | True | True | True | True | True | True | True | True |  | True |  |  |  | Non Federally-Regulated | 03/04/2010 |  | 04/27/2011
Lutron Electronics Co., Inc. | HomeWorks QS | HQRD-H**** | Automatic Time Switch Control | System | True | True |  | True | True | [16 empty] | Non Federally-Regulated | 07/10/2012 |  | 07/01/2014
Cooper Controls | Greengate | ONW-P-1001-D347-* | Multi-Level Occupant Sensor | Device | True | True | True | True | True | False | True | True | False | True | True | True |  | False | [7 empty] | Non Federally-Regulated | 07/22/2010 |  | 07/01/2014
Sensor Switch, Inc. | Sensor Switch | nCMRB 50******* | Occupant / Motion / Vacancy Se | System | True | True |  | True | True | False | False |  |  |  |  | False | [9 empty] | Non Federally-Regulated | 04/28/2010 |  | 07/01/2014
Lutron Electronics Co., Inc. | Lutron | CCP-******-******-** | Dimmer | System | True | True |  | True | True | True | True | False |  |  |  | False | [9 empty] | Non Federally-Regulated | 07/10/2012 |  | 07/01/2014
Tork | Tork | W220L | Automatic Time Switch Control |  | True | True |  | True | True | [16 empty] | Non Federally-Regulated | 06/03/2003 |  | 01/07/2010
Convia, Inc., A Herman Miller Co. | Convia | GSE-WCD-WH | Multi-Level Occupant Sensor | System | True | True | True | True | True | True | True | True | True | True | True | True | True | True | True | True | True | True |  |  |  | Non Federally-Regulated | 03/04/2010 |  | 04/27/2011
Lightolier Controls | Lightolier | 9099** | Track Lighting Integral Curren | System | True | True |  | True | True | True | True | True | [13 empty] | Non Federally-Regulated | 06/03/2011 |  | 06/06/2011
Siemens Energy & Automation | Siemens Energy & Automation | 5WG1 705-8XE04 | Automatic Time Switch Control |  | True | True |  | True | True | [8 empty] | True | True | True | [5 empty] | Non Federally-Regulated | 12/19/2005 |  | 01/07/2010
Intermatic, Inc. | Gasmaster | LM2-O-277-LS2 | Photosensor / Photocontrol Dev | Device | True | True | True | [18 empty] | Non Federally-Regulated | 07/17/2014 |  | 08/05/2014
Vantage Controls, Inc. | Vantage Controls, Inc. | RD36* | Dimmer | System | True | True | True | True | False |  | True | False |  |  |  | True | [9 empty] | Non Federally-Regulated | 07/26/2011 |  | 07/01/2014
Colorado Electro-Optics, Inc. | Light Watch 9 Automatic Lighting Control | 9EB40 | Occupant / Motion / Vacancy Se |  | False | False |  | True | [17 empty] | Non Federally-Regulated | 09/01/1984 |  | 04/06/1998
Lutron Electronics Co., Inc. | Hi-Lume | H3DT********** | Photosensor / Photocontrol Dev |  | True | True |  | True | [17 empty] | Non Federally-Regulated | 01/08/2008 |  | 01/07/2010
Hubbell Incorporated | Hubbell Wiring Device Kellems | ATD2******* | Occupant / Motion / Vacancy Se | Device | True | True |  | True | True | True | True | True | True | True | True | False | [9 empty] | Non Federally-Regulated | 06/30/2010 |  | 07/01/2014
Lutron Electronics Co., Inc. | Lutron | PD-3PDCL******** | Multi-Level Occupant Sensor | System | True | True | True | True | True | True | True | True | True | True | True | True |  | False | [7 empty] | Non Federally-Regulated | 07/23/2013 |  | 07/01/2014
Siemens Energy & Automation | Siemens Energy & Automation | 5WG1 705-8XF11 | Automatic Time Switch Control |  | True | True |  | True | True | [8 empty] | True | True | True | [5 empty] | Non Federally-Regulated | 12/19/2005 |  | 01/07/2010
Synergy | SwitchPak | SPAK 4S2D 120/277 BAS | Automatic Time Switch Control | Device | True | True |  | True | True | [16 empty] | Non Federally-Regulated | 10/10/2011 |  | 07/01/2014
Desa Specialty, LLC | Ace | AC-5408 | Exterior Photocontrol Device |  | True | False | [11 empty] | True | True | True | [5 empty] | Non Federally-Regulated | 06/15/2005 |  | 09/20/2007
Lutron Electronics Co., Inc. | Lutron | CCP-******-*****-**-CGP**** | Multi-Level Astronomical Time | System | True | True |  | True | True | True | True | True | True | True | [11 empty] | Non Federally-Regulated | 07/10/2012 |  | 07/01/2014
Sensor Switch, Inc. | Sensor Switch | nCMB 9******* | Occupant / Motion / Vacancy Se | System | True | True |  | True | True | False | False |  |  |  |  | False | [9 empty] | Non Federally-Regulated | 04/28/2010 |  | 07/01/2014
Tork | Tork | PC15 | Occupant / Motion / Vacancy Se |  |  |  |  | True | [17 empty] | Non Federally-Regulated | 01/04/2007 |  | 01/07/2010
Schneider Electric | Schneider Electric | SLSPSP102 | Multi-Level Occupant Sensor | Device | True | True | True | True | True | True | True | True | True | True | True | True |  | False | [7 empty] | Non Federally-Regulated | 11/07/2013 |  | 07/01/2014
Lutron Electronics Co., Inc. | Lutron | LCP72-******************* | Multi-Level Astronomical Time | System | True | True |  | True | True | True | True | True | True | True | [11 empty] | Non Federally-Regulated | 12/28/2009 |  | 07/01/2014
Leviton Manufacturing Co., Inc. | Leviton | OSSMT-TM* | Manual-On Occupant Sensor | Device | True | True | True | True | True | False | True | True | True | True | True | True |  | False | [7 empty] | Non Federally-Regulated | 12/20/2012 |  | 07/01/2014
Lutron Electronics Co., Inc. | HomeWorks QS | HQRD-H**** | Manual-On Occupant Sensor | System | True | True |  | True | True | True | True | True | False |  |  |  |  | False | [7 empty] | Non Federally-Regulated | 07/10/2012 |  | 07/01/2014
Tork | Tork | DZS100AP-12 | Automatic Time Switch Control |  |  |  |  | True | True | [16 empty] | Non Federally-Regulated | 04/27/2006 |  | 01/07/2010
Convia, Inc., A Herman Miller Co. | Convia | GSE-PDC-03 | Automatic Time Switch Control |  | True | True |  | True | True | [8 empty] | True | True | True | [5 empty] | Non Federally-Regulated | 04/04/2008 |  | 01/07/2010
Intermatic, Inc. | Intermatic, Inc. | EI220 | Automatic Time Switch Control | Device | True | True |  | True | True | [16 empty] | Non Federally-Regulated | 04/15/2011 |  | 07/01/2014
Lutron Electronics Co., Inc. | Lutron | GL-10P********** | Dimmer | Device | True | True |  | True | True | True | True | False |  |  |  | False | [9 empty] | Non Federally-Regulated | 12/28/2009 |  | 01/21/2014
Leviton Manufacturing Co., Inc. | Leviton | AWRMG-M** | Dimmer | Device | True | True |  | True | True | True | True | False |  |  |  | False | [9 empty] | Non Federally-Regulated | 12/16/2010 |  | 07/01/2014
Convia, Inc., A Herman Miller Co. | Convia | GSE-PDC-02 | Occupant / Motion / Vacancy Se | System | True | True | True | True | True | True | True | True | True | True | True | True |  | True | True | True | [5 empty] | Non Federally-Regulated | 03/04/2010 |  | 04/27/2011
Legrand / Wiremold | WattStopper | FSN-BSI | Multi-Level Occupant Sensor | System | True | True | True | True | True | True | True | True | True | True | True | True | True | True | True | True | True | True |  |  |  | Non Federally-Regulated | 03/23/2010 |  | 07/01/2014
Triatek, Inc. | Triatek | L27** KIT | Automatic Time Switch Control |  | True | True |  | True | True | [16 empty] | Non Federally-Regulated | 01/12/2004 |  | 03/13/2006
Lumisys | Maxiom | MX_32** | Automatic Time Switch Control |  | True | True |  | True | True | [16 empty] | Non Federally-Regulated | 02/23/2009 |  | 01/07/2010
Lutron Electronics Co., Inc. | LCP 128 | LCP-****-***FT | Automatic Daylighting Control |  | True | True | False | True | True | True | False |  | False |  | True | False |  |  |  | False | [5 empty] | Non Federally-Regulated | 09/19/2005 |  | 01/07/2010
Acuity Brands Lighting | Juno | T90CLF-48-** | Track Lighting Integral Curren | System | True | True |  | True | True | True | True | True | [13 empty] | Non Federally-Regulated | 05/21/2013 |  | 07/01/2014
Tork | Tork | DG180-24 (24VAC) | Automatic Time Switch Control |  | True | True |  | True | True | [16 empty] | Non Federally-Regulated | 02/07/1994 |  | 01/07/2010
Eaton Corp. | Pow-R-Command | PRC2000 | Automatic Daylighting Control | System | True | True | True | True | True | True | True | True | True | True | True | True |  | True | [7 empty] | Non Federally-Regulated | 02/04/2010 |  | 07/01/2014
Lutron Electronics Co., Inc. | Lutron | LCP40-******************* | Automatic Time Switch Control | System | True | True |  | True | True | [16 empty] | Non Federally-Regulated | 12/28/2009 |  | 07/01/2014
Lutron Electronics Co., Inc. | Lutron | LP7/********************* | Automatic Daylighting Control | System | True | True | True | True | True | True | True | False |  |  | True | True |  | True | [7 empty] | Non Federally-Regulated | 12/28/2009 |  | 07/01/2014
WattStopper, Inc. | WattStopper | LS-290C | Photosensor / Photocontrol Dev |  | True | False |  | True | [17 empty] | Non Federally-Regulated | 02/14/2008 |  | 01/07/2010
Cooper Controls | Greengate | PC-O | Automatic Daylighting Control | System | True | True | True | True | True | True | True | True | True | True | True | True |  | True | [7 empty] | Non Federally-Regulated | 04/15/2011 |  | 07/01/2014
Lutron Electronics Co., Inc. | Sensors | LOS-SIR-** | Occupant / Motion / Vacancy Se |  | True | True |  | True | [8 empty] | True | True | True |  | True |  |  |  |  | Non Federally-Regulated | 09/19/2005 |  | 01/07/2010
Sensor Switch, Inc. | Sensor Switch | RM-6-**-** | Occupant / Motion / Vacancy Se |  | True | True |  | True | [17 empty] | Non Federally-Regulated | 11/20/2008 |  | 01/07/2010
Unenco, Inc. / Univ. Energy | Unenco | PIR-2000 | Occupant / Motion / Vacancy Se |  | True | True |  | True | [17 empty] | Non Federally-Regulated | 10/06/1992 |  | 01/07/2010
Siemens Energy & Automation | Siemens Energy & Automation | 5WG1 705-8XG22 | Automatic Time Switch Control |  | True | True |  | True | True | [8 empty] | True | True | True | [5 empty] | Non Federally-Regulated | 12/19/2005 |  | 01/07/2010
Siemens Energy & Automation | Siemens Energy & Automation | 5WG1 705-8XH06 | Automatic Time Switch Control |  | True | True |  | True | True | [8 empty] | True | True | True | [5 empty] | Non Federally-Regulated | 12/19/2005 |  | 01/07/2010
Tork | Tork | DG100-3 (277VAC) | Automatic Time Switch Control |  | True | True |  | True | True | [16 empty] | Non Federally-Regulated | 02/07/1994 |  | 01/07/2010
Sensor Switch, Inc. | Sensor Switch | nCMRB-10-2P-***** | Occupant / Motion / Vacancy Se |  | True | True |  | True | [17 empty] | Non Federally-Regulated | 11/20/2008 |  | 01/07/2010
Lutron Electronics Co., Inc. | HomeWorks QS | HQRD-F6AN-DV | Dimmer | System | True | True |  | True | True | True | True | False |  |  |  | False | [9 empty] | Non Federally-Regulated | 07/12/2012 |  | 07/01/2014
Legrand / Pass & Seymour | Legrand / Pass & Seymour | PSHB120277WL2 | Occupant / Motion / Vacancy Se | Device | True | True |  | True | True | True | False |  |  |  |  | False | [9 empty] | Non Federally-Regulated | 12/30/2012 |  | 07/01/2014
Tork | Tork | EW120-3 (277VAC) | Automatic Time Switch Control |  | True | True |  | True | True | [16 empty] | Non Federally-Regulated | 02/07/1994 |  | 04/27/2006
Douglas Lighting Controls | Douglas | WPC5700 | Automatic Daylighting Control |  | True | True |  | True | True | True | False | [14 empty] | Non Federally-Regulated | 10/04/1999 |  | 11/01/2005
Convia, Inc., A Herman Miller Co. | Convia | GSE-DCC-02 | Exterior Photocontrol Device |  | True | True | [11 empty] | False | True | True | [5 empty] | Non Federally-Regulated | 04/04/2008 |  | 01/07/2010
Grasslin Controls Corp. | Grasslin | V86/2DS3 | Photosensor / Photocontrol Dev |  | True | True |  | True | [17 empty] | Non Federally-Regulated | 05/12/1997 |  | 02/25/2008
Douglas Lighting Controls | Douglas | WRM5104 | Occupant / Motion / Vacancy Se |  | True | True |  | True | [17 empty] | Non Federally-Regulated | 10/04/1999 |  | 10/31/2005
Maple Chase Co. | Paragon Electrical Products | EC11D/120V | Automatic Time Switch Control |  | True | True |  | True | True | [16 empty] | Non Federally-Regulated | 01/21/1999 |  | 01/07/2010
Lutron Electronics Co., Inc. | Grafik Eye | GRX-3102-T-** | Occupant / Motion / Vacancy Se |  | True | True |  | True | [17 empty] | Non Federally-Regulated | 03/13/1996 |  | 05/09/2000
Tork | Tork | W300L | Automatic Time Switch Control |  | True | True |  | True | True | [16 empty] | Non Federally-Regulated | 06/03/2003 |  | 01/07/2010
Lutron Electronics Co., Inc. | Lutron | TG-600P********* | Dimmer | Device | True | True |  | True | True | True | True | False |  |  |  | False | [9 empty] | Non Federally-Regulated | 12/28/2009 |  | 01/21/2014
Distech Controls | Distech Controls | ECL-VAVS + EC-BOS-*** | Astronomical Time Switch Contr | System | True | True |  | True | True | True | True | True | True | True | [11 empty] | Non Federally-Regulated | 08/07/2012 |  | 07/01/2014
Matsushita / Honeywell | Honeywell | 2WIRE/2WAY/W7600 | Automatic Time Switch Control |  | True | True |  | True | True | [16 empty] | Non Federally-Regulated | 08/11/1992 |  | 01/07/2010
Leviton Manufacturing Co., Inc. | Leviton | WSC04-I** | Occupant / Motion / Vacancy Se | System | True | True |  | True | True | False | False |  |  |  |  | False | [9 empty] | Non Federally-Regulated | 03/04/2010 |  | 07/01/2014
Tork | Tork | DWZ100B | Automatic Time Switch Control |  |  |  |  | True | True | [16 empty] | Non Federally-Regulated | 01/04/2007 |  | 01/07/2010
Lutron Electronics Co., Inc. | Lutron | XPS32-******************* | Photosensor / Photocontrol Dev | System | True | True |  | False | False | [16 empty] | Non Federally-Regulated | 12/28/2009 |  | 07/01/2014
Maple Chase Co. | Paragon Electrical Products | EC7000/24V | Automatic Time Switch Control |  | True | True |  | True | True | [16 empty] | Non Federally-Regulated | 01/21/1999 |  | 01/07/2010
Sensor Switch, Inc. | Sensor Switch | CM-PDT-RR7-*-**-** | Occupant / Motion / Vacancy Se |  | True | True |  | True | [17 empty] | Non Federally-Regulated | 03/01/2006 |  | 01/07/2010
WattStopper, Inc. | WattStopper | UT-300-* | Occupant / Motion / Vacancy Se | Device | True | True |  | True | True | True | True | True | True | True | True | False | [9 empty] | Non Federally-Regulated | 05/28/2010 |  | 07/01/2014
Convia, Inc., A Herman Miller Co. | Convia | GSE-SWD-WH | Manual-On Occupant Sensor | System | True | True | True | True | True | True | True | True | True | True | True | True | True | True | True | True |  | True |  |  |  | Non Federally-Regulated | 03/04/2010 |  | 04/27/2011
Legrand / Wiremold | WattStopper | NVHUBB | Occupant / Motion / Vacancy Se | System | True | True | True | True | True | True | True | True | True | True | True | True |  | True | True | True | [5 empty] | Non Federally-Regulated | 03/23/2010 |  | 07/01/2014
Lutron Electronics Co., Inc. | HomeWorks QS | HQRD-6ND | Automatic Daylighting Control | System | True | True | True | True | True | True | True | False |  |  | True | True |  | True | [7 empty] | Non Federally-Regulated | 07/10/2012 |  | 07/01/2014
Hubbell Incorporated | H-Moss | ATP600CRP | Occupant / Motion / Vacancy Se |  | True | True |  | True | [17 empty] | Non Federally-Regulated | 06/01/1998 |  | 01/07/2010
Tork | Tork | OSWS9P-277 | Occupant / Motion / Vacancy Se |  | True | True |  | True | [17 empty] | Non Federally-Regulated | 01/17/2008 |  | 01/07/2010
Intermatic, Inc. | Grasslin | PC1-digi20-120-LS1+ E300 | Photosensor / Photocontrol Dev | Device | True | True |  | False | False | [16 empty] | Non Federally-Regulated | 01/20/2010 |  | 07/01/2014
Siemens Energy & Automation | Siemens Energy & Automation | 5WG1 704-8XJ13 | Automatic Time Switch Control |  | True | True |  | True | True | [8 empty] | True | True | True | [5 empty] | Non Federally-Regulated | 12/19/2005 |  | 01/07/2010
Daintree Networks, Inc. | Control Scope | WA100-** | Photosensor / Photocontrol Dev | System | True | True |  | False | False | [16 empty] | Non Federally-Regulated | 06/12/2012 |  | 07/01/2014
Lutron Electronics Co., Inc. | Lutron | S-10PNL********* | Dimmer | Device | True | True |  | True | True | True | True | False |  |  |  | False | [9 empty] | Non Federally-Regulated | 12/28/2009 |  | 07/01/2014
Lutron Electronics Co., Inc. | Lutron | XP36-******************* | Multi-Level Astronomical Time | System | True | True |  | True | True | True | True | True | True | True | [11 empty] | Non Federally-Regulated | 12/28/2009 |  | 07/01/2014
Cooper Controls | Greengate | RC3**** | Automatic Daylighting Control | System | True | True | True | True | True | True | True | False |  |  | True | True |  | True | [7 empty] | Non Federally-Regulated | 08/07/2013 |  | 07/01/2014
Sensor Switch, Inc. | Sensor Switch | CM-RR7-* | Occupant / Motion / Vacancy Se |  | True | True |  | True | [17 empty] | Non Federally-Regulated | 11/19/2001 |  | 03/01/2006
Eaton Corp. | Pow-R-Command | PRC750 | Astronomical Time Switch Contr | Device | True | True |  | True | True | True | True | True | True | True | [11 empty] | Non Federally-Regulated | 02/04/2010 |  | 07/01/2014
Intermatic, Inc. | Grasslin | FM1D50-24U | Automatic Time Switch Control |  | True | True |  | True | True | [16 empty] | Non Federally-Regulated | 10/15/2008 |  | 01/07/2010
Lutron Electronics Co., Inc. | Lutron | DVELV-300P****** | Dimmer | Device | True | True |  | True | True | True | True | False |  |  |  | False | [9 empty] | Non Federally-Regulated | 12/28/2009 |  | 01/21/2014
WattStopper, Inc. | WattStopper | PW-100-* | Occupant / Motion / Vacancy Se | Device | True | True |  | True | True | True | False |  |  |  |  | False | [9 empty] | Non Federally-Regulated | 02/04/2010 |  | 07/01/2014
Intermatic, Inc. | Intermatic | LC4535LA | Photosensor / Photocontrol Dev | Device | True | True |  | False | False | [16 empty] | Non Federally-Regulated | 01/20/2010 |  | 07/01/2014
Convia, Inc., A Herman Miller Co. | Convia | GSE-PDC-02 | Automatic Daylighting Control | System | True | True | True | True | True | True | True | True | True | True | True | True |  | True | [7 empty] | Non Federally-Regulated | 03/04/2010 |  | 07/01/2014
Novitas, Inc. | Light-o-matic | 01-012 | Ultrasonic Occupant / Motion S |  | False | False |  | True | True | True | True | True | [13 empty] | Non Federally-Regulated | 09/01/1984 |  | 04/06/1998
Crestron Electronics | Crestron Electronics | CLX-1DIM8 | Dimmer | System | True | True |  | True | True | True | True | False |  |  |  | False | [9 empty] | Non Federally-Regulated | 03/01/2010 |  | 07/01/2014
Leviton Manufacturing Co., Inc. | Leviton | RELAY-*** | Occupant / Motion / Vacancy Se | System | True | True |  | True | True | False | True | True | True | True | True | False | [9 empty] | Non Federally-Regulated | 05/28/2010 |  | 07/01/2014
Lutron Electronics Co., Inc. | Lutron | MAF-6AM********* | Dimmer | Device | True | True |  | True | True | True | True | False |  |  |  | False | [9 empty] | Non Federally-Regulated | 12/28/2009 |  | 01/21/2014
Douglas Lighting Controls | Douglas | WSP2718 | Multi-Level Daylighting Contro |  | True | True |  | True | True | True | True | [14 empty] | Non Federally-Regulated | 10/31/2005 |  | 01/07/2010
General Electric Wiring Device | Total Lighting Controls | RPCON | Automatic Daylighting Control |  | True | True |  | True | False |  | True | False | [8 empty] | True |  |  |  |  | Non Federally-Regulated | 09/29/1993 |  | 04/06/1998
GE Industrial Systems | GE Industrial Systems | RSEN1HC | Photosensor / Photocontrol Dev |  | True | False |  | True | [17 empty] | Non Federally-Regulated | 03/20/2001 |  | 01/07/2010
Gentec, Inc. | Gentec | MS1616 | Automatic Time Switch Control |  | True | True |  | True | True | [16 empty] | Non Federally-Regulated | 03/31/1998 |  | 01/07/2010
Universal Energy Control, Inc. | Automatic Infrared Ceiling Switch | AICS-120V | Occupant / Motion / Vacancy Se |  | False | False |  | True | [17 empty] | Non Federally-Regulated | 01/01/1989 |  | 04/06/1998
Tork | Tork | DG100 | Automatic Time Switch Control | Device | True | True |  | True | True | [16 empty] | Non Federally-Regulated | 04/28/2010 |  | 11/12/2013
Eaton Corp. | Pow-R-Command | PRC100 | Astronomical Time Switch Contr | System | True | True |  | True | True | True | True | True | True | True | [11 empty] | Non Federally-Regulated | 09/21/2009 |  | 01/07/2010
Tork | Tork | T930L | Automatic Time Switch Control | Device | True | True |  | True | True | [16 empty] | Non Federally-Regulated | 04/28/2010 |  | 07/01/2014
Siemens Energy & Automation | Siemens Energy & Automation | 5WG1 704-8XK32 | Automatic Time Switch Control |  | True | True |  | True | True | [8 empty] | True | True | True | [5 empty] | Non Federally-Regulated | 12/19/2005 |  | 01/07/2010
Leviton Manufacturing Co., Inc. | Leviton | L778-TA/L206-CT | Photosensor / Photocontrol Dev |  | True | True |  | True | [17 empty] | Non Federally-Regulated | 01/30/2001 |  | 01/07/2010
Lighting Control & Design | Lighting Control & Design | COMMLINK | Automatic Daylighting Control |  | True | True |  | True | False |  | True | False | [8 empty] | True |  |  |  |  | Non Federally-Regulated | 07/20/1999 |  | 06/22/2005
Lutron Electronics Co., Inc. | Homeworks | ST-4***-**-** | Occupant / Motion / Vacancy Se |  | True | True |  | True | [17 empty] | Non Federally-Regulated | 08/13/2007 |  | 01/07/2010
Lightolier Controls | Insight | OSPS-20A-277 | Occupant / Motion / Vacancy Se |  | True | True |  | True | [17 empty] | Non Federally-Regulated | 08/28/1992 |  | 04/06/1998
Lutron Electronics Co., Inc. | Lutron | SPSF-6A********* | Dimmer | Device | True | True |  | True | True | True | True | False |  |  |  | False | [9 empty] | Non Federally-Regulated | 12/28/2009 |  | 07/01/2014
GE Industrial Systems | GE Industrial Systems | JACE NP 1 | Automatic Time Switch Control |  | True | True |  | True | True | [16 empty] | Non Federally-Regulated | 10/16/2001 |  | 01/07/2010
Tork | Tork | 1848AZ | Automatic Time Switch Control |  | True | True |  | True | True | [16 empty] | Non Federally-Regulated | 06/03/2003 |  | 04/27/2006
Tork | Tork | DGM100A | Automatic Time Switch Control | Device | True | True |  | True | True | [16 empty] | Non Federally-Regulated | 11/12/2013 |  | 07/01/2014
Lutron Electronics Co., Inc. | Lutron | NTLV-600******** | Dimmer | Device | True | True |  | True | True | True | True | False |  |  |  | False | [9 empty] | Non Federally-Regulated | 12/28/2009 |  | 01/21/2014
Leviton Manufacturing Co., Inc. | Leviton | VPDMK | Dimmer | Device | True | True |  | True | True | True | True | False |  |  |  | False | [9 empty] | Non Federally-Regulated | 11/12/2010 |  | 07/01/2014
Leviton Manufacturing Co., Inc. | Leviton | IPS06 -*** | Occupant / Motion / Vacancy Se | Device | True | True |  | True | True | False | False |  |  |  |  | False | [9 empty] | Non Federally-Regulated | 03/27/2012 |  | 07/01/2014
WattStopper, Inc. | WattStopper | AD-1103-* | Dimmer | Device | True | True |  | True | True | True | True | True | True | True | True | False | [9 empty] | Non Federally-Regulated | 08/31/2010 |  | 07/01/2014
Lutron Electronics Co., Inc. | Lutron | SLV-603P******** | Dimmer | Device | True | True |  | True | True | True | True | True | True | True | True | False | [9 empty] | Non Federally-Regulated | 04/28/2010 |  | 01/21/2014
Lutron Electronics Co., Inc. | Lutron | LUT-HVAC-100-240 | Automatic Daylighting Control | System | True | True | True | True | True | True | True | False |  |  | True | True |  | True | [7 empty] | Non Federally-Regulated | 07/12/2012 |  | 07/01/2014
Legrand / Wiremold | WattStopper | CE6STSCPAV SERIES | Occupant / Motion / Vacancy Se | System | True | True | True | True | True | True | True | True | True | True | True | True |  | True | True | True | [5 empty] | Non Federally-Regulated | 03/23/2010 |  | 07/01/2014
Legrand / Wiremold | WattStopper | CNPA | Occupant / Motion / Vacancy Se | System | True | True | True | True | True | True | True | True | True | True | True | True |  | True | True | True | [5 empty] | Non Federally-Regulated | 03/23/2010 |  | 07/01/2014
Siemens Energy & Automation | Siemens Energy & Automation | 5WG1 703-8XC32 | Automatic Time Switch Control |  | True | True |  | True | True | [8 empty] | True | True | True | [5 empty] | Non Federally-Regulated | 12/19/2005 |  | 01/07/2010
Lutron Electronics Co., Inc. | Lutron | GP32-******************* | Occupant / Motion / Vacancy Se | System | True | True |  | True | True | True | False |  |  |  |  | False | [9 empty] | Non Federally-Regulated | 04/28/2010 |  | 07/01/2014
Siemens Energy & Automation | Siemens Energy & Automation | 5WG1 704-8XE33 | Automatic Time Switch Control |  | True | True |  | True | True | [8 empty] | True | True | True | [5 empty] | Non Federally-Regulated | 12/19/2005 |  | 01/07/2010
Lutron Electronics Co., Inc. | Lutron | UMS-OP********** | Occupant / Motion / Vacancy Se | Device | True | True |  | True | True | False | False |  |  |  |  | False | [9 empty] | Non Federally-Regulated | 02/25/2013 |  | 07/01/2014
Automated Logic Corp. | Automated Logic Corp. | 88H | Automatic Time Switch Control |  | True | True |  | True | True | [16 empty] | Non Federally-Regulated | 06/26/2002 |  | 01/07/2010
Schneider Electric | Schneider Electric | SLCZ00004DTP | Multi-Level Occupant Sensor | System | True | True | True | True | True | True | True | True | True | True | True | True |  | False | [7 empty] | Non Federally-Regulated | 10/31/2013 |  | 07/01/2014
Siemens Energy & Automation | Siemens Energy & Automation | 5WG1 704-8XB22 | Automatic Time Switch Control |  | True | True |  | True | True | [8 empty] | True | True | True | [5 empty] | Non Federally-Regulated | 12/19/2005 |  | 01/07/2010
PLC Multipoint, Inc. | PLC Multipoint | PD9 ATRIUM | Photosensor / Photocontrol Dev |  | True | False |  | True | [17 empty] | Non Federally-Regulated | 10/06/1992 |  | 04/06/1998
Siemens Energy & Automation | Siemens Energy & Automation | 5WG1 703-8XJ42 | Automatic Time Switch Control |  | True | True |  | True | True | [8 empty] | True | True | True | [5 empty] | Non Federally-Regulated | 12/19/2005 |  | 01/07/2010
Leviton Manufacturing Co., Inc. | Leviton | AWSMG-X** | Dimmer | Device | True | True |  | True | True | True | True | False |  |  |  | False | [9 empty] | Non Federally-Regulated | 12/16/2010 |  | 07/01/2014
WattStopper, Inc. | WattStopper | SD-1003-* | Dimmer | Device | True | True |  | True | True | True | True | True | True | True | True | False | [9 empty] | Non Federally-Regulated | 08/31/2010 |  | 07/01/2014
Siemens Energy & Automation | Siemens Energy & Automation | 5WG1 705-8XE12 | Automatic Time Switch Control |  | True | True |  | True | True | [8 empty] | True | True | True | [5 empty] | Non Federally-Regulated | 12/19/2005 |  | 01/07/2010
Siemens Energy & Automation | LCP1800 | LCP1800 | Automatic Daylighting Control |  | True | True |  | True | False |  | True | False | [8 empty] | True |  |  |  |  | Non Federally-Regulated | 11/09/2001 |  | 01/07/2010
Intermatic, Inc. | Gasmaster | PC2-digi30-120-LS2+E200 | Photosensor / Photocontrol Dev | Device | True | True | True | [18 empty] | Non Federally-Regulated | 07/17/2014 |  | 08/05/2014
Sensor Switch, Inc. | Sensor Switch | CM PDT 9********* | Occupant / Motion / Vacancy Se | Device | True | True |  | True | True | False | False |  |  |  |  | False | [9 empty] | Non Federally-Regulated | 04/28/2010 |  | 07/01/2014
Macro Electronics | Macro Electronics | AFEC-* | Photosensor / Photocontrol Dev |  | True | True |  | True | [17 empty] | Non Federally-Regulated | 11/22/1996 |  | 12/19/2000
Integrated Building Solutions | Smart Panelboard | 2000SPB-CH | Automatic Time Switch Control |  | True | True |  | True | True | [16 empty] | Non Federally-Regulated | 08/10/1995 |  | 06/16/1999
Legrand / Wiremold | WattStopper | NPM24 | Occupant / Motion / Vacancy Se | System | True | True | True | True | True | True | True | True | True | True | True | True |  | True | True | True | [5 empty] | Non Federally-Regulated | 03/23/2010 |  | 07/01/2014
Siemens Energy & Automation | Siemens Energy & Automation | 5WG1 705-8XD14 | Automatic Time Switch Control |  | True | True |  | True | True | [8 empty] | True | True | True | [5 empty] | Non Federally-Regulated | 12/19/2005 |  | 01/07/2010
Hubbell Building Automation | Hubbell Building Automation | WIH-OS-LODT* | Occupant / Motion / Vacancy Se | System | True | True |  | True | True | True | False |  |  |  |  | False | [9 empty] | Non Federally-Regulated | 02/28/2012 |  | 07/01/2014
Legrand / Wiremold | WattStopper | CNCS | Dimmer | System | True | True | True | True | True | True | True | True | True | True | True | True | [9 empty] | Non Federally-Regulated | 03/23/2010 |  | 07/01/2014
Litetouch, Inc. | Litetouch, Inc. | 08-2001-06 | Automatic Time Switch Control |  | True | True |  | True | True | [16 empty] | Non Federally-Regulated | 09/29/2003 |  | 01/07/2010
Eaton Corp. | Pow-R-Command | PRC100 | Astronomical Time Switch Contr | System | True | True |  | True | True | True | True | True | True | True | [11 empty] | Non Federally-Regulated | 02/04/2010 |  | 07/01/2014
Lutron Electronics Co., Inc. | Lutron | MS-VP*********** | Manual-On Occupant Sensor | Device | True | True |  | True | True | False | True | True | False |  |  |  |  | False | [7 empty] | Non Federally-Regulated | 04/28/2010 |  | 07/01/2014
Legrand / Wiremold | WattStopper | CE6STCP SERIES | Multi-Level Occupant Sensor | System | True | True | True | True | True | True | True | True | True | True | True | True | True | True | True | True | True | True |  |  |  | Non Federally-Regulated | 03/23/2010 |  | 07/01/2014
Lutron Electronics Co., Inc. | Lutron | NLV-1003P******* | Dimmer | Device | True | True |  | True | True | True | True | True | True | True | True | False | [9 empty] | Non Federally-Regulated | 04/28/2010 |  | 01/21/2014
Steinel America, Inc. | Steinel | IR WLS 1-W | Occupant / Motion / Vacancy Se | Device | True | True |  | True | True | False | False |  |  |  |  | False | [9 empty] | Non Federally-Regulated | 08/06/2013 |  | 07/01/2014
Strand Lighting | Strand | 74383 | Lumen Maintenance Lighting Con |  | True | True |  | True | True | True | True | [14 empty] | Non Federally-Regulated | 05/08/1997 |  | 08/28/2001
Intermatic, Inc. | Intermatic | ET279C | Automatic Time Switch Control | Device | True | True |  | True | True | [16 empty] | Non Federally-Regulated | 01/20/2010 |  | 07/01/2014
Lutron Electronics Co., Inc. | Lutron | MIRLV-1000****** | Dimmer | Device | True | True |  | True | True | True | True | False |  |  |  | False | [9 empty] | Non Federally-Regulated | 12/28/2009 |  | 01/21/2014
Lutron Electronics Co., Inc. | Centralized Lighting Control | G5-AR-****-*-120 | Occupant / Motion / Vacancy Se |  | True | True |  | True | [17 empty] | Non Federally-Regulated | 09/19/2005 |  | 01/07/2010
Convia, Inc., A Herman Miller Co. | Convia | GSE-PDC-01 | Exterior Photocontrol Device |  | True | True | [11 empty] | False | True | True | [5 empty] | Non Federally-Regulated | 04/04/2008 |  | 01/07/2010
Lutron Electronics Co., Inc. | Lutron | SPSF-6AM-277**** | Dimmer | Device | True | True |  | True | True | True | True | False |  |  |  | False | [9 empty] | Non Federally-Regulated | 12/28/2009 |  | 07/01/2014
Lutron Electronics Co., Inc. | Grafik Eye | GRX-3003-A-** | Automatic Time Switch Control |  | True | True |  | True | True | [16 empty] | Non Federally-Regulated | 06/20/1994 |  | 09/19/2005
Lutron Electronics Co., Inc. | HomeWorks QS | HQRD-H*** | Multi-Level Occupant Sensor | System | True | True | True | True | True | True | True | True | True | True | True | True |  | False | [7 empty] | Non Federally-Regulated | 07/10/2012 |  | 07/01/2014
Legrand / Wiremold | WattStopper | NPM44 | Manual-On Occupant Sensor | System | True | True | True | True | True | True | True | True | True | True | True | True | True | True | True | True |  | True |  |  |  | Non Federally-Regulated | 03/23/2010 |  | 07/01/2014
Intermatic, Inc. | Grasslin | FM2D50-240 | Automatic Time Switch Control |  | True | True |  | True | True | [16 empty] | Non Federally-Regulated | 10/15/2008 |  | 01/07/2010
WattStopper, Inc. | WattStopper | WT1100 | Ultrasonic Occupant / Motion S |  | True | True |  | True | True | True | True | True | [13 empty] | Non Federally-Regulated | 03/17/2000 |  | 01/07/2010
Lutron Electronics Co., Inc. | Lutron | SELV-300P******* | Dimmer | Device | True | True |  | True | True | True | True | False |  |  |  | False | [9 empty] | Non Federally-Regulated | 12/28/2009 |  | 01/21/2014
Leviton Manufacturing Co., Inc. | Leviton | re4bd-*** | Astronomical Time Switch Contr |  | True | True |  | True | True | True | True | True | True | True |  |  |  | False | True | True | [5 empty] | Non Federally-Regulated | 05/11/2005 |  | 01/07/2010
Lutron Electronics Co., Inc. | Lutron | QSG-*E*********** | Dimmer | System | True | True |  | True | True | True | True | False |  |  |  | False | [9 empty] | Non Federally-Regulated | 05/19/2010 |  | 07/01/2014
Vantage Controls, Inc. | Vantage Controls, Inc. | C*1000** | Multi-Level Astronomical Time |  | True | True |  | True | True | True | True | True | True | True |  |  |  |  | True | True | [5 empty] | Non Federally-Regulated | 09/13/2006 |  | 01/07/2010
Lutron Electronics Co., Inc. | Homeworks | HRT-3LD*** | Dimmer | System | True | True |  | True | True | True | True | False |  |  |  | False | [9 empty] | Non Federally-Regulated | 12/17/2009 |  | 01/21/2014
Lighting Control & Design | Lighting Control & Design | GR2400SBP******DTC*****s | Automatic Daylighting Control |  | True | True | True | True | False |  | True | True | True | True | True | True |  | False | True | False | [5 empty] | Non Federally-Regulated | 06/28/2005 |  | 12/28/2009
Intermatic, Inc. | Intermatic | ET1715CR | Automatic Time Switch Control | Device | True | True |  | True | True | [16 empty] | Non Federally-Regulated | 01/20/2010 |  | 07/01/2014
Lutron Electronics Co., Inc. | Homeworks | HWV-600D-** | Occupant / Motion / Vacancy Se |  | True | True |  | True | [17 empty] | Non Federally-Regulated | 08/13/2007 |  | 01/07/2010
Lighting Control & Design | Lighting Control & Design | GR10**/**XTC** | Automatic Time Switch Control |  | True | True |  | True | True | [16 empty] | Non Federally-Regulated | 01/20/1998 |  | 06/22/2005
Intermatic, Inc. | Intermatic, Inc. | ET1125CM | Automatic Time Switch Control | Device | True | True |  | True | True | [16 empty] | Non Federally-Regulated | 04/15/2011 |  | 07/01/2014
Lutron Electronics Co., Inc. | Lutron | LCP12-******************* | Astronomical Time Switch Contr | System | True | True |  | True | True | True | True | True | True | True | [11 empty] | Non Federally-Regulated | 12/28/2009 |  | 07/01/2014
Legrand / Wiremold | WattStopper | LVHUBB | Dimmer | System | True | True | True | True | True | True | True | True | True | True | True | True | [9 empty] | Non Federally-Regulated | 03/23/2010 |  | 07/01/2014
Powerline Control Systems | GreenWorx | ISM2-277 | Automatic Time Switch Control | System | True | True |  | True | True | [16 empty] | Non Federally-Regulated | 12/10/2013 |  | 07/01/2014
Lightolier | Lytespan | 9033** | Track Lighting Integral Curren | System | True | True |  | True | True | True | True | True | [13 empty] | Non Federally-Regulated | 06/06/2011 |  | 07/01/2014
Hubbell Incorporated | H-Moss | US65HW1 | Ultrasonic Occupant / Motion S |  | True | True |  | True | True | True | True | True | [13 empty] | Non Federally-Regulated | 06/01/1998 |  | 01/07/2010
Lutron Electronics Co., Inc. | Lutron | CCP-******-*****-**-CGP*** | Astronomical Time Switch Contr | System | True | True |  | True | True | True | True | True | True | True | [11 empty] | Non Federally-Regulated | 07/10/2012 |  | 07/01/2014
Lutron Electronics Co., Inc. | Lutron | MS-OP600M******* | Dimmer | Device | True | True |  | True | True | True | True | False |  |  |  | False | [9 empty] | Non Federally-Regulated | 12/28/2009 |  | 07/01/2014
Grasslin Controls Corp. | Grasslin | V8S/2DSC32 | Photosensor / Photocontrol Dev |  | True | True |  | True | [17 empty] | Non Federally-Regulated | 05/20/1997 |  | 04/06/1998
Legrand / Wiremold | WattStopper | FSN-BSI | Automatic Time Switch Control | System | True | True |  | True | True | [16 empty] | Non Federally-Regulated | 03/23/2010 |  | 07/01/2014
Intermatic, Inc. | Grasslin | PC1-277-LS1 | Photosensor / Photocontrol Dev |  | True | True |  | True | [17 empty] | Non Federally-Regulated | 11/10/2008 |  | 01/07/2010
Leviton Manufacturing Co., Inc. | Leviton | 6161 | Dimmer | Device | True | True |  | True | True | True | True | False |  |  |  | False | [9 empty] | Non Federally-Regulated | 11/12/2010 |  | 07/01/2014
WattStopper, Inc. | WattStopper | DT-200 | Occupant / Motion / Vacancy Se | Device | True | True |  | True | True | True | True | True | True | True | True | False | [9 empty] | Non Federally-Regulated | 05/28/2010 |  | 07/01/2014
Siemens Energy & Automation | Siemens Energy & Automation | 5WG1 705-8XJ01 | Automatic Time Switch Control |  | True | True |  | True | True | [8 empty] | True | True | True | [5 empty] | Non Federally-Regulated | 12/19/2005 |  | 01/07/2010
Cooper Controls | Novitas | 01-300-BAS | Ultrasonic Occupant / Motion S |  | True | True |  | True | True | True | True | True | [13 empty] | Non Federally-Regulated | 11/07/2008 |  | 01/07/2010
Powerline Control Systems | GreenWorx | FCM2R-120 | Automatic Time Switch Control | System | True | True |  | True | True | [16 empty] | Non Federally-Regulated | 12/10/2013 |  | 07/01/2014
Marlin Controls, Inc. | Marlin Controls | MATRIX MINI RELAY BOARD | Automatic Time Switch Control | System | True | True |  | True | True | [16 empty] | Non Federally-Regulated | 01/23/2012 |  | 07/01/2014
Lighting Control & Design | Lighting Control & Design | GR240*IDH******* | Multi-Level Daylighting Contro |  | True | True |  | True | True | True | True | [14 empty] | Non Federally-Regulated | 06/22/2005 |  | 12/28/2009
Sensor Switch, Inc. | Sensor Switch | CM600 | Occupant / Motion / Vacancy Se |  | True | True |  | True | [17 empty] | Non Federally-Regulated | 12/01/1992 |  | 11/19/2001
Lutron Electronics Co., Inc. | HomeWorks QS | HQRD-H | Manual-On Occupant Sensor | System | True | True |  | True | True | True | True | True | False |  |  |  |  | False | [7 empty] | Non Federally-Regulated | 07/10/2012 |  | 07/01/2014
Convia, Inc., A Herman Miller Co. | Convia | GSE-PDC-03 | Automatic Daylighting Control | System | True | True | True | True | True | True | True | True | True | True | True | True |  | True | [7 empty] | Non Federally-Regulated | 03/04/2010 |  | 07/01/2014
Lutron Electronics Co., Inc. | Sensors | LOS-CDT-2000R-WH | Ultrasonic Occupant / Motion S |  | True | True |  | True | True | True | True | True |  |  |  |  | True | True | True |  | True |  |  |  |  | Non Federally-Regulated | 09/23/2005 |  | 01/07/2010
WattStopper, Inc. | WattStopper | DW-100-* | Ultrasonic Occupant / Motion S |  | True | True |  | True | True | True | True | True | [13 empty] | Non Federally-Regulated | 02/14/2008 |  | 01/07/2010
Tork | Tork | DZS200-2 (240VAC) | Automatic Time Switch Control |  | True | True |  | True | True | [16 empty] | Non Federally-Regulated | 06/08/1993 |  | 04/27/2006
Siemens Energy & Automation | Siemens Energy & Automation | 5WG1 705-8XJ36 | Automatic Time Switch Control |  | True | True |  | True | True | [8 empty] | True | True | True | [5 empty] | Non Federally-Regulated | 12/19/2005 |  | 01/07/2010
Lutron Electronics Co., Inc. | Lutron | GP16-******************* | Occupant / Motion / Vacancy Se | System | True | True |  | True | True | True | False |  |  |  |  | False | [9 empty] | Non Federally-Regulated | 04/28/2010 |  | 07/01/2014
BRK Electronics | BRK Electronics | TS110SR | Automatic Time Switch Control |  | True | True |  | True | True | [16 empty] | Non Federally-Regulated | 04/29/1994 |  | 12/11/2000
Lightolier | ONSET | OS600HDF120* | Dimmer | Device | True | True |  | True | True | True | True | True | True | True | True | False | [9 empty] | Non Federally-Regulated | 04/25/2013 |  | 07/01/2014
Convia, Inc., A Herman Miller Co. | Convia | GSE-SRC-01 | Dimmer | System | True | True | True | True | True | True | True | True | True | True | True | True | [9 empty] | Non Federally-Regulated | 03/04/2010 |  | 07/01/2014
Pass & Seymour / Legrand | Rex | 49816 | Automatic Time Switch Control |  | True | False |  | True | True | [16 empty] | Non Federally-Regulated | 02/09/1995 |  | 01/07/2010
Profile Systems LLC | Profile Systems | PROFILE P1600 | Automatic Time Switch Control |  | True | True |  | True | True | [8 empty] | True | False | True | [5 empty] | Non Federally-Regulated | 02/18/2005 |  | 02/29/2008
Lutron Electronics Co., Inc. | Lutron | MRF2-3LD******** | Dimmer | Device | True | True |  | True | True | True | True | False |  |  |  | False | [9 empty] | Non Federally-Regulated | 12/28/2009 |  | 01/21/2014
Lutron Electronics Co., Inc. | LCP 128 | LCP-*******-******-** | Automatic Time Switch Control |  | True | True |  | True | True | [16 empty] | Non Federally-Regulated | 09/19/2005 |  | 01/07/2010
Lutron Electronics Co., Inc. | Lutron | XP4-******************* | Occupant / Motion / Vacancy Se | System | True | True |  | True | True | True | False |  |  |  |  | False | [9 empty] | Non Federally-Regulated | 04/28/2010 |  | 07/01/2014
Intermatic, Inc. | Intermatic, Inc. | ET90115CR | Automatic Time Switch Control | Device | True | True | True | False | [17 empty] | Non Federally-Regulated | 07/17/2014 |  | 12/03/2014
Lutron Electronics Co., Inc. | Radio RA2 | RRD-6D*** | Automatic Time Switch Control | System | True | True |  | True | True | [16 empty] | Non Federally-Regulated | 12/17/2009 |  | 07/01/2014
Legrand / Wiremold | WattStopper | NPM22F | Multi-Level Astronomical Time | System | True | True |  | True | True | True | True | True | True | True | [11 empty] | Non Federally-Regulated | 03/23/2010 |  | 07/01/2014
WattStopper, Inc. | WattStopper | DW-203-* | Multi-Level Occupant Sensor | Device | True | True | True | True | True | True | True | True | False | False | True | True | True | True | True | True | [5 empty] | Non Federally-Regulated | 06/30/2010 |  | 04/27/2011
Control4 Corp. | Control4 | C4-APD120-** | Dimmer | Device | True | True |  | True | True | True | True | False |  |  |  | False | [9 empty] | Non Federally-Regulated | 07/01/2013 |  | 07/01/2014
Cooper Wiring Devices | Greengate | OMC-U-2000-R | Ultrasonic Occupant / Motion S |  | True | True |  | True | True | True | True | True |  |  |  |  | True | True | True | False | True | False |  |  |  | Non Federally-Regulated | 04/10/2008 |  | 11/07/2008
Cooper Controls | Greengate | OMC-U-* | Occupant / Motion / Vacancy Se | System | True | True |  | True | True | False | True | True | True | True | True | False | [9 empty] | Non Federally-Regulated | 04/15/2011 |  | 07/01/2014
Lutron Electronics Co., Inc. | Lutron | DV-103P********* | Dimmer | Device | True | True |  | True | True | True | True | True | True | True | True | False | [9 empty] | Non Federally-Regulated | 04/28/2010 |  | 01/21/2014
Current – HLI Brands – HLI Solutions, Inc. | Architrak | AKTCLC**/AKTCLS3** | Track Lighting Integral Curren |  |  |  |  | True | True | True | True | [14 empty] | Non Federally-Regulated | 04/27/2007 |  | 09/02/2015
Tork | Tork | ELS-1 | Photosensor / Photocontrol Dev |  | True | True |  | True | [17 empty] | Non Federally-Regulated | 02/07/1994 |  | 12/20/1994
Lutron Electronics Co., Inc. | Homeworks | HWI-CCO-8 | Astronomical Time Switch Contr | System | True | True |  | True | True | True | True | True | True | True | [11 empty] | Non Federally-Regulated | 01/20/2010 |  | 07/01/2014
Desa Specialty, LLC | Heath Zenith | SL-5676 | Exterior Photocontrol Device |  | True | False | [11 empty] | True | True | True | [5 empty] | Non Federally-Regulated | 05/26/2005 |  | 09/20/2007
Lightolier | Multiset Pro | MSP600QE** | Dimmer | System | True | True |  | True | True | True | True | True | True | True | True | False | [9 empty] | Non Federally-Regulated | 04/25/2013 |  | 07/01/2014
Siemens Energy & Automation | Siemens Energy & Automation | 5WG1 704-8XJ33 | Automatic Time Switch Control |  | True | True |  | True | True | [8 empty] | True | True | True | [5 empty] | Non Federally-Regulated | 12/19/2005 |  | 01/07/2010
Quest Controls, Inc. | Telsec | ESB | Automatic Time Switch Control |  | True | True |  | True | True | [8 empty] | True | True | True | [5 empty] | Non Federally-Regulated | 02/14/2008 |  | 01/07/2010
Hubbell Incorporated | H-Moss | AD1277*2N | Occupant / Motion / Vacancy Se |  | True | True |  | True | [17 empty] | Non Federally-Regulated | 04/23/2007 |  | 01/07/2010
Intermatic, Inc. | Gasmaster | PC2-D30-277-LS2 | Photosensor / Photocontrol Dev | Device | True | True | True | [18 empty] | Non Federally-Regulated | 07/17/2014 |  | 08/05/2014
Longjoin | Dayton | 26WA91 | Photosensor / Photocontrol Dev | Device | True | True |  | False | False | [16 empty] | Non Federally-Regulated | 07/29/2013 |  | 07/01/2014
Sensor Switch, Inc. | Control Unit | CU-20 | Occupant / Motion / Vacancy Se |  | False | False |  | True | [17 empty] | Non Federally-Regulated | 01/01/1989 |  | 04/06/1998
Encelium Technologies | Encelium Technologies | SSU-200 | Automatic Daylighting Control |  | True | True | False | True | False |  | True | True | True | True | True | True | False |  |  | True |  | True |  |  |  | Non Federally-Regulated | 12/19/2006 |  | 01/07/2010
Convia, Inc., A Herman Miller Co. | Convia | FSN-BSI | Astronomical Time Switch Contr | System | True | True |  | True | True | True | True | True | True | True | [11 empty] | Non Federally-Regulated | 03/04/2010 |  | 07/01/2014
Electronic Theatre Controls, Inc. | Unison | PACP | Automatic Daylighting Control | System | True | True | True | True | True | True | True | True | True | True | True | True |  | True | [7 empty] | Non Federally-Regulated | 08/19/2011 |  | 07/01/2014
Cooper Wiring Devices | Novitas | 01-076-** | Ultrasonic Occupant / Motion S |  | True | True |  | True | True | True | True | True |  |  |  |  | True | True | True | False | True | False |  |  |  | Non Federally-Regulated | 08/18/2006 |  | 04/10/2008
Hubbell Building Automation | Hubbell Building Automation | LHMT**** | Occupant / Motion / Vacancy Se |  | True | True |  | True | [17 empty] | Non Federally-Regulated | 09/08/2007 |  | 01/07/2010
Convia, Inc., A Herman Miller Co. | Convia | GSE-OSC-02 | Dimmer | System | True | True | True | True | True | True | True | True | True | True | True | True | [9 empty] | Non Federally-Regulated | 03/04/2010 |  | 07/01/2014
Lutron Electronics Co., Inc. | Lutron | LXF-103PL-277*** | Dimmer | Device | True | True |  | True | True | True | True | True | True | True | True | False | [9 empty] | Non Federally-Regulated | 04/28/2010 |  | 07/01/2014
Intermatic, Inc. | Grasslin | FM1D20-120 | Automatic Time Switch Control | Device | True | True |  | True | True | [16 empty] | Non Federally-Regulated | 01/20/2010 |  | 07/01/2014
Convia, Inc., A Herman Miller Co. | Convia | FSN-BSI | Multi-Level Occupant Sensor | System | True | True | True | True | True | True | True | True | True | True | True | True | True | True | True | True | True | True |  |  |  | Non Federally-Regulated | 03/04/2010 |  | 04/27/2011
Legrand / Pass & Seymour | Legrand / Pass & Seymour | D1103P* | Dimmer | Device | True | True |  | True | True | True | True | True | True | True | True | False | [9 empty] | Non Federally-Regulated | 09/14/2012 |  | 07/01/2014
Lutron Electronics Co., Inc. | Lutron | LCP48-******************* | Multi-Level Astronomical Time | System | True | True |  | True | True | True | True | True | True | True | [11 empty] | Non Federally-Regulated | 12/28/2009 |  | 07/01/2014
Lutron Electronics Co., Inc. | Homeworks | HRD-6D*** | Dimmer | System | True | True |  | True | True | True | True | False |  |  |  | False | [9 empty] | Non Federally-Regulated | 12/17/2009 |  | 01/21/2014
Lutron Electronics Co., Inc. | Lutron | LCP48-******************* | Photosensor / Photocontrol Dev | System | True | True |  | False | False | [16 empty] | Non Federally-Regulated | 12/28/2009 |  | 07/01/2014
Legrand / Wiremold | WattStopper | LRD1A | Astronomical Time Switch Contr | System | True | True |  | True | True | True | True | True | True | True | [11 empty] | Non Federally-Regulated | 03/23/2010 |  | 07/01/2014
Lutron Electronics Co., Inc. | Lutron | G6-AR-****-*-120-******** | Photosensor / Photocontrol Dev | System | True | True |  | False | False | [16 empty] | Non Federally-Regulated | 12/28/2009 |  | 07/01/2014
Siemens Energy & Automation | Siemens Energy & Automation | 5WG1 705-8XG31 | Automatic Time Switch Control |  | True | True |  | True | True | [8 empty] | True | True | True | [5 empty] | Non Federally-Regulated | 12/19/2005 |  | 01/07/2010
Leviton Manufacturing Co., Inc. | Leviton | ODS0D-T** | Occupant / Motion / Vacancy Se | Device | True | True |  | True | True | False | False |  |  |  |  | False | [9 empty] | Non Federally-Regulated | 03/04/2010 |  | 07/01/2014
Sensor Switch, Inc. | Sensor Switch | nWSD-LV-*********** | Occupant / Motion / Vacancy Se |  | True | True |  | True | [17 empty] | Non Federally-Regulated | 11/20/2008 |  | 01/07/2010
Lutron Electronics Co., Inc. | Lutron | CCP-****-******-**-CGP*** | Photosensor / Photocontrol Dev | System | True | True |  | False | False | [16 empty] | Non Federally-Regulated | 07/10/2012 |  | 07/01/2014
Cooper Wiring Devices | Devine | DF8AP-** | Dimmer | Device | True | True |  | True | True | True | True | True | True | True | True | False | [9 empty] | Non Federally-Regulated | 12/29/2010 |  | 07/01/2014
Cooper Controls | Greengate | OSW-U-0721-MV-* | Occupant / Motion / Vacancy Se | Device | True | True |  | True | True | False | True | True | True | True | True | False | [9 empty] | Non Federally-Regulated | 04/15/2011 |  | 07/01/2014
Lutron Electronics Co., Inc. | Homeworks | HS16-*********** | Manual-On Occupant Sensor | System | True | True |  | True | True | False | True | True | False |  |  |  |  | False | [7 empty] | Non Federally-Regulated | 01/20/2010 |  | 07/01/2014
Intermatic, Inc. | Grasslin | LM1-I-120-LS2 | Photosensor / Photocontrol Dev |  | True | True |  | True | [17 empty] | Non Federally-Regulated | 11/10/2008 |  | 01/07/2010
Lutron Electronics Co., Inc. | Lutron | N-1003P********* | Dimmer | Device | True | True |  | True | True | True | True | True | True | True | True | False | [9 empty] | Non Federally-Regulated | 04/28/2010 |  | 01/21/2014
Cooper Controls | iLumin | SCM-**-RP-MP-FT-20-S-**-**-** | Dimmer | System | True | True | True | True | True | True | True | True | True | True | True | True | [9 empty] | Non Federally-Regulated | 04/15/2011 |  | 07/01/2014
Honeywell International | Honeywell Infracon | EL7680A/EL7305A | Occupant / Motion / Vacancy Se |  | True | True |  | True | [17 empty] | Non Federally-Regulated | 08/10/1992 |  | 01/07/2010
Lutron Electronics Co., Inc. | Ecosystem | C5-XPJ-16A | Automatic Time Switch Control |  | True | True |  | True | True | [8 empty] | True | True | True | [5 empty] | Non Federally-Regulated | 01/08/2008 |  | 01/07/2010
Enerlites, Inc. | Enerlites, Inc. | VCOS | Multi-Level Occupant Sensor | System | True | True | True | True | True | True | True | True | True | True | True | True |  | False | [7 empty] | Non Federally-Regulated | 08/18/2011 |  | 07/01/2014
Lutron Electronics Co., Inc. | Ecosystem | C5-BMJ-16A | Automatic Time Switch Control |  | True | True |  | True | True | [8 empty] | True | True | True | [5 empty] | Non Federally-Regulated | 01/08/2008 |  | 01/07/2010
WattStopper, Inc. | WattStopper | MSC100 | Automatic Time Switch Control | Device | True | True |  | True | True | [16 empty] | Non Federally-Regulated | 03/23/2010 |  | 07/01/2014
Sensor Switch, Inc. | Sensor Switch | nCMRB PC****** | Photosensor / Photocontrol Dev | System | True | True |  | False | False | [16 empty] | Non Federally-Regulated | 04/28/2010 |  | 07/01/2014
Novitas, Inc. | Novitas | 01-340 | Occupant / Motion / Vacancy Se |  | True | True |  | True | [17 empty] | Non Federally-Regulated | 05/01/2001 |  | 08/18/2006
Intermatic, Inc. | Grasslin | LM1-I-120-LS2 | Photosensor / Photocontrol Dev | Device | True | True |  | False | False | [16 empty] | Non Federally-Regulated | 01/20/2010 |  | 07/01/2014
Quest Controls, Inc. | Telsec | 2000 RM | Automatic Time Switch Control |  | True | True |  | True | True | [8 empty] | True | True | True | [5 empty] | Non Federally-Regulated | 03/27/2007 |  | 01/07/2010
WattStopper, Inc. | WattStopper | LMLS-500 | Photosensor / Photocontrol Dev | System | True | True |  | False | False | [16 empty] | Non Federally-Regulated | 10/08/2010 |  | 07/01/2014
Electronics Diversified, Inc. | Electronics Diversified, Inc. | LMS-DRC-8 | Automatic Daylighting Control |  | True | True |  | True | False |  | True | True | [8 empty] | True |  |  |  |  | Non Federally-Regulated | 01/05/2005 |  | 01/07/2010
Delta Controls, Inc. | Delta Controls, Inc. | DLS-E* | Automatic Daylighting Control |  | True | True | True | True | True | True | True | True | True | True | True | True | True | True | True | True |  | True |  |  |  | Non Federally-Regulated | 04/03/2009 |  | 01/07/2010
Lutron Electronics Co., Inc. | Lutron | XP48-******************* | Multi-Level Astronomical Time | System | True | True |  | True | True | True | True | True | True | True | [11 empty] | Non Federally-Regulated | 12/28/2009 |  | 07/01/2014
Intermatic, Inc. | Intermatic | EM1416SC | Automatic Time Switch Control | Device | True | True |  | True | True | [16 empty] | Non Federally-Regulated | 01/20/2010 |  | 07/01/2014
Convia, Inc., A Herman Miller Co. | Convia | GSE-PDC-03 | Astronomical Time Switch Contr | System | True | True |  | True | True | True | True | True | True | True | [11 empty] | Non Federally-Regulated | 03/04/2010 |  | 07/01/2014
PLC Multipoint, Inc. | PLC Multipoint | LPE-**R-**DI-**DF-*******V | Multi-Level Astronomical Time | System | True | True |  | True | True | True | True | True | True | True | [11 empty] | Non Federally-Regulated | 03/04/2010 |  | 07/01/2014
GE Lighting, a Savant company | GE Lighting Controls | HB-12-**-* | Occupant / Motion / Vacancy Se | Device | True | True |  | True | True | False | False |  |  |  |  | False | [9 empty] | Non Federally-Regulated | 03/22/2012 |  | 07/01/2014
Lutron Electronics Co., Inc. | Radio RA2 | RRD-3LD*** | Manual-On Occupant Sensor | System | True | True |  | True | True |  | True | True | False |  |  |  |  | False | [7 empty] | Non Federally-Regulated | 12/17/2009 |  | 07/01/2014
Lutron Electronics Co., Inc. | Grafik Eye | GRX-3106-T-** | Occupant / Motion / Vacancy Se |  | True | True |  | True | [17 empty] | Non Federally-Regulated | 03/13/1996 |  | 05/09/2000
Tork | Tork | TZ300LO | Automatic Time Switch Control | Device | True | True |  | True | True | [16 empty] | Non Federally-Regulated | 11/12/2013 |  | 07/01/2014
Siemens Energy & Automation | Siemens Energy & Automation | 5WG1 703-8XA32 | Automatic Time Switch Control |  | True | True |  | True | True | [8 empty] | True | True | True | [5 empty] | Non Federally-Regulated | 12/19/2005 |  | 01/07/2010
Crestron Electronics | Crestron Electronics | CLS-EXP-DIMU | Dimmer | System | True | True |  | True | True | True | True | False |  |  |  | False | [9 empty] | Non Federally-Regulated | 08/31/2010 |  | 07/01/2014
Sensor Switch, Inc. | Sensor Switch | WSD-2P-**-*-*-* | Occupant / Motion / Vacancy Se |  | True | True |  | True | [17 empty] | Non Federally-Regulated | 11/19/2001 |  | 03/01/2006
Sensor Switch, Inc. | Sensor Switch | CMR-MOT-10-*-** | Occupant / Motion / Vacancy Se |  | True | True |  | True | [17 empty] | Non Federally-Regulated | 03/01/2006 |  | 01/07/2010
Hubbell Incorporated | Low Voltage Control Unit | 257-151 LV | Occupant / Motion / Vacancy Se |  | False | False |  | True | [17 empty] | Non Federally-Regulated | 01/01/1989 |  | 04/06/1998
Lithonia Lighting | Litronic Series | LUSO H | Ultrasonic Occupant / Motion S |  | True | True |  | True | True | True | True | True | [13 empty] | Non Federally-Regulated | 03/09/2000 |  | 01/07/2010
Crestron Electronics | Crestron Electronics | PAC2 | Microwave Occupant / Motion Se |  | True | True |  | True | True | True | True | True | [5 empty] | True | True | True | [5 empty] | Non Federally-Regulated | 10/05/2007 |  | 01/07/2010
Tork | Tork | DTS100A-12 | Automatic Time Switch Control |  | True | True |  | True | True | [16 empty] | Non Federally-Regulated | 03/22/2001 |  | 01/07/2010
Lutron Electronics Co., Inc. | LCP 128 | LCP-*****-***FT | Automatic Daylighting Control |  | True | True | False | True | True | True | False |  | False |  | True | False |  |  |  | False | [5 empty] | Non Federally-Regulated | 09/19/2005 |  | 01/07/2010
Hubbell Building Automation | Hubbell Building Automation | LOIR******* | Occupant / Motion / Vacancy Se | Device | True | True |  | True | True | True | False |  |  |  |  | False | [9 empty] | Non Federally-Regulated | 03/26/2010 |  | 07/01/2014
Lutron Electronics Co., Inc. | Softswitch 128 | XPS20-******-** | Photosensor / Photocontrol Dev |  | True | True |  | True | [17 empty] | Non Federally-Regulated | 09/19/2005 |  | 01/07/2010
Legrand / Wiremold | WattStopper | GSE-WCD-WH | Occupant / Motion / Vacancy Se | System | True | True | True | True | True | True | True | True | True | True | True | True |  | True | True | True | [5 empty] | Non Federally-Regulated | 03/23/2010 |  | 07/01/2014
Schneider Electric | Schneider Electric | SLC5504TD4AP | Dimmer | System | True | True |  | True | True | True | True | False |  |  |  | False | [9 empty] | Non Federally-Regulated | 10/31/2013 |  | 07/01/2014
Tork | Tork | 7122 | Automatic Time Switch Control |  | True | True |  | True | True | [16 empty] | Non Federally-Regulated | 06/03/2003 |  | 04/27/2006
Distech Controls | Distech Controls | ECB-VAV-N + EC-BOS-*** | Astronomical Time Switch Contr | System | True | True |  | True | True | True | True | True | True | True | [11 empty] | Non Federally-Regulated | 08/07/2012 |  | 07/01/2014
Schneider Electric | SERP | SERPTC811 | Automatic Time Switch Control | Device | True | True |  | True | True | [16 empty] | Non Federally-Regulated | 09/11/2012 |  | 07/01/2014
Crestron Electronics | Crestron Electronics | PAC2 | Automatic Time Switch Control |  | True | True |  | True | True | [8 empty] | True | True | True | [5 empty] | Non Federally-Regulated | 10/05/2007 |  | 01/07/2010
Intermatic, Inc. | Intermatic | K4521 | Photosensor / Photocontrol Dev | Device | True | True |  | False | False | [16 empty] | Non Federally-Regulated | 01/20/2010 |  | 07/01/2014
Hubbell Building Automation | Hubbell Building Automation | LXPSPCS | Photosensor / Photocontrol Dev |  | True | True |  | True | [17 empty] | Non Federally-Regulated | 09/08/2007 |  | 01/07/2010
Douglas Lighting Controls | Douglas | WNP2150 | Automatic Time Switch Control |  | True | True |  | True | True | [16 empty] | Non Federally-Regulated | 06/18/2004 |  | 10/31/2005
Lutron Electronics Co., Inc. | Lutron | LCP16-******************* | Occupant / Motion / Vacancy Se | System | True | True |  | True | True | True | False |  |  |  |  | False | [9 empty] | Non Federally-Regulated | 04/28/2010 |  | 07/01/2014
Hubbell Building Automation | Hubbell Building Automation | LXOM********** | Occupant / Motion / Vacancy Se |  | True | True |  | True | [17 empty] | Non Federally-Regulated | 09/08/2007 |  | 01/07/2010
Hubbell Incorporated | Hubbell, Inc. | RMS100** | Occupant / Motion / Vacancy Se |  | True | True |  | True | [17 empty] | Non Federally-Regulated | 03/16/2007 |  | 01/07/2010
Siemens Energy & Automation | Siemens Energy & Automation | 5WG1 704-8XF23 | Automatic Time Switch Control |  | True | True |  | True | True | [8 empty] | True | True | True | [5 empty] | Non Federally-Regulated | 12/19/2005 |  | 01/07/2010
Tork | Tork | EWZ103 | Automatic Time Switch Control | Device | True | True |  | True | True | [16 empty] | Non Federally-Regulated | 04/28/2010 |  | 07/01/2014
Lutron Electronics Co., Inc. | Lutron | XPS32-******************* | Automatic Daylighting Control | System | True | True | True | True | False |  |  | False |  |  | True | True |  | True | [7 empty] | Non Federally-Regulated | 12/28/2009 |  | 07/01/2014
Lutron Electronics Co., Inc. | Microwatt | MW-PS-PM-WH******** | Photosensor / Photocontrol Dev |  | True | False |  | True | [17 empty] | Non Federally-Regulated | 09/12/2003 |  | 09/19/2005
Novitas, Inc. | Novitas | 01-DL441 | Occupant / Motion / Vacancy Se |  | True | True |  | True | [8 empty] | True | True | True | True | False | False |  |  |  | Non Federally-Regulated | 09/06/2005 |  | 08/18/2006
Lutron Electronics Co., Inc. | Radio RA | RA-6*D-** | Multi-Level Astronomical Time |  | True | True |  | True | True | True | True | True | True | True | [11 empty] | Non Federally-Regulated | 08/13/2007 |  | 01/07/2010
Novitas, Inc. | Novitas | 01-082-** | Ultrasonic Occupant / Motion S |  | True | True |  | True | True | True | True | True |  |  |  |  | True | True | True | False | True | False |  |  |  | Non Federally-Regulated | 09/06/2005 |  | 08/18/2006
Hubbell Building Automation | Hubbell Building Automation | C5002000P*** | Ultrasonic Occupant / Motion S |  | True | True |  | True | True | True | True | True | [13 empty] | Non Federally-Regulated | 05/20/2004 |  | 01/07/2010
Legrand / Wiremold | WattStopper | CE8105 SERIES | Astronomical Time Switch Contr | System | True | True |  | True | True | True | True | True | True | True | [11 empty] | Non Federally-Regulated | 03/23/2010 |  | 07/01/2014
Lumisys | Midori | MD_48** | Automatic Time Switch Control |  | True | True |  | True | True | [16 empty] | Non Federally-Regulated | 02/23/2009 |  | 01/07/2010
Tork | Tork | TW220LE | Automatic Time Switch Control | Device | True | True |  | True | True | [16 empty] | Non Federally-Regulated | 11/12/2013 |  | 07/01/2014
Legrand / Wiremold | WattStopper | CLCW | Occupant / Motion / Vacancy Se | System | True | True | True | True | True | True | True | True | True | True | True | True |  | True | True | True | [5 empty] | Non Federally-Regulated | 03/23/2010 |  | 07/01/2014
Intermatic, Inc. | Grasslin | GMX894-I-120 | Automatic Time Switch Control | Device | True | True |  | True | True | [16 empty] | Non Federally-Regulated | 01/20/2010 |  | 07/01/2014
Legrand / Wiremold | WattStopper | CLCW | Astronomical Time Switch Contr | System | True | True |  | True | True | True | True | True | True | True | [11 empty] | Non Federally-Regulated | 03/23/2010 |  | 07/01/2014
Schneider Electric (Square D Wiring Devices) | Powerlink | RMC3000CG3*** | Automatic Time Switch Control |  | True | True |  | True | True | [16 empty] | Non Federally-Regulated | 12/24/2007 |  | 03/14/2008
Schneider Electric | Schneider Electric | SLC5504TD4A | Dimmer | System | True | True |  | True | True | True | True | False |  |  |  | False | [9 empty] | Non Federally-Regulated | 10/31/2013 |  | 07/01/2014
Intermatic, Inc. | Intermatic, Inc. | ET90215M | Automatic Time Switch Control | Device | True | True | True | False | [17 empty] | Non Federally-Regulated | 07/17/2014 |  | 12/03/2014
Lutron Electronics Co., Inc. | Lutron | SPSFTU-5A******* | Dimmer | Device | True | True |  | True | True | True | True | False |  |  |  | False | [9 empty] | Non Federally-Regulated | 12/28/2009 |  | 01/21/2014
Progress Lighting | Progress Lighting | P8681-30 | Occupant / Motion / Vacancy Se |  | True | True |  | True | [8 empty] | True | True | True | False | True | True |  |  |  | Non Federally-Regulated | 04/18/2005 |  | 01/07/2010
Lutron Electronics Co., Inc. | Homeworks | HWD-6*D-** | Automatic Time Switch Control |  | True | True |  | True | True | [16 empty] | Non Federally-Regulated | 08/13/2007 |  | 01/07/2010
Lutron Electronics Co., Inc. | Lutron | MIR-603T******** | Dimmer | Device | True | True |  | True | True | True | True | False |  |  |  | False | [9 empty] | Non Federally-Regulated | 12/28/2009 |  | 01/21/2014
Cooper Controls | iLumin | SC277-24-UN-3P-ML-20 | Multi-Level Astronomical Time |  | True | True |  | True | True | True | True | True | True | True | [11 empty] | Non Federally-Regulated | 11/07/2008 |  | 01/07/2010
Crestron Electronics | Crestron Electronics | GLPP-DIMFLVCN | Dimmer | System | True | True | True | True | True | True | True | False |  |  |  | True | [9 empty] | Non Federally-Regulated | 05/25/2012 |  | 07/01/2014
CentraLite Systems, Inc. | Jet Stream | JS3 | Multi-Level Occupant Sensor | System | True | True | True | True | True | True | True | True | True | True | True | True |  | False | [7 empty] | Non Federally-Regulated | 04/15/2011 |  | 07/01/2014
Lutron Electronics Co., Inc. | Lutron | SPSF-6AM******** | Dimmer | Device | True | True |  | True | True | True | True | False |  |  |  | False | [9 empty] | Non Federally-Regulated | 12/28/2009 |  | 07/01/2014
Lighting Control & Design | Lighting Control & Design | GR1416 | Automatic Time Switch Control |  | True | True |  | True | True | [16 empty] | Non Federally-Regulated | 07/20/1999 |  | 06/22/2005
Microlite Corp. | Microlite | 300R*** | Automatic Time Switch Control |  | True | True |  | True | True | [16 empty] | Non Federally-Regulated | 08/02/1993 |  | 01/07/2010
Desa Specialty, LLC | Heath Zenith | SL-4131 | Exterior Photocontrol Device |  | True | False | [11 empty] | True | True | True | [5 empty] | Non Federally-Regulated | 08/17/2005 |  | 09/20/2007
Tork | Tork | K800Z | Multi-Level Astronomical Time | Device | True | True |  | True | True | True | True | True | True | True | [11 empty] | Non Federally-Regulated | 04/28/2010 |  | 07/01/2014
Cooper Controls | Greengate | CK T 32******* | Astronomical Time Switch Contr | System | True | True |  | True | True | True | True | True | True | True | [11 empty] | Non Federally-Regulated | 04/15/2011 |  | 07/01/2014
Siemens Energy & Automation | Siemens Energy & Automation | 5WG1 705-8XB13 | Automatic Time Switch Control |  | True | True |  | True | True | [8 empty] | True | True | True | [5 empty] | Non Federally-Regulated | 12/19/2005 |  | 01/07/2010
Crestron Electronics | Crestron Electronics | GLPP-SWCN | Automatic Daylighting Control | System | True | True | True | True | False |  |  | True | True | True | True | True |  | True | [7 empty] | Non Federally-Regulated | 05/25/2012 |  | 07/01/2014
Lutron Electronics Co., Inc. | Homeworks | HWD-10D*** | Multi-Level Astronomical Time | System | True | True |  | True | True | True | True | True | True | True | [11 empty] | Non Federally-Regulated | 01/20/2010 |  | 07/01/2014
Sensor Switch, Inc. | Sensor Switch | CMRB 6 2P A******** | Occupant / Motion / Vacancy Se | Device | True | True |  | True | True | False | False |  |  |  |  | False | [9 empty] | Non Federally-Regulated | 04/28/2010 |  | 07/01/2014
Lutron Electronics Co., Inc. | Lutron | XPS20-******************* | Occupant / Motion / Vacancy Se | System | True | True |  | True | True | True | False |  |  |  |  | False | [9 empty] | Non Federally-Regulated | 04/28/2010 |  | 07/01/2014
Legrand / Wiremold | WattStopper | LVHUBF | Occupant / Motion / Vacancy Se | System | True | True | True | True | True | True | True | True | True | True | True | True |  | True | True | True | [5 empty] | Non Federally-Regulated | 03/23/2010 |  | 07/01/2014
Crestron Electronics | Crestron Electronics | PAC2 | Ultrasonic Occupant / Motion S |  | True | True |  | True | True | True | True | True | [5 empty] | True | True | True | [5 empty] | Non Federally-Regulated | 10/05/2007 |  | 01/07/2010
WattStopper, Inc. | WattStopper | RS-150U-* | Occupant / Motion / Vacancy Se | Device | True | True |  | True | True | False | False |  |  |  |  | False | [9 empty] | Non Federally-Regulated | 02/04/2010 |  | 07/01/2014
Schneider Electric | SERP | SERPL48HS | Automatic Time Switch Control | System | True | True |  | True | True | [16 empty] | Non Federally-Regulated | 09/11/2012 |  | 07/01/2014
Legrand / Wiremold | WattStopper | NRD1A | Astronomical Time Switch Contr | System | True | True |  | True | True | True | True | True | True | True | [11 empty] | Non Federally-Regulated | 03/23/2010 |  | 07/01/2014
WattStopper, Inc. | WattStopper | WIR7P | Occupant / Motion / Vacancy Se |  | True | True |  | True | [17 empty] | Non Federally-Regulated | 08/10/1992 |  | 04/06/1998
Novitas, Inc. | Novitas | 01-094 | Ultrasonic Occupant / Motion S |  | True | True |  | True | True | True | True | True | [13 empty] | Non Federally-Regulated | 08/11/1992 |  | 09/06/2005
Douglas Lighting Controls | Douglas Lighting Controls | WSP-2718 | Automatic Daylighting Control | System | True | True | True | True | True | False |  | True | True | True | True | True |  | True | [7 empty] | Non Federally-Regulated | 05/28/2010 |  | 07/01/2014
Sensor Switch, Inc. | Sensor Switch | nCMRB 9 2P****** | Occupant / Motion / Vacancy Se | System | True | True |  | True | True | False | False |  |  |  |  | False | [9 empty] | Non Federally-Regulated | 04/28/2010 |  | 07/01/2014
Lutron Electronics Co., Inc. | Lutron | GRX-3**************** | Dimmer | Device | True | True |  | True | True | True | True | False |  |  |  | False | [9 empty] | Non Federally-Regulated | 05/19/2010 |  | 07/01/2014
Lutron Electronics Co., Inc. | Centralized Lighting Control | OMX-460*-*-** | Occupant / Motion / Vacancy Se |  | True | True |  | True | [17 empty] | Non Federally-Regulated | 09/19/2005 |  | 01/07/2010
Lutron Electronics Co., Inc. | Lutron | LOS-WDT*** | Multi-Level Occupant Sensor | System | True | True | True | True | True | True | True | True | True | True | True | True | True | True | True | True | [5 empty] | Non Federally-Regulated | 12/13/2012 |  | 07/01/2014
WattStopper, Inc. | WattStopper | DT355 | Ultrasonic Occupant / Motion S |  | True | True |  | True | True | True | True | True | [5 empty] | True | False | False | [5 empty] | Non Federally-Regulated | 11/16/2005 |  | 01/07/2010
Universal Energy Control, Inc. | Ultrasonic Motion Detector | UMD-700-277V | Ultrasonic Occupant / Motion S |  | False | False |  | True | True | True | True | True | [13 empty] | Non Federally-Regulated | 01/01/1989 |  | 04/06/1998
Convia, Inc., A Herman Miller Co. | Convia | GSE-DCC-01 | Dimmer | System | True | True | True | True | True | True | True | True | True | True | True | True | [9 empty] | Non Federally-Regulated | 03/04/2010 |  | 07/01/2014
Tork | Tork | DZS100A-12 | Automatic Time Switch Control |  | True | True |  | True | True | [16 empty] | Non Federally-Regulated | 03/22/2001 |  | 01/07/2010
Sensor Switch, Inc. | Sensor Switch | nCM-PDT-10-2P-***** | Occupant / Motion / Vacancy Se |  | True | True |  | True | [17 empty] | Non Federally-Regulated | 11/20/2008 |  | 01/07/2010
Longjoin | Dayton | 26WA85 | Photosensor / Photocontrol Dev | Device | True | True |  | False | False | [16 empty] | Non Federally-Regulated | 07/29/2013 |  | 07/01/2014
Lutron Electronics Co., Inc. | Lutron | LCP20-******************* | Multi-Level Occupant Sensor | System | True | True | True | True | True | True | True | True | True | True | True | True |  | False | [7 empty] | Non Federally-Regulated | 12/28/2009 |  | 07/01/2014
RAB Electric Manufacturing, Inc. | RAB Electric Manufacturing, Inc. | LOS2400 | Occupant / Motion / Vacancy Se |  | True | True |  | True | [17 empty] | Non Federally-Regulated | 07/12/1993 |  | 04/06/1998
Cooper Controls | Greengate | ONW-P-1001-RR7-* | Occupant / Motion / Vacancy Se | System | True | True |  | True | True | True | False |  |  |  |  | False | [9 empty] | Non Federally-Regulated | 05/10/2011 |  | 07/01/2014
Lutron Electronics Co., Inc. | Lutron | CCP-****-*****-** | Automatic Daylighting Control | System | True | True | True | True | True | True | True | False |  |  | True | True |  | True | [7 empty] | Non Federally-Regulated | 07/10/2012 |  | 07/01/2014
Encelium Technologies | Encelium Technologies | SSU-200 | Occupant / Motion / Vacancy Se |  | True | True |  | True | [9 empty] | True | True | True | [5 empty] | Non Federally-Regulated | 12/19/2006 |  | 01/07/2010
Lutron Electronics Co., Inc. | Lutron | LP3/********************* | Automatic Time Switch Control | System | True | True |  | True | True | [16 empty] | Non Federally-Regulated | 12/28/2009 |  | 07/01/2014
Lutron Electronics Co., Inc. | Softswitch 128 | XPS32-******-** | Automatic Time Switch Control |  | True | True |  | True | True | [16 empty] | Non Federally-Regulated | 09/19/2005 |  | 01/07/2010
Desa Specialty, LLC | Heath Zenith | HD-9250 | Exterior Photocontrol Device |  | True | False | [11 empty] | True | True | True | [5 empty] | Non Federally-Regulated | 05/26/2005 |  | 09/20/2007
Legrand / Wiremold | WattStopper | GSE-WCD-WH | Automatic Daylighting Control | System | True | True | True | True | True | True | True | True | True | True | True | True |  | True | [7 empty] | Non Federally-Regulated | 03/23/2010 |  | 07/01/2014
Lithonia Lighting | Panelmax Series | RC PC O | Automatic Daylighting Control |  | True | True |  | True | False |  | True | False | [8 empty] | True |  |  |  |  | Non Federally-Regulated | 12/13/1994 |  | 01/07/2010
Tork | Tork | DZS200A-24 | Astronomical Time Switch Contr |  |  |  |  | True | True | True | True | True | True | True | [11 empty] | Non Federally-Regulated | 04/27/2006 |  | 01/07/2010
Convia, Inc., A Herman Miller Co. | Convia | GSE-PDC-01 | Astronomical Time Switch Contr | System | True | True |  | True | True | True | True | True | True | True | [11 empty] | Non Federally-Regulated | 03/04/2010 |  | 07/01/2014
Intelliswitch, S.A. de C.V. | Intelliswitch, S.A. de C.V. | IDSW XH6-RS-120 | Automatic Daylighting Control | Device | True | True | True | True | True | True | True | True | True | True | True | True |  | True | [7 empty] | Non Federally-Regulated | 03/15/2012 |  | 07/01/2014
GE Industrial Systems | GE Industrial Systems | RSENUSWLVDC | Photosensor / Photocontrol Dev |  | True | False |  | True | [17 empty] | Non Federally-Regulated | 03/20/2001 |  | 01/07/2010
Siemens Energy & Automation | Siemens Energy & Automation | 5WG1 705-8XE15 | Automatic Time Switch Control |  | True | True |  | True | True | [8 empty] | True | True | True | [5 empty] | Non Federally-Regulated | 12/19/2005 |  | 01/07/2010
Leviton Manufacturing Co., Inc. | Leviton | R24SD-*** | Occupant / Motion / Vacancy Se |  | True | True |  | True | [17 empty] | Non Federally-Regulated | 08/17/2004 |  | 01/07/2010
Siemens Energy & Automation | Siemens Energy & Automation | 5WG1 704-8XF43 | Automatic Time Switch Control |  | True | True |  | True | True | [8 empty] | True | True | True | [5 empty] | Non Federally-Regulated | 12/19/2005 |  | 01/07/2010
BRK Electronics | BRK Electronics | TS114SM | Automatic Time Switch Control |  | True | True |  | True | True | [16 empty] | Non Federally-Regulated | 04/29/1994 |  | 12/11/2000
Cooper Controls | iLumin | SC120-24-UN-3P-ML-20 | Multi-Level Astronomical Time |  | True | True |  | True | True | True | True | True | True | True | [11 empty] | Non Federally-Regulated | 11/07/2008 |  | 01/07/2010
Legrand / Pass & Seymour | Legrand / Pass & Seymour | R600* | Dimmer | Device | True | True |  | True | True | True | True | False |  |  |  | False | [9 empty] | Non Federally-Regulated | 12/23/2010 |  | 07/01/2014
PLC Multipoint, Inc. | PLC Multipoint | PD5 OUTDOOR | Exterior Photocontrol Device |  | True | True | [11 empty] | True | True | False | [5 empty] | Non Federally-Regulated | 07/19/2006 |  | 01/07/2010
Lutron Electronics Co., Inc. | Homeworks | ST-6***-**-** | Occupant / Motion / Vacancy Se |  | True | True |  | True | [17 empty] | Non Federally-Regulated | 08/13/2007 |  | 01/07/2010
Intermatic, Inc. | Grasslin | PC1-digi20-120 | Automatic Time Switch Control |  | True | True |  | True | True | [16 empty] | Non Federally-Regulated | 10/15/2008 |  | 01/07/2010
Lutron Electronics Co., Inc. | LCP 128 | LCP-******-******-** | Automatic Time Switch Control |  | True | True |  | True | True | [16 empty] | Non Federally-Regulated | 09/19/2005 |  | 01/07/2010
Siemens Energy & Automation | Siemens Energy & Automation | 5WG1 705-8XK26 | Automatic Time Switch Control |  | True | True |  | True | True | [8 empty] | True | True | True | [5 empty] | Non Federally-Regulated | 12/19/2005 |  | 01/07/2010
Sensor Switch, Inc. | Sensor Switch | CM-RR7-*-2P | Occupant / Motion / Vacancy Se |  | True | True |  | True | [17 empty] | Non Federally-Regulated | 11/19/2001 |  | 03/01/2006
Tork | Tork | W222 | Automatic Time Switch Control |  | True | True |  | True | True | [16 empty] | Non Federally-Regulated | 06/03/2003 |  | 04/27/2006
Lutron Electronics Co., Inc. | Homeworks | HRP5-120 | Astronomical Time Switch Contr | System | True | True |  | True | True | True | True | True | True | True | [11 empty] | Non Federally-Regulated | 01/20/2010 |  | 07/01/2014
Lutron Electronics Co., Inc. | Grafik Eye | GRX-4516-*-** | Automatic Time Switch Control |  | True | True |  | True | True | [16 empty] | Non Federally-Regulated | 05/09/2000 |  | 09/19/2005
Carolina Products, Inc. | Carolina Products | CPI2000** | Automatic Daylighting Control |  | True | True |  | True | False |  | True | True | [8 empty] | True |  |  |  |  | Non Federally-Regulated | 10/08/2002 |  | 01/07/2010
Lutron Electronics Co., Inc. | Softswitch 48 | XPS20-******-** | Occupant / Motion / Vacancy Se |  | True | True |  | True | [17 empty] | Non Federally-Regulated | 09/12/2003 |  | 09/19/2005
Legrand / Wiremold | WattStopper | CE8840 SERIES | Occupant / Motion / Vacancy Se | System | True | True | True | True | True | True | True | True | True | True | True | True |  | True | True | True | [5 empty] | Non Federally-Regulated | 03/23/2010 |  | 07/01/2014
WattStopper, Inc. | WattStopper | LMCP48F-*-*-*-*-* | Automatic Time Switch Control | Device | True | True |  | True | True | [16 empty] | Non Federally-Regulated | 05/22/2013 |  | 07/01/2014
Siemens Energy & Automation | Siemens Energy & Automation | 5WG1 705-8XB36 | Automatic Time Switch Control |  | True | True |  | True | True | [8 empty] | True | True | True | [5 empty] | Non Federally-Regulated | 12/19/2005 |  | 01/07/2010
Gentec, Inc. | Schneider Electric | SERPL32HS | Astronomical Time Switch Contr | System | True | True |  | True | True | True | True | True | True | True | [11 empty] | Non Federally-Regulated | 01/20/2012 |  | 07/01/2014
Lutron Electronics Co., Inc. | Lutron | GP36-******************* | Occupant / Motion / Vacancy Se | System | True | True |  | True | True | True | False |  |  |  |  | False | [9 empty] | Non Federally-Regulated | 04/28/2010 |  | 07/01/2014
Cooper Wiring Devices | Skye | SI06P-** | Dimmer | Device | True | True |  | True | True | True | True | True | True | True | True | False | [9 empty] | Non Federally-Regulated | 12/29/2010 |  | 07/01/2014
Payne Sparkman Manufacturing | Litetalk | LTR1-SLV-C-JB8 | Automatic Time Switch Control |  | True | True |  | True | True | [16 empty] | Non Federally-Regulated | 04/15/1999 |  | 01/07/2010
Tork | Tork | 8007VL | Automatic Time Switch Control |  | True | True |  | True | True | [16 empty] | Non Federally-Regulated | 06/03/2003 |  | 04/27/2006
Lutron Electronics Co., Inc. | Ecosystem | C5-XPJ-16A | Automatic Daylighting Control |  | True | True | True | True | False |  | True | True | False |  | True | True | False | False | True | True |  | True |  |  |  | Non Federally-Regulated | 01/08/2008 |  | 01/07/2010
Heathco, LLC | Portfolio | PF-4305 | Exterior Photocontrol Device |  | True | False | [11 empty] | True | True | True | [5 empty] | Non Federally-Regulated | 09/21/2007 |  | 01/07/2010
Lutron Electronics Co., Inc. | Grafik 6000 | OMX-4604-*-** | Occupant / Motion / Vacancy Se |  | True | True |  | True | [17 empty] | Non Federally-Regulated | 05/09/2000 |  | 09/19/2005
Distech Controls | Distech Controls | ECL-VAVS + EC-LIGHT-SCHEDULER | Multi-Level Astronomical Time | System | True | True |  | True | True | True | True | True | True | True | [11 empty] | Non Federally-Regulated | 08/07/2012 |  | 07/01/2014
Thomas & Betts | Kit | LCS-14K | Occupant / Motion / Vacancy Se |  | False | False |  | True | [17 empty] | Non Federally-Regulated | 04/01/1988 |  | 04/06/1998
Intermatic, Inc. | Gasmaster | PC2-digi30-120-LS1+E300 | Photosensor / Photocontrol Dev | Device | True | True | True | [18 empty] | Non Federally-Regulated | 07/17/2014 |  | 08/05/2014
Intermatic, Inc. | Intermatic | ET8015CPD | Automatic Time Switch Control | Device | True | True |  | True | True | [16 empty] | Non Federally-Regulated | 03/04/2010 |  | 07/01/2014
Convia, Inc., A Herman Miller Co. | Convia | GSE-PDC-01 | Photosensor / Photocontrol Dev |  | True | True |  | True | [17 empty] | Non Federally-Regulated | 04/04/2008 |  | 01/07/2010
Crestron Electronics | Crestron Electronics | DIN-AP2 | Multi-Level Astronomical Time | System | True | True |  | True | True | True | True | True | True | True | [11 empty] | Non Federally-Regulated | 03/01/2010 |  | 07/01/2014
Schneider Electric (Square D Wiring Devices) | Powerlink | RMC1000G3*** | Automatic Time Switch Control |  | True | True |  | True | True | [16 empty] | Non Federally-Regulated | 12/24/2007 |  | 01/07/2010
Tork | Tork | EW103S-2 (240VAC) | Automatic Time Switch Control |  | True | True |  | True | True | [16 empty] | Non Federally-Regulated | 12/20/1994 |  | 04/27/2006
Lutron Electronics Co., Inc. | Lutron | CCP-************-******-**-CGP**** | Automatic Time Switch Control | System | True | True |  | True | True | [16 empty] | Non Federally-Regulated | 07/10/2012 |  | 07/01/2014
Paragon Electric Co. | Paragon | EC71/18S/120V | Automatic Time Switch Control |  | True | True |  | True | True | [16 empty] | Non Federally-Regulated | 11/23/1992 |  | 01/21/1999
Tork | Tork | DZM200BP | Automatic Time Switch Control | Device | True | True |  | True | True | [16 empty] | Non Federally-Regulated | 04/28/2010 |  | 07/01/2014
Legrand / Pass & Seymour | Legrand / Pass & Seymour | WSLV703* | Dimmer | Device | True | True |  | True | True | True | True | True | True | True | True | False | [9 empty] | Non Federally-Regulated | 09/14/2012 |  | 07/01/2014
Lutron Electronics Co., Inc. | Lutron | CCP-********-******-**-CGP*** | Astronomical Time Switch Contr | System | True | True |  | True | True | True | True | True | True | True | [11 empty] | Non Federally-Regulated | 07/10/2012 |  | 07/01/2014
Tork | Tork | OSCW15P | Occupant / Motion / Vacancy Se |  | True | True |  | True | [17 empty] | Non Federally-Regulated | 01/17/2008 |  | 01/07/2010
Steinel America, Inc. | Steinel | IR Quattro KNX US | Occupant / Motion / Vacancy Se | Device | True | True |  | True | True | False | False |  |  |  |  | False | [9 empty] | Non Federally-Regulated | 08/06/2013 |  | 07/01/2014
Lutron Electronics Co., Inc. | LCP 128 | LCP-**-***FT | Astronomical Time Switch Contr |  | True | True |  | True | True | True | True | True | True | True | [11 empty] | Non Federally-Regulated | 09/19/2005 |  | 01/07/2010
Intermatic, Inc. | Gasmaster | MIL72AQTUZ-120 | Automatic Time Switch Control | Device | True | True | True | False | [17 empty] | Non Federally-Regulated | 07/17/2014 |  | 08/05/2014
Intermatic, Inc. | Grasslin | FM1D20A-24 | Automatic Time Switch Control |  | True | True |  | True | True | [16 empty] | Non Federally-Regulated | 10/15/2008 |  | 01/07/2010
Sensor Switch, Inc. | Sensor Switch | nRM-9-******** | Occupant / Motion / Vacancy Se |  | True | True |  | True | [17 empty] | Non Federally-Regulated | 11/20/2008 |  | 01/07/2010
Intermatic, Inc. | Intermatic | K4423M | Photosensor / Photocontrol Dev | Device | True | True |  | False | False | [16 empty] | Non Federally-Regulated | 01/20/2010 |  | 07/01/2014
Sensor Switch, Inc. | Sensor Switch | WSH120TW | Occupant / Motion / Vacancy Se |  | True | True |  | True | [17 empty] | Non Federally-Regulated | 10/25/1996 |  | 11/19/2001
Lutron Electronics Co., Inc. | Homeworks | HWV-1000D-** | Multi-Level Occupant Sensor | System | True | True | True | True | True | False | True | True | True | True | True | True |  | False | [7 empty] | Non Federally-Regulated | 01/20/2010 |  | 07/01/2014
Intermatic, Inc. | Intermatic | EM1408MC | Astronomical Time Switch Contr | Device | True | True |  | True | True | True | True | True | True | True | [11 empty] | Non Federally-Regulated | 01/20/2010 |  | 07/01/2014
Siemens Energy & Automation | Siemens Energy & Automation | 5WG1 705-8XD33 | Automatic Time Switch Control |  | True | True |  | True | True | [8 empty] | True | True | True | [5 empty] | Non Federally-Regulated | 12/19/2005 |  | 01/07/2010
Lutron Electronics Co., Inc. | Lutron | LP2/********************* | Occupant / Motion / Vacancy Se | System | True | True |  | True | True | True | False |  |  |  |  | False | [9 empty] | Non Federally-Regulated | 04/28/2010 |  | 07/01/2014
Legrand / Pass & Seymour | Legrand / Pass & Seymour | D1103PNA* | Dimmer | Device | True | True |  | True | True | True | True | True | True | True | True | False | [9 empty] | Non Federally-Regulated | 09/14/2012 |  | 07/01/2014
The Watt Watcher | Automatic Lightswitch | W-240 | Ultrasonic Occupant / Motion S |  | False | False |  | True | True | True | True | True | [13 empty] | Non Federally-Regulated | 01/01/1989 |  | 04/06/1998
Lutron Electronics Co., Inc. | Lutron | AYF-103P-277**** | Dimmer | Device | True | True |  | True | True | True | True | True | True | True | True | False | [9 empty] | Non Federally-Regulated | 04/28/2010 |  | 07/01/2014
Lutron Electronics Co., Inc. | Lutron | GP60-******************* | Dimmer | System | True | True |  | True | True | True | True | False |  |  |  | False | [9 empty] | Non Federally-Regulated | 12/28/2009 |  | 07/01/2014
Tork | Tork | K800Z | Automatic Time Switch Control |  | True | True |  | True | True | [16 empty] | Non Federally-Regulated | 02/08/1993 |  | 06/24/1993
Schneider Electric (Square D Wiring Devices) | Powerlink | RMC3000CG3*** | Photosensor / Photocontrol Dev |  | True | True |  | True | [17 empty] | Non Federally-Regulated | 12/24/2007 |  | 03/14/2008
Blue Ridge Technologies | Global | GL08************* | Automatic Time Switch Control | Device | True | True |  | True | True | [16 empty] | Non Federally-Regulated | 06/30/2010 |  | 07/01/2014
Douglas Lighting Controls | Douglas | WPS-3741 | Automatic Daylighting Control | System | True | True | True | True | True | True | True | True | True | True | True | True |  | True | [7 empty] | Non Federally-Regulated | 07/21/2011 |  | 07/01/2014
WattStopper, Inc. | WattStopper | LICA24-*-*-*-*-* | Automatic Time Switch Control | Device | True | True |  | True | True | [16 empty] | Non Federally-Regulated | 08/03/2010 |  | 07/01/2014
Cooper Controls | Greengate | CK 32******* | Multi-Level Astronomical Time | System | True | True |  | True | True | True | True | True | True | True | [11 empty] | Non Federally-Regulated | 04/15/2011 |  | 07/01/2014
Siemens Energy & Automation | Siemens Energy & Automation | 5WG1 705-8XH14 | Automatic Time Switch Control |  | True | True |  | True | True | [8 empty] | True | True | True | [5 empty] | Non Federally-Regulated | 12/19/2005 |  | 01/07/2010
WattStopper, Inc. | WattStopper | HB350C | Occupant / Motion / Vacancy Se |  | True | True |  | True | [8 empty] | False | True | True | False | True | False |  |  |  | Non Federally-Regulated | 02/14/2008 |  | 01/07/2010
Sensor Switch, Inc. | Sensor Switch | nRMR 10******* | Occupant / Motion / Vacancy Se | System | True | True |  | True | True | False | False |  |  |  |  | False | [9 empty] | Non Federally-Regulated | 04/28/2010 |  | 07/01/2014
Grasslin Controls Corp. | Grasslin | 0IGI42A | Automatic Time Switch Control |  | True | True |  | True | True | [16 empty] | Non Federally-Regulated | 03/31/1998 |  | 04/06/1998
Tork | Tork | 2000 | Exterior Photocontrol Device | [14 empty] | True | True | True | [5 empty] | Non Federally-Regulated | 04/27/2006 |  | 01/07/2010
Lutron Electronics Co., Inc. | Grafik Eye | GRX-4106-T-** | Occupant / Motion / Vacancy Se |  | True | True |  | True | [17 empty] | Non Federally-Regulated | 01/31/1996 |  | 05/09/2000
Lutron Electronics Co., Inc. | Lutron | MIR-LFQMT******* | Dimmer | Device | True | True |  | True | True | True | True | False |  |  |  | False | [9 empty] | Non Federally-Regulated | 12/28/2009 |  | 07/01/2014
Leviton Manufacturing Co., Inc. | Leviton | OCD04-*** | Occupant / Motion / Vacancy Se | Device | True | True |  | True | True | True | False |  |  |  |  | False | [9 empty] | Non Federally-Regulated | 09/10/2013 |  | 07/01/2014
Schneider Electric (Square D Wiring Devices) | Square D Co. | SLSPWS1277A* | Occupant / Motion / Vacancy Se |  | True | True |  | True | [9 empty] | True | True | False | [5 empty] | Non Federally-Regulated | 12/24/2007 |  | 01/07/2010
WattStopper, Inc. | WattStopper | W120C | Ultrasonic Occupant / Motion S |  | True | True |  | True | True | True | True | True | [13 empty] | Non Federally-Regulated | 08/10/1992 |  | 01/07/2010
Siemens Energy & Automation | Siemens Energy & Automation | 5WG1 705-8XC15 | Automatic Time Switch Control |  | True | True |  | True | True | [8 empty] | True | True | True | [5 empty] | Non Federally-Regulated | 12/19/2005 |  | 01/07/2010
Intermatic, Inc. | Gasmaster | TALENTO 891-24 | Automatic Time Switch Control | Device | True | True | True | False | [17 empty] | Non Federally-Regulated | 07/17/2014 |  | 08/05/2014
Lightolier Controls | PowerTrip | 6099** | Track Lighting Integral Curren |  |  |  |  | True | True | True | True | [14 empty] | Non Federally-Regulated | 08/12/2005 |  | 01/07/2010
Crestron Electronics | Crestron Electronics | PAC2M | Automatic Daylighting Control |  | True | True | True | True | True | True | False |  | True | True | True | False | False | False | True | True |  | True |  |  |  | Non Federally-Regulated | 10/05/2007 |  | 01/07/2010
Exergy Controls, LLC | Exergy Controls, LLC | XRG-410 | Multi-Level Occupant Sensor | System | True | True | True | True | True | True | True | True | True | True | True | True |  | False | [7 empty] | Non Federally-Regulated | 10/30/2009 |  | 07/01/2014
Legrand / Wiremold | WattStopper | CLPA | Automatic Daylighting Control | System | True | True | True | True | True | True | True | True | True | True | True | True |  | True | [7 empty] | Non Federally-Regulated | 03/23/2010 |  | 07/01/2014
Lutron Electronics Co., Inc. | Grafik Eye | RPT7/**-120***** | Occupant / Motion / Vacancy Se |  | True | True |  | True | [17 empty] | Non Federally-Regulated | 09/12/2003 |  | 09/19/2005
Sensor Switch, Inc. | Sensor Switch | WSH130 | Occupant / Motion / Vacancy Se |  | True | True |  | True | [17 empty] | Non Federally-Regulated | 12/01/1992 |  | 11/19/2001
Cooper Controls | Greengate | CK4 277** | Multi-Level Occupant Sensor | System | True | True | True | True | True | True | True | True | True | True | True | True | True | True | True | True | [5 empty] | Non Federally-Regulated | 04/15/2011 |  | 05/16/2011
Siemens Energy & Automation | Siemens Energy & Automation | 5WG1 705-8XB01 | Automatic Time Switch Control |  | True | True |  | True | True | [8 empty] | True | True | True | [5 empty] | Non Federally-Regulated | 12/19/2005 |  | 01/07/2010
Intermatic, Inc. | Gasmaster | GMXFM1D20-O-120 | Automatic Time Switch Control | Device | True | True | True | False | [17 empty] | Non Federally-Regulated | 07/17/2014 |  | 08/05/2014
Legrand / Wiremold | WattStopper | LRD2F | Manual-On Occupant Sensor | System | True | True | True | True | True | True | True | True | True | True | True | True | True | True | True | True |  | True |  |  |  | Non Federally-Regulated | 03/23/2010 |  | 07/01/2014
Tork | Tork | TZ-222L | Automatic Time Switch Control |  | True | True |  | True | True | [16 empty] | Non Federally-Regulated | 06/03/2003 |  | 01/07/2010
Sensor Switch, Inc. | Sensor Switch | MSP-20 | Occupant / Motion / Vacancy Se |  | True | True |  | True | [17 empty] | Non Federally-Regulated | 03/01/2006 |  | 11/20/2008
Intermatic, Inc. | Grasslin | PC2-digi30-120-LS2+E200 | Photosensor / Photocontrol Dev | Device | True | True |  | False | False | [16 empty] | Non Federally-Regulated | 01/20/2010 |  | 07/01/2014
Siemens Energy & Automation | Siemens Energy & Automation | 5WG1 704-8XD31 | Automatic Time Switch Control |  | True | True |  | True | True | [8 empty] | True | True | True | [5 empty] | Non Federally-Regulated | 12/19/2005 |  | 01/07/2010
Tork | Tork | DZS100-3 (277VAC) | Automatic Time Switch Control |  | True | True |  | True | True | [16 empty] | Non Federally-Regulated | 06/08/1993 |  | 04/27/2006
Lutron Electronics Co., Inc. | Lutron | XPS12-******************* | Automatic Time Switch Control | System | True | True |  | True | True | [16 empty] | Non Federally-Regulated | 12/28/2009 |  | 07/01/2014
Legrand / Pass & Seymour | Legrand / Pass & Seymour | LSDD300* | Dimmer | Device | True | True |  | True | True | True | True | False |  |  |  | False | [9 empty] | Non Federally-Regulated | 12/23/2010 |  | 07/01/2014
Eaton Corp. | Pow-R-Command | PRC4000 | Automatic Daylighting Control | System | True | True | True | True | True | True | True | True | True | True | True | True | True | True | True | True |  | True |  |  |  | Non Federally-Regulated | 09/21/2009 |  | 01/07/2010
Intermatic, Inc. | Grasslin | LM2-O-120-LS2 | Photosensor / Photocontrol Dev |  | True | True |  | True | [17 empty] | Non Federally-Regulated | 11/10/2008 |  | 01/07/2010
Computrols, Inc. | Worldstat2 | WORLDSTAT2 | Automatic Time Switch Control |  | True | True |  | True | True | [16 empty] | Non Federally-Regulated | 06/16/2003 |  | 01/07/2010
Schneider Electric | Schneider Electric | SLSPWS1277A* | Multi-Level Occupant Sensor | Device | True | True | True | True | True | True | True | True | True | True | True | True |  | False | [7 empty] | Non Federally-Regulated | 11/07/2013 |  | 07/01/2014
Lutron Electronics Co., Inc. | Grafik 6000 | OMX-4604-*-** | Automatic Time Switch Control |  | True | True |  | True | True | [16 empty] | Non Federally-Regulated | 05/24/2000 |  | 09/19/2005
Control Systems International, Inc. | Control Systems International | 7780 | Automatic Time Switch Control |  | True | True |  | True | True | [16 empty] | Non Federally-Regulated | 06/24/1993 |  | 01/07/2010
Intermatic, Inc. | Intermatic | ET70415C | Automatic Time Switch Control |  | True | True |  | True | True | [16 empty] | Non Federally-Regulated | 02/27/1997 |  | 04/06/1998
Cooper Controls | Greengate | CK2 277** | Occupant / Motion / Vacancy Se | System | True | True |  | True | True | True | True | True | True | True | True | False | [9 empty] | Non Federally-Regulated | 04/15/2011 |  | 07/01/2014
Lutron Electronics Co., Inc. | Lutron | LP5/********************* | Photosensor / Photocontrol Dev | System | True | True |  | False | False | [16 empty] | Non Federally-Regulated | 12/28/2009 |  | 07/01/2014
Cooper Controls | iLumin | SC277-06-UN-1P-ML-20 | Multi-Level Astronomical Time |  | True | True |  | True | True | True | True | True | True | True | [11 empty] | Non Federally-Regulated | 11/07/2008 |  | 01/07/2010
Mytech Corp. | Mytech | LO-DIA-RP | Occupant / Motion / Vacancy Se |  | True | True |  | True | [17 empty] | Non Federally-Regulated | 06/04/1999 |  | 01/07/2010
Intermatic, Inc. | Grasslin | FM1D50-120 | Automatic Time Switch Control |  | True | True |  | True | True | [16 empty] | Non Federally-Regulated | 10/15/2008 |  | 01/07/2010
Tork | Tork | OSC10U | Ultrasonic Occupant / Motion S | Device | True | True |  | True | True | True | True | True | True | True | True | [10 empty] | Non Federally-Regulated | 04/28/2010 |  | 04/27/2011
Gentec, Inc. | Kameleon | K6-16-PA-S* | Multi-Level Astronomical Time | System | True | True |  | True | True | True | True | True | True | True | [11 empty] | Non Federally-Regulated | 01/20/2012 |  | 07/01/2014
Vantage Controls, Inc. | Vision II | SPB01 | Automatic Daylighting Control |  | True | True |  | True | False |  | False | [9 empty] | True |  |  |  |  | Non Federally-Regulated | 07/01/1996 |  | 01/07/2010
Litetouch, Inc. | Litetouch, Inc. | 08-2400-*** | Automatic Time Switch Control |  | True | True |  | True | True | [16 empty] | Non Federally-Regulated | 09/29/2003 |  | 01/07/2010
Lutron Electronics Co., Inc. | Lutron | LCP36-******************* | Multi-Level Astronomical Time | System | True | True |  | True | True | True | True | True | True | True | [11 empty] | Non Federally-Regulated | 12/28/2009 |  | 07/01/2014
WattStopper, Inc. | WattStopper | WPIR | Occupant / Motion / Vacancy Se |  | True | True |  | True | [17 empty] | Non Federally-Regulated | 08/10/1992 |  | 04/06/1998
Legrand / Wiremold | WattStopper | LVHUBA | Dimmer | System | True | True | True | True | True | True | True | True | True | True | True | True | [9 empty] | Non Federally-Regulated | 03/23/2010 |  | 07/01/2014
Intermatic, Inc. | Grasslin | FM1D50A-24 | Automatic Time Switch Control |  | True | True |  | True | True | [16 empty] | Non Federally-Regulated | 10/15/2008 |  | 01/07/2010
Lightolier Controls | PowerTrip | CLD1320** | Track Lighting Integral Curren |  |  |  |  | True | True | True | True | [14 empty] | Non Federally-Regulated | 08/12/2005 |  | 01/07/2010
Paragon Electric Co. | Paragon | EC7000/120V | Automatic Time Switch Control |  | True | True |  | True | True | [16 empty] | Non Federally-Regulated | 06/25/1993 |  | 01/21/1999
Lutron Electronics Co., Inc. | Homeworks | HRD-5NE*** | Dimmer | System | True | True |  | True | True | True | True | False |  |  |  | False | [9 empty] | Non Federally-Regulated | 12/17/2009 |  | 01/21/2014
Lumisys | Lumisys | BLV | Automatic Time Switch Control |  | True | True |  | True | True | [16 empty] | Non Federally-Regulated | 03/13/2006 |  | 01/07/2010
Lutron Electronics Co., Inc. | Grafik Eye | GRX-3104-A-** | Occupant / Motion / Vacancy Se |  | True | True |  | True | [17 empty] | Non Federally-Regulated | 03/13/1996 |  | 05/09/2000
Eaton Corp. | Pow-R-Command | PRC2000 | Automatic Time Switch Control | System | True | True |  | True | True | [16 empty] | Non Federally-Regulated | 02/04/2010 |  | 07/01/2014
Tork | Tork | DT200-3 (277VAC) | Automatic Time Switch Control |  | True | True |  | True | True | [16 empty] | Non Federally-Regulated | 06/08/1993 |  | 04/27/2006
Lightolier Controls | PowerTrip | CLD240** | Track Lighting Integral Curren |  |  |  |  | True | True | True | True | [14 empty] | Non Federally-Regulated | 08/12/2005 |  | 01/07/2010
Tork | Tork | 5717-T4 | Exterior Photocontrol Device | [14 empty] | True | True | True | [5 empty] | Non Federally-Regulated | 04/27/2006 |  | 01/07/2010
Legrand / Pass & Seymour | Legrand / Pass & Seymour | 93683* | Dimmer | Device | True | True |  | True | True | True | True | True | True | True | True | False | [9 empty] | Non Federally-Regulated | 09/14/2012 |  | 07/01/2014
Sensor Switch, Inc. | Sensor Switch | LWS-RR7-* | Occupant / Motion / Vacancy Se |  | True | True |  | True | [17 empty] | Non Federally-Regulated | 11/19/2001 |  | 03/01/2006
Crestron Electronics | Crestron Electronics | GLPAC-DIMFLV*-PM | Automatic Time Switch Control | Device | True | True |  | True | True | [16 empty] | Non Federally-Regulated | 10/08/2010 |  | 07/01/2014
Convia, Inc., A Herman Miller Co. | Convia | GSE-DCC-01 | Astronomical Time Switch Contr |  | True | True |  | True | True | True | True | True | True | True |  |  |  | False | True | True | [5 empty] | Non Federally-Regulated | 04/04/2008 |  | 01/07/2010
Lighting Control & Design | Lighting Control & Design | GR240*IDIM******* | Multi-Level Astronomical Time | System | True | True |  | True | True | True | True | True | True | True | [11 empty] | Non Federally-Regulated | 12/28/2009 |  | 07/01/2014
JWP Infracon, Inc. | Infracon Wide View Sensor | 700 | Occupant / Motion / Vacancy Se |  | False | False |  | True | [17 empty] | Non Federally-Regulated | 01/01/1989 |  | 04/06/1998
Legrand / Wiremold | WattStopper | LRD2F | Automatic Daylighting Control | System | True | True | True | True | True | True | True | True | True | True | True | True |  | True | [7 empty] | Non Federally-Regulated | 03/23/2010 |  | 07/01/2014
Hubbell Building Automation | Hubbell Building Automation | OMNIUS1000 | Ultrasonic Occupant / Motion S |  | True | True |  | True | True | True | True | True | [13 empty] | Non Federally-Regulated | 05/20/2004 |  | 01/07/2010
Lutron Electronics Co., Inc. | Lutron | LCP20-******************* | Astronomical Time Switch Contr | System | True | True |  | True | True | True | True | True | True | True | [11 empty] | Non Federally-Regulated | 12/28/2009 |  | 07/01/2014
Enlighted, Inc. | ELF | eLF-GEM-SAP | Multi-Level Occupant Sensor | System | True | True | True | True | True | True | True | True | True | True | True | True |  | False | [7 empty] | Non Federally-Regulated | 11/29/2010 |  | 09/17/2012
Integrated Systems & Control | Trinet | MST200 | Automatic Time Switch Control |  | True | True |  | True | True | [16 empty] | Non Federally-Regulated | 12/29/1993 |  | 01/07/2010
Siemens Energy & Automation | Siemens Energy & Automation | 5WG1 705-8XB45 | Automatic Time Switch Control |  | True | True |  | True | True | [8 empty] | True | True | True | [5 empty] | Non Federally-Regulated | 12/19/2005 |  | 01/07/2010
Leviton Manufacturing Co., Inc. | Leviton | VPT24-*** | Automatic Time Switch Control | Device | True | True |  | True | True | [16 empty] | Non Federally-Regulated | 12/17/2012 |  | 07/01/2014
WattStopper, Inc. | WattStopper | RH-200 | Occupant / Motion / Vacancy Se |  | True | True |  | True | [8 empty] | True | True | True |  | True |  |  |  |  | Non Federally-Regulated | 01/24/2007 |  | 01/07/2010
Tork | Tork | 7300L | Automatic Time Switch Control |  | True | True |  | True | True | [16 empty] | Non Federally-Regulated | 06/03/2003 |  | 04/27/2006
Lutron Electronics Co., Inc. | Lutron | LG-600********** | Dimmer | Device | True | True |  | True | True | True | True | False |  |  |  | False | [9 empty] | Non Federally-Regulated | 12/28/2009 |  | 01/21/2014
Intermatic, Inc. | Gasmaster | FM1QTUZH-24U | Automatic Time Switch Control | Device | True | True | True | False | [17 empty] | Non Federally-Regulated | 07/17/2014 |  | 08/05/2014
Lutron Electronics Co., Inc. | Lutron | XPS20-******************* | Astronomical Time Switch Contr | System | True | True |  | True | True | True | True | True | True | True | [11 empty] | Non Federally-Regulated | 12/28/2009 |  | 07/01/2014
Convia, Inc., A Herman Miller Co. | Convia | GSE-SCD-WH | Occupant / Motion / Vacancy Se | System | True | True | True | True | True | True | True | True | True | True | True | True |  | True | True | True | [5 empty] | Non Federally-Regulated | 03/04/2010 |  | 04/27/2011
Sensor Switch, Inc. | Sensor Switch | IP-CMR-6-** | Occupant / Motion / Vacancy Se |  | True | True |  | True | [17 empty] | Non Federally-Regulated | 03/01/2006 |  | 01/07/2010
Paragon Electric Co. | Paragon | EC3S5/DST2 | Automatic Time Switch Control |  | True | True |  | True | True | [16 empty] | Non Federally-Regulated | 09/29/1993 |  | 04/06/1998
Legrand / Wiremold | WattStopper | LVHUBF | Multi-Level Occupant Sensor | System | True | True | True | True | True | True | True | True | True | True | True | True | True | True | True | True | True | True |  |  |  | Non Federally-Regulated | 03/23/2010 |  | 07/01/2014
Siemens Energy & Automation | Siemens Energy & Automation | 5WG1 704-8XG12 | Automatic Time Switch Control |  | True | True |  | True | True | [8 empty] | True | True | True | [5 empty] | Non Federally-Regulated | 12/19/2005 |  | 01/07/2010
Vantage Controls, Inc. | Vantage Controls, Inc. | SENSOR1-D | Multi-Level Occupant Sensor | System | True | True | True | True | True | True | True | True | True | True | True | True |  | False | [7 empty] | Non Federally-Regulated | 03/23/2010 |  | 07/01/2014
Intermatic, Inc. | Intermatic | K4536SST | Photosensor / Photocontrol Dev | Device | True | True |  | False | False | [16 empty] | Non Federally-Regulated | 01/20/2010 |  | 07/01/2014
Lutron Electronics Co., Inc. | Radio RA2 | RRD-F6AN-DV*** | Dimmer | System | True | True |  | True | True | True | True | False |  |  |  | False | [9 empty] | Non Federally-Regulated | 03/11/2011 |  | 07/01/2014
Tork | Tork | DGM100 (120VAC) | Automatic Time Switch Control |  | True | True |  | True | True | [16 empty] | Non Federally-Regulated | 02/07/1994 |  | 01/07/2010
Sensor Switch, Inc. | Sensor Switch | nCMRB PC 480*** | Photosensor / Photocontrol Dev | System | True | True |  | False | False | [16 empty] | Non Federally-Regulated | 04/28/2010 |  | 07/01/2014
Intermatic, Inc. | Grasslin | PC2-D30-277-LS2 | Automatic Daylighting Control | Device | True | True | True | True | False |  |  | False |  |  | True | True |  | True | [7 empty] | Non Federally-Regulated | 01/20/2010 |  | 07/01/2014
Lutron Electronics Co., Inc. | Microwatt | MW-LC | Photosensor / Photocontrol Dev |  | True | True |  | True | [17 empty] | Non Federally-Regulated | 03/29/1993 |  | 01/07/2010
Carrier Corp. | Carrier | 33CS2PPRH-01 | Automatic Time Switch Control |  | True | True |  | True | True | [8 empty] | True | True | True | [5 empty] | Non Federally-Regulated | 03/13/2008 |  | 07/24/2015
Digital Lumens | Digital Lumens | ILE-3-** | Multi-Level Occupant Sensor | Device | True | True | True | True | True | True | True | True | True | True | True | True |  | False | [7 empty] | Non Federally-Regulated | 11/05/2013 |  | 07/01/2014
Hubbell Incorporated | Hubbell Wiring Device Kellems | AD1277**2 | Multi-Level Occupant Sensor | Device | True | True | True | True | True | False | True | True | False | True | True | True | True | True | True | True | [5 empty] | Non Federally-Regulated | 05/28/2010 |  | 04/27/2011
Lutron Electronics Co., Inc. | LCP 128 | LCP-****-******-** | Exterior Photocontrol Device |  | True | True |  | True | True | True | [15 empty] | Non Federally-Regulated | 09/19/2005 |  | 01/07/2010
Leviton Manufacturing Co., Inc. | Leviton | ATI06 | Dimmer | Device | True | True |  | True | True | True | True | False |  |  |  | False | [9 empty] | Non Federally-Regulated | 11/12/2010 |  | 07/01/2014
Leviton Manufacturing Co., Inc. | Leviton | L775-T/L730-MC | Occupant / Motion / Vacancy Se |  | True | True |  | True | [17 empty] | Non Federally-Regulated | 01/30/2001 |  | 01/07/2010
Legrand / Wiremold | WattStopper | NVHUBA | Dimmer | System | True | True | True | True | True | True | True | True | True | True | True | True | [9 empty] | Non Federally-Regulated | 03/23/2010 |  | 07/01/2014
Lutron Electronics Co., Inc. | Lutron | CCP-******-*****-** | Photosensor / Photocontrol Dev | System | True | True |  | False | False | [16 empty] | Non Federally-Regulated | 07/10/2012 |  | 07/01/2014
Intelligent Lighting Controls, Inc. | Apprentice | 930026** | Astronomical Time Switch Contr |  | True | True |  | True | True | True | True | True | True | True | [11 empty] | Non Federally-Regulated | 10/12/2005 |  | 01/07/2010
PLC Multipoint, Inc. | PLC Multipoint | CES/I INDOOR | Photosensor / Photocontrol Dev |  | True | True |  | True | [17 empty] | Non Federally-Regulated | 07/19/2006 |  | 01/07/2010
Lutron Electronics Co., Inc. | Lutron | LOS-CIR-1500*** | Multi-Level Occupant Sensor | System | True | True | True | True | True | True | True | True | True | True | True | True |  | False | [7 empty] | Non Federally-Regulated | 11/08/2012 |  | 07/01/2014
Distech Controls | Distech Controls | ECL-VAV + EC-LIGHT-DISPLAY | Multi-Level Astronomical Time | System | True | True |  | True | True | True | True | True | True | True | [11 empty] | Non Federally-Regulated | 08/07/2012 |  | 07/01/2014
Lutron Electronics Co., Inc. | HomeWorks QS | HQRD-H***** | Multi-Level Occupant Sensor | System | True | True | True | True | True | True | True | True | True | True | True | True |  | False | [7 empty] | Non Federally-Regulated | 07/10/2012 |  | 07/01/2014
WattStopper, Inc. | WattStopper | CD-250-** | Manual-On Occupant Sensor | Device | True | True |  | True | True |  | True | True | False |  |  |  |  | False | [7 empty] | Non Federally-Regulated | 12/17/2009 |  | 07/01/2014
Legrand / Wiremold | WattStopper | NPM22 | Multi-Level Occupant Sensor | System | True | True | True | True | True | True | True | True | True | True | True | True | True | True | True | True | True | True |  |  |  | Non Federally-Regulated | 03/23/2010 |  | 07/01/2014
Intermatic, Inc. | Intermatic, Inc. | ET1115CR | Automatic Time Switch Control | Device | True | True |  | True | True | [16 empty] | Non Federally-Regulated | 04/15/2011 |  | 07/01/2014
Lutron Electronics Co., Inc. | Softswitch 48 | XPS28-******-** | Photosensor / Photocontrol Dev |  | True | True |  | True | [17 empty] | Non Federally-Regulated | 09/12/2003 |  | 09/19/2005
Leviton Manufacturing Co., Inc. | Leviton | IPP10 | Occupant / Motion / Vacancy Se |  | True | True |  | True | [8 empty] | True | True | True | False | True | True |  |  |  | Non Federally-Regulated | 03/09/2005 |  | 01/07/2010
WattStopper, Inc. | WattStopper | ADFM-8A-* | Dimmer | Device | True | True |  | True | True | True | True | True | True | True | True | False | [9 empty] | Non Federally-Regulated | 08/31/2010 |  | 07/01/2014
Leviton Manufacturing Co., Inc. | Leviton | OSSMT-G** | Ultrasonic Occupant / Motion S |  | True | True |  | True | True | True | True | True | [13 empty] | Non Federally-Regulated | 02/13/2009 |  | 01/07/2010
Progress Lighting | Progress Lighting | P8538-30 | Occupant / Motion / Vacancy Se |  | True | True |  | True | [8 empty] | True | True |  |  | True | True |  |  |  | Non Federally-Regulated | 04/12/2007 |  | 01/07/2010
Tork | Tork | K800Z-2 (240VAC) | Automatic Time Switch Control |  | True | True |  | True | True | [16 empty] | Non Federally-Regulated | 06/08/1993 |  | 01/07/2010
Grasslin Controls Corp. | Grasslin | GMDDIGI42 | Automatic Time Switch Control |  | True | True |  | True | True | [16 empty] | Non Federally-Regulated | 05/12/1997 |  | 02/25/2008
Lutron Electronics Co., Inc. | LCP 128 | LCP-******-***FT | Photosensor / Photocontrol Dev |  | True | True |  | True | [17 empty] | Non Federally-Regulated | 09/19/2005 |  | 01/07/2010
Lutron Electronics Co., Inc. | Lutron | LP6/********************* | Automatic Daylighting Control | System | True | True | True | True | True | True | True | False |  |  | True | True |  | True | [7 empty] | Non Federally-Regulated | 12/28/2009 |  | 07/01/2014
Legrand / Pass & Seymour | Legrand / Pass & Seymour | DR1103P* | Dimmer | Device | True | True |  | True | True | True | True | True | True | True | True | False | [9 empty] | Non Federally-Regulated | 09/14/2012 |  | 07/01/2014
Paragon Electric Co. | Paragon | EC7004/120V | Automatic Time Switch Control |  | True | True |  | True | True | [16 empty] | Non Federally-Regulated | 06/25/1993 |  | 01/21/1999
Tork | Tork | 5024M | Exterior Photocontrol Device | [14 empty] | True | True | True | [5 empty] | Non Federally-Regulated | 04/27/2006 |  | 01/07/2010
Legrand / Wiremold | WattStopper | LVHUBB | Multi-Level Occupant Sensor | System | True | True | True | True | True | True | True | True | True | True | True | True | True | True | True | True | True | True |  |  |  | Non Federally-Regulated | 03/23/2010 |  | 07/01/2014
Paragon Electric Co. | Paragon | EC74/50S/240V | Automatic Time Switch Control |  | True | True |  | True | True | [16 empty] | Non Federally-Regulated | 11/23/1992 |  | 01/21/1999
Electronics Diversified, Inc. | Electronics Diversified, Inc. | TSC-XLT/01-277 | Automatic Time Switch Control |  | True | True |  | True | True | [16 empty] | Non Federally-Regulated | 01/05/2005 |  | 01/07/2010
Unenco, Inc. / Univ. Energy | Unenco | UMD1100120V | Ultrasonic Occupant / Motion S |  | True | True |  | True | True | True | True | True | [13 empty] | Non Federally-Regulated | 09/25/1992 |  | 01/07/2010
Schneider Electric | Schneider Electric | SLSCDS2000 | Occupant / Motion / Vacancy Se | Device | True | True |  | True | True | True | True | True | True | True | True | False | [9 empty] | Non Federally-Regulated | 10/31/2013 |  | 07/01/2014
Hubbell Building Automation | Hubbell Building Automation | LB3MS | Occupant / Motion / Vacancy Se |  | True | True |  | True | [17 empty] | Non Federally-Regulated | 05/20/2004 |  | 01/07/2010
Legrand / Wiremold | WattStopper | LVHUBA | Automatic Time Switch Control | System | True | True |  | True | True | [16 empty] | Non Federally-Regulated | 03/23/2010 |  | 07/01/2014
WattStopper, Inc. | WattStopper | FS205 | Occupant / Motion / Vacancy Se |  | True | True |  | True | [8 empty] | False | True | True | False | True | False |  |  |  | Non Federally-Regulated | 02/14/2008 |  | 01/07/2010
Sensor Switch, Inc. | Sensor Switch | SB 10***ADC******* | Automatic Daylighting Control | Device | True | True | True | True | False |  |  | True | True | True | True | True |  | True | [7 empty] | Non Federally-Regulated | 04/28/2010 |  | 07/01/2014
Cooper Wiring Devices | Aspire | 9540-** | Dimmer | Device | True | True |  | True | True | True | True | True | True | True | True | False | [9 empty] | Non Federally-Regulated | 12/29/2010 |  | 07/01/2014
Lutron Electronics Co., Inc. | Lutron | CCP-****-*****-**-CGP*** | Automatic Daylighting Control | System | True | True | True | True | True | True | True | False |  |  | True | True |  | True | [7 empty] | Non Federally-Regulated | 07/10/2012 |  | 07/01/2014
Siemens Energy & Automation | Siemens Energy & Automation | 5WG1 705-8XA12 | Automatic Time Switch Control |  | True | True |  | True | True | [8 empty] | True | True | True | [5 empty] | Non Federally-Regulated | 12/19/2005 |  | 01/07/2010
Lutron Electronics Co., Inc. | Lutron | LOS-WDT-R*** | Occupant / Motion / Vacancy Se | System | True | True |  | True | True | True | True | True | True | True | True | False | [9 empty] | Non Federally-Regulated | 12/13/2012 |  | 07/01/2014
Cooper Controls | Greengate | CKM-**-**-**-**-S-**-****-*** | Automatic Daylighting Control | System | True | True | True | True | False |  |  | True | True | True | True | True |  | True | [7 empty] | Non Federally-Regulated | 04/15/2011 |  | 07/01/2014
Lutron Electronics Co., Inc. | Lutron | SO-3****-**-*** | Automatic Daylighting Control | System | True | True | True | True | False |  |  | True | True | True | True | True |  | True | [7 empty] | Non Federally-Regulated | 05/19/2010 |  | 07/01/2014
Schneider Electric (Square D Wiring Devices) | Powerlink | RSC16G3120xxx | Astronomical Time Switch Contr |  | True | True |  | True | True | True | True | True | True | True |  |  |  | True | True | True | [5 empty] | Non Federally-Regulated | 08/24/2006 |  | 03/14/2008
Lutron Electronics Co., Inc. | Lutron | DVW-600P******** | Dimmer | Device | True | True |  | True | True | True | True | False |  |  |  | False | [9 empty] | Non Federally-Regulated | 12/28/2009 |  | 01/21/2014
WattStopper, Inc. | WattStopper | LMPW-200-* | Occupant / Motion / Vacancy Se | System | True | True |  | True | True | False | False |  |  |  |  | False | [9 empty] | Non Federally-Regulated | 02/04/2010 |  | 07/01/2014
Lutron Electronics Co., Inc. | Radio Touch | RTA-RX-SW | Occupant / Motion / Vacancy Se |  | True | True |  | True | [17 empty] | Non Federally-Regulated | 09/12/2003 |  | 01/07/2010
Powerline Control Systems | GreenWorx | FCMR3-*** | Automatic Time Switch Control | System | True | True |  | True | True | [16 empty] | Non Federally-Regulated | 09/30/2011 |  | 12/10/2013
PLC Multipoint, Inc. | WattStopper | HPCSAT | Photosensor / Photocontrol Dev |  | True | False |  | True | [17 empty] | Non Federally-Regulated | 10/01/2001 |  | 01/07/2010
Enerlites, Inc. | Enerlites, Inc. | HET-01-K | Automatic Time Switch Control | Device | True | True |  | True | True | [16 empty] | Non Federally-Regulated | 08/18/2011 |  | 07/01/2014
Lithonia Lighting | Panelmax Series | LCP1 LV** ** **** | Automatic Time Switch Control |  | True | True |  | True | True | [16 empty] | Non Federally-Regulated | 08/11/1992 |  | 02/24/2000
Lithonia Lighting | Litronic Series | LUS 1000 ***** | Ultrasonic Occupant / Motion S |  | True | True |  | True | True | True | True | True | [13 empty] | Non Federally-Regulated | 08/10/1992 |  | 02/02/1993
Legrand / Wiremold | WattStopper | CLDU | Manual-On Occupant Sensor | System | True | True | True | True | True | True | True | True | True | True | True | True | True | True | True | True |  | True |  |  |  | Non Federally-Regulated | 03/23/2010 |  | 07/01/2014
Siemens Energy & Automation | Siemens Energy & Automation | 5WG1 704-8XH31 | Automatic Time Switch Control |  | True | True |  | True | True | [8 empty] | True | True | True | [5 empty] | Non Federally-Regulated | 12/19/2005 |  | 01/07/2010
Lightolier | ONSET | OS600EB* | Dimmer | Device | True | True |  | True | True | True | True | True | True | True | True | False | [9 empty] | Non Federally-Regulated | 04/25/2013 |  | 07/01/2014
Lighting Control & Design | Lighting Control & Design | GR14**/****DTC***********d | Automatic Daylighting Control |  | True | True | False | True | True | True | False |  | True | True | True | True | False |  |  | True |  | True |  |  |  | Non Federally-Regulated | 06/28/2005 |  | 12/28/2009
Lutron Electronics Co., Inc. | Grafik Eye | GRX-3***-*-** | Automatic Time Switch Control |  | True | True |  | True | True | [16 empty] | Non Federally-Regulated | 09/19/2005 |  | 01/07/2010
Lutron Electronics Co., Inc. | Lutron | XPS32-******************* | Astronomical Time Switch Contr | System | True | True |  | True | True | True | True | True | True | True | [11 empty] | Non Federally-Regulated | 12/28/2009 |  | 07/01/2014
Legrand / Wiremold | WattStopper | CE6STSCPAV SERIES | Manual-On Occupant Sensor | System | True | True | True | True | True | True | True | True | True | True | True | True | True | True | True | True |  | True |  |  |  | Non Federally-Regulated | 03/23/2010 |  | 07/01/2014
WattStopper, Inc. | WattStopper | CS-350-N-** | Manual-On Occupant Sensor | Device | True | True |  | True | True |  | True | True | False |  |  |  |  | False | [7 empty] | Non Federally-Regulated | 12/17/2009 |  | 07/01/2014
Lighting Control & Design | Lighting Control & Design | LCCP**TC/PHOTO | Automatic Time Switch Control |  | True | True |  | True | True | [16 empty] | Non Federally-Regulated | 12/02/1994 |  | 01/20/1998
Cooper Controls | Greengate | OAC-DT-* | Occupant / Motion / Vacancy Se | System | True | True |  | True | True | False | True | True | True | True | True | False | [9 empty] | Non Federally-Regulated | 08/07/2013 |  | 07/01/2014
Lutron Electronics Co., Inc. | LCP 128 | LCP-****-******-** | Photosensor / Photocontrol Dev |  | True | True |  | True | [17 empty] | Non Federally-Regulated | 09/19/2005 |  | 01/07/2010
Cooper Wiring Devices | Novitas | 01-370 | Ultrasonic Occupant / Motion S |  | True | True |  | True | True | True | True | True |  |  |  |  | True | True | True | False | True | False |  |  |  | Non Federally-Regulated | 08/18/2006 |  | 04/10/2008
Cooper Controls | Greengate | ODC-U-0100-25-H-R | Ultrasonic Occupant / Motion S |  | True | True |  | True | True | True | True | True | [13 empty] | Non Federally-Regulated | 11/07/2008 |  | 01/07/2010
Sensor Switch, Inc. | Sensor Switch | RMR 9*********** | Occupant / Motion / Vacancy Se | Device | True | True |  | True | True | False | False |  |  |  |  | False | [9 empty] | Non Federally-Regulated | 04/28/2010 |  | 07/01/2014
Longjoin | Dayton | 26WA86 | Photosensor / Photocontrol Dev | Device | True | True |  | False | False | [16 empty] | Non Federally-Regulated | 07/29/2013 |  | 07/01/2014
Crestron Electronics | Crestron Electronics | PAC2 | Astronomical Time Switch Contr | System | True | True |  | True | True | True | True | True | True | True | [11 empty] | Non Federally-Regulated | 03/01/2010 |  | 07/01/2014
Lutron Electronics Co., Inc. | Lutron | SPS-5WCR******** | Dimmer | Device | True | True |  | True | True | True | True | False |  |  |  | False | [9 empty] | Non Federally-Regulated | 12/28/2009 |  | 07/01/2014
Intermatic, Inc. | Grasslin | PC2-digi30-120-LS2+E300 | Photosensor / Photocontrol Dev | Device | True | True | True | [18 empty] | Non Federally-Regulated | 08/05/2014 |  | 01/09/2015
Cooper Wiring Devices | Greengate | OSW-U-0721-GERR7 | Ultrasonic Occupant / Motion S |  | True | True |  | True | True | True | True | True | [13 empty] | Non Federally-Regulated | 04/10/2008 |  | 11/07/2008
Lutron Electronics Co., Inc. | Softswitch 128 | XPS28-******-** | Automatic Daylighting Control |  | True | True | True | True | False |  | False |  | False |  | True | False |  | True |  | False | [5 empty] | Non Federally-Regulated | 09/19/2005 |  | 01/07/2010
Tork | Tork | W400BL | Automatic Time Switch Control | Device | True | True |  | True | True | [16 empty] | Non Federally-Regulated | 11/12/2013 |  | 07/01/2014
Tork | Tork | DGUM100-2 (240VAC) | Automatic Time Switch Control |  | True | True |  | True | True | [16 empty] | Non Federally-Regulated | 02/07/1994 |  | 01/07/2010
Hubbell Building Automation | Hubbell Building Automation | OMNIUS500RP | Ultrasonic Occupant / Motion S |  | True | True |  | True | True | True | True | True | [13 empty] | Non Federally-Regulated | 05/20/2004 |  | 01/07/2010
Sensor Switch, Inc. | Sensor Switch | HW13******* | Occupant / Motion / Vacancy Se | Device | True | True |  | True | True | False | False |  |  |  |  | False | [9 empty] | Non Federally-Regulated | 04/28/2010 |  | 07/01/2014
Hubbell Incorporated | Hubbell Wiring Device Kellems | AD1277**** | Occupant / Motion / Vacancy Se | Device | True | True |  | True | True | False | True | True | True | True | True | False | [9 empty] | Non Federally-Regulated | 05/28/2010 |  | 07/01/2014
Sensor Switch, Inc. | Sensor Switch | WSD-S-W | Occupant / Motion / Vacancy Se |  | True | True |  | True | [17 empty] | Non Federally-Regulated | 10/25/1996 |  | 11/19/2001
Leviton Manufacturing Co., Inc. | Leviton | mzb00-*02 | Automatic Daylighting Control |  | True | True | True | True | False |  | True | True | True | True | True | True |  | True | False | False | [5 empty] | Non Federally-Regulated | 05/11/2005 |  | 01/07/2010
USE Lighting Control, Inc. | Enerlites, Inc. | HMT03 | Automatic Time Switch Control |  | True | True |  | True | True | [8 empty] | True | False | False | [5 empty] | Non Federally-Regulated | 10/30/2008 |  | 01/07/2010
Innovative Refrigeration Systems | Automation Direct | D4-450 | Automatic Time Switch Control |  | True | True |  | True | True | [8 empty] | True | True | True | [5 empty] | Non Federally-Regulated | 10/13/2006 |  | 01/07/2010
Starfield Controls, Inc. | Starfield Controls, Inc. | TR222* | Automatic Time Switch Control |  | True | True |  | True | True | [16 empty] | Non Federally-Regulated | 03/14/2006 |  | 01/07/2010
Tork | Tork | E101 (120VAC) | Automatic Time Switch Control |  | True | True |  | True | True | [16 empty] | Non Federally-Regulated | 02/07/1994 |  | 03/10/1994
Legrand / Wiremold | WattStopper | NRD1B | Manual-On Occupant Sensor | System | True | True | True | True | True | True | True | True | True | True | True | True | True | True | True | True |  | True |  |  |  | Non Federally-Regulated | 03/23/2010 |  | 07/01/2014
Cooper Wiring Devices | Savant | VS310R-** | Manual-On Occupant Sensor | Device | True | True |  | True | True | False | True | True | False |  |  |  |  | False | [7 empty] | Non Federally-Regulated | 03/23/2010 |  | 07/01/2014
Siemens Energy & Automation | Siemens Energy & Automation | 5WG1 704-8XC13 | Automatic Time Switch Control |  | True | True |  | True | True | [8 empty] | True | True | True | [5 empty] | Non Federally-Regulated | 12/19/2005 |  | 01/07/2010
Blue Ridge Technologies | Blue Ridge Technologies | L3500 | Automatic Time Switch Control | Device | True | True |  | True | True | [16 empty] | Non Federally-Regulated | 06/30/2010 |  | 07/01/2014
Lutron Electronics Co., Inc. | Lutron | CCP-********-******-** | Photosensor / Photocontrol Dev | System | True | True |  | False | False | [16 empty] | Non Federally-Regulated | 07/10/2012 |  | 07/01/2014
Leviton Manufacturing Co., Inc. | Leviton | mzn20-*02 | Automatic Time Switch Control |  | True | True |  | True | True | [16 empty] | Non Federally-Regulated | 05/11/2005 |  | 01/07/2010
Legrand / Wiremold | WattStopper | NPM22F | Astronomical Time Switch Contr | System | True | True |  | True | True | True | True | True | True | True | [11 empty] | Non Federally-Regulated | 03/23/2010 |  | 07/01/2014
Legrand / Pass & Seymour | Legrand / Pass & Seymour | 93673* | Dimmer | Device | True | True |  | True | True | True | True | True | True | True | True | False | [9 empty] | Non Federally-Regulated | 09/14/2012 |  | 07/01/2014
Maple Chase Co. | Paragon Electrical Products | EL71/120V | Automatic Time Switch Control |  | True | True |  | True | True | [16 empty] | Non Federally-Regulated | 12/15/1998 |  | 01/07/2010
WattStopper, Inc. | WattStopper | WD270 | Occupant / Motion / Vacancy Se |  | True | True |  | True | [17 empty] | Non Federally-Regulated | 02/25/2000 |  | 01/07/2010
Lightolier | Vega | V600VAUW | Dimmer | Device | True | True |  | True | True | True | True | True | True | True | True | False | [9 empty] | Non Federally-Regulated | 04/25/2013 |  | 07/01/2014
Legrand / Wiremold | WattStopper | CE6STSCPAV SERIES | Astronomical Time Switch Contr | System | True | True |  | True | True | True | True | True | True | True | [11 empty] | Non Federally-Regulated | 03/23/2010 |  | 07/01/2014
Tork | Tork | DZS200-3 (277VAC) | Automatic Time Switch Control |  | True | True |  | True | True | [16 empty] | Non Federally-Regulated | 06/08/1993 |  | 04/27/2006
Hunt Dimming | Simplicity | SCP-10-*/SIU-* | Automatic Daylighting Control |  | True | True | False | True | True | True | True | True | True | True | True | False | False |  |  | True |  | True |  |  |  | Non Federally-Regulated | 10/18/2005 |  | 01/07/2010
Lutron Electronics Co., Inc. | Lutron | LCP60-******************* | Photosensor / Photocontrol Dev | System | True | True |  | False | False | [16 empty] | Non Federally-Regulated | 12/28/2009 |  | 07/01/2014
Cooper Controls | Greengate | CK T 16******* | Automatic Daylighting Control | System | True | True | True | True | False |  |  | True | True | True | True | True |  | True | [7 empty] | Non Federally-Regulated | 04/15/2011 |  | 07/01/2014
Cooper Wiring Devices | Greengate | OMC-U-1001-R | Ultrasonic Occupant / Motion S |  | True | True |  | True | True | True | True | True |  |  |  |  | True | True | True | False | True | False |  |  |  | Non Federally-Regulated | 04/10/2008 |  | 11/07/2008
Intermatic, Inc. | Grasslin | PC1-277-LS1 | Photosensor / Photocontrol Dev | Device | True | True |  | False | False | [16 empty] | Non Federally-Regulated | 01/20/2010 |  | 07/01/2014
Legrand / Pass & Seymour | Legrand / Pass & Seymour | T600L* | Dimmer | Device | True | True |  | True | True | True | True | False |  |  |  | False | [9 empty] | Non Federally-Regulated | 12/23/2010 |  | 07/01/2014
Lightolier Controls | PowerTrip | CLD1200** | Track Lighting Integral Curren |  |  |  |  | True | True | True | True | [14 empty] | Non Federally-Regulated | 08/12/2005 |  | 01/07/2010
Intermatic, Inc. | Grasslin | GMX894-I-120 | Automatic Time Switch Control |  | True | True |  | True | True | [16 empty] | Non Federally-Regulated | 10/15/2008 |  | 01/07/2010
Cooper Controls | Greengate | CK2 277** | Automatic Time Switch Control | System | True | True |  | True | True | [16 empty] | Non Federally-Regulated | 04/15/2011 |  | 07/01/2014
Lutron Electronics Co., Inc. | Digital Microwatt | DMWP**-******-** | Automatic Time Switch Control |  | True | True |  | True | True | [16 empty] | Non Federally-Regulated | 09/12/2003 |  | 09/19/2005
Lutron Electronics Co., Inc. | Lutron | PD-6WCL********* | Manual-On Occupant Sensor | System | True | True |  | True | True | True | True | True | False |  |  |  |  | False | [7 empty] | Non Federally-Regulated | 07/23/2013 |  | 07/01/2014
Lutron Electronics Co., Inc. | Digital Microwatt | DMWPLP**-******-** | Automatic Daylighting Control |  | True | True |  | True | True | True | False | [9 empty] | True |  |  |  |  | Non Federally-Regulated | 09/12/2003 |  | 09/19/2005
Cooper Controls | Greengate | CK4A **** ** | Automatic Time Switch Control | System | True | True |  | True | True | [16 empty] | Non Federally-Regulated | 04/15/2011 |  | 07/01/2014
Schneider Electric | Schneider Electric | SLC5031PE | Photosensor / Photocontrol Dev | System | True | True |  | False | False | [16 empty] | Non Federally-Regulated | 10/31/2013 |  | 07/01/2014
Lutron Electronics Co., Inc. | Lutron | NF-103P-277***** | Dimmer | Device | True | True |  | True | True | True | True | True | True | True | True | False | [9 empty] | Non Federally-Regulated | 04/28/2010 |  | 01/21/2014
Lutron Electronics Co., Inc. | Radio RA2 | RRD-6D*** | Multi-Level Occupant Sensor | System | True | True | True | True | True | False | True | True | True | True | True | True |  | False | [7 empty] | Non Federally-Regulated | 12/17/2009 |  | 07/01/2014
Hubbell Incorporated | H-Moss | US150HW3 | Ultrasonic Occupant / Motion S |  | True | True |  | True | True | True | True | True | [13 empty] | Non Federally-Regulated | 06/01/1998 |  | 01/07/2010
Cooper Controls | Cooper Controls | WSDMV-* | Multi-Level Occupant Sensor | Device | True | True | True | True | True | True | True | True | True | True | True | True |  | False | [7 empty] | Non Federally-Regulated | 04/15/2011 |  | 07/01/2014
Lutron Electronics Co., Inc. | Radio RA | RA-SBT-CHR | Automatic Time Switch Control |  | True | True |  | True | True | [16 empty] | Non Federally-Regulated | 08/13/2007 |  | 01/07/2010
The Watt Watcher | The Watt Watcher | WWHMS | Ultrasonic Occupant / Motion S |  | False | False |  | True | True | True | True | True | [13 empty] | Non Federally-Regulated | 03/01/1986 |  | 04/06/1998
Leviton Manufacturing Co., Inc. | Leviton | 6681 | Dimmer | Device | True | True |  | True | True | True | True | False |  |  |  | False | [9 empty] | Non Federally-Regulated | 11/12/2010 |  | 07/01/2014
Lutron Electronics Co., Inc. | Homeworks | HW-RPM-4U-120 | Automatic Time Switch Control |  | True | True |  | True | True | [16 empty] | Non Federally-Regulated | 08/13/2007 |  | 01/07/2010
WattStopper, Inc. | WattStopper | DCD26-* | Dimmer | Device | True | True |  | True | False |  | True | False |  |  |  | False | [9 empty] | Non Federally-Regulated | 03/23/2010 |  | 07/01/2014
Honeywell International | Honeywell | EL7612A | Ultrasonic Occupant / Motion S |  | True | True |  | True | True | True | True | True | [13 empty] | Non Federally-Regulated | 09/07/1994 |  | 01/07/2010
Lutron Electronics Co., Inc. | Homeworks | HWI-CCI-8 | Occupant / Motion / Vacancy Se |  | True | True |  | True | [17 empty] | Non Federally-Regulated | 08/13/2007 |  | 01/07/2010
Lutron Electronics Co., Inc. | Lutron | XP44-******************* | Multi-Level Astronomical Time | System | True | True |  | True | True | True | True | True | True | True | [11 empty] | Non Federally-Regulated | 12/28/2009 |  | 07/01/2014
Lutron Electronics Co., Inc. | Lutron | CCP-******-******-**-CGP**** | Manual-On Occupant Sensor | System | True | True |  | True | True | True | True | True | False |  |  |  |  | False | [7 empty] | Non Federally-Regulated | 07/10/2012 |  | 07/01/2014
Mytech Corp. | Mytech | RRSS-DC | Ultrasonic Occupant / Motion S |  | True | True |  | True | True | True | True | True | [13 empty] | Non Federally-Regulated | 02/01/1993 |  | 11/15/1993
Lutron Electronics Co., Inc. | HomeWorks QS | HQRD-H**** | Automatic Daylighting Control | System | True | True | True | True | True | True | True | False |  |  | True | True |  | True | [7 empty] | Non Federally-Regulated | 07/10/2012 |  | 07/01/2014
Maple Chase Co. | Paragon Electrical Products | EC74/192MA/24V | Automatic Time Switch Control |  | True | True |  | True | True | [16 empty] | Non Federally-Regulated | 01/21/1999 |  | 01/07/2010
Leviton Manufacturing Co., Inc. | Leviton | TTI06 | Dimmer | Device | True | True |  | True | True | True | True | False |  |  |  | False | [9 empty] | Non Federally-Regulated | 11/12/2010 |  | 07/01/2014
Lithonia Control Systems | Litronic Series | US-120 | Ultrasonic Occupant / Motion S |  | False | False |  | True | True | True | True | True | [13 empty] | Non Federally-Regulated | 04/01/1988 |  | 04/06/1998
Leviton Manufacturing Co., Inc. | Leviton | L777-TT/L206-CT | Occupant / Motion / Vacancy Se |  | True | True |  | True | [17 empty] | Non Federally-Regulated | 01/30/2001 |  | 01/07/2010
Unenco, Inc. / Univ. Energy | UEC | DT120V | Automatic Daylighting Control |  | True | True |  | True | False |  | True | True | [8 empty] | True |  |  |  |  | Non Federally-Regulated | 08/27/1992 |  | 01/07/2010
Intermatic, Inc. | Grasslin | PC1-120-LS1 | Photosensor / Photocontrol Dev |  | True | True |  | True | [17 empty] | Non Federally-Regulated | 11/10/2008 |  | 01/07/2010
Lithonia Lighting | Litronic Series | LUS700H | Ultrasonic Occupant / Motion S |  | True | True |  | True | True | True | True | True | [13 empty] | Non Federally-Regulated | 04/29/1993 |  | 07/24/2006
WattStopper, Inc. | WattStopper | SDMLV-603-* | Dimmer | Device | True | True |  | True | False |  | True | True | True | True | True | False | [9 empty] | Non Federally-Regulated | 08/31/2010 |  | 07/01/2014
Leviton Manufacturing Co., Inc. | Leviton | R08ND-*** | Photosensor / Photocontrol Dev |  | True | True |  | True | [17 empty] | Non Federally-Regulated | 08/17/2004 |  | 01/07/2010
Legrand / Wiremold | WattStopper | NRD2F | Manual-On Occupant Sensor | System | True | True | True | True | True | True | True | True | True | True | True | True | True | True | True | True |  | True |  |  |  | Non Federally-Regulated | 03/23/2010 |  | 07/01/2014
Crestron Electronics | Crestron Electronics | AV3 | Automatic Time Switch Control | System | True | True |  | True | True | [16 empty] | Non Federally-Regulated | 06/24/2013 |  | 07/01/2014
Hubbell Building Automation | Hubbell Building Automation | DLCPCO | Photosensor / Photocontrol Dev |  | True | True |  | True | [17 empty] | Non Federally-Regulated | 05/20/2004 |  | 01/07/2010
Leviton Manufacturing Co., Inc. | Leviton | L775-T/L720-CT | Occupant / Motion / Vacancy Se |  | True | True |  | True | [17 empty] | Non Federally-Regulated | 08/01/1997 |  | 01/07/2010
Hubbell Building Automation | Hubbell Building Automation | FHB14*********** | Occupant / Motion / Vacancy Se | Device | True | True |  | True | True | False | False |  |  |  |  | False | [9 empty] | Non Federally-Regulated | 03/26/2010 |  | 07/01/2014
GE Lighting, a Savant company | GE Lighting Controls | CLCINT36-INTR36-***-*B*0 | Automatic Time Switch Control | System | True | True |  | True | True | [16 empty] | Non Federally-Regulated | 07/27/2012 |  | 07/01/2014
Intermatic, Inc. | Grasslin | LM1-O-277-LS1 | Photosensor / Photocontrol Dev | Device | True | True |  | False | False | [16 empty] | Non Federally-Regulated | 01/20/2010 |  | 07/01/2014
Lithonia Lighting | Litronic Series | LIRW MVOLT | Occupant / Motion / Vacancy Se |  | True | True |  | True | [9 empty] | True | True | False | [5 empty] | Non Federally-Regulated | 07/24/2006 |  | 01/07/2010
Siemens Energy & Automation | Siemens Energy & Automation | 5WG1 705-8XK14 | Automatic Time Switch Control |  | True | True |  | True | True | [8 empty] | True | True | True | [5 empty] | Non Federally-Regulated | 12/19/2005 |  | 01/07/2010
Douglas Lighting Controls | Douglas | WPC5700 | Automatic Daylighting Control |  | True | True | False | True | True | True | False |  | False |  | True | True | True |  |  | True |  | False |  |  |  | Non Federally-Regulated | 11/01/2005 |  | 01/07/2010
Gentec, Inc. | Kameleon | KC-411 | Astronomical Time Switch Contr | Device | True | True |  | True | True | True | True | True | True | True | [11 empty] | Non Federally-Regulated | 01/20/2012 |  | 07/01/2014
Lutron Electronics Co., Inc. | Grafik Eye | GRX-AV | Automatic Time Switch Control |  | True | True |  | True | True | [16 empty] | Non Federally-Regulated | 06/20/1994 |  | 01/07/2010
Blue Ridge Technologies | FlexNet | FN32************* | Automatic Time Switch Control | Device | True | True |  | True | True | [16 empty] | Non Federally-Regulated | 06/30/2010 |  | 07/01/2014
Lutron Electronics Co., Inc. | HomeWorks QS | HQRD-10ND | Manual-On Occupant Sensor | System | True | True |  | True | True | True | True | True | False |  |  |  |  | False | [7 empty] | Non Federally-Regulated | 07/10/2012 |  | 07/01/2014
Lutron Electronics Co., Inc. | LCP 128 | LCP-*******-******-** | Occupant / Motion / Vacancy Se |  | True | True |  | True | [17 empty] | Non Federally-Regulated | 09/19/2005 |  | 01/07/2010
Hubbell Incorporated | H-Moss | HMHW1DC | Occupant / Motion / Vacancy Se |  | True | True |  | True | [17 empty] | Non Federally-Regulated | 05/19/1995 |  | 01/07/2010
Cooper Wiring Devices | Greengate | OMC-P-0450-R | Occupant / Motion / Vacancy Se |  | True | True |  | True | [9 empty] | True | True | True | [5 empty] | Non Federally-Regulated | 04/10/2008 |  | 11/07/2008
Site Controls, LLC | Site Controls, LLC | SC-SLP-*** | Automatic Time Switch Control | System | True | True |  | True | True | [16 empty] | Non Federally-Regulated | 08/12/2010 |  | 07/01/2014
Cooper Controls | iLumin | SC120-06-HE-3P-ML-20 | Multi-Level Astronomical Time |  | True | True |  | True | True | True | True | True | True | True | [11 empty] | Non Federally-Regulated | 11/07/2008 |  | 01/07/2010
Unenco, Inc. / Univ. Energy | Unenco | UMD700120V | Ultrasonic Occupant / Motion S |  | True | True |  | True | True | True | True | True | [13 empty] | Non Federally-Regulated | 09/25/1992 |  | 01/07/2010
Legrand / Wiremold | WattStopper | CE7ATC SERIES | Dimmer | System | True | True | True | True | True | True | True | True | True | True | True | True | [9 empty] | Non Federally-Regulated | 03/23/2010 |  | 07/01/2014
Sensor Switch, Inc. | Sensor Switch | CMRB-PDT-*-***-*-* | Occupant / Motion / Vacancy Se |  | True | True |  | True | [17 empty] | Non Federally-Regulated | 03/01/2006 |  | 01/07/2010
CentraLite Systems, Inc. | Elegance | CLRB-24/E | Multi-Level Astronomical Time | System | True | True |  | True | True | True | True | True | True | True | [11 empty] | Non Federally-Regulated | 04/15/2011 |  | 07/01/2014
Intermatic, Inc. | Intermatic | ET1725CR | Automatic Time Switch Control | Device | True | True |  | True | True | [16 empty] | Non Federally-Regulated | 01/20/2010 |  | 07/01/2014
Cooper Controls | Cooper Controls | OSD-MV-* | Occupant / Motion / Vacancy Se | Device | True | True |  | True | True | True | True | True | True | True | True | False | [9 empty] | Non Federally-Regulated | 04/15/2011 |  | 07/01/2014
Enerlites, Inc. | Intermatic, Inc. | IOS-CMP-DTLV | Occupant Sensing Device | Device | True | True | True | True | True | True | True | True | True | False |  |  | False |  | False |  | False | False | False |  |  | Non Federally-Regulated | 04/08/2015 |  | 04/08/2015
Legrand / Wiremold | WattStopper | LVHUBC | Occupant / Motion / Vacancy Se | System | True | True | True | True | True | True | True | True | True | True | True | True |  | True | True | True | [5 empty] | Non Federally-Regulated | 03/23/2010 |  | 07/01/2014
Tork | Tork | DTS400A-24 | Automatic Time Switch Control |  | True | True |  | True | True | [16 empty] | Non Federally-Regulated | 10/09/1996 |  | 01/07/2010
Siemens Energy & Automation | Siemens Energy & Automation | 5WG1 705-8XB21 | Automatic Time Switch Control |  | True | True |  | True | True | [8 empty] | True | True | True | [5 empty] | Non Federally-Regulated | 12/19/2005 |  | 01/07/2010
Intermatic, Inc. | Intermatic | ET70215CR | Automatic Time Switch Control |  | True | True |  | True | True | [16 empty] | Non Federally-Regulated | 03/19/1996 |  | 06/29/2006
WattStopper, Inc. | WattStopper | DT-205 | Occupant / Motion / Vacancy Se | Device | True | True |  | True | True | True | True | True | True | True | True | False | [9 empty] | Non Federally-Regulated | 05/28/2010 |  | 07/01/2014
Gentec, Inc. | Kameleon | K4-64-PA-S* | Astronomical Time Switch Contr | System | True | True |  | True | True | True | True | True | True | True | [11 empty] | Non Federally-Regulated | 01/20/2012 |  | 07/01/2014
Lighting Control & Design | Lighting Control & Design | GR20**/XTC** | Automatic Time Switch Control |  | True | True |  | True | True | [16 empty] | Non Federally-Regulated | 01/20/1998 |  | 06/22/2005
Intermatic, Inc. | Intermatic, Inc. | ET8415CR | Automatic Time Switch Control | Device | True | True |  | True | True | [16 empty] | Non Federally-Regulated | 07/22/2011 |  | 07/01/2014
Starfield Controls, Inc. | Starfield Controls, Inc. | TR234* | Automatic Time Switch Control |  | True | True |  | True | True | [16 empty] | Non Federally-Regulated | 03/14/2006 |  | 01/07/2010
Sensor Switch, Inc. | Sensor Switch | nWV-16-**** | Occupant / Motion / Vacancy Se |  | True | True |  | True | [17 empty] | Non Federally-Regulated | 11/20/2008 |  | 01/07/2010
WattStopper, Inc. | WattStopper | HB350***-**-*-* | Occupant / Motion / Vacancy Se |  | True | True |  | True | [8 empty] | False | True | True | True | True | False |  |  |  | Non Federally-Regulated | 02/14/2008 |  | 01/07/2010
Sensor Switch, Inc. | Sensor Switch | SB ADC****** | Automatic Daylighting Control | Device | True | True | True | True | False |  |  | True | True | True | True | True |  | True | [7 empty] | Non Federally-Regulated | 04/28/2010 |  | 07/01/2014
Intermatic, Inc. | Gasmaster | PC1-277-LS2 | Photosensor / Photocontrol Dev | Device | True | True | True | [18 empty] | Non Federally-Regulated | 07/17/2014 |  | 08/05/2014
Legrand / Wiremold | WattStopper | CLCW | Automatic Time Switch Control | System | True | True |  | True | True | [16 empty] | Non Federally-Regulated | 03/23/2010 |  | 07/01/2014
CentraLite Systems, Inc. | Jet Stream | JS3 | Astronomical Time Switch Contr | System | True | True |  | True | True | True | True | True | True | True | [11 empty] | Non Federally-Regulated | 04/15/2011 |  | 07/01/2014
Powerline Control Systems | GreenWorx | GWS-120 | Automatic Time Switch Control | System | True | True |  | True | True | [16 empty] | Non Federally-Regulated | 12/10/2013 |  | 07/01/2014
Lutron Electronics Co., Inc. | Lutron | CCP-******-******-**-CGP*** | Automatic Daylighting Control | System | True | True | True | True | True | True | True | False |  |  | True | True |  | True | [7 empty] | Non Federally-Regulated | 07/10/2012 |  | 07/01/2014
Intermatic, Inc. | Grasslin | GMXFM1D20-I-24 | Automatic Time Switch Control | Device | True | True |  | True | True | [16 empty] | Non Federally-Regulated | 01/20/2010 |  | 07/01/2014
Tork | Tork | E120-3 (277VAC) | Automatic Time Switch Control |  | True | True |  | True | True | [16 empty] | Non Federally-Regulated | 02/07/1994 |  | 03/10/1994
Lutron Electronics Co., Inc. | LCP 128 | LCP-*****-******-** | Photosensor / Photocontrol Dev |  | True | True |  | True | [17 empty] | Non Federally-Regulated | 09/19/2005 |  | 01/07/2010
Orion Energy Systems, Inc. | InteLite | ALS-K | Multi-Level Daylighting Contro |  | True | False |  | True | True | True | True | [14 empty] | Non Federally-Regulated | 02/17/2009 |  | 01/07/2010
Cooper Controls | iLumin | SCM-**-RP-MP-FT-20-S-**-**-** | Multi-Level Astronomical Time | System | True | True |  | True | True | True | True | True | True | True | [11 empty] | Non Federally-Regulated | 04/15/2011 |  | 07/01/2014
Steinel America, Inc. | Steinel | HBS 200 (347-480V) | Occupant / Motion / Vacancy Se | Device | True | True |  | True | True | False | False |  |  |  |  | False | [9 empty] | Non Federally-Regulated | 08/06/2013 |  | 07/01/2014
PLC Multipoint, Inc. | Horton Controls, Inc. | HPCSSY | Automatic Daylighting Control |  | True | True |  | True | False |  | True | False | [8 empty] | True |  |  |  |  | Non Federally-Regulated | 05/04/2000 |  | 01/07/2010
Leviton Manufacturing Co., Inc. | Leviton | R08ND-*** | Automatic Time Switch Control | System | True | True |  | True | True | [16 empty] | Non Federally-Regulated | 05/28/2010 |  | 07/01/2014
Lutron Electronics Co., Inc. | Lutron | NLV-603P******** | Dimmer | Device | True | True |  | True | True | True | True | True | True | True | True | False | [9 empty] | Non Federally-Regulated | 04/28/2010 |  | 01/21/2014
Legrand / Wiremold | WattStopper | CESAF SERIES | Multi-Level Astronomical Time | System | True | True |  | True | True | True | True | True | True | True | [11 empty] | Non Federally-Regulated | 03/23/2010 |  | 07/01/2014
Tork | Tork | EW120S-3 (277VAC) | Automatic Time Switch Control |  | True | True |  | True | True | [16 empty] | Non Federally-Regulated | 12/20/1994 |  | 04/27/2006
Mytech Corp. | Mytech | MAS-350SF | Ultrasonic Occupant / Motion S |  | True | True |  | True | True | True | True | True | [13 empty] | Non Federally-Regulated | 02/01/1993 |  | 06/04/1999
Tork | Tork | 3010C | Exterior Photocontrol Device | [14 empty] | True | True | True | [5 empty] | Non Federally-Regulated | 04/27/2006 |  | 01/07/2010
Siemens Energy & Automation | Siemens Energy & Automation | 5WG1 705-8XD02 | Automatic Time Switch Control |  | True | True |  | True | True | [8 empty] | True | True | True | [5 empty] | Non Federally-Regulated | 12/19/2005 |  | 01/07/2010
Cooper Controls | Novitas | 01-400* | Occupant / Motion / Vacancy Se |  | True | True |  | True | [17 empty] | Non Federally-Regulated | 11/07/2008 |  | 01/07/2010
Lightolier Controls | PowerTrip | CLD840** | Track Lighting Integral Curren |  |  |  |  | True | True | True | True | [14 empty] | Non Federally-Regulated | 08/12/2005 |  | 01/07/2010
Siemens Energy & Automation | Siemens Energy & Automation | 5WG1 705-8XF16 | Automatic Time Switch Control |  | True | True |  | True | True | [8 empty] | True | True | True | [5 empty] | Non Federally-Regulated | 12/19/2005 |  | 01/07/2010
PDM Electrical Products | PDM | MC3032A | Automatic Time Switch Control |  | True | True |  | True | True | [16 empty] | Non Federally-Regulated | 10/31/1994 |  | 02/25/2008
Lighting Control & Design | Lighting Control & Design | GR24**-DTC2400 | Automatic Time Switch Control |  | True | True |  | True | True | [16 empty] | Non Federally-Regulated | 01/20/1998 |  | 06/22/2005
Lutron Electronics Co., Inc. | Lutron | GP44-******************* | Multi-Level Astronomical Time | System | True | True |  | True | True | True | True | True | True | True | [11 empty] | Non Federally-Regulated | 12/28/2009 |  | 07/01/2014
Lutron Electronics Co., Inc. | Lutron | LCP44-******************* | Automatic Daylighting Control | System | True | True | True | True | True | True | True | False |  |  | True | True |  | True | [7 empty] | Non Federally-Regulated | 12/28/2009 |  | 07/01/2014
Gentec, Inc. | Schneider Electric | SERPB48HS | Multi-Level Astronomical Time | System | True | True |  | True | True | True | True | True | True | True | [11 empty] | Non Federally-Regulated | 01/20/2012 |  | 07/01/2014
Cooper Controls | Greengate | OSW-P-0451-DMV-* | Multi-Level Occupant Sensor | Device | True | True | True | True | True | True | True | True | True | True | True | True |  | False | [7 empty] | Non Federally-Regulated | 05/10/2011 |  | 07/01/2014
Lithonia Lighting | Synergy | SYEL | Automatic Time Switch Control |  | True | True |  | True | True | [16 empty] | Non Federally-Regulated | 01/20/1999 |  | 01/07/2010
Unenco, Inc. / Univ. Energy | Unenco | HMS1 | Ultrasonic Occupant / Motion S |  | True | True |  | True | True | True | True | True | [13 empty] | Non Federally-Regulated | 09/25/1992 |  | 01/07/2010
Lutron Electronics Co., Inc. | Lutron | L-LV14-123 | Multi-Level Astronomical Time | System | True | True |  | True | True | True | True | True | True | True | [11 empty] | Non Federally-Regulated | 07/10/2012 |  | 07/01/2014
Lutron Electronics Co., Inc. | Lutron | QSGR-************* | Multi-Level Astronomical Time | System | True | True |  | True | True | True | True | True | True | True | [11 empty] | Non Federally-Regulated | 04/28/2010 |  | 07/01/2014
Lutron Electronics Co., Inc. | Quantum | LSP-1P-**-** | Photosensor / Photocontrol Dev |  | True | True |  | True | [17 empty] | Non Federally-Regulated | 01/08/2008 |  | 01/07/2010
Lighting Control & Design | Lighting Control & Design | GR14**/****SLAVE******* | Astronomical Time Switch Contr | System | True | True |  | True | True | True | True | True | True | True | [11 empty] | Non Federally-Regulated | 12/28/2009 |  | 07/01/2014
Lutron Electronics Co., Inc. | Grafik Eye | GRX-3106-A-** | Occupant / Motion / Vacancy Se |  | True | True |  | True | [17 empty] | Non Federally-Regulated | 03/13/1996 |  | 05/09/2000
Matsushita / Honeywell | Honeywell | LITECOM/W7020 | Automatic Time Switch Control |  | True | True |  | True | True | [16 empty] | Non Federally-Regulated | 08/11/1992 |  | 01/07/2010
Lutron Electronics Co., Inc. | Lutron | CCP-**********-******-**-CGP**** | Multi-Level Astronomical Time | System | True | True |  | True | True | True | True | True | True | True | [11 empty] | Non Federally-Regulated | 07/10/2012 |  | 07/01/2014
Lutron Electronics Co., Inc. | Lutron | LP8/********************* | Photosensor / Photocontrol Dev | System | True | True |  | False | False | [16 empty] | Non Federally-Regulated | 12/28/2009 |  | 07/01/2014
Legrand / Wiremold | WattStopper | CNCBS | Astronomical Time Switch Contr | System | True | True |  | True | True | True | True | True | True | True | [11 empty] | Non Federally-Regulated | 03/23/2010 |  | 07/01/2014
Legrand / Pass & Seymour | Legrand / Pass & Seymour | R603P* | Dimmer | Device | True | True |  | True | True | True | True | True | True | True | True | False | [9 empty] | Non Federally-Regulated | 09/14/2012 |  | 07/01/2014
Legrand / Wiremold | WattStopper | CLCS | Astronomical Time Switch Contr | System | True | True |  | True | True | True | True | True | True | True | [11 empty] | Non Federally-Regulated | 03/23/2010 |  | 07/01/2014
Legrand / Wiremold | WattStopper | CNCW | Multi-Level Occupant Sensor | System | True | True | True | True | True | True | True | True | True | True | True | True | True | True | True | True | True | True |  |  |  | Non Federally-Regulated | 03/23/2010 |  | 07/01/2014
Lutron Electronics Co., Inc. | Homeworks | HW-RPM-4U-120 | Multi-Level Astronomical Time |  | True | True |  | True | True | True | True | True | True | True | [11 empty] | Non Federally-Regulated | 08/13/2007 |  | 01/07/2010
Triatek, Inc. | Triatek | LP PK | Automatic Time Switch Control |  | True | True |  | True | True | [16 empty] | Non Federally-Regulated | 01/12/2004 |  | 03/13/2006
Lutron Electronics Co., Inc. | Centralized Lighting Control | OMX-360*-*-** | Occupant / Motion / Vacancy Se |  | True | True |  | True | [17 empty] | Non Federally-Regulated | 09/19/2005 |  | 01/07/2010
Convia, Inc., A Herman Miller Co. | Convia | GSE-SCW-WH | Microwave Occupant / Motion Se |  | True | True |  | True | True | True | True | True |  |  |  |  | True | True | True | True | True | True |  |  |  | Non Federally-Regulated | 04/04/2008 |  | 01/07/2010
Intermatic, Inc. | Intermatic | EM1408SC | Automatic Daylighting Control |  | True | True | True | True | False |  | True | True | True | True | True | True |  | True | False | False | [5 empty] | Non Federally-Regulated | 10/12/2007 |  | 01/07/2010
Lutron Electronics Co., Inc. | Lutron | G5-AR-****-*-120-******** | Automatic Daylighting Control | System | True | True | True | True | False |  |  | False |  |  | True | True |  | True | [7 empty] | Non Federally-Regulated | 12/28/2009 |  | 07/01/2014
Lutron Electronics Co., Inc. | Lutron | LCP36-******************* | Astronomical Time Switch Contr | System | True | True |  | True | True | True | True | True | True | True | [11 empty] | Non Federally-Regulated | 12/28/2009 |  | 07/01/2014
Lutron Electronics Co., Inc. | HomeWorks QS | HQP6-2-120 | Manual-On Occupant Sensor | System | True | True |  | True | True | True | True | True | False |  |  |  |  | False | [7 empty] | Non Federally-Regulated | 07/10/2012 |  | 07/01/2014
Lutron Electronics Co., Inc. | Homeworks | HWV-FDB-8A-** | Multi-Level Astronomical Time | System | True | True |  | True | True | True | True | True | True | True | [11 empty] | Non Federally-Regulated | 01/20/2010 |  | 07/01/2014
Lutron Electronics Co., Inc. | Grafik Eye | GRX-4504-*-** | Automatic Time Switch Control |  | True | True |  | True | True | [16 empty] | Non Federally-Regulated | 05/09/2000 |  | 09/19/2005
Paragon Electric Co. | Paragon | EC4005/120,208-240 | Automatic Time Switch Control |  | True | True |  | True | True | [16 empty] | Non Federally-Regulated | 06/25/1993 |  | 01/21/1999
ILC Enercon Corp. | ILC Enercon | RSX1500 | Automatic Time Switch Control |  | True | True |  | True | True | [16 empty] | Non Federally-Regulated | 08/13/1993 |  | 01/29/2001
Legrand / Pass & Seymour | Legrand / Pass & Seymour | CD703P* | Dimmer | Device | True | True |  | True | True | True | True | True | True | True | True | False | [9 empty] | Non Federally-Regulated | 09/14/2012 |  | 07/01/2014
Energy Conservation Engineering | Light Warden II | VISONIC SRN2000E | Occupant / Motion / Vacancy Se |  | True | True |  | True | [17 empty] | Non Federally-Regulated | 08/10/1992 |  | 04/06/1998
Synergy | SwitchPak | SPAK 4S2D 120/277 BAS | Astronomical Time Switch Contr | Device | True | True |  | True | True | True | True | True | True | True | [11 empty] | Non Federally-Regulated | 10/10/2011 |  | 07/01/2014
Lithonia Lighting | Synergy | SYELB | Automatic Time Switch Control |  | True | True |  | True | True | [16 empty] | Non Federally-Regulated | 01/20/1999 |  | 01/07/2010
Mytech Corp. | Mytech | LPH-WV | Occupant / Motion / Vacancy Se |  | True | True |  | True | [17 empty] | Non Federally-Regulated | 12/06/1993 |  | 06/04/1999
WattStopper, Inc. | WattStopper | LMTS-100-* | Automatic Time Switch Control | System | True | True |  | True | True | [16 empty] | Non Federally-Regulated | 02/04/2010 |  | 07/01/2014
Cooper Controls | Greengate | CK4 277** | Multi-Level Astronomical Time | System | True | True |  | True | True | True | True | True | True | True | [11 empty] | Non Federally-Regulated | 04/15/2011 |  | 07/01/2014
WattStopper, Inc. | WattStopper | LP24F-*-*-* | Automatic Time Switch Control | Device | True | True |  | True | True | [16 empty] | Non Federally-Regulated | 08/03/2010 |  | 07/01/2014
Intermatic, Inc. | Grasslin | PC1-digi20-120-LS2+E200 | Photosensor / Photocontrol Dev | Device | True | True |  | False | False | [16 empty] | Non Federally-Regulated | 01/20/2010 |  | 07/01/2014
Legrand / Pass & Seymour | Legrand / Pass & Seymour | 95100* | Dimmer | Device | True | True |  | True | True | True | True | False |  |  |  | False | [9 empty] | Non Federally-Regulated | 12/23/2010 |  | 07/01/2014
Desa Specialty, LLC | Heath Zenith | SL-5610 | Exterior Photocontrol Device |  | True | False | [11 empty] | True | True | True | [5 empty] | Non Federally-Regulated | 08/17/2005 |  | 09/20/2007
Sensor Switch, Inc. | Sensor Switch | nCMR PDT 9 ADC*********** | Automatic Daylighting Control | System | True | True | True | True | False |  |  | True | True | True | True | True |  | True | [7 empty] | Non Federally-Regulated | 04/28/2010 |  | 07/01/2014
Blue Ridge Technologies | Aperio | AO16************* | Automatic Time Switch Control | Device | True | True |  | True | True | [16 empty] | Non Federally-Regulated | 06/30/2010 |  | 07/01/2014
Tork | Tork | ES101A | Automatic Time Switch Control |  | True | True |  | True | True | [16 empty] | Non Federally-Regulated | 10/08/2002 |  | 04/27/2006
Leviton Manufacturing Co., Inc. | Leviton | OSFHB-I** | Occupant / Motion / Vacancy Se | Device | True | True |  | True | True | False | False |  |  |  |  | False | [9 empty] | Non Federally-Regulated | 03/04/2010 |  | 07/01/2014
Siemens | Siemens Energy & Automation | i-3Control Technology | Dimmer | System | True | True | True | True | False |  | True | False |  |  |  | True | [9 empty] | Non Federally-Regulated | 05/23/2012 |  | 07/01/2014
Starfield Controls, Inc. | Starfield Controls, Inc. | TR302** | Automatic Time Switch Control |  | True | True |  | True | True | [16 empty] | Non Federally-Regulated | 03/14/2006 |  | 01/07/2010
Paragon Electric Co. | Paragon | EC74/120D/120/240V | Automatic Time Switch Control |  | True | True |  | True | True | [16 empty] | Non Federally-Regulated | 11/23/1992 |  | 01/21/1999
Gentec, Inc. | Schneider Electric | SERPB16HS | Automatic Time Switch Control | System | True | True |  | True | True | [16 empty] | Non Federally-Regulated | 01/20/2012 |  | 07/01/2014
Lutron Electronics Co., Inc. | Homeworks | HRP5-120 | Automatic Time Switch Control |  | True | True |  | True | True | [16 empty] | Non Federally-Regulated | 08/13/2007 |  | 01/07/2010
Cooper Controls | Greengate | ODC-U-0051-25-H-R | Ultrasonic Occupant / Motion S |  | True | True |  | True | True | True | True | True | [13 empty] | Non Federally-Regulated | 11/07/2008 |  | 01/07/2010
Legrand / Wiremold | WattStopper | LRD2A | Astronomical Time Switch Contr | System | True | True |  | True | True | True | True | True | True | True | [11 empty] | Non Federally-Regulated | 03/23/2010 |  | 07/01/2014
Siemens Energy & Automation | Siemens Energy & Automation | 5WG1 705-8XD05 | Automatic Time Switch Control |  | True | True |  | True | True | [8 empty] | True | True | True | [5 empty] | Non Federally-Regulated | 12/19/2005 |  | 01/07/2010
Lutron Electronics Co., Inc. | LCP 128 | LCP-**-***FT | Multi-Level Daylighting Contro |  | True | True |  | True | True | True | True | [14 empty] | Non Federally-Regulated | 09/19/2005 |  | 01/07/2010
Legrand / Wiremold | WattStopper | CLCBS | Occupant / Motion / Vacancy Se | System | True | True | True | True | True | True | True | True | True | True | True | True |  | True | True | True | [5 empty] | Non Federally-Regulated | 03/23/2010 |  | 07/01/2014
Microlite Corp. | Microlite | 800P*** | Automatic Time Switch Control |  | True | True |  | True | True | [16 empty] | Non Federally-Regulated | 08/02/1993 |  | 01/07/2010
Litelab Corp. | Busrun Busway | TEC-3********** | Track Lighting Integral Curren | Device | True | True |  | True | True | True | True | True | [13 empty] | Non Federally-Regulated | 11/25/2009 |  | 07/01/2014
Signify North America Corporation | Philips Lighting Electronics North America | LRM2350 | Occupant / Motion / Vacancy Se | Device | True | True |  | True | True | False | False |  |  |  |  | False | [9 empty] | Non Federally-Regulated | 06/20/2011 |  | 07/01/2014
Impac Products | Bard | CS2000ENERGYMONITOR | Occupant / Motion / Vacancy Se |  | True | True |  | True | [17 empty] | Non Federally-Regulated | 02/24/1993 |  | 01/07/2010
Lighting Control & Design | Lighting Control & Design | GR2400SBP******DTC***** | Automatic Time Switch Control | System | True | True |  | True | True | [16 empty] | Non Federally-Regulated | 12/28/2009 |  | 07/01/2014
Computer Process Controls | Computer Process Controls | 826-1000 | Automatic Time Switch Control |  | True | False |  | True | True | [16 empty] | Non Federally-Regulated | 07/02/2001 |  | 01/07/2010
Lithonia Lighting | Synergy | SYBPC MLX | Multi-Level Daylighting Contro |  | True | True |  | True | True | True | True | [14 empty] | Non Federally-Regulated | 07/24/2006 |  | 01/07/2010
Lutron Electronics Co., Inc. | Grafik Eye | GRX-4103-*-** | Automatic Time Switch Control |  | True | True |  | True | True | [16 empty] | Non Federally-Regulated | 05/09/2000 |  | 09/19/2005
ZHEJIANG YUANTAI ELECTRICAL TECHNOLOGY CO., LTD. | Enerware | YM2106 | Occupant / Motion / Vacancy Se | Device | True | True |  | True | True | True | False |  |  |  |  | False | [9 empty] | Non Federally-Regulated | 10/05/2011 |  | 07/01/2014
Siemens Energy & Automation | Siemens Energy & Automation | 5WG1 705-8XB23 | Automatic Time Switch Control |  | True | True |  | True | True | [8 empty] | True | True | True | [5 empty] | Non Federally-Regulated | 12/19/2005 |  | 01/07/2010
Siemens Energy & Automation | Siemens Energy & Automation | 5WG1 703-8XH22 | Automatic Time Switch Control |  | True | True |  | True | True | [8 empty] | True | True | True | [5 empty] | Non Federally-Regulated | 12/19/2005 |  | 01/07/2010
Eaton Corp. | Pow-R-Command | PRC2000B | Astronomical Time Switch Contr | System | True | True |  | True | True | True | True | True | True | True | [11 empty] | Non Federally-Regulated | 09/21/2009 |  | 01/07/2010
Lutron Electronics Co., Inc. | Lutron | XP36-******************* | Photosensor / Photocontrol Dev | System | True | True |  | False | False | [16 empty] | Non Federally-Regulated | 12/28/2009 |  | 07/01/2014
Sensor Switch, Inc. | Sensor Switch | nCMB PDT 10******* | Occupant / Motion / Vacancy Se | System | True | True |  | True | True | False | False |  |  |  |  | False | [9 empty] | Non Federally-Regulated | 04/28/2010 |  | 07/01/2014
CentraLite Systems, Inc. | CentraLite Systems, Inc. | LiteJet | Astronomical Time Switch Contr |  | True | True |  | True | True | True | True | True | True | True | [11 empty] | Non Federally-Regulated | 10/12/2007 |  | 01/07/2010
General Signal Building Systems | E.S.T. | IRC-3 | Automatic Time Switch Control |  | True | True |  | True | True | [16 empty] | Non Federally-Regulated | 04/09/1993 |  | 01/07/2010
Lutron Electronics Co., Inc. | Lutron | MSCELV-600M***** | Dimmer | Device | True | True |  | True | True | True | True | False |  |  |  | False | [9 empty] | Non Federally-Regulated | 12/28/2009 |  | 01/21/2014
Lightolier Controls | Insight | IS2-1KVA-277-I | Occupant / Motion / Vacancy Se |  | True | True |  | True | [17 empty] | Non Federally-Regulated | 08/10/1992 |  | 04/06/1998
Lutron Electronics Co., Inc. | Centralized Lighting Control | SO-1****-**-*** | Photosensor / Photocontrol Dev |  | True | True |  | True | [17 empty] | Non Federally-Regulated | 06/08/2007 |  | 01/07/2010
BRK Electronics | BRK Electronics | TS110 | Automatic Time Switch Control |  | True | True |  | True | True | [16 empty] | Non Federally-Regulated | 04/29/1994 |  | 12/11/2000
Signify North America Corporation | Sunrise | SR1200ZTUNV | Dimmer | Device | True | True |  | True | True | True | True | False |  |  |  | False | [9 empty] | Non Federally-Regulated | 10/03/2013 |  | 07/01/2014
Lutron Electronics Co., Inc. | Lutron | LP1/********************* | Dimmer | System | True | True |  | True | True | True | True | False |  |  |  | False | [9 empty] | Non Federally-Regulated | 12/28/2009 |  | 07/01/2014
Leviton Manufacturing Co., Inc. | Leviton | D4200-*** | Automatic Time Switch Control | System | True | True |  | True | True | [16 empty] | Non Federally-Regulated | 05/28/2010 |  | 07/01/2014
Lumisys | Lumisys | MAXIOM ** | Automatic Time Switch Control |  | True | True |  | True | True | [16 empty] | Non Federally-Regulated | 05/25/2007 |  | 01/07/2010
Mytech Corp. | Mytech | LO-DT1000 | Ultrasonic Occupant / Motion S |  | True | True |  | True | True | True | True | True | [13 empty] | Non Federally-Regulated | 11/05/1997 |  | 06/04/1999
Lutron Electronics Co., Inc. | Radio Powr Savr | LRF2-VCRB-P*** | Manual-On Occupant Sensor | System | True | True |  | True | True | False | True | True | False |  |  |  |  | False | [7 empty] | Non Federally-Regulated | 01/20/2010 |  | 07/01/2014
Emerson Climate Technologies Retail Solutions | E2 | RX-100/300/400 | Automatic Time Switch Control | System | True | True |  | True | True | [16 empty] | Non Federally-Regulated | 10/30/2012 |  | 07/01/2014
Siemens Energy & Automation | Siemens Energy & Automation | 5WG1 704-8XK31 | Automatic Time Switch Control |  | True | True |  | True | True | [8 empty] | True | True | True | [5 empty] | Non Federally-Regulated | 12/19/2005 |  | 01/07/2010
The Watt Watcher | Passive Infra-red Sensor | WW-PIR-500 | Occupant / Motion / Vacancy Se |  | False | False |  | True | [17 empty] | Non Federally-Regulated | 04/01/1988 |  | 04/06/1998
Tork | Tork | 7102 | Automatic Time Switch Control |  | True | True |  | True | True | [16 empty] | Non Federally-Regulated | 06/03/2003 |  | 04/27/2006
Sensor Switch, Inc. | Sensor Switch | nRM-10-******** | Occupant / Motion / Vacancy Se |  | True | True |  | True | [17 empty] | Non Federally-Regulated | 11/20/2008 |  | 01/07/2010
Maple Chase Co. | Paragon Electrical Products | EC4000PC/120V | Automatic Time Switch Control |  | True | True |  | True | True | [16 empty] | Non Federally-Regulated | 01/21/1999 |  | 01/07/2010
Siemens Energy & Automation | Siemens Energy & Automation | 5WG1 705-8XE32 | Automatic Time Switch Control |  | True | True |  | True | True | [8 empty] | True | True | True | [5 empty] | Non Federally-Regulated | 12/19/2005 |  | 01/07/2010
Legrand / Pass & Seymour | Legrand / Pass & Seymour | CD3FB103P277* | Dimmer | Device | True | True |  | True | True | True | True | True | True | True | True | False | [9 empty] | Non Federally-Regulated | 09/14/2012 |  | 07/01/2014
Powerline Communications | Watchkeeper | WATCHKEEPER 32 | Photosensor / Photocontrol Dev |  | True | True |  | True | [17 empty] | Non Federally-Regulated | 08/06/1992 |  | 10/19/2001
Cooper Controls | Greengate | OEC-U-2000 | Ultrasonic Occupant / Motion S |  | True | True |  | True | True | True | True | True | [13 empty] | Non Federally-Regulated | 11/07/2008 |  | 01/07/2010
Intermatic, Inc. | Intermatic | EI235W | Automatic Time Switch Control |  | True | True |  | True | True | [16 empty] | Non Federally-Regulated | 01/03/2008 |  | 01/07/2010
PLC Multipoint, Inc. | PLC Multipoint | LCM-PL | Automatic Daylighting Control |  | True | True | True | True | False |  | True | True | True | True | True | True |  | True | False | False | [5 empty] | Non Federally-Regulated | 07/31/2006 |  | 01/07/2010
Intermatic, Inc. | Intermatic | EM1416MC | Automatic Time Switch Control | Device | True | True |  | True | True | [16 empty] | Non Federally-Regulated | 01/20/2010 |  | 07/01/2014
Blue Ridge Technologies | Blue Ridge Technologies | BUG-* | Automatic Time Switch Control | Device | True | True |  | True | True | [16 empty] | Non Federally-Regulated | 06/30/2010 |  | 07/01/2014
Intermatic, Inc. | Gasmaster | PC1-D20-277-LS2 | Photosensor / Photocontrol Dev | Device | True | True | True | [18 empty] | Non Federally-Regulated | 07/17/2014 |  | 08/05/2014
Legrand / Wiremold | WattStopper | CE9A15TC SERIES | Dimmer | System | True | True | True | True | True | True | True | True | True | True | True | True | [9 empty] | Non Federally-Regulated | 03/23/2010 |  | 07/01/2014
Hubbell Building Automation | Hubbell Building Automation | OMNIUS1000RP | Ultrasonic Occupant / Motion S |  | True | True |  | True | True | True | True | True | [13 empty] | Non Federally-Regulated | 05/20/2004 |  | 01/07/2010
Intermatic, Inc. | Grasslin | LM1-O-277-LS2 | Exterior Photocontrol Device |  | True | True | [11 empty] | True | True | False | [5 empty] | Non Federally-Regulated | 11/10/2008 |  | 01/07/2010
Lutron Electronics Co., Inc. | Lutron | GP40-******************* | Automatic Time Switch Control | System | True | True |  | True | True | [16 empty] | Non Federally-Regulated | 12/28/2009 |  | 07/01/2014
Legrand / Wiremold | WattStopper | LRD1A | Manual-On Occupant Sensor | System | True | True | True | True | True | True | True | True | True | True | True | True | True | True | True | True |  | True |  |  |  | Non Federally-Regulated | 03/23/2010 |  | 07/01/2014
WattStopper, Inc. | WattStopper | WD170 | Occupant / Motion / Vacancy Se |  | True | True |  | True | [17 empty] | Non Federally-Regulated | 02/25/2000 |  | 01/07/2010
Sensor Switch, Inc. | Sensor Switch | HW130S | Occupant / Motion / Vacancy Se |  | True | True |  | True | [17 empty] | Non Federally-Regulated | 10/25/1996 |  | 11/19/2001
Convia, Inc., A Herman Miller Co. | Convia | GSE-DCC-01 | Occupant / Motion / Vacancy Se |  | True | True |  | True | [8 empty] | True | True | True | True | True | True |  |  |  | Non Federally-Regulated | 04/04/2008 |  | 01/07/2010
Legrand / Pass & Seymour | Legrand / Pass & Seymour | CDSC6* | Dimmer | Device | True | True |  | True | True | True | True | False |  |  |  | False | [9 empty] | Non Federally-Regulated | 12/23/2010 |  | 07/01/2014
Tork | Tork | EW101S-3 (277VAC) | Automatic Time Switch Control |  | True | True |  | True | True | [16 empty] | Non Federally-Regulated | 12/20/1994 |  | 04/27/2006
BRK Electronics | BRK Electronics | TE100 | Automatic Time Switch Control |  | True | True |  | True | True | [16 empty] | Non Federally-Regulated | 04/29/1994 |  | 12/11/2000
JWP Infracon, Inc. | Infracon Sensor | 628a | Occupant / Motion / Vacancy Se |  | False | False |  | True | [17 empty] | Non Federally-Regulated | 01/01/1989 |  | 04/06/1998
Cooper Controls | Greengate | ONW-P-1001-SP-* | Occupant / Motion / Vacancy Se | Device | True | True |  | True | True | True | False |  |  |  |  | False | [9 empty] | Non Federally-Regulated | 04/15/2011 |  | 05/10/2011
Lumisys | Mezon | MZ_08** | Automatic Time Switch Control |  | True | True |  | True | True | [16 empty] | Non Federally-Regulated | 02/23/2009 |  | 01/07/2010
Integrated Building Solutions | Relay Panel | 2000SRP-TP | Automatic Time Switch Control |  | True | True |  | True | True | [16 empty] | Non Federally-Regulated | 08/10/1995 |  | 06/16/1999
Intermatic, Inc. | Grasslin | FM1D50-120 | Automatic Time Switch Control | Device | True | True |  | True | True | [16 empty] | Non Federally-Regulated | 01/20/2010 |  | 07/01/2014
Tork | Tork | W302L | Automatic Time Switch Control | Device | True | True |  | True | True | [16 empty] | Non Federally-Regulated | 04/28/2010 |  | 07/01/2014
Sensor Switch, Inc. | Sensor Switch | WSD-PDT-**-*-*-* | Occupant / Motion / Vacancy Se |  | True | True |  | True | [17 empty] | Non Federally-Regulated | 11/19/2001 |  | 03/01/2006
Leviton Manufacturing Co., Inc. | Leviton | PCC1S-*** | Photosensor / Photocontrol Dev | Device | True | True |  | False | False | [16 empty] | Non Federally-Regulated | 09/10/2013 |  | 07/01/2014
Convia, Inc., A Herman Miller Co. | Convia | FSN-BSI | Manual-On Occupant Sensor | System | True | True | True | True | True | True | True | True | True | True | True | True | True | True | True | True |  | True |  |  |  | Non Federally-Regulated | 03/04/2010 |  | 04/27/2011
Signify North America Corporation | Philips Lighting Electronics North America | LCA2292 | Occupant / Motion / Vacancy Se | System | True | True |  | True | True | False | True | True | True | True | True | False | [9 empty] | Non Federally-Regulated | 06/20/2011 |  | 07/01/2014
General Electric Wiring Device | Total Lighting Controls | RPSEN-IN | Photosensor / Photocontrol Dev |  | True | False |  | True | [17 empty] | Non Federally-Regulated | 06/15/1993 |  | 01/07/2010
Siemens Energy & Automation | Siemens Energy & Automation | 5WG1 703-8XH21 | Automatic Time Switch Control |  | True | True |  | True | True | [8 empty] | True | True | True | [5 empty] | Non Federally-Regulated | 12/19/2005 |  | 01/07/2010
Lutron Electronics Co., Inc. | Lutron | LCP20-******************* | Automatic Time Switch Control | System | True | True |  | True | True | [16 empty] | Non Federally-Regulated | 12/28/2009 |  | 07/01/2014
Lutron Electronics Co., Inc. | Lutron | SZ-IO | Automatic Daylighting Control | System | True | True | True | True | True | True | True | True | True | True | True | True |  | True | [7 empty] | Non Federally-Regulated | 04/28/2010 |  | 07/01/2014
Crestron Electronics | Crestron Electronics | GLPP-1DIMFLV*CN | Automatic Daylighting Control | System | True | True | True | True | True | True | True | False |  |  | True | True |  | True | [7 empty] | Non Federally-Regulated | 05/25/2012 |  | 07/01/2014
WattStopper, Inc. | WattStopper | LC8-120/277-* | Automatic Time Switch Control | System | True | True |  | True | True | [16 empty] | Non Federally-Regulated | 05/20/2013 |  | 07/01/2014
Lutron Electronics Co., Inc. | Grafik Eye | GRX-3102-A-** | Automatic Time Switch Control |  | True | True |  | True | True | [16 empty] | Non Federally-Regulated | 03/13/1996 |  | 05/09/2000
WattStopper, Inc. | WattStopper | LMDW-100-* | Occupant / Motion / Vacancy Se | System | True | True |  | True | True | False | True | True | True | True | True | False | [9 empty] | Non Federally-Regulated | 05/28/2010 |  | 07/01/2014
Sensor Switch, Inc. | Sensor Switch | nCMB 50 2P****** | Occupant / Motion / Vacancy Se | System | True | True |  | True | True | False | False |  |  |  |  | False | [9 empty] | Non Federally-Regulated | 04/28/2010 |  | 07/01/2014
Cooper Controls | iLumin | SC277-24-HE-3P-ML-20 | Multi-Level Astronomical Time |  | True | True |  | True | True | True | True | True | True | True | [11 empty] | Non Federally-Regulated | 11/07/2008 |  | 01/07/2010
Sensia | LCP1800 | LCP1800 | Automatic Daylighting Control |  | True | True |  | True | False |  | True | False | [8 empty] | True |  |  |  |  | Non Federally-Regulated | 11/02/2001 |  | 11/09/2001
Lutron Electronics Co., Inc. | Grafik Eye | GRX-4103-T-** | Automatic Time Switch Control |  | True | True |  | True | True | [16 empty] | Non Federally-Regulated | 01/31/1996 |  | 05/09/2000
Hubbell Incorporated | Hubbell Wiring Device Kellems | ATD5******* | Occupant / Motion / Vacancy Se | Device | True | True |  | True | True | True | True | True | True | True | True | False | [9 empty] | Non Federally-Regulated | 06/30/2010 |  | 07/01/2014
Lutron Electronics Co., Inc. | Homeworks | HRD-6*D-** | Astronomical Time Switch Contr |  | True | True |  | True | True | True | True | True | True | True | [11 empty] | Non Federally-Regulated | 08/13/2007 |  | 01/07/2010
Sensor Switch, Inc. | Sensor Switch | CMRB-6-2P-*-*-** | Occupant / Motion / Vacancy Se |  | True | True |  | True | [17 empty] | Non Federally-Regulated | 03/01/2006 |  | 01/07/2010
Legrand / Pass & Seymour | Legrand / Pass & Seymour | WSP101LA | Occupant / Motion / Vacancy Se | Device | True | True |  | True | True | True | False |  |  |  |  | False | [9 empty] | Non Federally-Regulated | 12/30/2012 |  | 07/01/2014
Lutron Electronics Co., Inc. | Lutron | CCP-****-*****-**-CGP**** | Occupant / Motion / Vacancy Se | System | True | True |  | True | True | True | False |  |  |  |  | False | [9 empty] | Non Federally-Regulated | 07/10/2012 |  | 07/01/2014
WattStopper, Inc. | WattStopper | HB150 | Occupant / Motion / Vacancy Se |  | True | True |  | True | [17 empty] | Non Federally-Regulated | 07/19/2002 |  | 01/07/2010
Mytech Corp. | Mytech | OMNI-US2000-RP | Ultrasonic Occupant / Motion S |  | True | True |  | True | True | True | True | True | [13 empty] | Non Federally-Regulated | 11/05/1997 |  | 01/07/2010
Hubbell Incorporated | Hubbell Wiring Device Kellems | WS27*** | Occupant / Motion / Vacancy Se | Device | True | True |  | True | True | False | False |  |  |  |  | False | [9 empty] | Non Federally-Regulated | 05/28/2010 |  | 07/01/2014
Siemens Energy & Automation | Siemens Energy & Automation | 5WG1 703-8XF02 | Automatic Time Switch Control |  | True | True |  | True | True | [8 empty] | True | True | True | [5 empty] | Non Federally-Regulated | 12/19/2005 |  | 01/07/2010
Legrand / Wiremold | WattStopper | LRD2B | Automatic Time Switch Control | System | True | True |  | True | True | [16 empty] | Non Federally-Regulated | 03/23/2010 |  | 07/01/2014
Intermatic, Inc. | Intermatic | ST01C | Automatic Time Switch Control |  | True | True |  | True | True | [8 empty] | True | [7 empty] | Non Federally-Regulated | 03/07/2007 |  | 01/07/2010
Sensor Switch, Inc. | Sensor Switch | nCMB PDT 10 ADC*********** | Automatic Daylighting Control | System | True | True | True | True | False |  |  | True | True | True | True | True |  | True | [7 empty] | Non Federally-Regulated | 04/28/2010 |  | 07/01/2014
Lutron Electronics Co., Inc. | Lutron | LSP-*P**************** | Automatic Time Switch Control | System | True | True |  | True | True | [16 empty] | Non Federally-Regulated | 12/28/2009 |  | 07/01/2014
Eaton Corp. | Pow-R-Command | PRC2000 | Astronomical Time Switch Contr | System | True | True |  | True | True | True | True | True | True | True | [11 empty] | Non Federally-Regulated | 02/04/2010 |  | 07/01/2014
Thomas Controls | Plus Lighting | PL320-***-*C | Automatic Time Switch Control |  | True | True |  | True | True | [16 empty] | Non Federally-Regulated | 12/30/1992 |  | 07/30/2002
Tork | Tork | EWZ101 | Automatic Time Switch Control |  |  |  |  | True | True | [16 empty] | Non Federally-Regulated | 04/06/2007 |  | 01/07/2010
Hubbell Building Automation | Hubbell Building Automation | SIMLXIN3200 | Automatic Time Switch Control |  | True | True |  | True | True | [16 empty] | Non Federally-Regulated | 05/20/2004 |  | 01/07/2010
Lutron Electronics Co., Inc. | Softswitch 48 | XPS48-******-** | Occupant / Motion / Vacancy Se |  | True | True |  | True | [17 empty] | Non Federally-Regulated | 09/12/2003 |  | 09/19/2005
Cooper Controls | Fifthlight | FLT-LCP-* | Automatic Time Switch Control | System | True | True |  | True | True | [16 empty] | Non Federally-Regulated | 08/24/2012 |  | 07/01/2014
Horton Controls, Inc. | Horton Controls, Inc. | HUSM8SS | Automatic Time Switch Control |  | True | True |  | True | True | [16 empty] | Non Federally-Regulated | 05/04/2000 |  | 07/30/2002
Legrand / Pass & Seymour | Legrand / Pass & Seymour | CDLV1103P* | Dimmer | Device | True | True |  | True | True | True | True | True | True | True | True | False | [9 empty] | Non Federally-Regulated | 09/14/2012 |  | 07/01/2014
Litetouch, Inc. | Litetouch, Inc. | 08-2108-03 | Automatic Time Switch Control |  | True | True |  | True | True | [16 empty] | Non Federally-Regulated | 09/29/2003 |  | 01/07/2010
Cristal Controls | Cristal Controls | CCLP-LON-XX | Multi-Level Astronomical Time | Device | True | True |  | True | True | True | True | True | True | True | [11 empty] | Non Federally-Regulated | 09/15/2009 |  | 07/01/2014
Starfield Controls, Inc. | Starfield Controls, Inc. | TR255** | Automatic Time Switch Control |  | True | True |  | True | True | [16 empty] | Non Federally-Regulated | 03/14/2006 |  | 01/07/2010
Tork | Tork | PS51DPM | Occupant / Motion / Vacancy Se |  |  |  |  | True | [17 empty] | Non Federally-Regulated | 01/04/2007 |  | 01/07/2010
Longjoin | Longjoin | JL-104* | Photosensor / Photocontrol Dev | Device | True | True |  | False | False | [16 empty] | Non Federally-Regulated | 05/28/2013 |  | 07/01/2014
Lightstat, Inc. | Lightstat | ALT-5-**-*-*** | Multi-Level Occupant Sensor | System | True | True | True | True | True | False | True | True | False | True | True | True |  | False | [7 empty] | Non Federally-Regulated | 05/02/2011 |  | 07/01/2014
Steinel America, Inc. | Steinel | HBS 200-WL | Occupant / Motion / Vacancy Se | Device | True | True |  | True | True | False | False |  |  |  |  | False | [9 empty] | Non Federally-Regulated | 08/06/2013 |  | 07/01/2014
Siemens Energy & Automation | Siemens Energy & Automation | 5WG1 705-8XK33 | Automatic Time Switch Control |  | True | True |  | True | True | [8 empty] | True | True | True | [5 empty] | Non Federally-Regulated | 12/19/2005 |  | 01/07/2010
Legrand / Wiremold | WattStopper | LRD1F | Astronomical Time Switch Contr | System | True | True |  | True | True | True | True | True | True | True | [11 empty] | Non Federally-Regulated | 03/23/2010 |  | 07/01/2014
Vantage Controls, Inc. | Vantage Controls, Inc. | DS25* | Dimmer | System | True | True | True | True | False |  | True | False |  |  |  | True | [9 empty] | Non Federally-Regulated | 04/28/2010 |  | 07/01/2014
Lutron Electronics Co., Inc. | Grafik Eye | GRX-3106-A-** | Automatic Time Switch Control |  | True | True |  | True | True | [16 empty] | Non Federally-Regulated | 03/13/1996 |  | 05/09/2000
Lightolier Controls | PowerTrip | CLD1440** | Track Lighting Integral Curren |  |  |  |  | True | True | True | True | [14 empty] | Non Federally-Regulated | 08/12/2005 |  | 01/07/2010
Lutron Electronics Co., Inc. | Lutron | MIR-1000MT****** | Dimmer | Device | True | True |  | True | True | True | True | False |  |  |  | False | [9 empty] | Non Federally-Regulated | 12/28/2009 |  | 07/01/2014
WattStopper, Inc. | WattStopper | HCLK8SS | Automatic Time Switch Control |  | True | True |  | True | True | [16 empty] | Non Federally-Regulated | 10/01/2001 |  | 01/07/2010
Lightstat, Inc. | Lightstat | ALC-5-**-*** | Multi-Level Occupant Sensor | System | True | True | True | True | True | False | True | True | False | True | True | True |  | False | [7 empty] | Non Federally-Regulated | 05/02/2011 |  | 07/01/2014
Lutron Electronics Co., Inc. | Lutron | S-10P*********** | Dimmer | Device | True | True |  | True | True | True | True | False |  |  |  | False | [9 empty] | Non Federally-Regulated | 12/28/2009 |  | 01/21/2014
Tork | Tork | TZ300L | Automatic Time Switch Control | Device | True | True |  | True | True | [16 empty] | Non Federally-Regulated | 04/28/2010 |  | 07/01/2014
Lutron Electronics Co., Inc. | Lutron | GP28-******************* | Occupant / Motion / Vacancy Se | System | True | True |  | True | True | True | False |  |  |  |  | False | [9 empty] | Non Federally-Regulated | 04/28/2010 |  | 07/01/2014
Grasslin Controls Corp. | Grasslin | TALENTO 471 | Automatic Time Switch Control |  | True | True |  | True | True | [16 empty] | Non Federally-Regulated | 04/09/2001 |  | 02/25/2008
Intermatic, Inc. | Grasslin | GM40Q-M | Automatic Time Switch Control |  | True | True |  | True | True | [16 empty] | Non Federally-Regulated | 10/15/2008 |  | 01/07/2010
Schneider Electric (Square D Wiring Devices) | Powerlink | RSC16G3120xxx | Multi-Level Astronomical Time |  | True | True |  | True | True | True | True | True | True | True |  |  |  | True | True | True | [5 empty] | Non Federally-Regulated | 08/24/2006 |  | 03/14/2008
Macro Electronics | Macro Electronics | MDS-LM-* | Lumen Maintenance Lighting Con |  | True | True |  | True | True | True | True | [14 empty] | Non Federally-Regulated | 11/22/1996 |  | 12/19/2000
Siemens Energy & Automation | Siemens Energy & Automation | 5WG1 705-8XB41 | Automatic Time Switch Control |  | True | True |  | True | True | [8 empty] | True | True | True | [5 empty] | Non Federally-Regulated | 12/19/2005 |  | 01/07/2010
Lutron Electronics Co., Inc. | Lutron | MS-B102-V********* | Manual-On Occupant Sensor | Device | True | True | True | True | True | False | True | True | True | True | True | True |  | False | [7 empty] | Non Federally-Regulated | 11/19/2013 |  | 07/01/2014
Lightolier | Multiset Pro | MSP300QE** | Dimmer | System | True | True |  | True | True | True | True | True | True | True | True | False | [9 empty] | Non Federally-Regulated | 12/30/2012 |  | 07/01/2014
Lightstat, Inc. | Lightstat | ALC-4-36-*** | Occupant / Motion / Vacancy Se |  | True | True |  | True | [17 empty] | Non Federally-Regulated | 06/23/1998 |  | 03/14/2006
Lutron Electronics Co., Inc. | Homeworks | HW-RPM-4E-120 | Occupant / Motion / Vacancy Se |  | True | True |  | True | [17 empty] | Non Federally-Regulated | 08/13/2007 |  | 01/07/2010
Vantage Controls, Inc. | Vantage Controls, Inc. | Q-REMOTELS WP | Photosensor / Photocontrol Dev | System | True | True |  | False | False | [16 empty] | Non Federally-Regulated | 03/23/2010 |  | 07/01/2014
Distech Controls | Distech Controls | ECL-VAV-N + EC-BOS-*** | Multi-Level Astronomical Time | System | True | True |  | True | True | True | True | True | True | True | [11 empty] | Non Federally-Regulated | 08/07/2012 |  | 07/01/2014
Cooper Wiring Devices | Greengate | OEF-P-2MH0-MV-S | Ultrasonic Occupant / Motion S |  | True | True |  | True | True | True | True | True |  |  |  |  | True | True | True | False | True | False |  |  |  | Non Federally-Regulated | 04/10/2008 |  | 11/07/2008
Lutron Electronics Co., Inc. | Quantum | QP3-1PL-100-246 | Photosensor / Photocontrol Dev | System | True | True |  | False | False | [16 empty] | Non Federally-Regulated | 07/10/2012 |  | 07/01/2014
Legrand / Wiremold | WattStopper | CE6STSCPAV SERIES | Dimmer | System | True | True | True | True | True | True | True | True | True | True | True | True | [9 empty] | Non Federally-Regulated | 03/23/2010 |  | 07/01/2014
Douglas Lighting Controls | Douglas | WLC-3150 | Automatic Time Switch Control | System | True | True |  | True | True | [16 empty] | Non Federally-Regulated | 07/21/2011 |  | 07/01/2014
Leviton Manufacturing Co., Inc. | Leviton | O3C10-*** | Manual-On Occupant Sensor | Device | True | True | True | True | True | True | True | True | True | True | True | True |  | False | [7 empty] | Non Federally-Regulated | 09/10/2013 |  | 07/01/2014
Lutron Electronics Co., Inc. | Grafik Eye | GRX-4002-A-** | Automatic Time Switch Control |  | True | True |  | True | True | [16 empty] | Non Federally-Regulated | 07/19/1994 |  | 09/19/2005
Cooper Controls | Fifthlight | FLT-LCP-* | Dimmer | System | True | True | True | True | True | True | True | False |  |  |  | True | [9 empty] | Non Federally-Regulated | 08/24/2012 |  | 07/01/2014
Convia, Inc., A Herman Miller Co. | Convia | GSE-OSC-01 | Automatic Daylighting Control | System | True | True | True | True | True | True | True | True | True | True | True | True |  | True | [7 empty] | Non Federally-Regulated | 03/04/2010 |  | 07/01/2014
Siemens Energy & Automation | Siemens Energy & Automation | 5WG1 705-8XD34 | Automatic Time Switch Control |  | True | True |  | True | True | [8 empty] | True | True | True | [5 empty] | Non Federally-Regulated | 12/19/2005 |  | 01/07/2010
Cooper Controls | Greengate | LK16***** | Manual-On Occupant Sensor | System | True | True | True | True | True | True | True | True | True | True | True | True |  | False | [7 empty] | Non Federally-Regulated | 10/02/2013 |  | 07/01/2014
Lutron Electronics Co., Inc. | Lutron | LP8/********************* | Dimmer | System | True | True |  | True | True | True | True | False |  |  |  | False | [9 empty] | Non Federally-Regulated | 12/28/2009 |  | 07/01/2014
Sensor Switch, Inc. | Sensor Switch | WS170DP | Occupant / Motion / Vacancy Se |  | True | True |  | True | [17 empty] | Non Federally-Regulated | 12/01/1992 |  | 11/19/2001
Hubbell Building Automation | Hubbell Building Automation | LXS05*** | Automatic Time Switch Control | System | True | True |  | True | True | [16 empty] | Non Federally-Regulated | 03/26/2010 |  | 02/04/2014
Paragon Electric Co. | Paragon | EC71D/18S/24V | Automatic Time Switch Control |  | True | True |  | True | True | [16 empty] | Non Federally-Regulated | 11/23/1992 |  | 01/21/1999
Convia, Inc., A Herman Miller Co. | Convia | GSA-GCA | Astronomical Time Switch Contr | System | True | True |  | True | True | True | True | True | True | True | [11 empty] | Non Federally-Regulated | 03/04/2010 |  | 07/01/2014
WattStopper, Inc. | WattStopper | LILM24-*-*-*-* | Automatic Time Switch Control | Device | True | True |  | True | True | [16 empty] | Non Federally-Regulated | 08/03/2010 |  | 07/01/2014
Lutron Electronics Co., Inc. | Lutron | N-1000-F******** | Dimmer | Device | True | True |  | True | True | True | True | False |  |  |  | False | [9 empty] | Non Federally-Regulated | 12/28/2009 |  | 01/21/2014
Lutron Electronics Co., Inc. | Grafik Eye | GRX-AV | Occupant / Motion / Vacancy Se |  | True | True |  | True | [17 empty] | Non Federally-Regulated | 06/20/1994 |  | 01/07/2010
Lutron Electronics Co., Inc. | Lutron | XPS28-******************* | Astronomical Time Switch Contr | System | True | True |  | True | True | True | True | True | True | True | [11 empty] | Non Federally-Regulated | 12/28/2009 |  | 07/01/2014
Steinel America, Inc. | Steinel | IR Quattro HD COM1-WR | Occupant / Motion / Vacancy Se | Device | True | True |  | True | True | False | False |  |  |  |  | False | [9 empty] | Non Federally-Regulated | 08/06/2013 |  | 07/01/2014
Energy Technologies Corp. | Union | PACP | Automatic Time Switch Control | System | True | True |  | True | True | [16 empty] | Non Federally-Regulated | 08/31/2010 |  | 10/08/2010
Siemens Energy & Automation | Siemens Energy & Automation | 5WG1 705-8XD35 | Automatic Time Switch Control |  | True | True |  | True | True | [8 empty] | True | True | True | [5 empty] | Non Federally-Regulated | 12/19/2005 |  | 01/07/2010
Intermatic, Inc. | Intermatic | EM1416MC | Automatic Time Switch Control |  | True | True |  | True | True | [8 empty] | True | True | True | [5 empty] | Non Federally-Regulated | 10/12/2007 |  | 01/07/2010
Mytech Corp. | Mytech | MAS-350SF-DLC | Automatic Daylighting Control |  | True | True |  | True | False |  | True | False | [8 empty] | True |  |  |  |  | Non Federally-Regulated | 02/01/1993 |  | 06/04/1999
Lutron Electronics Co., Inc. | Homeworks | HS8-*********** | Astronomical Time Switch Contr |  | True | True |  | True | True | True | True | True | True | True | [11 empty] | Non Federally-Regulated | 08/13/2007 |  | 01/07/2010
Intermatic, Inc. | Grasslin | GMXFM1D50-I-120 | Automatic Time Switch Control | Device | True | True |  | True | True | [16 empty] | Non Federally-Regulated | 01/20/2010 |  | 07/01/2014
Cooper Wiring Devices | Greengate | OMC-DT-0701-R | Ultrasonic Occupant / Motion S |  | True | True |  | True | True | True | True | True |  |  |  |  | True | True | True | False | True | False |  |  |  | Non Federally-Regulated | 04/10/2008 |  | 11/07/2008
Cooper Wiring Devices | Novitas | 01-DL400 | Occupant / Motion / Vacancy Se |  | True | True |  | True | [17 empty] | Non Federally-Regulated | 08/18/2006 |  | 04/10/2008
Leviton Manufacturing Co., Inc. | Leviton | R24SD-*** | Automatic Daylighting Control |  | True | True |  | True | False |  | True | True | [8 empty] | True |  |  |  |  | Non Federally-Regulated | 08/17/2004 |  | 01/07/2010
Sensor Switch, Inc. | Sensor Switch | RA-15 | Occupant / Motion / Vacancy Se |  | True | True |  | True | [17 empty] | Non Federally-Regulated | 11/20/2008 |  | 01/07/2010
Intermatic, Inc. | Intermatic | ET71615CR | Astronomical Time Switch Contr |  | True | True |  | True | True | True | True | True | True | True |  |  |  | True | False | False | [5 empty] | Non Federally-Regulated | 06/29/2006 |  | 01/07/2010
Legrand / Pass & Seymour | Legrand | ADWR703HW4 | Dimmer | Device | True | True |  | True | True | True | True | True | True | True | True | False | [9 empty] | Non Federally-Regulated | 09/14/2012 |  | 07/01/2014
Quest Controls, Inc. | Telsec | 1500 RM | Automatic Time Switch Control |  | True | True |  | True | True | [8 empty] | True | True | True | [5 empty] | Non Federally-Regulated | 03/27/2007 |  | 01/07/2010
Lutron Electronics Co., Inc. | Microwatt | MW-PS-PM-WH******** | Automatic Daylighting Control |  | True | False |  | True | True | True | False | [9 empty] | True |  |  |  |  | Non Federally-Regulated | 09/12/2003 |  | 09/19/2005
Sensor Switch, Inc. | Sensor Switch | CMR PDT 9 ADC******* | Automatic Daylighting Control | Device | True | True | True | True | False |  |  | True | True | True | True | True |  | True | [7 empty] | Non Federally-Regulated | 04/28/2010 |  | 07/01/2014
Lutron Electronics Co., Inc. | Grafik Eye | GRX-3502-*-** | Automatic Time Switch Control |  | True | True |  | True | True | [16 empty] | Non Federally-Regulated | 05/09/2000 |  | 09/19/2005
Lutron Electronics Co., Inc. | Lutron | XP40-******************* | Automatic Daylighting Control | System | True | True | True | True | False |  |  | False |  |  | True | True |  | True | [7 empty] | Non Federally-Regulated | 12/28/2009 |  | 07/01/2014
Lutron Electronics Co., Inc. | Lutron | ULOS-WDT*** | Multi-Level Occupant Sensor | System | True | True | True | True | True | True | True | True | True | True | True | True | True | True | True | True | [5 empty] | Non Federally-Regulated | 12/13/2012 |  | 07/01/2014
Lutron Electronics Co., Inc. | Lutron | CCP-******-******-**-CGP*** | Automatic Time Switch Control | System | True | True |  | True | True | [16 empty] | Non Federally-Regulated | 07/10/2012 |  | 07/01/2014
Lutron Electronics Co., Inc. | Lutron | CCP-********-******-**-CGP**** | Automatic Daylighting Control | System | True | True | True | True | True | True | True | False |  |  | True | True |  | True | [7 empty] | Non Federally-Regulated | 07/10/2012 |  | 07/01/2014
Lutron Electronics Co., Inc. | HomeWorks QS | HQRD-10D | Manual-On Occupant Sensor | System | True | True |  | True | True | True | True | True | False |  |  |  |  | False | [7 empty] | Non Federally-Regulated | 07/10/2012 |  | 07/01/2014
Intermatic, Inc. | Intermatic | EM1416MC | Multi-Level Astronomical Time |  | True | True |  | True | True | True | True | True | True | True |  |  |  | True | True | True | [5 empty] | Non Federally-Regulated | 10/12/2007 |  | 01/07/2010
Pass & Seymour / Legrand | Rex | 49820 | Automatic Time Switch Control |  | True | False |  | True | True | [16 empty] | Non Federally-Regulated | 02/09/1995 |  | 01/07/2010
Tork | Tork | 8008L | Automatic Time Switch Control |  | True | True |  | True | True | [16 empty] | Non Federally-Regulated | 06/03/2003 |  | 04/27/2006
Intermatic, Inc. | Grasslin | LM1-O-120-LS1 | Automatic Daylighting Control |  | True | True | False | False | False |  | False |  | True | True | True | False |  |  |  | False | [5 empty] | Non Federally-Regulated | 09/05/2008 |  | 01/07/2010
Intermatic, Inc. | Intermatic | EM1408MC | Astronomical Time Switch Contr |  | True | True |  | True | True | True | True | True | True | True |  |  |  | True | True | True | [5 empty] | Non Federally-Regulated | 10/12/2007 |  | 01/07/2010
Schneider Electric | Powerlink | MVP NF MB POWERLINK PNL (Master Included) | Automatic Time Switch Control | System | True | True |  | True | True | [16 empty] | Non Federally-Regulated | 10/31/2013 |  | 07/01/2014
Sensor Switch, Inc. | Sensor Switch | CM9-**-** | Occupant / Motion / Vacancy Se |  | True | True |  | True | [17 empty] | Non Federally-Regulated | 11/19/2001 |  | 03/01/2006
Mytech Corp. | Mytech | CS-3-DLC | Automatic Daylighting Control |  | True | True |  | True | False |  | True | False | [8 empty] | True |  |  |  |  | Non Federally-Regulated | 02/01/1993 |  | 06/04/1999
Siemens Energy & Automation | Siemens Energy & Automation | 5WG1 704-8XD21 | Automatic Time Switch Control |  | True | True |  | True | True | [8 empty] | True | True | True | [5 empty] | Non Federally-Regulated | 12/19/2005 |  | 01/07/2010
Hubbell Building Automation | Hubbell Building Automation | LOFLHB | Occupant / Motion / Vacancy Se |  | True | True |  | True | [17 empty] | Non Federally-Regulated | 05/20/2004 |  | 01/07/2010
Encelium Technologies | Encelium Technologies | IOM-300 | Automatic Time Switch Control |  | True | True |  | True | True | [8 empty] | True | True | True | [5 empty] | Non Federally-Regulated | 12/19/2006 |  | 01/07/2010
Powerline Control Systems | GreenWorx | VSM2-120 | Automatic Time Switch Control | System | True | True |  | True | True | [16 empty] | Non Federally-Regulated | 12/10/2013 |  | 07/01/2014
Lightstat, Inc. | Lightstat | ALC-4-16-*** | Occupant / Motion / Vacancy Se |  | True | True |  | True | [17 empty] | Non Federally-Regulated | 06/23/1998 |  | 03/14/2006
Legrand / Wiremold | WattStopper | CNCS | Manual-On Occupant Sensor | System | True | True | True | True | True | True | True | True | True | True | True | True | True | True | True | True |  | True |  |  |  | Non Federally-Regulated | 03/23/2010 |  | 07/01/2014
Mytech Corp. | Mytech | LO-DIA | Occupant / Motion / Vacancy Se |  | True | True |  | True | [17 empty] | Non Federally-Regulated | 06/04/1999 |  | 01/07/2010
Intermatic, Inc. | Grasslin | LM1-O-120-LS1 | Exterior Photocontrol Device |  | True | True | [11 empty] | True | True | False | [5 empty] | Non Federally-Regulated | 11/10/2008 |  | 01/07/2010
Computer Process Controls | Computer Process Controls | 830-1131 | Automatic Time Switch Control |  | True | True |  | True | True | [16 empty] | Non Federally-Regulated | 12/24/1998 |  | 01/07/2010
Paragon Electric Co. | Paragon | EC4004P/240V | Automatic Time Switch Control |  | True | True |  | True | True | [16 empty] | Non Federally-Regulated | 06/25/1993 |  | 01/21/1999
Tishman Research Co. | Infracon Control Box | 629 | Occupant / Motion / Vacancy Se |  | False | False |  | True | [17 empty] | Non Federally-Regulated | 09/01/1984 |  | 04/06/1998
Lightolier Controls | IntelliSight | ITSRP1U | Occupant / Motion / Vacancy Se |  | True | True |  | True | [9 empty] | True | True | True | [5 empty] | Non Federally-Regulated | 12/24/2007 |  | 01/07/2010
Sensor Switch, Inc. | Sensor Switch | HMR-10-LT-* | Occupant / Motion / Vacancy Se |  | True | True |  | True | [17 empty] | Non Federally-Regulated | 11/19/2001 |  | 03/01/2006
Lutron Electronics Co., Inc. | Lutron | LP8/********************* | Occupant / Motion / Vacancy Se | System | True | True |  | True | True | True | False |  |  |  |  | False | [9 empty] | Non Federally-Regulated | 04/28/2010 |  | 07/01/2014
Intermatic, Inc. | Gasmaster | PC2-digi30-120-LS2+E300 | Photosensor / Photocontrol Dev | Device | True | True | True | [18 empty] | Non Federally-Regulated | 07/17/2014 |  | 08/05/2014
Sensor Switch, Inc. | Sensor Switch | nCMR PC 480*** | Photosensor / Photocontrol Dev | System | True | True |  | False | False | [16 empty] | Non Federally-Regulated | 04/28/2010 |  | 07/01/2014
Electronic Theatre Controls, Inc. | Unison | SLATC* | Astronomical Time Switch Contr | System | True | True |  | True | True | True | True | True | True | True | [11 empty] | Non Federally-Regulated | 08/19/2011 |  | 07/01/2014
Energy Conservation Engineering | Passive Infrared-Rokonet-Detector | RK-4000PCA | Occupant / Motion / Vacancy Se |  | False | False |  | True | [17 empty] | Non Federally-Regulated | 01/01/1989 |  | 04/06/1998
Lutron Electronics Co., Inc. | Lutron | LOS-WDT*** | Occupant / Motion / Vacancy Se | System | True | True |  | True | True | True | True | True | True | True | True | False | [9 empty] | Non Federally-Regulated | 12/13/2012 |  | 07/01/2014
Hubbell Building Automation | Hubbell Building Automation | SIMLXEN32F | Automatic Time Switch Control |  | True | True |  | True | True | [16 empty] | Non Federally-Regulated | 05/20/2004 |  | 01/07/2010
Lightolier | ONSET | OS600LV* | Dimmer | Device | True | True |  | True | True | True | True | True | True | True | True | False | [9 empty] | Non Federally-Regulated | 04/25/2013 |  | 07/01/2014
Cooper Controls | iLumin | SC277****-UN-******** | Automatic Daylighting Control | System | True | True | True | True | True | True | True | True | True | True | True | True |  | True | [7 empty] | Non Federally-Regulated | 04/15/2011 |  | 07/01/2014
Cooper Wiring Devices | Devine | DF8AP7xx | Dimmer | Device | True | True |  | True | True | True | True | True | True | True | True | False | [9 empty] | Non Federally-Regulated | 11/12/2010 |  | 12/29/2010
Siemens Energy & Automation | Siemens Energy & Automation | 5WG1 704-8XE01 | Automatic Time Switch Control |  | True | True |  | True | True | [8 empty] | True | True | True | [5 empty] | Non Federally-Regulated | 12/19/2005 |  | 01/07/2010
Electronics Diversified, Inc. | Electronics Diversified, Inc. | LMS-2/FL-277 | Automatic Daylighting Control |  | True | True |  | True | False |  | True | True | [8 empty] | True |  |  |  |  | Non Federally-Regulated | 01/05/2005 |  | 01/07/2010
Cooper Wiring Devices | Devine | DI10Pxx | Dimmer | Device | True | True |  | True | True | True | True | True | True | True | True | False | [9 empty] | Non Federally-Regulated | 11/12/2010 |  | 12/29/2010
Sensor Switch, Inc. | Sensor Switch | CMR-6-**-*-** | Occupant / Motion / Vacancy Se |  | True | True |  | True | [17 empty] | Non Federally-Regulated | 03/01/2006 |  | 01/07/2010
Leviton Manufacturing Co., Inc. | Leviton | WSC15-I** | Occupant / Motion / Vacancy Se |  | True | True |  | True | [17 empty] | Non Federally-Regulated | 02/13/2009 |  | 01/07/2010
Sensor Switch, Inc. | Sensor Switch | nCMRB PDT 10******* | Occupant / Motion / Vacancy Se | System | True | True |  | True | True | False | False |  |  |  |  | False | [9 empty] | Non Federally-Regulated | 04/28/2010 |  | 07/01/2014
Lightolier Controls | Insight | IHD2-1200-I | Occupant / Motion / Vacancy Se |  | True | True |  | True | [17 empty] | Non Federally-Regulated | 08/28/1992 |  | 04/06/1998
Novitas, Inc. | Novitas | 01-087-** | Ultrasonic Occupant / Motion S |  | True | True |  | True | True | True | True | True |  |  |  |  | True | True | True | False | True | False |  |  |  | Non Federally-Regulated | 09/06/2005 |  | 08/18/2006
WattStopper, Inc. | WattStopper | LS100XA | Photosensor / Photocontrol Dev |  | True | True |  | True | [17 empty] | Non Federally-Regulated | 08/06/1992 |  | 01/07/2010
Lutron Electronics Co., Inc. | Lutron | AR-ENT253D****** | Dimmer | Device | True | True |  | True | True | True | True | False |  |  |  | False | [9 empty] | Non Federally-Regulated | 12/28/2009 |  | 07/01/2014
Sensor Switch, Inc. | Sensor Switch | nCM PDT 9******* | Occupant / Motion / Vacancy Se | System | True | True |  | True | True | False | False |  |  |  |  | False | [9 empty] | Non Federally-Regulated | 04/28/2010 |  | 07/01/2014
Mytech Corp. | Mytech | OMNI-RP | Occupant / Motion / Vacancy Se |  | True | True |  | True | [17 empty] | Non Federally-Regulated | 06/04/1999 |  | 01/07/2010
Leviton Manufacturing Co., Inc. | Leviton | R48SD-*** | Occupant / Motion / Vacancy Se | System | True | True |  | True | True | False | True | True | True | True | True | False | [9 empty] | Non Federally-Regulated | 03/04/2010 |  | 07/01/2014
Microlite Corp. | Microlite | 1000R*** | Automatic Time Switch Control |  | True | True |  | True | True | [16 empty] | Non Federally-Regulated | 08/02/1993 |  | 01/07/2010
Schneider Electric (Square D Wiring Devices) | Powerlink | NF3000G3 | Multi-Level Astronomical Time |  | True | True |  | True | True | True | True | True | True | True | [11 empty] | Non Federally-Regulated | 03/14/2008 |  | 01/07/2010
Lutron Electronics Co., Inc. | Homeworks | HS144-*********** | Manual-On Occupant Sensor | System | True | True |  | True | True | False | True | True | False |  |  |  |  | False | [7 empty] | Non Federally-Regulated | 01/20/2010 |  | 07/01/2014
Tork | Tork | K6002-2 (240VAC) | Automatic Time Switch Control |  | True | True |  | True | True | [16 empty] | Non Federally-Regulated | 09/29/1993 |  | 04/06/1998
Intermatic, Inc. | Grasslin | PC2-digi30-120-LS1 | Photosensor / Photocontrol Dev |  | True | True |  | True | [17 empty] | Non Federally-Regulated | 11/10/2008 |  | 01/07/2010
Lutron Electronics Co., Inc. | Lutron | NLV-1503P******* | Dimmer | Device | True | True |  | True | True | True | True | True | True | True | True | False | [9 empty] | Non Federally-Regulated | 04/28/2010 |  | 01/21/2014
Lutron Electronics Co., Inc. | Lutron | LCP32-******************* | Photosensor / Photocontrol Dev | System | True | True |  | False | False | [16 empty] | Non Federally-Regulated | 12/28/2009 |  | 07/01/2014
Legrand / Wiremold | WattStopper | CE3ATC SERIES | Dimmer | System | True | True | True | True | True | True | True | True | True | True | True | True | [9 empty] | Non Federally-Regulated | 03/23/2010 |  | 07/01/2014
Lutron Electronics Co., Inc. | Lutron | SPSLV-1000****** | Dimmer | Device | True | True |  | True | True | True | True | False |  |  |  | False | [9 empty] | Non Federally-Regulated | 12/28/2009 |  | 01/21/2014
Legrand / Wiremold | WattStopper | NPM22F | Automatic Daylighting Control | System | True | True | True | True | True | True | True | True | True | True | True | True |  | True | [7 empty] | Non Federally-Regulated | 03/23/2010 |  | 07/01/2014
Intermatic, Inc. | Grasslin | PC1-digi20-120-LS1 | Photosensor / Photocontrol Dev |  | True | True |  | True | [17 empty] | Non Federally-Regulated | 11/10/2008 |  | 01/07/2010
Distech Controls | Distech Controls | ECB-1000-** + EC-BOS-*** | Astronomical Time Switch Contr | System | True | True |  | True | True | True | True | True | True | True | [11 empty] | Non Federally-Regulated | 08/07/2012 |  | 07/01/2014
BRK Electronics | BRK Electronics | TS11OSR | Automatic Time Switch Control |  | True | True |  | True | True | [16 empty] | Non Federally-Regulated | 05/20/1997 |  | 04/06/1998
Legrand / Wiremold | WattStopper | LVHUBB | Automatic Time Switch Control | System | True | True |  | True | True | [16 empty] | Non Federally-Regulated | 03/23/2010 |  | 07/01/2014
Leviton Manufacturing Co., Inc. | Leviton | AWSMT-7** | Dimmer | Device | True | True |  | True | True | True | True | False |  |  |  | False | [9 empty] | Non Federally-Regulated | 12/16/2010 |  | 07/01/2014
Lutron Electronics Co., Inc. | Grafik Eye | GRX-4004-T-** | Occupant / Motion / Vacancy Se |  | True | True |  | True | [17 empty] | Non Federally-Regulated | 07/19/1994 |  | 09/19/2005
Marlin Controls, Inc. | Marlin Controls | MATRIX DUAL RELAY BOARD | Automatic Time Switch Control | System | True | True |  | True | True | [16 empty] | Non Federally-Regulated | 01/23/2012 |  | 07/01/2014
Lutron Electronics Co., Inc. | Lutron | PD-3PDCL******** | Automatic Daylighting Control | System | True | True | True | True | True | True | True | False |  |  | True | True |  | True | [7 empty] | Non Federally-Regulated | 07/23/2013 |  | 07/01/2014
Lutron Electronics Co., Inc. | LCP 128 | LCP-***-***FT | Astronomical Time Switch Contr |  | True | True |  | True | True | True | True | True | True | True | [11 empty] | Non Federally-Regulated | 09/19/2005 |  | 01/07/2010
Lightolier Controls | IntelliSight | ITSRP4U | Occupant / Motion / Vacancy Se |  | True | True |  | True | [9 empty] | True | True | True | [5 empty] | Non Federally-Regulated | 12/24/2007 |  | 01/07/2010
Hubbell Building Automation | Hubbell Building Automation | LB3 | Occupant / Motion / Vacancy Se |  | True | True |  | True | [17 empty] | Non Federally-Regulated | 05/20/2004 |  | 01/07/2010
Intermatic, Inc. | Intermatic | ET175C | Automatic Time Switch Control | Device | True | True |  | True | True | [16 empty] | Non Federally-Regulated | 01/20/2010 |  | 07/01/2014
Sensor Switch, Inc. | Sensor Switch | SBR PDT 10 2P********** | Occupant / Motion / Vacancy Se | Device | True | True |  | True | True | False | False |  |  |  |  | False | [9 empty] | Non Federally-Regulated | 04/28/2010 |  | 07/01/2014
Convia, Inc., A Herman Miller Co. | Convia | GSA-CPB | Astronomical Time Switch Contr | System | True | True |  | True | True | True | True | True | True | True | [11 empty] | Non Federally-Regulated | 03/04/2010 |  | 07/01/2014
Universal Enterprises | Com-Trol | MCS4000 | Automatic Time Switch Control |  | True | True |  | True | True | [16 empty] | Non Federally-Regulated | 03/29/1993 |  | 01/07/2010
Legrand / Wiremold | WattStopper | CNCW | Manual-On Occupant Sensor | System | True | True | True | True | True | True | True | True | True | True | True | True | True | True | True | True |  | True |  |  |  | Non Federally-Regulated | 03/23/2010 |  | 07/01/2014
BRK Electronics | BRK Electronics | TS212SR | Automatic Time Switch Control |  | True | True |  | True | True | [16 empty] | Non Federally-Regulated | 04/29/1994 |  | 12/11/2000
Lutron Electronics Co., Inc. | Centralized Lighting Control | G7-AR-****-*-120 | Multi-Level Astronomical Time |  | True | True |  | True | True | True | True | True | True | True | [11 empty] | Non Federally-Regulated | 09/19/2005 |  | 01/07/2010
Enerlites, Inc. | Intermatic, Inc. | IOS-DDR-** | Occupant / Motion / Vacancy Se | Device | True | True |  | True | True | False | False |  |  |  |  | False | [9 empty] | Non Federally-Regulated | 01/19/2012 |  | 07/01/2014
Intermatic, Inc. | Grasslin | PC2-277-LS2 | Photosensor / Photocontrol Dev |  | True | True |  | True | [17 empty] | Non Federally-Regulated | 11/10/2008 |  | 01/07/2010
Leviton Manufacturing Co., Inc. | Leviton | 6787-** | Occupant / Motion / Vacancy Se |  | True | True |  | True | [17 empty] | Non Federally-Regulated | 10/06/1992 |  | 04/06/1998
Douglas Lighting Controls | Douglas | WNP2150 | Automatic Time Switch Control |  | True | True |  | True | True | [8 empty] | True | True | True | [5 empty] | Non Federally-Regulated | 10/31/2005 |  | 01/07/2010
Control4 Corp. | Control4 | C4-KD120-** | Dimmer | Device | True | True |  | True | True | True | True | False |  |  |  | False | [9 empty] | Non Federally-Regulated | 07/01/2013 |  | 07/01/2014
Legrand / Wiremold | WattStopper | CE4ATC SERIES | Automatic Time Switch Control | System | True | True |  | True | True | [16 empty] | Non Federally-Regulated | 03/23/2010 |  | 07/01/2014
Schneider Electric (Square D Wiring Devices) | Square D Co. | SLSPWS1277M | Occupant / Motion / Vacancy Se |  | True | True |  | True | [8 empty] | True | True | True | False | False | True |  |  |  | Non Federally-Regulated | 08/24/2006 |  | 01/07/2010
Crestron Electronics | Crestron Electronics | CLW-DIMSWEX | Dimmer | System | True | True |  | True | True | True | True | False |  |  |  | False | [9 empty] | Non Federally-Regulated | 03/01/2010 |  | 07/01/2014
Lutron Electronics Co., Inc. | LCP 128 | LCP-********-******-** | Multi-Level Astronomical Time |  | True | True |  | True | True | True | True | True | True | True | [11 empty] | Non Federally-Regulated | 09/19/2005 |  | 01/07/2010
JWP Infracon, Inc. | Infracon Control Unit | 629a | Occupant / Motion / Vacancy Se |  | False | False |  | True | [17 empty] | Non Federally-Regulated | 01/01/1989 |  | 04/06/1998
Tork | Tork | DTZ400 | Automatic Time Switch Control |  | True | True |  | True | True | [16 empty] | Non Federally-Regulated | 08/06/1996 |  | 03/22/2001
CDL | Trane | LCC2 | Automatic Time Switch Control |  | True | True |  | True | True | [16 empty] | Non Federally-Regulated | 04/06/1994 |  | 01/07/2010
Lutron Electronics Co., Inc. | Lutron | LCP24-******************* | Automatic Daylighting Control | System | True | True | True | True | True | True | True | False |  |  | True | True |  | True | [7 empty] | Non Federally-Regulated | 12/28/2009 |  | 07/01/2014
Siemens Energy & Automation | Siemens Energy & Automation | 5WG1 705-8XD03 | Automatic Time Switch Control |  | True | True |  | True | True | [8 empty] | True | True | True | [5 empty] | Non Federally-Regulated | 12/19/2005 |  | 01/07/2010
Intermatic, Inc. | Gasmaster | MIL72AQWUZ-120 | Automatic Time Switch Control | Device | True | True | True | False | [17 empty] | Non Federally-Regulated | 07/17/2014 |  | 08/05/2014
Lutron Electronics Co., Inc. | LCP 128 | LCP-***-***FT | Exterior Photocontrol Device |  | True | True |  | True | True | True | [15 empty] | Non Federally-Regulated | 09/19/2005 |  | 01/07/2010
Lutron Electronics Co., Inc. | Lutron | ULOS-CUS-2000*** | Multi-Level Occupant Sensor | System | True | True | True | True | True | True | True | True | True | True | True | True | True | True | True | True | [5 empty] | Non Federally-Regulated | 12/13/2012 |  | 07/01/2014
Lutron Electronics Co., Inc. | Lutron | GLV-600********* | Dimmer | Device | True | True |  | True | True | True | True | False |  |  |  | False | [9 empty] | Non Federally-Regulated | 12/28/2009 |  | 01/21/2014
Lutron Electronics Co., Inc. | Lutron | CCP-****-*****-** | Multi-Level Astronomical Time | System | True | True |  | True | True | True | True | True | True | True | [11 empty] | Non Federally-Regulated | 07/10/2012 |  | 07/01/2014
Sensia | LCP1800 | LCP1800 | Automatic Time Switch Control |  | True | True |  | True | True | [16 empty] | Non Federally-Regulated | 11/02/2001 |  | 11/09/2001
Legrand / Pass & Seymour | Legrand / Pass & Seymour | DRLV1103P* | Dimmer | Device | True | True |  | True | True | True | True | True | True | True | True | False | [9 empty] | Non Federally-Regulated | 09/14/2012 |  | 07/01/2014
Lutron Electronics Co., Inc. | Lutron | GP40-******************* | Multi-Level Occupant Sensor | System | True | True | True | True | True | True | True | True | True | True | True | True |  | False | [7 empty] | Non Federally-Regulated | 12/28/2009 |  | 07/01/2014
Sensor Switch, Inc. | Sensor Switch | CMRB PDT 10 2P********** | Occupant / Motion / Vacancy Se | Device | True | True |  | True | True | False | False |  |  |  |  | False | [9 empty] | Non Federally-Regulated | 04/28/2010 |  | 07/01/2014
Sensor Switch, Inc. | Sensor Switch | HM 10******** | Occupant / Motion / Vacancy Se | Device | True | True |  | True | True | False | False |  |  |  |  | False | [9 empty] | Non Federally-Regulated | 04/28/2010 |  | 07/01/2014
Lutron Electronics Co., Inc. | LCP 128 | LCP-*****-******-** | Automatic Time Switch Control |  | True | True |  | True | True | [16 empty] | Non Federally-Regulated | 09/19/2005 |  | 01/07/2010
Cooper Controls | Greengate | LK8 ****** | Automatic Time Switch Control | System | True | True |  | True | True | [16 empty] | Non Federally-Regulated | 04/15/2011 |  | 07/01/2014
Gentec, Inc. | Kameleon | K6-08-PA-S* | Astronomical Time Switch Contr | System | True | True |  | True | True | True | True | True | True | True | [11 empty] | Non Federally-Regulated | 01/20/2012 |  | 07/01/2014
Convia, Inc., A Herman Miller Co. | Convia | FSN-BSI | Automatic Daylighting Control | System | True | True | True | True | True | True | True | True | True | True | True | True |  | True | [7 empty] | Non Federally-Regulated | 03/04/2010 |  | 07/01/2014
Schneider Electric | Schneider Electric | SLSCUS2000 | Occupant / Motion / Vacancy Se | Device | True | True |  | True | True | True | True | True | True | True | True | False | [9 empty] | Non Federally-Regulated | 10/31/2013 |  | 07/01/2014
Siemens Energy & Automation | Siemens Energy & Automation | 5WG1 705-8XC01 | Automatic Time Switch Control |  | True | True |  | True | True | [8 empty] | True | True | True | [5 empty] | Non Federally-Regulated | 12/19/2005 |  | 01/07/2010
Litetouch, Inc. | Litetouch, Inc. | 08-2240-01 | Automatic Time Switch Control |  | True | True |  | True | True | [16 empty] | Non Federally-Regulated | 09/29/2003 |  | 01/07/2010
Sensor Switch, Inc. | Sensor Switch | IPL-***-*-*-** | Occupant / Motion / Vacancy Se |  | True | True |  | True | [17 empty] | Non Federally-Regulated | 03/01/2006 |  | 01/07/2010
Lighting Control & Design | Lighting Control & Design | GR14**/****SLAVE******* | Astronomical Time Switch Contr |  | True | True |  | True | True | True | True | True | True | True |  |  |  | True | True | True | [5 empty] | Non Federally-Regulated | 06/22/2005 |  | 12/28/2009
Siemens Energy & Automation | Siemens Energy & Automation | 5WG1 704-8XF24 | Automatic Time Switch Control |  | True | True |  | True | True | [8 empty] | True | True | True | [5 empty] | Non Federally-Regulated | 12/19/2005 |  | 01/07/2010
Lutron Electronics Co., Inc. | Homeworks | HW-RPM-4A-120 | Occupant / Motion / Vacancy Se |  | True | True |  | True | [17 empty] | Non Federally-Regulated | 08/13/2007 |  | 01/07/2010
Lutron Electronics Co., Inc. | Grafik Eye | RPT9/**-120***** | Automatic Time Switch Control |  | True | True |  | True | True | [16 empty] | Non Federally-Regulated | 09/12/2003 |  | 09/19/2005
Cooper Controls | Novitas | 01-220* | Ultrasonic Occupant / Motion S |  | True | True |  | True | True | True | True | True | [13 empty] | Non Federally-Regulated | 11/07/2008 |  | 01/07/2010
Legrand / Wiremold | WattStopper | CESAF SERIES | Dimmer | System | True | True | True | True | True | True | True | True | True | True | True | True | [9 empty] | Non Federally-Regulated | 03/23/2010 |  | 07/01/2014
Legrand / Pass & Seymour | Legrand / Pass & Seymour | TLV1000* | Dimmer | Device | True | True |  | True | True | True | True | False |  |  |  | False | [9 empty] | Non Federally-Regulated | 12/23/2010 |  | 07/01/2014
Cooper Controls | iLumin | SC347V-**-RPB-**-**-20-S-**-**-** | Multi-Level Astronomical Time | System | True | True |  | True | True | True | True | True | True | True | [11 empty] | Non Federally-Regulated | 04/15/2011 |  | 07/01/2014
Convia, Inc., A Herman Miller Co. | Convia | GSE-DCC-03 | Photosensor / Photocontrol Dev |  | True | True |  | True | [17 empty] | Non Federally-Regulated | 04/04/2008 |  | 01/07/2010
Lightolier Controls | Lyteswitch Relay Panel | LSW24PRO | Multi-Level Astronomical Time |  | True | True |  | True | True | True | True | True | True | True |  |  |  | False | True | True | [5 empty] | Non Federally-Regulated | 01/21/2009 |  | 01/07/2010
Legrand / Wiremold | WattStopper | NVHUBD | Automatic Daylighting Control | System | True | True | True | True | True | True | True | True | True | True | True | True |  | True | [7 empty] | Non Federally-Regulated | 03/23/2010 |  | 07/01/2014
Lithonia Lighting | Panelmax Series | LPC O | Photosensor / Photocontrol Dev |  | True | False |  | True | [17 empty] | Non Federally-Regulated | 01/28/1993 |  | 02/24/2000
Impac Products | ILC Enercon | CS2000ENERGYMONITOR | Occupant / Motion / Vacancy Se |  | True | True |  | True | [17 empty] | Non Federally-Regulated | 03/31/1998 |  | 04/06/1998
Lutron Electronics Co., Inc. | Grafik Eye | GRX-3004-T-** | Automatic Time Switch Control |  | True | True |  | True | True | [16 empty] | Non Federally-Regulated | 06/20/1994 |  | 09/19/2005
Legrand / Pass & Seymour | Legrand / Pass & Seymour | 93482* | Dimmer | Device | True | True |  | True | True | True | True | False |  |  |  | False | [9 empty] | Non Federally-Regulated | 12/23/2010 |  | 07/01/2014
Schneider Electric | Schneider Electric | SLSCUS800 | Occupant / Motion / Vacancy Se | Device | True | True |  | True | True | True | True | True | True | True | True | False | [9 empty] | Non Federally-Regulated | 10/31/2013 |  | 07/01/2014
Daintree Networks, Inc. | Control Scope | WFA100-** | Dimmer | System | True | True | True | True | True | True | True | False |  |  |  | True | [9 empty] | Non Federally-Regulated | 06/12/2012 |  | 07/01/2014
Lutron Electronics Co., Inc. | HomeWorks QS | HQRD-10D | Automatic Daylighting Control | System | True | True | True | True | True | True | True | False |  |  | True | True |  | True | [7 empty] | Non Federally-Regulated | 07/10/2012 |  | 07/01/2014
Cooper Controls | Greengate | OMC-U-0501-R | Ultrasonic Occupant / Motion S |  | True | True |  | True | True | True | True | True | [13 empty] | Non Federally-Regulated | 11/07/2008 |  | 01/07/2010
Convia, Inc., A Herman Miller Co. | Convia | GSA-GCA | Dimmer | System | True | True | True | True | True | True | True | True | True | True | True | True | [9 empty] | Non Federally-Regulated | 03/04/2010 |  | 07/01/2014
Intermatic, Inc. | Gasmaster | LM2-O-120-LS1 | Photosensor / Photocontrol Dev | Device | True | True | True | [18 empty] | Non Federally-Regulated | 07/17/2014 |  | 08/05/2014
Distech Controls | Distech Controls | ECL-VVTS + EC-BOS-*** | Astronomical Time Switch Contr | System | True | True |  | True | True | True | True | True | True | True | [11 empty] | Non Federally-Regulated | 08/07/2012 |  | 07/01/2014
PLC Multipoint, Inc. | PLC Multipoint | PC1A INDOOR | Photosensor / Photocontrol Dev |  | True | False |  | True | [17 empty] | Non Federally-Regulated | 10/06/1992 |  | 04/06/1998
Cooper Controls | iLumin | SC277V-**-RPB-**-**-20-S-**-**-** | Manual-On Occupant Sensor | System | True | True | True | True | True | True | True | True | True | True | True | True |  | False | [7 empty] | Non Federally-Regulated | 04/15/2011 |  | 05/16/2011
WattStopper, Inc. | WattStopper | RD-200 | Occupant / Motion / Vacancy Se |  | True | True |  | True | [17 empty] | Non Federally-Regulated | 02/14/2008 |  | 01/07/2010
Cooper Wiring Devices | Trace | TI3101xx | Dimmer | Device | True | True |  | True | True | True | True | True | True | True | True | False | [9 empty] | Non Federally-Regulated | 11/12/2010 |  | 12/29/2010
Legrand / Wiremold | WattStopper | NRD2B | Automatic Daylighting Control | System | True | True | True | True | True | True | True | True | True | True | True | True |  | True | [7 empty] | Non Federally-Regulated | 03/23/2010 |  | 07/01/2014
Marlin Controls, Inc. | Marlin Controls | MATRIX RMS | Automatic Time Switch Control | System | True | True |  | True | True | [16 empty] | Non Federally-Regulated | 01/23/2012 |  | 07/01/2014
Intermatic, Inc. | Gasmaster | FM1D50-120 | Automatic Time Switch Control | Device | True | True | True | False | [17 empty] | Non Federally-Regulated | 07/17/2014 |  | 08/05/2014
Schneider Electric (Square D Wiring Devices) | IPaCS Integrated Equipment Business | LM-Z10 | Automatic Time Switch Control |  | True | True |  | True | True | [8 empty] | True | True | True | [5 empty] | Non Federally-Regulated | 10/26/2007 |  | 01/07/2010
Legrand / Wiremold | WattStopper | NRD1A | Automatic Time Switch Control | System | True | True |  | True | True | [16 empty] | Non Federally-Regulated | 03/23/2010 |  | 07/01/2014
Legrand / Wiremold | WattStopper | GSE-IRH-WH | Dimmer | System | True | True | True | True | True | True | True | True | True | True | True | True | [9 empty] | Non Federally-Regulated | 03/23/2010 |  | 07/01/2014
Cooper Controls | Greengate | LK32***** | Astronomical Time Switch Contr | System | True | True |  | True | True | True | True | True | True | True | [11 empty] | Non Federally-Regulated | 10/02/2013 |  | 07/01/2014
Tork | Tork | PC10AH | Occupant / Motion / Vacancy Se |  | True | True |  | True | [17 empty] | Non Federally-Regulated | 04/01/1997 |  | 07/13/2011
Lighting Control & Design | Lighting Control & Design | GR240*IDIM******* | Automatic Time Switch Control |  | True | True |  | True | True | [8 empty] | True | True | True | [5 empty] | Non Federally-Regulated | 06/22/2005 |  | 12/28/2009
Legrand / Pass & Seymour | Legrand / Pass & Seymour | 91501* | Dimmer | Device | True | True |  | True | True | True | True | False |  |  |  | False | [9 empty] | Non Federally-Regulated | 12/23/2010 |  | 07/01/2014
Desa Specialty, LLC | Portfolio | PF-4170 | Exterior Photocontrol Device |  | True | False | [11 empty] | True | True | True | [5 empty] | Non Federally-Regulated | 06/07/2005 |  | 09/20/2007
Gentec, Inc. | Schneider Electric | SERPL64HS | Multi-Level Astronomical Time | System | True | True |  | True | True | True | True | True | True | True | [11 empty] | Non Federally-Regulated | 01/20/2012 |  | 07/01/2014
Intermatic, Inc. | Grasslin | FM1D50A-120 | Automatic Time Switch Control | Device | True | True |  | True | True | [16 empty] | Non Federally-Regulated | 01/20/2010 |  | 07/01/2014
Legrand / Wiremold | WattStopper | CE6ATCFF SERIES | Multi-Level Astronomical Time | System | True | True |  | True | True | True | True | True | True | True | [11 empty] | Non Federally-Regulated | 03/23/2010 |  | 07/01/2014
Lutron Electronics Co., Inc. | Lutron | LCP28-******************* | Automatic Daylighting Control | System | True | True | True | True | True | True | True | False |  |  | True | True |  | True | [7 empty] | Non Federally-Regulated | 12/28/2009 |  | 07/01/2014
Lutron Electronics Co., Inc. | Microwatt | MW-PS-WH | Lumen Maintenance Lighting Con |  | True | True |  | True | True | True | True | [14 empty] | Non Federally-Regulated | 03/29/1993 |  | 05/09/2000
Tork | Tork | K401Z | Automatic Time Switch Control | Device | True | True |  | True | True | [16 empty] | Non Federally-Regulated | 04/28/2010 |  | 11/12/2013
Distech Controls | Distech Controls | ECB-VVTS | Automatic Time Switch Control | Device | True | True |  | True | True | [16 empty] | Non Federally-Regulated | 08/07/2012 |  | 07/01/2014
Lutron Electronics Co., Inc. | HomeWorks QS | HQRD-H**** | Dimmer | System | True | True |  | True | True | True | True | False |  |  |  | False | [9 empty] | Non Federally-Regulated | 07/12/2012 |  | 07/01/2014
Paragon Electric Co. | Paragon | EC7004/208-240V | Automatic Time Switch Control |  | True | True |  | True | True | [16 empty] | Non Federally-Regulated | 06/25/1993 |  | 01/21/1999
Schneider Electric (Square D Wiring Devices) | Square D Co. | SLSPWD1277U* | Occupant / Motion / Vacancy Se |  | True | True |  | True | [9 empty] | True | True | True | [5 empty] | Non Federally-Regulated | 12/24/2007 |  | 01/07/2010
Legrand / Wiremold | WattStopper | NPM44 | Dimmer | System | True | True | True | True | True | True | True | True | True | True | True | True | [9 empty] | Non Federally-Regulated | 03/23/2010 |  | 07/01/2014
Leviton Manufacturing Co., Inc. | Leviton | RPM00-*** | Occupant / Motion / Vacancy Se | System | True | True |  | True | True | False | True | True | True | True | True | False | [9 empty] | Non Federally-Regulated | 05/28/2010 |  | 07/01/2014
Gentec, Inc. | Gentec | LIGHTING*CAT | Automatic Time Switch Control |  | True | True |  | True | True | [16 empty] | Non Federally-Regulated | 03/31/1998 |  | 01/07/2010
Legrand / Wiremold | WattStopper | NVHUBC | Multi-Level Astronomical Time | System | True | True |  | True | True | True | True | True | True | True | [11 empty] | Non Federally-Regulated | 03/23/2010 |  | 07/01/2014
Legrand / Wiremold | WattStopper | FSN-BSI | Multi-Level Astronomical Time | System | True | True |  | True | True | True | True | True | True | True | [11 empty] | Non Federally-Regulated | 03/23/2010 |  | 07/01/2014
Lutron Electronics Co., Inc. | Lutron | XPS48-******************* | Occupant / Motion / Vacancy Se | System | True | True |  | True | True | True | False |  |  |  |  | False | [9 empty] | Non Federally-Regulated | 04/28/2010 |  | 07/01/2014
Leviton Manufacturing Co., Inc. | Leviton | O4C15-*** | Manual-On Occupant Sensor | Device | True | True |  | True | True | True | True | True | False |  |  |  |  | False | [7 empty] | Non Federally-Regulated | 09/18/2013 |  | 07/01/2014
Lithonia Lighting | Litronic Series | LUS500H | Ultrasonic Occupant / Motion S |  | True | True |  | True | True | True | True | True | [13 empty] | Non Federally-Regulated | 04/29/1993 |  | 07/24/2006
Lutron Electronics Co., Inc. | Lutron | XPS24-******************* | Occupant / Motion / Vacancy Se | System | True | True |  | True | True | True | False |  |  |  |  | False | [9 empty] | Non Federally-Regulated | 04/28/2010 |  | 07/01/2014
Cooper Controls | Greengate | CK4A **** ** | Multi-Level Astronomical Time | System | True | True |  | True | True | True | True | True | True | True | [11 empty] | Non Federally-Regulated | 04/15/2011 |  | 07/01/2014
Convia, Inc., A Herman Miller Co. | Convia | GSE-PDC-01 | Multi-Level Occupant Sensor | System | True | True | True | True | True | True | True | True | True | True | True | True | True | True | True | True | True | True |  |  |  | Non Federally-Regulated | 03/04/2010 |  | 04/27/2011
Cooper Controls | Greengate | OEF-P-2MH0-MV-S | Occupant / Motion / Vacancy Se |  | True | True |  | True | [17 empty] | Non Federally-Regulated | 11/07/2008 |  | 01/07/2010
Marlin Controls, Inc. | Unistar II | TPC | Automatic Time Switch Control |  | True | True |  | True | True | [8 empty] | True | True | [6 empty] | Non Federally-Regulated | 02/06/2006 |  | 01/07/2010
Lutron Electronics Co., Inc. | Homeworks | HWV-FDB-8A-** | Manual-On Occupant Sensor | System | True | True |  | True | True | False | True | True | False |  |  |  |  | False | [7 empty] | Non Federally-Regulated | 01/20/2010 |  | 07/01/2014
Legrand / Pass & Seymour | Legrand / Pass & Seymour | TDFB83P* | Dimmer | Device | True | True |  | True | True | True | True | True | True | True | True | False | [9 empty] | Non Federally-Regulated | 09/14/2012 |  | 07/01/2014
Schneider Electric | SERP | SERPTC411 | Astronomical Time Switch Contr | Device | True | True |  | True | True | True | True | True | True | True | [11 empty] | Non Federally-Regulated | 09/11/2012 |  | 07/01/2014
Leviton Manufacturing Co., Inc. | Leviton | 6684 | Dimmer | Device | True | True |  | True | True | True | True | False |  |  |  | False | [9 empty] | Non Federally-Regulated | 11/12/2010 |  | 07/01/2014
WattStopper, Inc. | WattStopper | RS-100U-* | Occupant / Motion / Vacancy Se | Device | True | True |  | True | True | False | False |  |  |  |  | False | [9 empty] | Non Federally-Regulated | 02/04/2010 |  | 07/01/2014
Cooper Controls | Novitas | 01-110BAS-** | Ultrasonic Occupant / Motion S |  | True | True |  | True | True | True | True | True | [13 empty] | Non Federally-Regulated | 11/07/2008 |  | 01/07/2010
Lutron Electronics Co., Inc. | Lutron | DCI*-*****-** | Astronomical Time Switch Contr | System | True | True |  | True | True | True | True | True | True | True | [11 empty] | Non Federally-Regulated | 07/10/2012 |  | 07/01/2014
Legrand / Pass & Seymour | Legrand | ADSM703HM2 | Dimmer | Device | True | True |  | True | True | True | True | True | True | True | True | False | [9 empty] | Non Federally-Regulated | 09/14/2012 |  | 07/01/2014
Tork | Tork | 2022 | Exterior Photocontrol Device | [14 empty] | True | True | True | [5 empty] | Non Federally-Regulated | 04/27/2006 |  | 01/07/2010
Colorado Electro-Optics, Inc. | Light Watch 9 Automatic Lighting Control | 9EB150 | Occupant / Motion / Vacancy Se |  | False | False |  | True | [17 empty] | Non Federally-Regulated | 09/01/1984 |  | 04/06/1998
Sensor Switch, Inc. | Sensor Switch | nRM-ADC-**-** | Automatic Daylighting Control |  | True | True | True | True | False |  | True | True | True | True | True | True | True | True | True | True |  | True |  |  |  | Non Federally-Regulated | 11/20/2008 |  | 01/07/2010
Lutron Electronics Co., Inc. | LCP 128 | LCP-****-******-** | Automatic Time Switch Control |  | True | True |  | True | True | [16 empty] | Non Federally-Regulated | 09/19/2005 |  | 01/07/2010
Lutron Electronics Co., Inc. | Homeworks | H8P5-******120 | Astronomical Time Switch Contr | System | True | True |  | True | True | True | True | True | True | True | [11 empty] | Non Federally-Regulated | 01/20/2010 |  | 07/01/2014
Acuity Brands Lighting | Juno | HTEK12CL-** | Track Lighting Integral Curren | System | True | True |  | True | True | True | True | True | [13 empty] | Non Federally-Regulated | 12/29/2011 |  | 07/01/2014
Novitas, Inc. | Novitas | 01-351 | Occupant / Motion / Vacancy Se |  | True | True |  | True | [17 empty] | Non Federally-Regulated | 05/01/2001 |  | 08/18/2006
Lutron Electronics Co., Inc. | Lutron | CCP-******-******-** | Automatic Time Switch Control | System | True | True |  | True | True | [16 empty] | Non Federally-Regulated | 07/10/2012 |  | 07/01/2014
Lutron Electronics Co., Inc. | Homeworks | HS144-*********** | Occupant / Motion / Vacancy Se | System | True | True |  | True | True | False | False |  |  |  |  | False | [9 empty] | Non Federally-Regulated | 01/20/2010 |  | 07/01/2014
Tork | Tork | TW302L | Automatic Time Switch Control | Device | True | True |  | True | True | [16 empty] | Non Federally-Regulated | 04/28/2010 |  | 07/01/2014
Hunt Dimming | Simplicity | SCP-24-*/SIU-* | Automatic Daylighting Control |  | True | True | False | True | True | True | True | True | True | True | True | False | False |  |  | True |  | True |  |  |  | Non Federally-Regulated | 10/18/2005 |  | 01/07/2010
Tork | Tork | W222L | Automatic Time Switch Control |  | True | True |  | True | True | [16 empty] | Non Federally-Regulated | 06/03/2003 |  | 01/07/2010
BRK Electronics | BRK Electronics | TL700 | Automatic Time Switch Control |  | True | True |  | True | True | [16 empty] | Non Federally-Regulated | 04/29/1994 |  | 12/11/2000
CentraLite Systems, Inc. | Elegance | CLRB-24/E | Occupant / Motion / Vacancy Se | System | True | True |  | True | True | True | False |  |  |  |  | False | [9 empty] | Non Federally-Regulated | 04/15/2011 |  | 07/01/2014
Lutron Electronics Co., Inc. | Lutron | GP40-******************* | Photosensor / Photocontrol Dev | System | True | True |  | False | False | [16 empty] | Non Federally-Regulated | 12/28/2009 |  | 07/01/2014
Novitas, Inc. | Light-o-matic | 01-131 wall switch | Ultrasonic Occupant / Motion S |  | False | False |  | True | True | True | True | True | [13 empty] | Non Federally-Regulated | 04/01/1988 |  | 04/06/1998
Lutron Electronics Co., Inc. | Lutron | XP8-******************* | Astronomical Time Switch Contr | System | True | True |  | True | True | True | True | True | True | True | [11 empty] | Non Federally-Regulated | 12/28/2009 |  | 07/01/2014
Schneider Electric | Schneider Electric | SLC5104TD5 | Dimmer | System | True | True |  | True | True | True | True | False |  |  |  | False | [9 empty] | Non Federally-Regulated | 10/31/2013 |  | 07/01/2014
Cooper Controls | iLumin | SC277****-UN-******** | Dimmer | System | True | True | True | True | True | True | True | True | True | True | True | True | [9 empty] | Non Federally-Regulated | 04/15/2011 |  | 07/01/2014
Sensor Switch, Inc. | Sensor Switch | RMR 6************** | Occupant / Motion / Vacancy Se | Device | True | True |  | True | True | False | False |  |  |  |  | False | [9 empty] | Non Federally-Regulated | 04/28/2010 |  | 07/01/2014
Energy Conservation Engineering | Aleph International PIR Detector | SP-100N | Occupant / Motion / Vacancy Se |  | False | False |  | True | [17 empty] | Non Federally-Regulated | 04/01/1988 |  | 04/06/1998
Douglas Power Equipment | Douglas | WRT4328 | Automatic Time Switch Control |  | True | True |  | True | True | [16 empty] | Non Federally-Regulated | 02/27/1997 |  | 04/06/1998
Sensor Switch, Inc. | Sensor Switch | nRMR 9******* | Occupant / Motion / Vacancy Se | System | True | True |  | True | True | False | False |  |  |  |  | False | [9 empty] | Non Federally-Regulated | 04/28/2010 |  | 07/01/2014
Lutron Electronics Co., Inc. | Sensor | MRF-600M-** | Occupant / Motion / Vacancy Se |  | True | True |  | True | [17 empty] | Non Federally-Regulated | 12/10/2008 |  | 01/07/2010
Carolina Products, Inc. | Carolina Products | CPI-800 | Automatic Time Switch Control | Device | True | True |  | True | True | [16 empty] | Non Federally-Regulated | 02/23/2012 |  | 07/01/2014
Lutron Electronics Co., Inc. | Sensors | LOS-CDT-1000-WH | Ultrasonic Occupant / Motion S |  | True | True |  | True | True | True | True | True |  |  |  |  | True | True | True |  | True |  |  |  |  | Non Federally-Regulated | 09/23/2005 |  | 01/07/2010
Lutron Electronics Co., Inc. | Grafik 6000 | OMX-3604-*-** | Occupant / Motion / Vacancy Se |  | True | True |  | True | [17 empty] | Non Federally-Regulated | 05/09/2000 |  | 09/19/2005
Sensor Switch, Inc. | Sensor Switch | CMRB-9-2P-*-*-** | Occupant / Motion / Vacancy Se |  | True | True |  | True | [17 empty] | Non Federally-Regulated | 03/01/2006 |  | 01/07/2010
Control4 Corp. | Control4 | C4-FPD120-** | Dimmer | Device | True | True |  | True | True | True | True | False |  |  |  | False | [9 empty] | Non Federally-Regulated | 07/01/2013 |  | 07/01/2014
WattStopper, Inc. | WattStopper | UT-305-* | Occupant / Motion / Vacancy Se | Device | True | True |  | True | True | True | True | True | True | True | True | False | [9 empty] | Non Federally-Regulated | 05/28/2010 |  | 07/01/2014
Cooper Controls | iLumin | SC277V-**-RPB-**-**-20-S-**-**-** | Multi-Level Astronomical Time | System | True | True |  | True | True | True | True | True | True | True | [11 empty] | Non Federally-Regulated | 04/15/2011 |  | 07/01/2014
Legrand / Pass & Seymour | Legrand / Pass & Seymour | RW500B* | Manual-On Occupant Sensor | Device | True | True |  | True | True | True | True | True | False |  |  |  |  | False | [7 empty] | Non Federally-Regulated | 12/23/2010 |  | 07/01/2014
Lutron Electronics Co., Inc. | LCP 128 | LCP-********-***FT | Multi-Level Daylighting Contro |  | True | True |  | True | True | True | True | [14 empty] | Non Federally-Regulated | 09/19/2005 |  | 01/07/2010
Intelligent Lighting Controls, Inc. | Quanta Elite | QE-**-**-**-** | Automatic Time Switch Control |  | True | True |  | True | True | [16 empty] | Non Federally-Regulated | 02/13/2001 |  | 01/07/2010
WattStopper, Inc. | WattStopper | LS20 | Photosensor / Photocontrol Dev |  | True | False |  | True | [17 empty] | Non Federally-Regulated | 06/07/1994 |  | 01/07/2010
Sensor Switch, Inc. | Sensor Switch | HMB 10******* | Occupant / Motion / Vacancy Se | Device | True | True |  | True | True | False | False |  |  |  |  | False | [9 empty] | Non Federally-Regulated | 04/28/2010 |  | 07/01/2014
Intermatic, Inc. | Intermatic | ET7215C | Automatic Time Switch Control |  | True | True |  | True | True | [16 empty] | Non Federally-Regulated | 12/16/1992 |  | 06/29/2006
Lutron Electronics Co., Inc. | Lutron | XP24-******************* | Multi-Level Astronomical Time | System | True | True |  | True | True | True | True | True | True | True | [11 empty] | Non Federally-Regulated | 12/28/2009 |  | 07/01/2014
Mytech Corp. | Mytech | SSTR | Ultrasonic Occupant / Motion S |  | True | True |  | True | True | True | True | True | [13 empty] | Non Federally-Regulated | 02/01/1993 |  | 10/06/1997
WattStopper, Inc. | WattStopper | WD-280-* | Multi-Level Occupant Sensor | Device | True | True | True | True | True | False | True | True | False | False | True | True |  | False | [7 empty] | Non Federally-Regulated | 06/30/2010 |  | 07/01/2014
Lighting Control & Design | Lighting Control & Design | GR240*IDH******* | Photosensor / Photocontrol Dev | System | True | True |  | False | False | [16 empty] | Non Federally-Regulated | 12/28/2009 |  | 07/01/2014
Lutron Electronics Co., Inc. | Grafik Eye | GRX-3006-A-** | Occupant / Motion / Vacancy Se |  | True | True |  | True | [17 empty] | Non Federally-Regulated | 06/20/1994 |  | 09/19/2005
Douglas Lighting Controls | Douglas | WR4208 | Automatic Time Switch Control |  | True | True |  | True | True | [16 empty] | Non Federally-Regulated | 10/04/1999 |  | 01/07/2010
Schneider Electric | Schneider Electric | SLCZ04204DT | Multi-Level Occupant Sensor | System | True | True | True | True | True | True | True | True | True | True | True | True |  | False | [7 empty] | Non Federally-Regulated | 10/31/2013 |  | 07/01/2014
Convia, Inc., A Herman Miller Co. | Convia | GSE-PDC-01 | Automatic Time Switch Control | System | True | True |  | True | True | [16 empty] | Non Federally-Regulated | 03/04/2010 |  | 07/01/2014
Triatek, Inc. | Triatek | L28DRC | Automatic Time Switch Control |  | True | True |  | True | True | [16 empty] | Non Federally-Regulated | 10/19/2004 |  | 03/13/2006
Schneider Electric | SERP | SERP16HS | Automatic Time Switch Control | System | True | True |  | True | True | [16 empty] | Non Federally-Regulated | 09/11/2012 |  | 07/01/2014
Lutron Electronics Co., Inc. | Lutron | CCP-**********-******-**-CGP*** | Automatic Daylighting Control | System | True | True | True | True | True | True | True | False |  |  | True | True |  | True | [7 empty] | Non Federally-Regulated | 07/10/2012 |  | 07/01/2014
Convia, Inc., A Herman Miller Co. | Convia | GSE-SRC-01 | Multi-Level Astronomical Time | System | True | True |  | True | True | True | True | True | True | True | [11 empty] | Non Federally-Regulated | 03/04/2010 |  | 07/01/2014
Tork | Tork | DGUM100-24 (24VAC) | Automatic Time Switch Control |  | True | True |  | True | True | [16 empty] | Non Federally-Regulated | 02/07/1994 |  | 01/07/2010
Digital Lumens | Digital Lumens | ILE-3-** | Automatic Time Switch Control | Device | True | True |  | True | True | [16 empty] | Non Federally-Regulated | 11/05/2013 |  | 07/01/2014
Legrand / Wiremold | WattStopper | NPM44F | Occupant / Motion / Vacancy Se | System | True | True | True | True | True | True | True | True | True | True | True | True |  | True | True | True | [5 empty] | Non Federally-Regulated | 03/23/2010 |  | 07/01/2014
Lutron Electronics Co., Inc. | LCP 128 | LCP-*******-******-** | Astronomical Time Switch Contr |  | True | True |  | True | True | True | True | True | True | True | [11 empty] | Non Federally-Regulated | 09/19/2005 |  | 01/07/2010
Steinel America, Inc. | Steinel | IR WLS 2-W | Occupant / Motion / Vacancy Se | Device | True | True |  | True | True | False | False |  |  |  |  | False | [9 empty] | Non Federally-Regulated | 08/06/2013 |  | 07/01/2014
Lutron Electronics Co., Inc. | Lutron | CCP-****-******-** | Multi-Level Astronomical Time | System | True | True |  | True | True | True | True | True | True | True | [11 empty] | Non Federally-Regulated | 07/10/2012 |  | 07/01/2014
Grasslin Controls Corp. | Grasslin | GMXDIGI42 | Automatic Time Switch Control |  | True | True |  | True | True | [16 empty] | Non Federally-Regulated | 05/12/1997 |  | 02/25/2008
Triatek, Inc. | Triatek | BLV | Automatic Time Switch Control |  | True | True |  | True | True | [16 empty] | Non Federally-Regulated | 01/12/2004 |  | 03/13/2006
Lutron Electronics Co., Inc. | Homeworks | HS4-******* | Multi-Level Occupant Sensor | System | True | True | True | True | True | False | True | True | True | True | True | True |  | False | [7 empty] | Non Federally-Regulated | 01/20/2010 |  | 07/01/2014
Daintree Networks, Inc. | Control Scope | WA100-** | Manual-On Occupant Sensor | System | True | True |  | True | True | False | True | True | False |  |  |  |  | False | [7 empty] | Non Federally-Regulated | 06/12/2012 |  | 07/01/2014
Sensor Switch, Inc. | Sensor Switch | nCMB-6-******* | Occupant / Motion / Vacancy Se |  | True | True |  | True | [17 empty] | Non Federally-Regulated | 11/20/2008 |  | 01/07/2010
Lutron Electronics Co., Inc. | Lutron | LGELVB-300P***** | Dimmer | Device | True | True |  | True | True | True | True | False |  |  |  | False | [9 empty] | Non Federally-Regulated | 12/28/2009 |  | 01/21/2014
Honeywell International | Honeywell | CR7075A | Photosensor / Photocontrol Dev |  | True | True |  | True | [17 empty] | Non Federally-Regulated | 08/06/1992 |  | 01/07/2010
Douglas Lighting Controls | Douglas | WOWC***-*-* | Multi-Level Occupant Sensor | System | True | True | True | True | True | False | True | True | True | True | True | True |  | False | [7 empty] | Non Federally-Regulated | 12/24/2012 |  | 07/01/2014
Cooper Controls | iLumin | SC277****-UN-******** | Photosensor / Photocontrol Dev | System | True | True |  | False | False | [16 empty] | Non Federally-Regulated | 04/15/2011 |  | 07/01/2014
Cooper Wiring Devices | Novitas | 01-430-BAS | Occupant / Motion / Vacancy Se |  | True | True |  | True | [8 empty] | True | True | True | True | False | False |  |  |  | Non Federally-Regulated | 08/18/2006 |  | 04/10/2008
WattStopper, Inc. | WattStopper | LI24-*-*-*-* | Automatic Time Switch Control | Device | True | True |  | True | True | [16 empty] | Non Federally-Regulated | 08/03/2010 |  | 07/01/2014
WattStopper, Inc. | WattStopper | WP605 | Ultrasonic Occupant / Motion S |  | True | True |  | True | True | True | True | True | [13 empty] | Non Federally-Regulated | 07/30/2002 |  | 01/07/2010
Gentec, Inc. | Kameleon | KC-811 | Multi-Level Astronomical Time | Device | True | True |  | True | True | True | True | True | True | True | [11 empty] | Non Federally-Regulated | 01/20/2012 |  | 07/01/2014
Lutron Electronics Co., Inc. | Lutron | CCP-****-*****-** | Photosensor / Photocontrol Dev | System | True | True |  | False | False | [16 empty] | Non Federally-Regulated | 07/10/2012 |  | 07/01/2014
GE Lighting, a Savant company | GE Lighting Controls | CLCINT12-INTD12-000-002* | Automatic Daylighting Control | System | True | True | True | True | False |  |  | False |  |  | True | True |  | True | [7 empty] | Non Federally-Regulated | 07/27/2012 |  | 07/01/2014
Cooper Controls | Greengate | LK8 ****** | Multi-Level Occupant Sensor | System | True | True | True | True | True | True | True | True | True | True | True | True | True | True | True | True | [5 empty] | Non Federally-Regulated | 04/15/2011 |  | 05/16/2011
Site Controls, LLC | Site Controls, LLC | SC-SLP-*** | Automatic Daylighting Control | System | True | True | True | True | False |  |  | True | True | True | True | True |  | True | [7 empty] | Non Federally-Regulated | 08/12/2010 |  | 07/01/2014
Legrand / Pass & Seymour | Legrand / Pass & Seymour | 90683* | Dimmer | Device | True | True |  | True | True | True | True | True | True | True | True | False | [9 empty] | Non Federally-Regulated | 09/14/2012 |  | 07/01/2014
Leviton Manufacturing Co., Inc. | Leviton | ODS10-I** | Occupant / Motion / Vacancy Se |  | True | True |  | True | [17 empty] | Non Federally-Regulated | 09/14/2006 |  | 01/07/2010
Tork | Tork | K601Z-2 | Astronomical Time Switch Contr |  |  |  |  | True | True | True | True | True | True | True | [11 empty] | Non Federally-Regulated | 04/27/2006 |  | 01/07/2010
Legrand / Wiremold | WattStopper | CE8850 SERIES | Manual-On Occupant Sensor | System | True | True | True | True | True | True | True | True | True | True | True | True | True | True | True | True |  | True |  |  |  | Non Federally-Regulated | 03/23/2010 |  | 07/01/2014
Tork | Tork | DG100A | Automatic Time Switch Control | Device | True | True |  | True | True | [16 empty] | Non Federally-Regulated | 11/12/2013 |  | 07/01/2014
Tork | Tork | A1600 | Automatic Time Switch Control |  | True | True |  | True | True | [16 empty] | Non Federally-Regulated | 02/08/1993 |  | 01/07/2010
Legrand / Wiremold | WattStopper | LRD1B | Automatic Daylighting Control | System | True | True | True | True | True | True | True | True | True | True | True | True |  | True | [7 empty] | Non Federally-Regulated | 03/23/2010 |  | 07/01/2014
Marlin Controls, Inc. | Marlin Controls | HERCULES | Automatic Time Switch Control | Device | True | True |  | True | True | [16 empty] | Non Federally-Regulated | 01/23/2012 |  | 07/01/2014
Lutron Electronics Co., Inc. | Homeworks | H8P5-******120 | Occupant / Motion / Vacancy Se |  | True | True |  | True | [17 empty] | Non Federally-Regulated | 08/13/2007 |  | 01/07/2010
Siemens Energy & Automation | Siemens Energy & Automation | 5WG1 703-8XC01 | Automatic Time Switch Control |  | True | True |  | True | True | [8 empty] | True | True | True | [5 empty] | Non Federally-Regulated | 12/19/2005 |  | 01/07/2010
Intermatic, Inc. | Grasslin | GMX894-I-24 | Automatic Time Switch Control |  | True | True |  | True | True | [16 empty] | Non Federally-Regulated | 10/15/2008 |  | 01/07/2010
Leviton Manufacturing Co., Inc. | Leviton | OSWWV-AI* | Occupant / Motion / Vacancy Se | System | True | True |  | True | True | False | False |  |  |  |  | False | [9 empty] | Non Federally-Regulated | 04/14/2011 |  | 07/01/2014
Legrand / Pass & Seymour | Legrand / Pass & Seymour | CDLV1600* | Dimmer | Device | True | True |  | True | True | True | True | False |  |  |  | False | [9 empty] | Non Federally-Regulated | 12/23/2010 |  | 07/01/2014
Cooper Controls | Novitas | 01-072-** | Ultrasonic Occupant / Motion S |  | True | True |  | True | True | True | True | True | [13 empty] | Non Federally-Regulated | 11/07/2008 |  | 01/07/2010
Cooper Wiring Devices | Aspire | 9533-** | Dimmer | Device | True | True |  | True | True | True | True | True | True | True | True | False | [9 empty] | Non Federally-Regulated | 12/29/2010 |  | 07/01/2014
Sensor Switch, Inc. | Sensor Switch | nCMB 9 2P****** | Occupant / Motion / Vacancy Se | System | True | True |  | True | True | False | False |  |  |  |  | False | [9 empty] | Non Federally-Regulated | 04/28/2010 |  | 07/01/2014
Legrand / Wiremold | WattStopper | CE2KC SERIES | Dimmer | System | True | True | True | True | True | True | True | True | True | True | True | True | [9 empty] | Non Federally-Regulated | 03/23/2010 |  | 07/01/2014
Home Automation, Inc. | Home Automation, Inc. | 21A00-11 | Automatic Time Switch Control | System | True | True |  | True | True | [16 empty] | Non Federally-Regulated | 02/21/2012 |  | 07/01/2014
Siemens Energy & Automation | Siemens Energy & Automation | 5WG1 705-8XK11 | Automatic Time Switch Control |  | True | True |  | True | True | [8 empty] | True | True | True | [5 empty] | Non Federally-Regulated | 12/19/2005 |  | 01/07/2010
Sensor Switch, Inc. | Sensor Switch | HWMOTS | Occupant / Motion / Vacancy Se |  | True | True |  | True | [17 empty] | Non Federally-Regulated | 04/19/1993 |  | 11/19/2001
Encelium Technologies | Encelium Technologies | SSU-200 | Multi-Level Daylighting Contro |  | True | True |  | True | True | True | True | [14 empty] | Non Federally-Regulated | 12/19/2006 |  | 01/07/2010
Cooper Controls | Greengate | CK 16******* | Automatic Daylighting Control | System | True | True | True | True | False |  |  | True | True | True | True | True |  | True | [7 empty] | Non Federally-Regulated | 04/15/2011 |  | 07/01/2014
Eaton Corp. | Pow-R-Command | PRC2000 | Automatic Daylighting Control | System | True | True | True | True | True | True | True | True | True | True | True | True | True | True | True | True |  | True |  |  |  | Non Federally-Regulated | 09/21/2009 |  | 01/07/2010
Convia, Inc., A Herman Miller Co. | Convia | GSE-DCC-02 | Automatic Daylighting Control |  | True | True | True | True | True | True | True | True | True | True | True | True | True | True | True | True |  | True |  |  |  | Non Federally-Regulated | 03/20/2009 |  | 01/07/2010
Lutron Electronics Co., Inc. | Lutron | TG-603PNL******* | Dimmer | Device | True | True |  | True | True | True | True | True | True | True | True | False | [9 empty] | Non Federally-Regulated | 04/28/2010 |  | 07/01/2014
Lightolier Controls | PowerTrip | CLD960** | Track Lighting Integral Curren |  |  |  |  | True | True | True | True | [14 empty] | Non Federally-Regulated | 08/12/2005 |  | 01/07/2010
LVS, Inc. | LVS | IOS-1500 | Occupant / Motion / Vacancy Se |  | True | True |  | True | [17 empty] | Non Federally-Regulated | 08/13/1993 |  | 01/07/2010
Intermatic, Inc. | Grasslin | PC2-digi30-277-LS1+E200 | Photosensor / Photocontrol Dev | Device | True | True | True | [18 empty] | Non Federally-Regulated | 08/05/2014 |  | 01/09/2015
Automatic Switch Co. | Asco | 641A***C-C24 | Automatic Time Switch Control |  | True | True |  | True | True | [16 empty] | Non Federally-Regulated | 12/23/1994 |  | 01/07/2010
Siemens Energy & Automation | Siemens Energy & Automation | 5WG1 704-8XE41 | Automatic Time Switch Control |  | True | True |  | True | True | [8 empty] | True | True | True | [5 empty] | Non Federally-Regulated | 12/19/2005 |  | 01/07/2010
Siemens Energy & Automation | Siemens Energy & Automation | 5WG1 705-8XE36 | Automatic Time Switch Control |  | True | True |  | True | True | [8 empty] | True | True | True | [5 empty] | Non Federally-Regulated | 12/19/2005 |  | 01/07/2010
Lutron Electronics Co., Inc. | Lutron | G7-AR-****-*-120-******** | Multi-Level Occupant Sensor | System | True | True | True | True | True | True | True | True | True | True | True | True |  | False | [7 empty] | Non Federally-Regulated | 12/28/2009 |  | 07/01/2014
Lutron Electronics Co., Inc. | Digital Microwatt | DMW-RP3 | Automatic Daylighting Control |  | True | True |  | True | True | True | False | [9 empty] | True |  |  |  |  | Non Federally-Regulated | 09/12/2003 |  | 09/19/2005
Legrand / Pass & Seymour | Legrand / Pass & Seymour | WS1103P* | Dimmer | Device | True | True |  | True | True | True | True | True | True | True | True | False | [9 empty] | Non Federally-Regulated | 09/14/2012 |  | 07/01/2014
Douglas Power Equipment | Douglas | WCT4328 | Automatic Time Switch Control |  | True | True |  | True | True | [16 empty] | Non Federally-Regulated | 11/12/1996 |  | 10/04/1999
Tork | Tork | E103-2 (240VAC) | Automatic Time Switch Control |  | True | True |  | True | True | [16 empty] | Non Federally-Regulated | 02/07/1994 |  | 03/10/1994
Lutron Electronics Co., Inc. | Radio Touch | RTA-SCI | Occupant / Motion / Vacancy Se |  | True | True |  | True | [17 empty] | Non Federally-Regulated | 09/12/2003 |  | 01/07/2010
Computer Process Controls | Computer Process Controls | 830-1021 | Automatic Time Switch Control |  | True | True |  | True | True | [16 empty] | Non Federally-Regulated | 12/24/1998 |  | 01/07/2010
Intermatic, Inc. | Intermatic | ET1125CPD82 | Automatic Time Switch Control |  | True | True |  | True | True | [16 empty] | Non Federally-Regulated | 10/12/2007 |  | 01/07/2010
Mytech Corp. | Mytech | OMNI-US2000 | Ultrasonic Occupant / Motion S |  | True | True |  | True | True | True | True | True | [13 empty] | Non Federally-Regulated | 11/05/1997 |  | 01/07/2010
Siemens | Siemens Energy & Automation | i-3Control Technology | Automatic Time Switch Control | System | True | True |  | True | True | [16 empty] | Non Federally-Regulated | 05/23/2012 |  | 07/01/2014
Lutron Electronics Co., Inc. | Lutron | LP8/********************* | Automatic Daylighting Control | System | True | True | True | True | True | True | True | False |  |  | True | True |  | True | [7 empty] | Non Federally-Regulated | 12/28/2009 |  | 07/01/2014
PLC Multipoint, Inc. | PLC Multipoint | LC8 | Automatic Daylighting Control | System | True | True | True | True | False |  |  | True | True | True | True | True |  | True | [7 empty] | Non Federally-Regulated | 03/04/2010 |  | 07/01/2014
Triatek, Inc. | Triatek | LP-28** | Automatic Time Switch Control |  | True | True |  | True | True | [16 empty] | Non Federally-Regulated | 10/08/1999 |  | 01/12/2004
Powerline Control Systems | GreenWorx | GSC-*** | Automatic Time Switch Control | Device | True | True |  | True | True | [16 empty] | Non Federally-Regulated | 09/30/2011 |  | 12/10/2013
Creative Control Designs | Johnson Controls | MMCPNLTD-0 | Automatic Time Switch Control |  | True | True |  | True | True | [16 empty] | Non Federally-Regulated | 04/15/1997 |  | 01/07/2010
GE Lighting, a Savant company | GE Lighting Controls | SIR-WIDE-* | Occupant / Motion / Vacancy Se | Device | True | True |  | True | True | True | False |  |  |  |  | False | [9 empty] | Non Federally-Regulated | 06/28/2011 |  | 07/01/2014
Paragon Electric Co. | Paragon | EC74/120D/24V | Automatic Time Switch Control |  | True | True |  | True | True | [16 empty] | Non Federally-Regulated | 11/23/1992 |  | 01/21/1999
Legrand / Wiremold | WattStopper | CE8STCP SERIES | Dimmer | System | True | True | True | True | True | True | True | True | True | True | True | True | [9 empty] | Non Federally-Regulated | 03/23/2010 |  | 07/01/2014
Intermatic, Inc. | Intermatic | EI20C | Automatic Time Switch Control |  | True | True |  | True | True | [16 empty] | Non Federally-Regulated | 10/09/2002 |  | 01/07/2010
Sensor Switch, Inc. | Sensor Switch | nRM PDT 10 2P****** | Occupant / Motion / Vacancy Se | System | True | True |  | True | True | False | False |  |  |  |  | False | [9 empty] | Non Federally-Regulated | 04/28/2010 |  | 07/01/2014
Siemens Energy & Automation | Siemens Energy & Automation | 5WG1 705-8XA33 | Automatic Time Switch Control |  | True | True |  | True | True | [8 empty] | True | True | True | [5 empty] | Non Federally-Regulated | 12/19/2005 |  | 01/07/2010
Siemens Energy & Automation | Siemens Energy & Automation | 5WG1 705-8XJ15 | Automatic Time Switch Control |  | True | True |  | True | True | [8 empty] | True | True | True | [5 empty] | Non Federally-Regulated | 12/19/2005 |  | 01/07/2010
Lithonia Control Systems | Litronic Series | LUS 250 | Ultrasonic Occupant / Motion S |  | False | False |  | True | True | True | True | True | [13 empty] | Non Federally-Regulated | 01/01/1989 |  | 04/06/1998
WattStopper, Inc. | WattStopper | RS-100BA-* | Manual-On Occupant Sensor | Device | True | True |  | True | True | False | True | True | False |  |  |  |  | False | [7 empty] | Non Federally-Regulated | 02/04/2010 |  | 07/01/2014
Lutron Electronics Co., Inc. | LCP 128 | LCP-***-***FT | Occupant / Motion / Vacancy Se |  | True | True |  | True | [17 empty] | Non Federally-Regulated | 09/19/2005 |  | 01/07/2010
Siemens | Siemens Energy & Automation | i-3Control Technology | Astronomical Time Switch Contr | System | True | True |  | True | True | True | True | True | True | True | [11 empty] | Non Federally-Regulated | 05/23/2012 |  | 07/01/2014
Leviton Manufacturing Co., Inc. | Leviton | AWRMG-H** | Dimmer | Device | True | True |  | True | True | True | True | False |  |  |  | False | [9 empty] | Non Federally-Regulated | 12/16/2010 |  | 07/01/2014
Siemens Energy & Automation | Siemens Energy & Automation | 5WG1 705-8XK06 | Automatic Time Switch Control |  | True | True |  | True | True | [8 empty] | True | True | True | [5 empty] | Non Federally-Regulated | 12/19/2005 |  | 01/07/2010
Schneider Electric (Square D Wiring Devices) | Powerlink | RMC3000G3C**** | Astronomical Time Switch Contr |  | True | True |  | True | True | True | True | True | True | True | [11 empty] | Non Federally-Regulated | 03/14/2008 |  | 01/07/2010
Lutron Electronics Co., Inc. | Lutron | MA-R-277******** | Dimmer | Device | True | True |  | True | True | True | True | False |  |  |  | False | [9 empty] | Non Federally-Regulated | 12/28/2009 |  | 07/01/2014
Leviton Manufacturing Co., Inc. | Leviton | TT00R | Dimmer | System | True | True |  | True | True | True | True | False |  |  |  | False | [9 empty] | Non Federally-Regulated | 11/12/2010 |  | 07/01/2014
PLC Multipoint, Inc. | PLC Multipoint | TC10-SH | Multi-Level Daylighting Contro |  | True | True |  | True | True | True | True | [14 empty] | Non Federally-Regulated | 07/19/2006 |  | 01/07/2010
Convia, Inc., A Herman Miller Co. | Convia | GSE-WCD-WH | Automatic Daylighting Control | System | True | True | True | True | True | True | True | True | True | True | True | True |  | True | [7 empty] | Non Federally-Regulated | 03/04/2010 |  | 07/01/2014
Lutron Electronics Co., Inc. | HomeWorks QS | HQRD-H | Automatic Time Switch Control | System | True | True |  | True | True | [16 empty] | Non Federally-Regulated | 07/10/2012 |  | 07/01/2014
Paragon Electric Co. | Paragon | EC71ST/120V | Automatic Time Switch Control |  | True | True |  | True | True | [16 empty] | Non Federally-Regulated | 11/23/1992 |  | 01/21/1999
Profile Systems LLC | Profile Systems | PROFILE P1844 | Automatic Time Switch Control |  | True | True |  | True | True | [16 empty] | Non Federally-Regulated | 11/06/2002 |  | 02/18/2005
Enlighted, Inc. | Enlighted | SU-2-** | Automatic Time Switch Control | System | True | True |  | True | True | [16 empty] | Non Federally-Regulated | 09/17/2012 |  | 07/01/2014
Lightstat, Inc. | Lightstat | ALC-6-**-*** | Multi-Level Occupant Sensor | System | True | True | True | True | True | False | True | True | False | True | True | True |  | False | [7 empty] | Non Federally-Regulated | 05/02/2011 |  | 07/01/2014
Cooper Controls | iLumin | SC347V-**-RPB-**-**-20-S-**-**-** | Multi-Level Occupant Sensor | System | True | True | True | True | True | True | True | True | True | True | True | True | True | True | True | True | [5 empty] | Non Federally-Regulated | 04/15/2011 |  | 05/16/2011
Lightolier | ONSET | OS600* | Dimmer | Device | True | True |  | True | True | True | True | True | True | True | True | False | [9 empty] | Non Federally-Regulated | 04/25/2013 |  | 07/01/2014
GE Lighting, a Savant company | Total Lighting Controls | RPHOTO3OUT | Photosensor / Photocontrol Dev | System | True | True |  | False | False | [16 empty] | Non Federally-Regulated | 08/31/2010 |  | 07/01/2014
Hubbell Incorporated | H-Moss | AD1277*1N | Ultrasonic Occupant / Motion S |  | True | True |  | True | True | True | True | True | [13 empty] | Non Federally-Regulated | 05/10/2007 |  | 01/07/2010
Legrand / Wiremold | WattStopper | PROTOCOL BRIDGE | Manual-On Occupant Sensor | System | True | True | True | True | True | True | True | True | True | True | True | True | True | True | True | True |  | True |  |  |  | Non Federally-Regulated | 03/23/2010 |  | 07/01/2014
Lightstat, Inc. | Lightstat | ALC-4-24-*** | Occupant / Motion / Vacancy Se |  | True | True |  | True | [17 empty] | Non Federally-Regulated | 06/23/1998 |  | 03/14/2006
Legrand / Wiremold | WattStopper | LRD2C | Multi-Level Occupant Sensor | System | True | True | True | True | True | True | True | True | True | True | True | True | True | True | True | True | True | True |  |  |  | Non Federally-Regulated | 03/23/2010 |  | 07/01/2014
Desa Specialty, LLC | Heath Zenith | SL-4170 | Exterior Photocontrol Device |  | True | False | [11 empty] | True | True | True | [5 empty] | Non Federally-Regulated | 05/26/2005 |  | 09/20/2007
Intermatic, Inc. | Intermatic | ET1705CR | Automatic Time Switch Control |  | True | True |  | True | True | [16 empty] | Non Federally-Regulated | 10/12/2007 |  | 01/07/2010
Lutron Electronics Co., Inc. | Radio RA2 | RRD-10D*** | Automatic Time Switch Control | System | True | True |  | True | True | [16 empty] | Non Federally-Regulated | 12/17/2009 |  | 07/01/2014
Carrier Corp. | Carrier | 33UNIVCTRL | Automatic Time Switch Control |  | True | True |  | True | True | [8 empty] | True | True | True | [5 empty] | Non Federally-Regulated | 03/13/2008 |  | 07/24/2015
Gentec, Inc. | Schneider Electric | SERP16HS | Astronomical Time Switch Contr | System | True | True |  | True | True | True | True | True | True | True | [11 empty] | Non Federally-Regulated | 01/20/2012 |  | 07/01/2014
Legrand / Pass & Seymour | Legrand / Pass & Seymour | CD2003PNA* | Dimmer | Device | True | True |  | True | True | True | True | True | True | True | True | False | [9 empty] | Non Federally-Regulated | 09/14/2012 |  | 07/01/2014
Distech Controls | Distech Controls | ECL-VVTS + EC-LIGHT-DISPLAY | Astronomical Time Switch Contr | System | True | True |  | True | True | True | True | True | True | True | [11 empty] | Non Federally-Regulated | 08/07/2012 |  | 07/01/2014
Leviton Manufacturing Co., Inc. | Leviton | L979-T/L210-MC | Occupant / Motion / Vacancy Se |  | True | True |  | True | [17 empty] | Non Federally-Regulated | 01/30/2001 |  | 01/07/2010
Hubbell Incorporated | H-Moss | ATP1277W | Occupant / Motion / Vacancy Se |  | True | True |  | True | [17 empty] | Non Federally-Regulated | 05/09/2003 |  | 01/07/2010
Lutron Electronics Co., Inc. | Lutron | CCP-******-*****-**-CGP*** | Multi-Level Astronomical Time | System | True | True |  | True | True | True | True | True | True | True | [11 empty] | Non Federally-Regulated | 07/10/2012 |  | 07/01/2014
Lutron Electronics Co., Inc. | Grafik Eye | RPT2/*-120***** | Automatic Daylighting Control |  | True | True |  | True | False |  | False | [9 empty] | True |  |  |  |  | Non Federally-Regulated | 09/12/2003 |  | 09/19/2005
Legrand / Wiremold | WattStopper | NPM24 | Automatic Time Switch Control | System | True | True |  | True | True | [16 empty] | Non Federally-Regulated | 03/23/2010 |  | 07/01/2014
Legrand / Pass & Seymour | Legrand / Pass & Seymour | 90601* | Dimmer | Device | True | True |  | True | True | True | True | False |  |  |  | False | [9 empty] | Non Federally-Regulated | 12/23/2010 |  | 07/01/2014
Tork | Tork | EW101S-24 | Automatic Time Switch Control |  | True | True |  | True | True | [16 empty] | Non Federally-Regulated | 03/22/2001 |  | 04/27/2006
Legrand / Pass & Seymour | Legrand / Pass & Seymour | RW500U* | Occupant / Motion / Vacancy Se | Device | True | True |  | True | True | False | False |  |  |  |  | False | [9 empty] | Non Federally-Regulated | 12/23/2010 |  | 07/01/2014
Sensor Switch, Inc. | Sensor Switch | WV-PDT-RR7-*-**-** | Occupant / Motion / Vacancy Se |  | True | True |  | True | [17 empty] | Non Federally-Regulated | 03/01/2006 |  | 01/07/2010
Vantage Controls, Inc. | Vantage Controls, Inc. | RD12* | Dimmer | System | True | True | True | True | False |  | True | False |  |  |  | True | [9 empty] | Non Federally-Regulated | 04/28/2010 |  | 07/01/2014
INNCOM by Honeywell | Novar | Savvy15 | Automatic Time Switch Control |  | True | True |  | True | True | [16 empty] | Non Federally-Regulated | 09/22/2006 |  | 01/07/2010
Cooper Controls | Greengate | OSW-U-0721-24AC-R-* | Ultrasonic Occupant / Motion S |  | True | True |  | True | True | True | True | True | [13 empty] | Non Federally-Regulated | 11/07/2008 |  | 01/07/2010
Lutron Electronics Co., Inc. | Lutron | S-600P********** | Dimmer | Device | True | True |  | True | True | True | True | False |  |  |  | False | [9 empty] | Non Federally-Regulated | 12/28/2009 |  | 01/21/2014
Tork | Tork | 3000 | Exterior Photocontrol Device | [14 empty] | True | True | True | [5 empty] | Non Federally-Regulated | 04/27/2006 |  | 01/07/2010
Hubbell Incorporated | Hubbell Wiring Device Kellems | AU1277**** | Occupant / Motion / Vacancy Se | Device | True | True |  | True | True | False | True | True | True | True | True | False | [9 empty] | Non Federally-Regulated | 05/28/2010 |  | 07/01/2014
Lightolier | Multiset Pro | MSP600EB** | Dimmer | System | True | True |  | True | True | True | True | True | True | True | True | False | [9 empty] | Non Federally-Regulated | 12/30/2012 |  | 07/01/2014
Lutron Electronics Co., Inc. | Digital Microwatt | DMW-SVR-* | Photosensor / Photocontrol Dev |  | True | True |  | True | [17 empty] | Non Federally-Regulated | 09/12/2003 |  | 09/19/2005
Cooper Controls | Novitas | 01-531-BAS | Occupant / Motion / Vacancy Se |  | True | True |  | True | [17 empty] | Non Federally-Regulated | 11/07/2008 |  | 01/07/2010
Lutron Electronics Co., Inc. | LCP 128 | LCP-***-******-** | Automatic Daylighting Control |  | True | True | False | True | True | True | False |  | False |  | True | False |  |  |  | False | [5 empty] | Non Federally-Regulated | 09/19/2005 |  | 01/07/2010
Siemens Energy & Automation | Siemens Energy & Automation | 5WG1 703-8XK12 | Automatic Time Switch Control |  | True | True |  | True | True | [8 empty] | True | True | True | [5 empty] | Non Federally-Regulated | 12/19/2005 |  | 01/07/2010
INNCOM by Honeywell | Novar | Savvy-**** | Automatic Daylighting Control | Device | True | True | True | True | True | True | True | True | True | True | True | True |  | True | [7 empty] | Non Federally-Regulated | 10/08/2010 |  | 07/01/2014
Convia, Inc., A Herman Miller Co. | Convia | GSE-SRC-03 | Dimmer | System | True | True | True | True | True | True | True | True | True | True | True | True | [9 empty] | Non Federally-Regulated | 03/04/2010 |  | 07/01/2014
Siemens Energy & Automation | Siemens Energy & Automation | 5WG1 704-8XK01 | Automatic Time Switch Control |  | True | True |  | True | True | [8 empty] | True | True | True | [5 empty] | Non Federally-Regulated | 12/19/2005 |  | 01/07/2010
Lutron Electronics Co., Inc. | Lutron | LCP16-******************* | Astronomical Time Switch Contr | System | True | True |  | True | True | True | True | True | True | True | [11 empty] | Non Federally-Regulated | 12/28/2009 |  | 07/01/2014
Mytech Corp. | Mytech | RRSST8-DC | Ultrasonic Occupant / Motion S |  | True | True |  | True | True | True | True | True | [13 empty] | Non Federally-Regulated | 06/21/1993 |  | 06/04/1999
Earlwood Associates | Lights-Out | LO-601 | Ultrasonic Occupant / Motion S |  | False | False |  | True | True | True | True | True | [13 empty] | Non Federally-Regulated | 04/01/1988 |  | 04/06/1998
ILC Enercon Corp. | ILC Enercon | RSX500 | Automatic Time Switch Control |  | True | True |  | True | True | [16 empty] | Non Federally-Regulated | 08/13/1993 |  | 01/29/2001
Orian Alpha Corp. | Rigel System | MD-21E | Microwave Occupant / Motion Se |  | False | False |  | True | True | True | True | True | [13 empty] | Non Federally-Regulated | 03/01/1986 |  | 04/06/1998
Litelab Corp. | Busrun Busway | TEC-12********* | Track Lighting Integral Curren | Device | True | True |  | True | True | True | True | True | [13 empty] | Non Federally-Regulated | 11/25/2009 |  | 07/01/2014
Lutron Electronics Co., Inc. | Lutron | LP1/********************* | Photosensor / Photocontrol Dev | System | True | True |  | False | False | [16 empty] | Non Federally-Regulated | 12/28/2009 |  | 07/01/2014
Lutron Electronics Co., Inc. | Radio RA | RA-SCI | Multi-Level Astronomical Time |  | True | True |  | True | True | True | True | True | True | True | [11 empty] | Non Federally-Regulated | 08/13/2007 |  | 01/07/2010
Lutron Electronics Co., Inc. | Sensors | MOS-WS-N-WH | Ultrasonic Occupant / Motion S |  | True | True |  | True | True | True | True | True |  |  |  |  | True | True | True |  | True |  |  |  |  | Non Federally-Regulated | 09/23/2005 |  | 01/07/2010
Computer Process Controls | Computer Process Controls | 830-1011 | Automatic Time Switch Control |  | True | True |  | True | True | [16 empty] | Non Federally-Regulated | 12/24/1998 |  | 01/07/2010
Lumisys | Qwik Kit | QK_3** | Automatic Time Switch Control |  | True | True |  | True | True | [16 empty] | Non Federally-Regulated | 02/23/2009 |  | 01/07/2010
Lutron Electronics Co., Inc. | Ecosystem | CS-2L-** | Automatic Daylighting Control |  | True | True | True | True | False |  | False |  | False |  | True | True | False | False | True | True |  | True |  |  |  | Non Federally-Regulated | 01/08/2008 |  | 01/07/2010
Lutron Electronics Co., Inc. | Lutron | CN-103P********* | Dimmer | Device | True | True |  | True | True | True | True | True | True | True | True | False | [9 empty] | Non Federally-Regulated | 04/28/2010 |  | 01/21/2014
Lutron Electronics Co., Inc. | Centralized Lighting Control | G5-AR-****-*-120 | Multi-Level Daylighting Contro |  | True | True |  | True | True | True | True | [14 empty] | Non Federally-Regulated | 09/19/2005 |  | 01/07/2010
Schneider Electric | Schneider Electric | SLCLE5504TAMP | Dimmer | System | True | True |  | True | True | True | True | False |  |  |  | False | [9 empty] | Non Federally-Regulated | 10/31/2013 |  | 07/01/2014
Lighting Control & Design | Lighting Control & Design | XP-1 | Photosensor / Photocontrol Dev | System | True | True |  | False | False | [16 empty] | Non Federally-Regulated | 12/28/2009 |  | 07/01/2014
Novitas, Inc. | Light-o-matic | 01-121 wall switch | Ultrasonic Occupant / Motion S |  | False | False |  | True | True | True | True | True | [13 empty] | Non Federally-Regulated | 04/01/1988 |  | 04/06/1998
Siemens Energy & Automation | Siemens Energy & Automation | 5WG1 705-8XD04 | Automatic Time Switch Control |  | True | True |  | True | True | [8 empty] | True | True | True | [5 empty] | Non Federally-Regulated | 12/19/2005 |  | 01/07/2010
Sensor Switch, Inc. | Sensor Switch | HMR-50-**-*-** | Occupant / Motion / Vacancy Se |  | True | True |  | True | [17 empty] | Non Federally-Regulated | 03/01/2006 |  | 01/07/2010
Sensor Switch, Inc. | Sensor Switch | WSD-S-I | Occupant / Motion / Vacancy Se |  | True | True |  | True | [17 empty] | Non Federally-Regulated | 10/25/1996 |  | 11/19/2001
Leviton Manufacturing Co., Inc. | Leviton | mzb02-*02 | Automatic Time Switch Control |  | True | True |  | True | True | [16 empty] | Non Federally-Regulated | 09/14/2006 |  | 01/07/2010
Siemens Energy & Automation | Siemens Energy & Automation | 5WG1 704-8XJ22 | Automatic Time Switch Control |  | True | True |  | True | True | [8 empty] | True | True | True | [5 empty] | Non Federally-Regulated | 12/19/2005 |  | 01/07/2010
Legrand / Wiremold | WattStopper | CE8850 SERIES | Astronomical Time Switch Contr | System | True | True |  | True | True | True | True | True | True | True | [11 empty] | Non Federally-Regulated | 03/23/2010 |  | 07/01/2014
Cooper Wiring Devices | Greengate | DLC-PD-IN | Photosensor / Photocontrol Dev |  | True | False |  | True | [17 empty] | Non Federally-Regulated | 04/10/2008 |  | 11/07/2008
Eaton Corp. | Pow-R-Command | PRC1000 | Astronomical Time Switch Contr | System | True | True |  | True | True | True | True | True | True | True | [11 empty] | Non Federally-Regulated | 02/04/2010 |  | 07/01/2014
Legrand / Pass & Seymour | Legrand / Pass & Seymour | 93271* | Dimmer | Device | True | True |  | True | True | True | True | False |  |  |  | False | [9 empty] | Non Federally-Regulated | 12/23/2010 |  | 07/01/2014
Schneider Electric | Schneider Electric | SLC5000CTD2** | Automatic Time Switch Control | System | True | True |  | True | True | [16 empty] | Non Federally-Regulated | 10/31/2013 |  | 07/01/2014
Powerline Control Systems | GreenWorx | ZWC-277 | Automatic Time Switch Control | System | True | True |  | True | True | [16 empty] | Non Federally-Regulated | 12/10/2013 |  | 07/01/2014
Siemens Energy & Automation | Siemens Energy & Automation | 5WG1 704-8XG13 | Automatic Time Switch Control |  | True | True |  | True | True | [8 empty] | True | True | True | [5 empty] | Non Federally-Regulated | 12/19/2005 |  | 01/07/2010
Leviton Manufacturing Co., Inc. | Leviton | re4bd-*** | Multi-Level Astronomical Time |  | True | True |  | True |  | True | True | True | True | True | [11 empty] | Non Federally-Regulated | 05/11/2005 |  | 01/07/2010
Steinel America, Inc. | Steinel | IR WLS 1-LA | Occupant / Motion / Vacancy Se | Device | True | True |  | True | True | False | False |  |  |  |  | False | [9 empty] | Non Federally-Regulated | 08/06/2013 |  | 07/01/2014
Lighting Control & Design | Lighting Control & Design | GR24**/**-XTC** | Automatic Time Switch Control |  | True | True |  | True | True | [16 empty] | Non Federally-Regulated | 01/20/1998 |  | 06/22/2005
Douglas Lighting Controls | Douglas | WLC-3150 | Automatic Daylighting Control | System | True | True | True | True | True | True | True | True | True | True | True | True |  | True | [7 empty] | Non Federally-Regulated | 07/21/2011 |  | 07/01/2014
The Watt Watcher | Occupancy Sensor | W-500A | Ultrasonic Occupant / Motion S |  | False | False |  | True | True | True | True | True | [13 empty] | Non Federally-Regulated | 01/01/1989 |  | 04/06/1998
Lutron Electronics Co., Inc. | Lutron | G5-AR-****-*-120-******** | Multi-Level Occupant Sensor | System | True | True | True | True | True | True | True | True | True | True | True | True |  | False | [7 empty] | Non Federally-Regulated | 12/28/2009 |  | 07/01/2014
Crestron Electronics | Crestron Electronics | PAC2M | Automatic Time Switch Control | System | True | True |  | True | True | [16 empty] | Non Federally-Regulated | 03/01/2010 |  | 07/01/2014
Lutron Electronics Co., Inc. | Grafik 7000 | G7-AR-**00-9-120 | Automatic Time Switch Control |  | True | True |  | True | True | [16 empty] | Non Federally-Regulated | 09/12/2003 |  | 09/19/2005
Lutron Electronics Co., Inc. | Homeworks | HS4-******* | Occupant / Motion / Vacancy Se | System | True | True |  | True | True | False | False |  |  |  |  | False | [9 empty] | Non Federally-Regulated | 01/20/2010 |  | 07/01/2014
Leviton Manufacturing Co., Inc. | Leviton | OSP20-**H | Occupant / Motion / Vacancy Se | System | True | True |  | True | True | False | True | True | True | True | True | False | [9 empty] | Non Federally-Regulated | 03/04/2010 |  | 07/01/2014
Sensor Switch, Inc. | Sensor Switch | RM PDT 10********* | Occupant / Motion / Vacancy Se | Device | True | True |  | True | True | False | False |  |  |  |  | False | [9 empty] | Non Federally-Regulated | 04/28/2010 |  | 07/01/2014
Lutron Electronics Co., Inc. | Lutron | GP60-******************* | Multi-Level Occupant Sensor | System | True | True | True | True | True | True | True | True | True | True | True | True |  | False | [7 empty] | Non Federally-Regulated | 12/28/2009 |  | 07/01/2014
Leviton Manufacturing Co., Inc. | Leviton | OSWLR-AI* | Occupant / Motion / Vacancy Se | System | True | True |  | True | True | False | False |  |  |  |  | False | [9 empty] | Non Federally-Regulated | 04/14/2011 |  | 07/01/2014
Tork | Tork | DG100-12 (120VDC) | Automatic Time Switch Control |  | True | True |  | True | True | [16 empty] | Non Federally-Regulated | 02/07/1994 |  | 01/07/2010
Lutron Electronics Co., Inc. | Grafik 6000 | OMX-4602-*-** | Occupant / Motion / Vacancy Se |  | True | True |  | True | [17 empty] | Non Federally-Regulated | 05/09/2000 |  | 09/19/2005
Lutron Electronics Co., Inc. | Lutron | S-10PR********** | Dimmer | Device | True | True |  | True | True | True | True | False |  |  |  | False | [9 empty] | Non Federally-Regulated | 12/28/2009 |  | 07/01/2014
The Watt Watcher | Occupancy Sensor | W-20000 | Ultrasonic Occupant / Motion S |  | False | False |  | True | True | True | True | True | [13 empty] | Non Federally-Regulated | 04/01/1988 |  | 04/06/1998
Lutron Electronics Co., Inc. | Lutron | AYLV-603P******* | Dimmer | Device | True | True |  | True | True | True | True | True | True | True | True | False | [9 empty] | Non Federally-Regulated | 04/28/2010 |  | 01/21/2014
Lutron Electronics Co., Inc. | Lutron | T-600*********** | Dimmer | Device | True | True |  | True | True | True | True | False |  |  |  | False | [9 empty] | Non Federally-Regulated | 12/28/2009 |  | 01/21/2014
BRK Electronics | BRK Electronics | TS114CM | Automatic Time Switch Control |  | True | True |  | True | True | [16 empty] | Non Federally-Regulated | 04/29/1994 |  | 12/11/2000
Lutron Electronics Co., Inc. | Quantum | QP3-1PL-100-244 | Multi-Level Occupant Sensor | System | True | True | True | True | True | True | True | False | True | True | True | True |  | False | [7 empty] | Non Federally-Regulated | 07/10/2012 |  | 07/01/2014
Lutron Electronics Co., Inc. | Centralized Lighting Control | OMX-DACPI-*-** | Automatic Daylighting Control |  | True | True | True | True |  |  | True | True |  |  | True | True | True | True | False | True |  | False |  |  |  | Non Federally-Regulated | 09/19/2005 |  | 01/07/2010
Vantage Controls, Inc. | Vantage Controls, Inc. | IC-24 | Multi-Level Daylighting Contro |  | True | True |  | True | True | True | True | [14 empty] | Non Federally-Regulated | 11/16/2007 |  | 01/07/2010
Vantage Controls, Inc. | Vantage Controls, Inc. | DS2A* | Dimmer | System | True | True | True | True | False |  | True | False |  |  |  | True | [9 empty] | Non Federally-Regulated | 04/28/2010 |  | 07/01/2014
Tork | Tork | 1849AL | Automatic Time Switch Control |  | True | True |  | True | True | [16 empty] | Non Federally-Regulated | 06/03/2003 |  | 04/27/2006
Lutron Electronics Co., Inc. | Radio Powr Savr | LRF2-VHLB-P*** | Manual-On Occupant Sensor | System | True | True |  | True | True | False | True | True | False |  |  |  |  | False | [7 empty] | Non Federally-Regulated | 04/28/2010 |  | 07/01/2014
Carrier Corp. | Carrier | 33ZCFANTRM | Automatic Time Switch Control |  | True | True |  | True | True | [16 empty] | Non Federally-Regulated | 03/12/2002 |  | 07/24/2015
Lightstat, Inc. | Lightstat | ALC-4-48-*** | Occupant / Motion / Vacancy Se |  | True | True |  | True | [17 empty] | Non Federally-Regulated | 06/23/1998 |  | 03/14/2006
WattStopper, Inc. | WattStopper | PDMLV-703-* | Dimmer | Device | True | True |  | True | False |  | True | True | True | True | True | False | [9 empty] | Non Federally-Regulated | 08/31/2010 |  | 07/01/2014
Lutron Electronics Co., Inc. | LCP 128 | LCP-***-***FT | Automatic Time Switch Control |  | True | True |  | True | True | [16 empty] | Non Federally-Regulated | 09/19/2005 |  | 01/07/2010
WattStopper, Inc. | WattStopper | WT605 | Ultrasonic Occupant / Motion S |  | True | True |  | True | True | True | True | True | [13 empty] | Non Federally-Regulated | 03/17/2000 |  | 01/07/2010
Intermatic, Inc. | Gasmaster | LM2-O-120-LS2 | Photosensor / Photocontrol Dev | Device | True | True | True | [18 empty] | Non Federally-Regulated | 07/17/2014 |  | 08/05/2014
Lutron Electronics Co., Inc. | Lutron | CCP-****-******-** | Dimmer | System | True | True |  | True | True | True | True | False |  |  |  | False | [9 empty] | Non Federally-Regulated | 07/10/2012 |  | 07/01/2014
Mytech Corp. | Mytech | LAS-2200SF-DLC | Automatic Daylighting Control |  | True | True |  | True | False |  | True | False | [8 empty] | True |  |  |  |  | Non Federally-Regulated | 02/01/1993 |  | 06/04/1999
Legrand / Wiremold | WattStopper | GSA-GCA | Dimmer | System | True | True | True | True | True | True | True | True | True | True | True | True | [9 empty] | Non Federally-Regulated | 03/23/2010 |  | 07/01/2014
Intermatic, Inc. | Grasslin | LM1-O-277-LS1 | Automatic Daylighting Control |  | True | True | False | False | False |  | False |  | True | True | True | False |  |  |  | False | [5 empty] | Non Federally-Regulated | 09/05/2008 |  | 01/07/2010
Lutron Electronics Co., Inc. | Lutron | LSP-*P**************** | Multi-Level Astronomical Time | System | True | True |  | True | True | True | True | True | True | True | [11 empty] | Non Federally-Regulated | 12/28/2009 |  | 07/01/2014
WattStopper, Inc. | WattStopper | HB350T | Occupant / Motion / Vacancy Se |  | True | True |  | True | [8 empty] | False | True | True | False | True | False |  |  |  | Non Federally-Regulated | 02/14/2008 |  | 01/07/2010
Lutron Electronics Co., Inc. | Grafik Eye | QSWS2-***-**-*** | Photosensor / Photocontrol Dev |  | True | True |  | True | [17 empty] | Non Federally-Regulated | 05/23/2007 |  | 01/07/2010
Lutron Electronics Co., Inc. | Lutron | LP7/********************* | Automatic Time Switch Control | System | True | True |  | True | True | [16 empty] | Non Federally-Regulated | 12/28/2009 |  | 07/01/2014
Sensor Switch, Inc. | Sensor Switch | nCMB 10******* | Occupant / Motion / Vacancy Se | System | True | True |  | True | True | False | False |  |  |  |  | False | [9 empty] | Non Federally-Regulated | 04/28/2010 |  | 07/01/2014
Cooper Wiring Devices | Novitas | 01-111-** | Ultrasonic Occupant / Motion S |  | True | True |  | True | True | True | True | True |  |  |  |  | True | True | True | False | True | False |  |  |  | Non Federally-Regulated | 08/18/2006 |  | 04/10/2008
Novitas, Inc. | Novitas | 01-210 | Ultrasonic Occupant / Motion S |  | True | True |  | True | True | True | True | True | [13 empty] | Non Federally-Regulated | 03/20/1998 |  | 08/18/2006
Douglas Lighting Controls | Douglas Lighting Controls | WNP-2150 | Multi-Level Occupant Sensor | System | True | True | True | True | True | False | True | True | True | True | True | True |  | False | [7 empty] | Non Federally-Regulated | 05/28/2010 |  | 07/01/2014
Lutron Electronics Co., Inc. | Lutron | AY-103P********* | Dimmer | Device | True | True |  | True | True | True | True | True | True | True | True | False | [9 empty] | Non Federally-Regulated | 04/28/2010 |  | 01/21/2014
Lutron Electronics Co., Inc. | Homeworks | HWD-10*D-** | Astronomical Time Switch Contr |  | True | True |  | True | True | True | True | True | True | True | [11 empty] | Non Federally-Regulated | 08/13/2007 |  | 01/07/2010
Triatek, Inc. | Triatek | L25** KIT | Automatic Time Switch Control |  | True | True |  | True | True | [16 empty] | Non Federally-Regulated | 01/12/2004 |  | 03/13/2006
Lutron Electronics Co., Inc. | Lutron | AY-600P********* | Dimmer | Device | True | True |  | True | True | True | True | False |  |  |  | False | [9 empty] | Non Federally-Regulated | 12/28/2009 |  | 01/21/2014
Lutron Electronics Co., Inc. | Lutron | SFTU-5A3P******* | Dimmer | Device | True | True |  | True | True | True | True | True | True | True | True | False | [9 empty] | Non Federally-Regulated | 04/28/2010 |  | 01/21/2014
Legrand / Wiremold | WattStopper | NPM44F | Automatic Daylighting Control | System | True | True | True | True | True | True | True | True | True | True | True | True |  | True | [7 empty] | Non Federally-Regulated | 03/23/2010 |  | 07/01/2014
Mytech Corp. | Mytech | RRSSTR | Ultrasonic Occupant / Motion S |  | True | True |  | True | True | True | True | True | [13 empty] | Non Federally-Regulated | 02/01/1993 |  | 10/06/1997
Lutron Electronics Co., Inc. | Grafik 6000 | OMX-3606-*-** | Occupant / Motion / Vacancy Se |  | True | True |  | True | [17 empty] | Non Federally-Regulated | 05/09/2000 |  | 09/19/2005
Leviton Manufacturing Co., Inc. | Leviton | TGM10 | Dimmer | Device | True | True |  | True | True | True | True | False |  |  |  | False | [9 empty] | Non Federally-Regulated | 11/12/2010 |  | 07/01/2014
Lightolier | Vega | V500QE* | Dimmer | Device | True | True |  | True | True | True | True | True | True | True | True | False | [9 empty] | Non Federally-Regulated | 04/25/2013 |  | 07/01/2014
Intermatic, Inc. | Grasslin | PC2-digi30-120-LS1+E200 | Photosensor / Photocontrol Dev | Device | True | True | True | [18 empty] | Non Federally-Regulated | 08/05/2014 |  | 01/09/2015
Universal Energy Control, Inc. | Conserver | C-HMS-2 | Ultrasonic Occupant / Motion S |  | False | False |  | True | True | True | True | True | [13 empty] | Non Federally-Regulated | 09/01/1984 |  | 04/06/1998
Legrand / Pass & Seymour | Legrand | ADWR1103HW4 | Dimmer | Device | True | True |  | True | True | True | True | True | True | True | True | False | [9 empty] | Non Federally-Regulated | 09/14/2012 |  | 07/01/2014
Intermatic, Inc. | Gasmaster | FM1D20-24 | Automatic Time Switch Control | Device | True | True | True | False | [17 empty] | Non Federally-Regulated | 07/17/2014 |  | 08/05/2014
The Watt Watcher | Occupancy Sensor | W-1000A | Ultrasonic Occupant / Motion S |  | False | False |  | True | True | True | True | True | [13 empty] | Non Federally-Regulated | 01/01/1989 |  | 04/06/1998
Tork | Tork | DZS200BP | Astronomical Time Switch Contr |  |  |  |  | True | True | True | True | True | True | True | [11 empty] | Non Federally-Regulated | 01/04/2007 |  | 01/07/2010
Triatek, Inc. | Triatek | L26** | Automatic Time Switch Control |  | True | True |  | True | True | [16 empty] | Non Federally-Regulated | 01/12/2004 |  | 03/13/2006
Siemens Energy & Automation | Siemens Energy & Automation | 5WG1 704-8XH11 | Automatic Time Switch Control |  | True | True |  | True | True | [8 empty] | True | True | True | [5 empty] | Non Federally-Regulated | 12/19/2005 |  | 01/07/2010
Lutron Electronics Co., Inc. | Lutron | SO-4****-**-*** | Automatic Daylighting Control | System | True | True | True | True | False |  |  | True | True | True | True | True |  | True | [7 empty] | Non Federally-Regulated | 05/19/2010 |  | 07/01/2014
Vantage Controls, Inc. | Vantage Controls, Inc. | Q-REMOTELS | Photosensor / Photocontrol Dev |  | True | False |  | True | [17 empty] | Non Federally-Regulated | 09/13/2006 |  | 01/07/2010
WattStopper, Inc. | WattStopper | FS105 | Occupant / Motion / Vacancy Se |  | True | True |  | True | [8 empty] | False | True | True | False | True | False |  |  |  | Non Federally-Regulated | 02/14/2008 |  | 01/07/2010
Gentec, Inc. | Schneider Electric | SERPL16HS | Astronomical Time Switch Contr | System | True | True |  | True | True | True | True | True | True | True | [11 empty] | Non Federally-Regulated | 01/20/2012 |  | 07/01/2014
Siemens Energy & Automation | Siemens Energy & Automation | 5WG1 705-8XK25 | Automatic Time Switch Control |  | True | True |  | True | True | [8 empty] | True | True | True | [5 empty] | Non Federally-Regulated | 12/19/2005 |  | 01/07/2010
Alerton | Envision for Ibex | ENV-IB-*** | Automatic Time Switch Control |  | True | True |  | True | True | [16 empty] | Non Federally-Regulated | 12/02/2003 |  | 01/07/2010
Sensor Switch, Inc. | Sensor Switch | CM-6-*-** | Occupant / Motion / Vacancy Se |  | True | True |  | True | [17 empty] | Non Federally-Regulated | 11/19/2001 |  | 01/07/2010
Cooper Wiring Devices | Greengate | ODC-U-0100-H-R | Ultrasonic Occupant / Motion S |  | True | True |  | True | True | True | True | True |  |  |  |  | True | True | True | False | True | False |  |  |  | Non Federally-Regulated | 04/10/2008 |  | 11/07/2008
Philips | Philips | LRL1220* | Automatic Daylighting Control |  | True | False | False | True | True | True | False |  | False |  | True | True | True |  |  | True |  | False |  |  |  | Non Federally-Regulated | 06/23/2006 |  | 01/07/2010
Siemens Energy & Automation | Siemens Energy & Automation | 5WG1 703-8XJ31 | Automatic Time Switch Control |  | True | True |  | True | True | [8 empty] | True | True | True | [5 empty] | Non Federally-Regulated | 12/19/2005 |  | 01/07/2010
Lutron Electronics Co., Inc. | Lutron | DVW-603PG******* | Dimmer | Device | True | True |  | True | True | True | True | True | True | True | True | False | [9 empty] | Non Federally-Regulated | 04/28/2010 |  | 07/01/2014
Pass & Seymour / Legrand | Rex | 3711 | Automatic Time Switch Control |  | True | True |  | True | True | [16 empty] | Non Federally-Regulated | 02/09/1995 |  | 01/07/2010
Triatek, Inc. | Triatek | TI-45** | Automatic Time Switch Control |  | True | True |  | True | True | [16 empty] | Non Federally-Regulated | 10/08/1999 |  | 03/13/2006
Hubbell Building Automation | Hubbell Building Automation | TCPCINDOOR | Photosensor / Photocontrol Dev |  | True | True |  | True | [17 empty] | Non Federally-Regulated | 09/08/2007 |  | 01/07/2010
Lutron Electronics Co., Inc. | HomeWorks QS | HQRD-10D | Multi-Level Occupant Sensor | System | True | True | True | True | True | True | True | True | True | True | True | True |  | False | [7 empty] | Non Federally-Regulated | 07/10/2012 |  | 07/01/2014
Legrand / Wiremold | WattStopper | CE8104 SERIES | Astronomical Time Switch Contr | System | True | True |  | True | True | True | True | True | True | True | [11 empty] | Non Federally-Regulated | 03/23/2010 |  | 07/01/2014
Sensor Switch, Inc. | Sensor Switch | nCMR 6 480***** | Occupant / Motion / Vacancy Se | System | True | True |  | True | True | False | False |  |  |  |  | False | [9 empty] | Non Federally-Regulated | 04/28/2010 |  | 07/01/2014
WattStopper, Inc. | WattStopper | ADMLV-1603-* | Dimmer | Device | True | True |  | True | False |  | True | True | True | True | True | False | [9 empty] | Non Federally-Regulated | 08/31/2010 |  | 07/01/2014
Hubbell Building Automation | Hubbell Building Automation | LHUSD2* | Multi-Level Occupant Sensor | Device | True | True | True | True | True | False | True | True | False | True | True | True | True | True | True | True | [5 empty] | Non Federally-Regulated | 03/26/2010 |  | 04/27/2011
Tork | Tork | E120 (120VAC) | Automatic Time Switch Control |  | True | True |  | True | True | [16 empty] | Non Federally-Regulated | 02/07/1994 |  | 03/10/1994
Hubbell Building Automation | Hubbell Building Automation | WIH-IM-****-**** | Automatic Time Switch Control | System | True | True |  | True | True | [16 empty] | Non Federally-Regulated | 12/09/2013 |  | 02/04/2014
Convia, Inc., A Herman Miller Co. | Convia | GSE-RDR | Automatic Time Switch Control | System | True | True |  | True | True | [16 empty] | Non Federally-Regulated | 03/04/2010 |  | 07/01/2014
Convia, Inc., A Herman Miller Co. | Convia | GSE-DCC-01 | Astronomical Time Switch Contr | System | True | True |  | True | True | True | True | True | True | True | [11 empty] | Non Federally-Regulated | 03/04/2010 |  | 07/01/2014
Cooper Controls | Greengate | VAC-DT-* | Occupant / Motion / Vacancy Se | System | True | True |  | True | True | False | True | True | True | True | True | False | [9 empty] | Non Federally-Regulated | 08/07/2013 |  | 07/01/2014
Cooper Controls | iLumin | SC347V-**-RPB-**-**-20-S-**-**-** | Manual-On Occupant Sensor | System | True | True | True | True | True | True | True | True | True | True | True | True |  | False | [7 empty] | Non Federally-Regulated | 04/15/2011 |  | 05/16/2011
Intermatic, Inc. | Grasslin | PC1-120-LS1 | Automatic Daylighting Control |  | True | True | False | False | False |  | False |  | True | True | True | False |  |  |  | False | [5 empty] | Non Federally-Regulated | 09/05/2008 |  | 01/07/2010
Leviton Manufacturing Co., Inc. | Leviton | L979-TT/L720-CT | Occupant / Motion / Vacancy Se |  | True | True |  | True | [17 empty] | Non Federally-Regulated | 01/30/2001 |  | 01/07/2010
Legrand / Wiremold | WattStopper | CLPA | Occupant / Motion / Vacancy Se | System | True | True | True | True | True | True | True | True | True | True | True | True |  | True | True | True | [5 empty] | Non Federally-Regulated | 03/23/2010 |  | 07/01/2014
Distech Controls | Distech Controls | ECL-VAV + EC-BOS-*** | Multi-Level Astronomical Time | System | True | True |  | True | True | True | True | True | True | True | [11 empty] | Non Federally-Regulated | 08/07/2012 |  | 07/01/2014
Leviton Manufacturing Co., Inc. | Leviton | VRI06-*** | Dimmer | Device | True | True | True | True | True | True | True | True | True | [12 empty] | Non Federally-Regulated | 12/30/2014 |  | 01/08/2015
Siemens Energy & Automation | Siemens Energy & Automation | 5WG1 705-8XC32 | Automatic Time Switch Control |  | True | True |  | True | True | [8 empty] | True | True | True | [5 empty] | Non Federally-Regulated | 12/19/2005 |  | 01/07/2010
Lutron Electronics Co., Inc. | Lutron | LP7/********************* | Astronomical Time Switch Contr | System | True | True |  | True | True | True | True | True | True | True | [11 empty] | Non Federally-Regulated | 12/28/2009 |  | 07/01/2014
Lutron Electronics Co., Inc. | Lutron | GP72-******************* | Automatic Daylighting Control | System | True | True | True | True | True | True | True | False |  |  | True | True |  | True | [7 empty] | Non Federally-Regulated | 12/28/2009 |  | 07/01/2014
Grasslin Controls Corp. | Grasslin | PC2-DIGI30 | Photosensor / Photocontrol Dev |  | True | True |  | True | [17 empty] | Non Federally-Regulated | 04/09/2001 |  | 02/25/2008
Lutron Electronics Co., Inc. | Lutron | CCP-**********-******-**-CGP**** | Automatic Daylighting Control | System | True | True | True | True | True | True | True | False |  |  | True | True |  | True | [7 empty] | Non Federally-Regulated | 07/10/2012 |  | 07/01/2014
Lutron Electronics Co., Inc. | Lutron | CCP-****-******-**-CGP**** | Photosensor / Photocontrol Dev | System | True | True |  | False | False | [16 empty] | Non Federally-Regulated | 07/10/2012 |  | 07/01/2014
Lutron Electronics Co., Inc. | Lutron | DVLV-103P******* | Dimmer | Device | True | True |  | True | True | True | True | True | True | True | True | False | [9 empty] | Non Federally-Regulated | 04/28/2010 |  | 01/21/2014
Convia, Inc., A Herman Miller Co. | Convia | GSE-OSC-01 | Manual-On Occupant Sensor | System | True | True | True | True | True | True | True | True | True | True | True | True | True | True | True | True |  | True |  |  |  | Non Federally-Regulated | 03/04/2010 |  | 04/27/2011
Legrand / Pass & Seymour | Legrand / Pass & Seymour | WSLV700CCV6* | Dimmer | Device | True | True |  | True | True | True | True | False |  |  |  | False | [9 empty] | Non Federally-Regulated | 12/23/2010 |  | 07/01/2014
Litetouch, Inc. | Litetouch, Inc. | 08-2700-*** | Automatic Time Switch Control |  | True | True |  | True | True | [16 empty] | Non Federally-Regulated | 09/29/2003 |  | 01/07/2010
Lutron Electronics Co., Inc. | Lutron | XPS32-******************* | Multi-Level Astronomical Time | System | True | True |  | True | True | True | True | True | True | True | [11 empty] | Non Federally-Regulated | 12/28/2009 |  | 07/01/2014
Legrand / Wiremold | WattStopper | NVHUBD | Occupant / Motion / Vacancy Se | System | True | True | True | True | True | True | True | True | True | True | True | True |  | True | True | True | [5 empty] | Non Federally-Regulated | 03/23/2010 |  | 07/01/2014
Hubbell Building Automation | Hubbell Building Automation | LXEN*** | Automatic Time Switch Control |  | True | True |  | True | True | [16 empty] | Non Federally-Regulated | 09/08/2007 |  | 01/07/2010
Lutron Electronics Co., Inc. | Grafik Eye | RPT6/**-120***** | Automatic Daylighting Control |  | True | True |  | True | False |  | False | [9 empty] | True |  |  |  |  | Non Federally-Regulated | 09/12/2003 |  | 09/19/2005
Siemens Energy & Automation | Siemens Energy & Automation | 5WG1 704-8XG21 | Automatic Time Switch Control |  | True | True |  | True | True | [8 empty] | True | True | True | [5 empty] | Non Federally-Regulated | 12/19/2005 |  | 01/07/2010
Legrand / Pass & Seymour | Legrand / Pass & Seymour | 90680* | Dimmer | Device | True | True |  | True | True | True | True | False |  |  |  | False | [9 empty] | Non Federally-Regulated | 12/23/2010 |  | 07/01/2014
Lutron Electronics Co., Inc. | HomeWorks QS | HQRJ-WPM-6D-120 | Automatic Daylighting Control | System | True | True | True | True | True | True | True | False |  |  | True | True |  | True | [7 empty] | Non Federally-Regulated | 07/10/2012 |  | 07/01/2014
CentraLite Systems, Inc. | Elegance | CLRB-48/E | Astronomical Time Switch Contr | System | True | True |  | True | True | True | True | True | True | True | [11 empty] | Non Federally-Regulated | 04/15/2011 |  | 07/01/2014
Enerlites, Inc. | Intermatic, Inc. | IOS-DPBIMF-** | Occupant Sensing Device | Device | True | True | True | True | True | False |  |  |  | False |  |  | False |  | False |  | False | False | False |  |  | Non Federally-Regulated | 07/17/2014 |  | 07/17/2014
Lutron Electronics Co., Inc. | Softswitch 128 | XPS24-******-** | Multi-Level Astronomical Time |  | True | True |  | True | True | True | True | True | True | True | [11 empty] | Non Federally-Regulated | 09/19/2005 |  | 01/07/2010
Vantage Controls, Inc. | Vantage Controls, Inc. | DS15* | Dimmer | System | True | True | True | True | False |  | True | False |  |  |  | True | [9 empty] | Non Federally-Regulated | 04/28/2010 |  | 07/01/2014
Intermatic, Inc. | Intermatic | EM1416SC | Astronomical Time Switch Contr |  | True | True |  | True | True | True | True | True | True | True |  |  |  | True | True | True | [5 empty] | Non Federally-Regulated | 10/12/2007 |  | 01/07/2010
Tork | Tork | 1847AZL | Automatic Time Switch Control | Device | True | True |  | True | True | [16 empty] | Non Federally-Regulated | 04/28/2010 |  | 07/01/2014
WattStopper, Inc. | WattStopper | WT-605 | Occupant / Motion / Vacancy Se | Device | True | True |  | True | True | False | True | True | True | True | True | False | [9 empty] | Non Federally-Regulated | 05/28/2010 |  | 07/01/2014
Intermatic, Inc. | Grasslin | GMXFM1D20-I-240 | Automatic Time Switch Control |  | True | True |  | True | True | [16 empty] | Non Federally-Regulated | 10/15/2008 |  | 01/07/2010
Intermatic, Inc. | Gasmaster | GMXFM1D50-I-120 | Automatic Time Switch Control | Device | True | True | True | False | [17 empty] | Non Federally-Regulated | 07/17/2014 |  | 08/05/2014
Intermatic, Inc. | Grasslin | PC1-Di20-277-LS1 | Photosensor / Photocontrol Dev | Device | True | True |  | False | False | [16 empty] | Non Federally-Regulated | 01/20/2010 |  | 07/01/2014
Echoflex Solutions, Inc. | Echoflex | ER1C-*L*-***/***/*** | Manual-On Occupant Sensor | System | True | True |  | True | True | False | True | True | False |  |  |  |  | False | [7 empty] | Non Federally-Regulated | 10/28/2013 |  | 07/01/2014
Siemens Energy & Automation | Siemens Energy & Automation | 5WG1 703-8XC21 | Automatic Time Switch Control |  | True | True |  | True | True | [8 empty] | True | True | True | [5 empty] | Non Federally-Regulated | 12/19/2005 |  | 01/07/2010
Intermatic, Inc. | Grasslin | LM2-O-120-LS2 | Automatic Daylighting Control | Device | True | True | True | True | False |  |  | False |  |  | True | True |  | True | [7 empty] | Non Federally-Regulated | 01/20/2010 |  | 07/01/2014
Tork | Tork | SC10A | Ultrasonic Occupant / Motion S |  |  |  |  | True | True | True | True | True | [13 empty] | Non Federally-Regulated | 01/04/2007 |  | 01/07/2010
Douglas Lighting Controls | Douglas | WTP4408 | Photosensor / Photocontrol Dev |  | True | True |  | True | [17 empty] | Non Federally-Regulated | 06/25/2001 |  | 01/07/2010
Cooper Wiring Devices | Novitas | 01-134 | Ultrasonic Occupant / Motion S |  | True | True |  | True | True | True | True | True | [13 empty] | Non Federally-Regulated | 08/18/2006 |  | 04/10/2008
Maple Chase Co. | Paragon Electrical Products | EC4000PC/208-277V | Automatic Time Switch Control |  | True | True |  | True | True | [16 empty] | Non Federally-Regulated | 01/21/1999 |  | 01/07/2010
Lutron Electronics Co., Inc. | Radio Touch | RTA-RX-SW | Photosensor / Photocontrol Dev |  | True | True |  | True | [17 empty] | Non Federally-Regulated | 09/12/2003 |  | 09/19/2005
Leviton Manufacturing Co., Inc. | Leviton | L778-TA/L730-MC | Occupant / Motion / Vacancy Se |  | True | True |  | True | [17 empty] | Non Federally-Regulated | 01/30/2001 |  | 01/07/2010
Paragon Electric Co. | Paragon | EC4004/120V | Automatic Time Switch Control |  | True | True |  | True | True | [16 empty] | Non Federally-Regulated | 06/25/1993 |  | 01/21/1999
Cooper Controls | Greengate | CK 32******* | Automatic Time Switch Control | System | True | True |  | True | True | [16 empty] | Non Federally-Regulated | 04/15/2011 |  | 07/01/2014
Lutron Electronics Co., Inc. | Lutron | LUT-HVAC-100-247 | Occupant / Motion / Vacancy Se | System | True | True |  | True | True | True | False |  |  |  |  | False | [9 empty] | Non Federally-Regulated | 07/10/2012 |  | 07/01/2014
Intermatic, Inc. | Grasslin | PC2-D30-277-LS1 | Automatic Daylighting Control |  | True | True | True | True | False |  | True | True | True | True | True | False |  | True | False | False | [5 empty] | Non Federally-Regulated | 09/05/2008 |  | 01/07/2010
Sensor Switch, Inc. | Sensor Switch | nRMR-50-********* | Occupant / Motion / Vacancy Se |  | True | True |  | True | [17 empty] | Non Federally-Regulated | 11/20/2008 |  | 01/07/2010
Lutron Electronics Co., Inc. | Lutron | S2-LF*********** | Dimmer | Device | True | True |  | True | True | True | True | False |  |  |  | False | [9 empty] | Non Federally-Regulated | 12/28/2009 |  | 01/21/2014
Intermatic, Inc. | Grasslin | TALENTO 472-120 | Automatic Time Switch Control | Device | True | True |  | True | True | [16 empty] | Non Federally-Regulated | 01/20/2010 |  | 07/01/2014
Legrand / Wiremold | WattStopper | CE6STCP SERIES | Automatic Daylighting Control | System | True | True | True | True | True | True | True | True | True | True | True | True |  | True | [7 empty] | Non Federally-Regulated | 03/23/2010 |  | 07/01/2014
Novitas, Inc. | Light-o-matic | 01-111 | Ultrasonic Occupant / Motion S |  | False | False |  | True | True | True | True | True | [13 empty] | Non Federally-Regulated | 03/01/1986 |  | 04/06/1998
Lutron Electronics Co., Inc. | Homeworks | HS24-*********** | Manual-On Occupant Sensor | System | True | True |  | True | True | False | True | True | False |  |  |  |  | False | [7 empty] | Non Federally-Regulated | 01/20/2010 |  | 07/01/2014
Lutron Electronics Co., Inc. | Grafik 6000 | GR6MXINP | Automatic Time Switch Control |  | True | True |  | True | True | [16 empty] | Non Federally-Regulated | 03/12/1997 |  | 09/19/2005
Lighting Control & Design | Lighting Control & Design | GR2400ACC-***************d | Automatic Daylighting Control | System | True | True | True | True | True | True | True | False |  |  | True | True |  | True | [7 empty] | Non Federally-Regulated | 12/28/2009 |  | 07/01/2014
Lutron Electronics Co., Inc. | Lutron | DNG-603P******** | Dimmer | Device | True | True |  | True | True | True | True | True | True | True | True | False | [9 empty] | Non Federally-Regulated | 04/28/2010 |  | 01/21/2014
Sensor Switch, Inc. | Sensor Switch | IPD-**-*-*-* | Occupant / Motion / Vacancy Se |  | True | True |  | True | [17 empty] | Non Federally-Regulated | 11/19/2001 |  | 03/01/2006
Intermatic, Inc. | Intermatic | EI215LA | Automatic Time Switch Control | Device | True | True |  | True | True | [16 empty] | Non Federally-Regulated | 01/20/2010 |  | 07/01/2014
Lutron Electronics Co., Inc. | Ecosystem | EC5T******** | Automatic Time Switch Control |  | True | True |  | True | True | [8 empty] | True | True | True | [5 empty] | Non Federally-Regulated | 01/08/2008 |  | 01/07/2010
Starfield Controls, Inc. | Starfield Controls, Inc. | TR335* | Automatic Time Switch Control |  | True | True |  | True | True | [16 empty] | Non Federally-Regulated | 03/14/2006 |  | 01/07/2010
Intelligent Lighting Controls, Inc. | Apprentice II | 930025** | Photosensor / Photocontrol Dev | System | True | True |  | False | False | [16 empty] | Non Federally-Regulated | 02/09/2010 |  | 07/01/2014
Schneider Electric (Square D Wiring Devices) | Square D Co. | SLSPWS1277A | Occupant / Motion / Vacancy Se |  | True | True |  | True | [8 empty] | True | True | True | False | False | False |  |  |  | Non Federally-Regulated | 08/24/2006 |  | 01/07/2010
Lutron Electronics Co., Inc. | Homeworks | HS36-*********** | Automatic Time Switch Control | System | True | True |  | True | True | [16 empty] | Non Federally-Regulated | 01/20/2010 |  | 07/01/2014
Cooper Controls | Greengate | CK4-****** | Automatic Daylighting Control |  | True | True | True | True | False |  | True | True | True | True | True | True |  | True | True | False | [5 empty] | Non Federally-Regulated | 11/07/2008 |  | 01/07/2010
Lightolier Controls | Insight | IHD2-1200-W | Occupant / Motion / Vacancy Se |  | True | True |  | True | [17 empty] | Non Federally-Regulated | 08/28/1992 |  | 04/06/1998
Lutron Electronics Co., Inc. | Lutron | GP24-******************* | Automatic Daylighting Control | System | True | True | True | True | True | True | True | False |  |  | True | True |  | True | [7 empty] | Non Federally-Regulated | 12/28/2009 |  | 07/01/2014
Mytech Corp. | Mytech | MAS-700SF-DLC | Automatic Daylighting Control |  | True | True |  | True | False |  | True | False | [8 empty] | True |  |  |  |  | Non Federally-Regulated | 02/01/1993 |  | 06/04/1999
Lutron Electronics Co., Inc. | Lutron | SPS-600M******** | Dimmer | Device | True | True |  | True | True | True | True | False |  |  |  | False | [9 empty] | Non Federally-Regulated | 12/28/2009 |  | 01/21/2014
Legrand / Pass & Seymour | Legrand / Pass & Seymour | D703PNA* | Dimmer | Device | True | True |  | True | True | True | True | True | True | True | True | False | [9 empty] | Non Federally-Regulated | 09/14/2012 |  | 07/01/2014
Lutron Electronics Co., Inc. | Lutron | CCP-******-*****-**-CGP*** | Automatic Daylighting Control | System | True | True | True | True | True | True | True | False |  |  | True | True |  | True | [7 empty] | Non Federally-Regulated | 07/10/2012 |  | 07/01/2014
Heathco, LLC | Heath Zenith | SL-4133 | Exterior Photocontrol Device |  | True | False | [11 empty] | True | True | True | [5 empty] | Non Federally-Regulated | 09/21/2007 |  | 01/07/2010
Lighting Control & Design | Lighting Control & Design | GR2400SERIES | Automatic Time Switch Control |  | True | True |  | True | True | [16 empty] | Non Federally-Regulated | 07/20/1999 |  | 06/22/2005
Siemens Energy & Automation | Siemens Energy & Automation | 5WG1 703-8XG41 | Automatic Time Switch Control |  | True | True |  | True | True | [8 empty] | True | True | True | [5 empty] | Non Federally-Regulated | 12/19/2005 |  | 01/07/2010
Lithonia Lighting | SwitchPak | SPAK 4S 120/277 | Automatic Time Switch Control |  | True | True |  | True | True | [8 empty] | True | True | True | [5 empty] | Non Federally-Regulated | 07/24/2006 |  | 01/07/2010
Maple Chase Co. | Paragon Electrical Products | EC7000/120V | Automatic Time Switch Control |  | True | True |  | True | True | [16 empty] | Non Federally-Regulated | 01/21/1999 |  | 01/07/2010
Lutron Electronics Co., Inc. | Lutron | XPS16-******************* | Astronomical Time Switch Contr | System | True | True |  | True | True | True | True | True | True | True | [11 empty] | Non Federally-Regulated | 12/28/2009 |  | 07/01/2014
Tork | Tork | DIN201B (120VAC) | Automatic Time Switch Control |  | True | True |  | True | True | [16 empty] | Non Federally-Regulated | 03/22/2001 |  | 01/07/2010
Cooper Controls | Greengate | OXC-P-1500-R | Occupant / Motion / Vacancy Se |  | True | True |  | True | [17 empty] | Non Federally-Regulated | 11/07/2008 |  | 01/07/2010
Lutron Electronics Co., Inc. | HomeWorks QS | HQRJ-WPM-6D-120 | Dimmer | System | True | True |  | True | True | True | True | False |  |  |  | False | [9 empty] | Non Federally-Regulated | 07/12/2012 |  | 07/01/2014
Honeywell International | Honeywell Infracon | EL7680A/EL7630A | Occupant / Motion / Vacancy Se |  | True | True |  | True | [17 empty] | Non Federally-Regulated | 08/10/1992 |  | 01/07/2010
Siemens Energy & Automation | Siemens Energy & Automation | 5WG1 705-8XK41 | Automatic Time Switch Control |  | True | True |  | True | True | [8 empty] | True | True | True | [5 empty] | Non Federally-Regulated | 12/19/2005 |  | 01/07/2010
Lutron Electronics Co., Inc. | Lutron | AY-603P********* | Dimmer | Device | True | True |  | True | True | True | True | True | True | True | True | False | [9 empty] | Non Federally-Regulated | 04/28/2010 |  | 01/21/2014
Pass & Seymour / Legrand | Rex | 49695 | Automatic Time Switch Control |  | True | True |  | True | True | [16 empty] | Non Federally-Regulated | 02/09/1995 |  | 01/07/2010
Sensor Switch, Inc. | Sensor Switch | nCMR PDT 10 2P****** | Occupant / Motion / Vacancy Se | System | True | True |  | True | True | False | False |  |  |  |  | False | [9 empty] | Non Federally-Regulated | 04/28/2010 |  | 07/01/2014
WattStopper, Inc. | WattStopper | CB-100-* | Occupant / Motion / Vacancy Se | Device | True | True |  | True | True | False | False |  |  |  |  | False | [9 empty] | Non Federally-Regulated | 02/04/2010 |  | 07/01/2014
Lighting Control & Design | Lighting Control & Design | GRRXP******** | Automatic Time Switch Control | System | True | True |  | True | True | [16 empty] | Non Federally-Regulated | 12/28/2009 |  | 07/01/2014
Sensor Switch, Inc. | Sensor Switch | nRM 9 2P****** | Occupant / Motion / Vacancy Se | System | True | True |  | True | True | False | False |  |  |  |  | False | [9 empty] | Non Federally-Regulated | 04/28/2010 |  | 07/01/2014
Leviton Manufacturing Co., Inc. | Leviton | D4104 | Astronomical Time Switch Contr |  | True | True |  | True | True | True | True | True | True | True | [11 empty] | Non Federally-Regulated | 03/29/2007 |  | 01/07/2010
Litetouch, Inc. | Litetouch, Inc. | 08-2909-** | Automatic Time Switch Control |  | True | True |  | True | True | [16 empty] | Non Federally-Regulated | 09/29/2003 |  | 01/07/2010
Legrand / Pass & Seymour | Legrand / Pass & Seymour | CD1103P* | Dimmer | Device | True | True |  | True | True | True | True | True | True | True | True | False | [9 empty] | Non Federally-Regulated | 09/14/2012 |  | 07/01/2014
Intermatic, Inc. | Grasslin | GMX892-I-24 | Automatic Time Switch Control |  | True | True |  | True | True | [16 empty] | Non Federally-Regulated | 10/15/2008 |  | 01/07/2010
Legrand / Wiremold | WattStopper | NVHUBB | Multi-Level Occupant Sensor | System | True | True | True | True | True | True | True | True | True | True | True | True | True | True | True | True | True | True |  |  |  | Non Federally-Regulated | 03/23/2010 |  | 07/01/2014
Lightolier Controls | Insight | IS2-600VA-W | Occupant / Motion / Vacancy Se |  | True | True |  | True | [17 empty] | Non Federally-Regulated | 08/10/1992 |  | 04/06/1998
PLC Multipoint, Inc. | Panasonic | WRT3394-8 | Occupant / Motion / Vacancy Se | Device | True | True |  | True | True | True | False |  |  |  |  | False | [9 empty] | Non Federally-Regulated | 03/04/2010 |  | 07/01/2014
Signify North America Corporation | Philips Lighting Electronics North America | LCA2290 | Occupant / Motion / Vacancy Se | System | True | True |  | True | True | False | True | True | True | True | True | False | [9 empty] | Non Federally-Regulated | 06/20/2011 |  | 07/01/2014
Cooper Wiring Devices | Greengate | OSW-P-0451-DMV | Ultrasonic Occupant / Motion S |  | True | True |  | True | True | True | True | True |  |  |  |  | True | True | True | False | True | False |  |  |  | Non Federally-Regulated | 04/10/2008 |  | 11/07/2008
Lutron Electronics Co., Inc. | LCP 128 | LCP-*******-***FT | Automatic Daylighting Control |  | True | True | False | True | True | True | False |  | False |  | True | False |  |  |  | False | [5 empty] | Non Federally-Regulated | 09/19/2005 |  | 01/07/2010
Intermatic, Inc. | Intermatic | EM1416MC | Multi-Level Daylighting Contro |  | True | True |  | True | True | True | True | [14 empty] | Non Federally-Regulated | 10/12/2007 |  | 01/07/2010
Tork | Tork | DZM200A-12 | Astronomical Time Switch Contr |  |  |  |  | True | True | True | True | True | True | True | [11 empty] | Non Federally-Regulated | 04/27/2006 |  | 01/07/2010
Tork | Tork | DLC400 | Astronomical Time Switch Contr |  |  |  |  | True | True | True | True | True | True | True | [11 empty] | Non Federally-Regulated | 04/27/2006 |  | 01/07/2010
GE Lighting, a Savant company | GE Lighting Controls | CIR-05-360-D | Occupant / Motion / Vacancy Se | Device | True | True |  | True | True | False | False |  |  |  |  | False | [9 empty] | Non Federally-Regulated | 04/13/2012 |  | 07/01/2014
Tork | Tork | 5026M | Exterior Photocontrol Device | [14 empty] | True | True | True | [5 empty] | Non Federally-Regulated | 04/27/2006 |  | 01/07/2010
Leviton Manufacturing Co., Inc. | Leviton | 16775-O** | Occupant / Motion / Vacancy Se |  | True | True |  | True | [17 empty] | Non Federally-Regulated | 07/08/1998 |  | 01/07/2010
Powerline Control Systems | GreenWorx | FCMR4-*** | Automatic Time Switch Control | System | True | True |  | True | True | [16 empty] | Non Federally-Regulated | 09/30/2011 |  | 12/10/2013
WattStopper, Inc. | WattStopper | EN100120 | Occupant / Motion / Vacancy Se |  | True | False |  | True | [17 empty] | Non Federally-Regulated | 03/10/2000 |  | 01/07/2010
Siemens Energy & Automation | Siemens Energy & Automation | 5WG1 705-8XF02 | Automatic Time Switch Control |  | True | True |  | True | True | [8 empty] | True | True | True | [5 empty] | Non Federally-Regulated | 12/19/2005 |  | 01/07/2010
Siemens Energy & Automation | Siemens Energy & Automation | 5WG1 704-8XK04 | Automatic Time Switch Control |  | True | True |  | True | True | [8 empty] | True | True | True | [5 empty] | Non Federally-Regulated | 12/19/2005 |  | 01/07/2010
Sensor Switch, Inc. | Sensor Switch | IPC-MOT-9-** | Occupant / Motion / Vacancy Se |  | True | True |  | True | [17 empty] | Non Federally-Regulated | 03/01/2006 |  | 01/07/2010
Lutron Electronics Co., Inc. | Lutron | CCP-************-******-**-CGP*** | Automatic Time Switch Control | System | True | True |  | True | True | [16 empty] | Non Federally-Regulated | 07/10/2012 |  | 07/01/2014
Lutron Electronics Co., Inc. | Radio Touch | RTA-RX-F | Automatic Daylighting Control |  | True | True |  | True | True | True | False | [9 empty] | True |  |  |  |  | Non Federally-Regulated | 09/12/2003 |  | 09/19/2005
Siemens Energy & Automation | Siemens Energy & Automation | 5WG1 705-8XF43 | Automatic Time Switch Control |  | True | True |  | True | True | [8 empty] | True | True | True | [5 empty] | Non Federally-Regulated | 12/19/2005 |  | 01/07/2010
Sensor Switch, Inc. | Sensor Switch | LWSH-PDT-**-*-*-* | Occupant / Motion / Vacancy Se |  | True | True |  | True | [17 empty] | Non Federally-Regulated | 11/19/2001 |  | 03/01/2006
Intermatic, Inc. | Intermatic | K4027 | Photosensor / Photocontrol Dev | Device | True | True |  | False | False | [16 empty] | Non Federally-Regulated | 01/20/2010 |  | 07/01/2014
The Watt Watcher | The Watt Watcher | WW1000 | Ultrasonic Occupant / Motion S |  | False | False |  | True | True | True | True | True | [13 empty] | Non Federally-Regulated | 03/01/1986 |  | 04/06/1998
Legrand / Pass & Seymour | Legrand / Pass & Seymour | CDFB103PNA* | Dimmer | Device | True | True |  | True | True | True | True | False |  |  |  | False | [9 empty] | Non Federally-Regulated | 12/23/2010 |  | 07/01/2014
Legrand / Pass & Seymour | Legrand / Pass & Seymour | 2000* | Dimmer | Device | True | True |  | True | True | True | True | False |  |  |  | False | [9 empty] | Non Federally-Regulated | 12/23/2010 |  | 07/01/2014
Legrand / Wiremold | WattStopper | LRD1A | Multi-Level Occupant Sensor | System | True | True | True | True | True | True | True | True | True | True | True | True | True | True | True | True | True | True |  |  |  | Non Federally-Regulated | 03/23/2010 |  | 07/01/2014
Siemens Energy & Automation | Siemens Energy & Automation | 5WG1 704-8XC41 | Automatic Time Switch Control |  | True | True |  | True | True | [8 empty] | True | True | True | [5 empty] | Non Federally-Regulated | 12/19/2005 |  | 01/07/2010
Siemens Energy & Automation | Siemens Energy & Automation | 5WG1 705-8XJ31 | Automatic Time Switch Control |  | True | True |  | True | True | [8 empty] | True | True | True | [5 empty] | Non Federally-Regulated | 12/19/2005 |  | 01/07/2010
WattStopper, Inc. | WattStopper | LS158 | Photosensor / Photocontrol Dev |  | True | True |  | True | [17 empty] | Non Federally-Regulated | 07/30/2002 |  | 01/07/2010
Siemens Energy & Automation | Siemens Energy & Automation | 5WG1 705-8XB32 | Automatic Time Switch Control |  | True | True |  | True | True | [8 empty] | True | True | True | [5 empty] | Non Federally-Regulated | 12/19/2005 |  | 01/07/2010
Echoflex Solutions, Inc. | Echoflex | RVS-21** | Occupant Sensing Device | Device | True | True | True | True | True | False |  |  |  | False |  |  | True | True | False |  | True | True | True | True | True | Non Federally-Regulated | 12/15/2014 |  | 03/24/2015
Enerlites, Inc. | Enerlites, Inc. | HET-01-J | Automatic Time Switch Control | Device | True | True |  | True | True | [16 empty] | Non Federally-Regulated | 08/18/2011 |  | 07/01/2014
Cooper Controls | Greengate | OSW-U-0721-MV | Occupant / Motion / Vacancy Se | Device | True | True |  | True | True | False | True | True | True | True | True | False | [9 empty] | Non Federally-Regulated | 07/22/2010 |  | 07/01/2014
WattStopper, Inc. | WattStopper | PW-200-* | Multi-Level Occupant Sensor | Device | True | True | True | True | True | True | True | True | False | False | True | True |  | False | [7 empty] | Non Federally-Regulated | 04/29/2010 |  | 07/01/2014
Convia, Inc., A Herman Miller Co. | Convia | GSA-GCA | Multi-Level Occupant Sensor | System | True | True | True | True | True | True | True | True | True | True | True | True | True | True | True | True | True | True |  |  |  | Non Federally-Regulated | 03/04/2010 |  | 04/27/2011
Unenco, Inc. / Univ. Energy | UEC | PIR-1000 | Occupant / Motion / Vacancy Se |  | True | True |  | True | [17 empty] | Non Federally-Regulated | 10/06/1992 |  | 01/07/2010
Maple Chase Co. | Paragon Electrical Products | EL72PC/277V | Automatic Time Switch Control |  | True | True |  | True | True | [16 empty] | Non Federally-Regulated | 12/15/1998 |  | 01/07/2010
Legrand / Pass & Seymour | Legrand / Pass & Seymour | 90613* | Dimmer | Device | True | True |  | True | True | True | True | True | True | True | True | False | [9 empty] | Non Federally-Regulated | 09/14/2012 |  | 07/01/2014
Tork | Tork | K601 (120VAC) | Automatic Time Switch Control |  | True | True |  | True | True | [16 empty] | Non Federally-Regulated | 06/08/1993 |  | 02/07/1994
Lutron Electronics Co., Inc. | Lutron | XP20-******************* | Photosensor / Photocontrol Dev | System | True | True |  | False | False | [16 empty] | Non Federally-Regulated | 12/28/2009 |  | 07/01/2014
Lutron Electronics Co., Inc. | Homeworks | HWV-600D-** | Occupant / Motion / Vacancy Se | System | True | True |  | True | True | False | False |  |  |  |  | False | [9 empty] | Non Federally-Regulated | 01/20/2010 |  | 07/01/2014
General Signal Building Systems | GS | IRC-3 | Automatic Time Switch Control |  | True | True |  | True | True | [16 empty] | Non Federally-Regulated | 04/09/1993 |  | 01/07/2010
Intermatic, Inc. | Grasslin | LM2-I-120-LS2 | Photosensor / Photocontrol Dev |  | True | True |  | True | [17 empty] | Non Federally-Regulated | 11/10/2008 |  | 01/07/2010
Intermatic, Inc. | Grasslin | LM1-O-120-LS2 | Photosensor / Photocontrol Dev | Device | True | True |  | False | False | [16 empty] | Non Federally-Regulated | 01/20/2010 |  | 07/01/2014
Vantage Controls, Inc. | Vantage Controls, Inc. | CLMNES050 | Automatic Daylighting Control | System | True | True | True | True | True | True | True | True | True | True | True | True |  | True | [7 empty] | Non Federally-Regulated | 03/23/2010 |  | 07/01/2014
Intermatic, Inc. | Intermatic, Inc. | ET90215C | Astronomical Time Switch Contr | Device | True | True |  | True | True | True | True | True | True | True | [11 empty] | Non Federally-Regulated | 07/22/2011 |  | 07/01/2014
Intermatic, Inc. | Grasslin | PC1-digi20-120-LS2+E200 | Photosensor / Photocontrol Dev | Device | True | True | True | [18 empty] | Non Federally-Regulated | 08/05/2014 |  | 01/09/2015
Schneider Electric | SERP | SERPB32HS | Automatic Time Switch Control | System | True | True |  | True | True | [16 empty] | Non Federally-Regulated | 09/11/2012 |  | 07/01/2014
Cooper Wiring Devices | Aspire | 9541xx | Dimmer | Device | True | True |  | True | True | True | True | True | True | True | True | False | [9 empty] | Non Federally-Regulated | 11/12/2010 |  | 12/29/2010
WattStopper, Inc. | WattStopper | LS-102 | Automatic Daylighting Control | Device | True | True | True | True | False |  |  | True | True | True | True | True |  | True | [7 empty] | Non Federally-Regulated | 10/08/2010 |  | 07/01/2014
Paragon Electric Co. | Paragon | EC365/C-240 | Automatic Time Switch Control |  | True | True |  | True | True | [16 empty] | Non Federally-Regulated | 03/18/1993 |  | 01/21/1999
Crestron Electronics | Crestron Electronics | DIN-1DIM4 | Dimmer | System | True | True |  | True | True | True | True | False |  |  |  | False | [9 empty] | Non Federally-Regulated | 03/01/2010 |  | 07/01/2014
Powerline Control Systems | PulseWorx | MLS4SK | Automatic Time Switch Control | System | True | True |  | True | True | [16 empty] | Non Federally-Regulated | 06/24/2011 |  | 07/01/2014
Sensor Switch, Inc. | PIR High Mount Sensor | HM-100-S | Occupant / Motion / Vacancy Se |  | False | False |  | True | [17 empty] | Non Federally-Regulated | 01/01/1989 |  | 04/06/1998
Leviton Manufacturing Co., Inc. | Leviton | R0800-*** | Occupant / Motion / Vacancy Se | System | True | True |  | True | True | False | True | True | True | True | True | False | [9 empty] | Non Federally-Regulated | 05/28/2010 |  | 07/01/2014
Lutron Electronics Co., Inc. | Homeworks | HW-RPM-4A-120 | Dimmer | System | True | True |  | True | True | True | True | False |  |  |  | False | [9 empty] | Non Federally-Regulated | 12/17/2009 |  | 07/01/2014
Lutron Electronics Co., Inc. | Lutron | CCP-************-******-**-CGP*** | Multi-Level Occupant Sensor | System | True | True | True | True | True | True | True | False | True | True | True | True |  | False | [7 empty] | Non Federally-Regulated | 07/10/2012 |  | 07/01/2014
Tork | Tork | DT200-12 (12VDC) | Automatic Time Switch Control |  | True | True |  | True | True | [16 empty] | Non Federally-Regulated | 06/08/1993 |  | 04/27/2006
Legrand / Wiremold | WattStopper | GSA-GCA | Automatic Daylighting Control | System | True | True | True | True | True | True | True | True | True | True | True | True |  | True | [7 empty] | Non Federally-Regulated | 03/23/2010 |  | 07/01/2014
Legrand / Pass & Seymour | Legrand / Pass & Seymour | WS1003P* | Dimmer | Device | True | True |  | True | True | True | True | True | True | True | True | False | [9 empty] | Non Federally-Regulated | 09/14/2012 |  | 07/01/2014
Intermatic, Inc. | Gasmaster | LM2-O-277-LS1 | Photosensor / Photocontrol Dev | Device | True | True | True | [18 empty] | Non Federally-Regulated | 07/17/2014 |  | 08/05/2014
Intermatic, Inc. | Intermatic, Inc. | ET1115CM | Automatic Time Switch Control | Device | True | True |  | True | True | [16 empty] | Non Federally-Regulated | 04/15/2011 |  | 07/01/2014
Blue Ridge Technologies | Global | GL48************* | Automatic Time Switch Control | Device | True | True |  | True | True | [16 empty] | Non Federally-Regulated | 06/30/2010 |  | 07/01/2014
PLC Multipoint, Inc. | PLC Multipoint | PC9AD SKYLIGHT | Photosensor / Photocontrol Dev |  | True | False |  | True | [17 empty] | Non Federally-Regulated | 08/06/1992 |  | 07/19/2006
Lutron Electronics Co., Inc. | Grafik Eye | GRX-4108-T-** | Automatic Time Switch Control |  | True | True |  | True | True | [16 empty] | Non Federally-Regulated | 01/31/1996 |  | 05/09/2000
Lutron Electronics Co., Inc. | Softswitch 128 | XPS32-******-** | Multi-Level Astronomical Time |  | True | True |  | True | True | True | True | True | True | True | [11 empty] | Non Federally-Regulated | 09/19/2005 |  | 01/07/2010
Cooper Wiring Devices | Aspire | 9538xx | Dimmer | Device | True | True |  | True | True | True | True | True | True | True | True | False | [9 empty] | Non Federally-Regulated | 11/12/2010 |  | 12/29/2010
Hubbell Building Automation | Hubbell Building Automation | LOFLHB2RP | Occupant / Motion / Vacancy Se |  | True | True |  | True | [17 empty] | Non Federally-Regulated | 05/20/2004 |  | 01/07/2010
Legrand / Wiremold | WattStopper | CLCBS | Multi-Level Occupant Sensor | System | True | True | True | True | True | True | True | True | True | True | True | True | True | True | True | True | True | True |  |  |  | Non Federally-Regulated | 03/23/2010 |  | 07/01/2014
Intermatic, Inc. | Grasslin | PC2-digi30-277-LS1 | Automatic Daylighting Control |  | True | True | True | True | False |  | True | True | True | True | True | False |  | True | False | False | [5 empty] | Non Federally-Regulated | 09/05/2008 |  | 01/07/2010
Legrand / Pass & Seymour | Legrand / Pass & Seymour | 91000* | Dimmer | Device | True | True |  | True | True | True | True | False |  |  |  | False | [9 empty] | Non Federally-Regulated | 12/23/2010 |  | 07/01/2014
Lutron Electronics Co., Inc. | Sensors | LOS-SUS-** | Ultrasonic Occupant / Motion S |  | True | True |  | True | True | True | True | True |  |  |  |  | True | True | True |  | True |  |  |  |  | Non Federally-Regulated | 09/23/2005 |  | 01/07/2010
Sensor Switch, Inc. | Sensor Switch | nCMB-PC-ADC-**-** | Automatic Daylighting Control |  | True | True | True | True | False |  | True | True | True | True | True | True | True | True | True | True |  | True |  |  |  | Non Federally-Regulated | 11/20/2008 |  | 01/07/2010
Lutron Electronics Co., Inc. | Lutron | LP5/********************* | Dimmer | System | True | True |  | True | True | True | True | False |  |  |  | False | [9 empty] | Non Federally-Regulated | 12/28/2009 |  | 07/01/2014
Hubbell Building Automation | Hubbell Building Automation | OMNIUS2000RP | Ultrasonic Occupant / Motion S |  | True | True |  | True | True | True | True | True | [13 empty] | Non Federally-Regulated | 05/20/2004 |  | 01/07/2010
Enerlites, Inc. | Enerlites, Inc. | MPC-50V-DC | Multi-Level Occupant Sensor | System | True | True | True | True | True | True | True | True | True | True | True | True |  | False | [7 empty] | Non Federally-Regulated | 11/22/2013 |  | 07/01/2014
Maple Chase Co. | Paragon Electrical Products | EC4000/120V | Automatic Time Switch Control |  | True | True |  | True | True | [16 empty] | Non Federally-Regulated | 01/21/1999 |  | 01/07/2010
Microlite Corp. | Microlite | 500R*** | Automatic Time Switch Control |  | True | True |  | True | True | [16 empty] | Non Federally-Regulated | 08/02/1993 |  | 01/07/2010
Lutron Electronics Co., Inc. | Ecosystem | CS-1L-** | Automatic Daylighting Control |  | True | True | True | True | False |  | False |  | False |  | True | True | False | False | True | True |  | True |  |  |  | Non Federally-Regulated | 01/08/2008 |  | 01/07/2010
Legrand / Wiremold | WattStopper | GSE-SCD-WH | Astronomical Time Switch Contr | System | True | True |  | True | True | True | True | True | True | True | [11 empty] | Non Federally-Regulated | 03/23/2010 |  | 07/01/2014
Novitas, Inc. | Novitas | 01-110-BAS-** | Ultrasonic Occupant / Motion S |  | True | True |  | True | True | True | True | True |  |  |  |  | True | True | True | False | True | False |  |  |  | Non Federally-Regulated | 09/06/2005 |  | 08/18/2006
Lutron Electronics Co., Inc. | Softswitch 128 | XPS20-******-** | Occupant / Motion / Vacancy Se |  | True | True |  | True | [17 empty] | Non Federally-Regulated | 09/19/2005 |  | 01/07/2010
Intermatic, Inc. | Grasslin | PC1-digi20-277-LS1 | Photosensor / Photocontrol Dev | Device | True | True | True | [18 empty] | Non Federally-Regulated | 08/05/2014 |  | 01/09/2015
Legrand / Wiremold | WattStopper | CE4FFATC SERIES | Astronomical Time Switch Contr | System | True | True |  | True | True | True | True | True | True | True | [11 empty] | Non Federally-Regulated | 03/23/2010 |  | 07/01/2014
Earlwood Associates | Lights-Out | LO-602 | Ultrasonic Occupant / Motion S |  | False | False |  | True | True | True | True | True | [13 empty] | Non Federally-Regulated | 04/01/1988 |  | 04/06/1998
Sensor Switch, Inc. | Sensor Switch | RMR PC ADC******* | Automatic Daylighting Control | Device | True | True | True | True | False |  |  | True | True | True | True | True |  | True | [7 empty] | Non Federally-Regulated | 04/28/2010 |  | 07/01/2014
Siemens Energy & Automation | Siemens Energy & Automation | 5WG1 705-8XG13 | Automatic Time Switch Control |  | True | True |  | True | True | [8 empty] | True | True | True | [5 empty] | Non Federally-Regulated | 12/19/2005 |  | 01/07/2010
Schneider Electric | Schneider Electric | SLSDWD1277U* | Multi-Level Occupant Sensor | Device | True | True | True | True | True | True | True | True | False | True | True | True | True | True | True | True | [5 empty] | Non Federally-Regulated | 01/12/2012 |  | 07/01/2014
Intermatic, Inc. | Grasslin | FM1D50E-12 | Automatic Time Switch Control | Device | True | True |  | True | True | [16 empty] | Non Federally-Regulated | 01/20/2010 |  | 07/01/2014
Vantage Controls, Inc. | Vantage Controls, Inc. | DS41* | Dimmer | System | True | True | True | True | False |  | True | False |  |  |  | True | [9 empty] | Non Federally-Regulated | 04/28/2010 |  | 07/01/2014
Lightolier Controls | Insight | ID2-600-W | Occupant / Motion / Vacancy Se |  | True | True |  | True | [17 empty] | Non Federally-Regulated | 08/28/1992 |  | 04/06/1998
Lutron Electronics Co., Inc. | Grafik Eye | GRX-3102-T-** | Automatic Time Switch Control |  | True | True |  | True | True | [16 empty] | Non Federally-Regulated | 03/13/1996 |  | 05/09/2000
Vantage Controls, Inc. | Vantage Controls, Inc. | RD4A* | Dimmer | System | True | True | True | True | False |  | True | False |  |  |  | True | [9 empty] | Non Federally-Regulated | 04/28/2010 |  | 07/01/2014
Adura Technologies | Adura Technologies | ALPS | Multi-Level Occupant Sensor | System | True | True | True | True | True | True | True | True | True | True | True | True |  | False | [7 empty] | Non Federally-Regulated | 05/28/2010 |  | 07/01/2014
Sensor Switch, Inc. | Sensor Switch | HMR-10-**-*-** | Occupant / Motion / Vacancy Se |  | True | True |  | True | [17 empty] | Non Federally-Regulated | 03/01/2006 |  | 01/07/2010
Siemens Energy & Automation | Siemens Energy & Automation | 5WG1 704-8XE23 | Automatic Time Switch Control |  | True | True |  | True | True | [8 empty] | True | True | True | [5 empty] | Non Federally-Regulated | 12/19/2005 |  | 01/07/2010
Cooper Controls | iLumin | SCM-**-RP-MP-FT-20-S-**-**-** | Automatic Daylighting Control | System | True | True | True | True | True | True | True | True | True | True | True | True |  | True | [7 empty] | Non Federally-Regulated | 04/15/2011 |  | 07/01/2014
Lutron Electronics Co., Inc. | Lutron | N-600*********** | Dimmer | Device | True | True |  | True | True | True | True | False |  |  |  | False | [9 empty] | Non Federally-Regulated | 12/28/2009 |  | 01/21/2014
Sensor Switch, Inc. | Sensor Switch | nCM-10-2P-***** | Occupant / Motion / Vacancy Se |  | True | True |  | True | [17 empty] | Non Federally-Regulated | 11/20/2008 |  | 01/07/2010
Leviton Manufacturing Co., Inc. | Leviton | VPH08 | Dimmer | Device | True | True |  | True | True | True | True | False |  |  |  | False | [9 empty] | Non Federally-Regulated | 11/12/2010 |  | 07/01/2014
Distech Controls | Distech Controls | EC-Light-64 + EC-BOS-*** | Astronomical Time Switch Contr | System | True | True |  | True | True | True | True | True | True | True | [11 empty] | Non Federally-Regulated | 08/07/2012 |  | 07/01/2014
Lutron Electronics Co., Inc. | LCP 128 | LCP-*******-***FT | Astronomical Time Switch Contr |  | True | True |  | True | True | True | True | True | True | True | [11 empty] | Non Federally-Regulated | 09/19/2005 |  | 01/07/2010
Lutron Electronics Co., Inc. | Lutron | CCP-****-*****-**-CGP**** | Automatic Daylighting Control | System | True | True | True | True | True | True | True | False |  |  | True | True |  | True | [7 empty] | Non Federally-Regulated | 07/10/2012 |  | 07/01/2014
Lutron Electronics Co., Inc. | Lutron | LCP28-******************* | Multi-Level Occupant Sensor | System | True | True | True | True | True | True | True | True | True | True | True | True |  | False | [7 empty] | Non Federally-Regulated | 12/28/2009 |  | 07/01/2014
Lutron Electronics Co., Inc. | Lutron | LC-600H********* | Dimmer | Device | True | True |  | True | True | True | True | False |  |  |  | False | [9 empty] | Non Federally-Regulated | 12/28/2009 |  | 01/21/2014
Lighting Control & Design | Lighting Control & Design | GR2400SBP******SLAVE** | Astronomical Time Switch Contr |  | True | True |  | True | True | True | True | True | True | True |  |  |  | True | True | True | [5 empty] | Non Federally-Regulated | 06/22/2005 |  | 12/28/2009
WattStopper, Inc. | WattStopper | HB300 | Occupant / Motion / Vacancy Se |  | True | True |  | True | [8 empty] | False | True | True | False | True | False |  |  |  | Non Federally-Regulated | 02/14/2008 |  | 01/07/2010
Lutron Electronics Co., Inc. | HomeWorks QS | HQR-REP-120 | Photosensor / Photocontrol Dev | System | True | True |  | False | False | [16 empty] | Non Federally-Regulated | 07/10/2012 |  | 07/01/2014
Powerline Control Systems | PulseWorx | MLS1024IRP | Automatic Time Switch Control | System | True | True |  | True | True | [16 empty] | Non Federally-Regulated | 06/24/2011 |  | 07/01/2014
Eaton Corp. | Pow-R-Command | PRC1000 | Automatic Time Switch Control | System | True | True |  | True | True | [16 empty] | Non Federally-Regulated | 02/04/2010 |  | 07/01/2014
Hubbell Incorporated | H-Moss | AU1277*1N | Ultrasonic Occupant / Motion S |  | True | True |  | True | True | True | True | True | [13 empty] | Non Federally-Regulated | 05/10/2007 |  | 01/07/2010
Sensor Switch, Inc. | Sensor Switch | nCMR PDT 9 2P****** | Occupant / Motion / Vacancy Se | System | True | True |  | True | True | False | False |  |  |  |  | False | [9 empty] | Non Federally-Regulated | 04/28/2010 |  | 07/01/2014
Desa Specialty, LLC | Ace | AC-5412 | Exterior Photocontrol Device |  | True | False | [11 empty] | True | True | True | [5 empty] | Non Federally-Regulated | 06/15/2005 |  | 09/20/2007
Tork | Tork | 7222L | Automatic Time Switch Control |  | True | True |  | True | True | [16 empty] | Non Federally-Regulated | 06/03/2003 |  | 04/27/2006
WattStopper, Inc. | WattStopper | AD-2003-* | Dimmer | Device | True | True |  | True | True | True | True | True | True | True | True | False | [9 empty] | Non Federally-Regulated | 08/31/2010 |  | 07/01/2014
Lutron Electronics Co., Inc. | Radio RA | RA-GRX-*-*-** | Multi-Level Astronomical Time |  | True | True |  | True | True | True | True | True | True | True | [11 empty] | Non Federally-Regulated | 08/13/2007 |  | 01/07/2010
Tridium | Vykon | JACE-NX | Automatic Time Switch Control |  | True | True |  | True | True | [16 empty] | Non Federally-Regulated | 12/08/2003 |  | 01/07/2010
Steinel America, Inc. | Steinel | IS D360-24 | Occupant / Motion / Vacancy Se | Device | True | True |  | True | True | False | False |  |  |  |  | False | [9 empty] | Non Federally-Regulated | 07/23/2012 |  | 07/01/2014
Intermatic, Inc. | Grasslin | PC1-digi20-277-LS2 | Photosensor / Photocontrol Dev | Device | True | True | True | [18 empty] | Non Federally-Regulated | 08/05/2014 |  | 01/09/2015
Sensor Switch, Inc. | Sensor Switch | CMRB 10 ADC******* | Automatic Daylighting Control | Device | True | True | True | True | False |  |  | True | True | True | True | True |  | True | [7 empty] | Non Federally-Regulated | 04/28/2010 |  | 07/01/2014
Enerlites, Inc. | Intermatic, Inc. | IOS-DSIF-** | Occupant / Motion / Vacancy Se | Device | True | True |  | True | True | False | False |  |  |  |  | False | [9 empty] | Non Federally-Regulated | 01/19/2012 |  | 07/01/2014
Intelligent Lighting Controls, Inc. | Quanta Elite | 93000371 | Exterior Photocontrol Device |  | True | True | [19 empty] | Non Federally-Regulated | 10/12/2005 |  | 01/07/2010
Desa Specialty, LLC | Portfolio | PF-4160 | Exterior Photocontrol Device |  | True | False | [11 empty] | True | True | True | [5 empty] | Non Federally-Regulated | 06/07/2005 |  | 09/20/2007
Gentec, Inc. | Kameleon | PREMCG**K8 | Automatic Time Switch Control |  | True | True |  | True | True | [16 empty] | Non Federally-Regulated | 04/23/2002 |  | 01/07/2010
Tork | Tork | T930L | Automatic Time Switch Control |  | True | True |  | True | True | [16 empty] | Non Federally-Regulated | 06/03/2003 |  | 01/07/2010
Lutron Electronics Co., Inc. | Lutron | CCP-****-*****-**-CGP*** | Photosensor / Photocontrol Dev | System | True | True |  | False | False | [16 empty] | Non Federally-Regulated | 07/10/2012 |  | 07/01/2014
Enlighted, Inc. | Enlighted | SU-2-** (with wall switch) | Multi-Level Occupant Sensor | System | True | True | True | True | True | False | True | True | True | False | True | True |  | False | [7 empty] | Non Federally-Regulated | 09/17/2012 |  | 07/01/2014
Lutron Electronics Co., Inc. | Radio RA | RA-GRX-*-*-** | Automatic Time Switch Control |  | True | True |  | True | True | [16 empty] | Non Federally-Regulated | 08/13/2007 |  | 01/07/2010
Lighting Control & Design | Lighting Control & Design | GR2400ACC-***DTC*******s | Automatic Daylighting Control |  | True | True | True | True | False |  | True | True | True | True | True | True |  | False | True | False | [5 empty] | Non Federally-Regulated | 06/28/2005 |  | 12/28/2009
Tork | Tork | 7200 | Automatic Time Switch Control |  | True | True |  | True | True | [16 empty] | Non Federally-Regulated | 06/03/2003 |  | 04/27/2006
Electronic Theatre Controls, Inc. | Sensor | SR12-*** | Dimmer | System | True | True |  | True | True | True | True | False |  |  |  | False | [9 empty] | Non Federally-Regulated | 08/19/2011 |  | 07/01/2014
Lightolier | Compli Scenist | CS2045II*** | Dimmer | Device | True | True |  | True | True | True | True | True | True | True | True | False | [9 empty] | Non Federally-Regulated | 04/25/2013 |  | 07/01/2014
Lutron Electronics Co., Inc. | Homeworks | HW-RPM-4E-120 | Astronomical Time Switch Contr |  | True | True |  | True | True | True | True | True | True | True | [11 empty] | Non Federally-Regulated | 08/13/2007 |  | 01/07/2010
Legrand / Wiremold | WattStopper | NRD1B | Automatic Time Switch Control | System | True | True |  | True | True | [16 empty] | Non Federally-Regulated | 03/23/2010 |  | 07/01/2014
Legrand / Pass & Seymour | Legrand / Pass & Seymour | LS600* | Dimmer | Device | True | True |  | True | True | True | True | False |  |  |  | False | [9 empty] | Non Federally-Regulated | 12/23/2010 |  | 07/01/2014
Legrand / Pass & Seymour | Legrand / Pass & Seymour | D6003P* | Dimmer | Device | True | True |  | True | True | True | True | True | True | True | True | False | [9 empty] | Non Federally-Regulated | 09/14/2012 |  | 07/01/2014
Intermatic, Inc. | Grasslin | GMXFM1D20-O-120 | Automatic Time Switch Control | Device | True | True |  | True | True | [16 empty] | Non Federally-Regulated | 01/20/2010 |  | 07/01/2014
Steinel America, Inc. | Steinel | IR Quattro HD DIM-24 | Occupant / Motion / Vacancy Se | Device | True | True |  | True | True | False | False |  |  |  |  | False | [9 empty] | Non Federally-Regulated | 08/06/2013 |  | 07/01/2014
Lutron Electronics Co., Inc. | Lutron | XP12-******************* | Automatic Daylighting Control | System | True | True | True | True | False |  |  | False |  |  | True | True |  | True | [7 empty] | Non Federally-Regulated | 12/28/2009 |  | 07/01/2014
Leviton Manufacturing Co., Inc. | Leviton | 705 | Dimmer | Device | True | True |  | True | True | True | True | False |  |  |  | False | [9 empty] | Non Federally-Regulated | 11/12/2010 |  | 07/01/2014
Lutron Electronics Co., Inc. | Lutron | LXELV-603PL***** | Dimmer | Device | True | True |  | True | True | True | True | True | True | True | True | False | [9 empty] | Non Federally-Regulated | 04/28/2010 |  | 07/01/2014
Lutron Electronics Co., Inc. | HomeWorks QS | HQR-VCRX-** | Dimmer | System | True | True |  | True | True | True | True | False |  |  |  | False | [9 empty] | Non Federally-Regulated | 07/10/2012 |  | 07/01/2014
Trane U.S. Inc. | Trane | EMTF000AA***1**** | Automatic Time Switch Control |  | True | True |  | True | True | [16 empty] | Non Federally-Regulated | 04/06/1994 |  | 01/07/2010
Marlin Controls, Inc. | Stellar | MATRIXRCS | Automatic Time Switch Control |  | True | True |  | True | True | [16 empty] | Non Federally-Regulated | 04/07/2008 |  | 01/07/2010
Legrand / Wiremold | WattStopper | GSE-WCD-WH | Manual-On Occupant Sensor | System | True | True | True | True | True | True | True | True | True | True | True | True | True | True | True | True |  | True |  |  |  | Non Federally-Regulated | 03/23/2010 |  | 07/01/2014
Tork | Tork | EW103S-24 | Automatic Time Switch Control |  | True | True |  | True | True | [16 empty] | Non Federally-Regulated | 03/22/2001 |  | 04/27/2006
Cooper Controls | Greengate | ONW-P-1001-DMV-* | Multi-Level Occupant Sensor | Device | True | True | True | True | True | False | True | True | False | True | True | True |  | False | [7 empty] | Non Federally-Regulated | 07/22/2010 |  | 07/01/2014
Schneider Electric (Square D Wiring Devices) | Powerlink | NF3000G3 | Astronomical Time Switch Contr |  | True | True |  | True | True | True | True | True | True | True |  |  |  | True | True | True | [5 empty] | Non Federally-Regulated | 08/24/2006 |  | 03/14/2008
Gentec, Inc. | Kameleon | K8-64-PA-S* | Automatic Time Switch Control | System | True | True |  | True | True | [16 empty] | Non Federally-Regulated | 01/20/2012 |  | 07/01/2014
Lutron Electronics Co., Inc. | Lutron | AR-6D*********** | Dimmer | Device | True | True |  | True | True | True | True | False |  |  |  | False | [9 empty] | Non Federally-Regulated | 12/28/2009 |  | 01/21/2014
Intermatic, Inc. | Intermatic | EI581C | Occupant / Motion / Vacancy Se |  | True | True |  | True | [17 empty] | Non Federally-Regulated | 12/16/1992 |  | 06/29/2006
Cooper Controls | Greengate | ODC-U-0501-32-R | Ultrasonic Occupant / Motion S |  | True | True |  | True | True | True | True | True | [13 empty] | Non Federally-Regulated | 11/07/2008 |  | 01/07/2010
Sensor Switch, Inc. | Sensor Switch | WVR 16 2P*********** | Occupant / Motion / Vacancy Se | Device | True | True |  | True | True | False | False |  |  |  |  | False | [9 empty] | Non Federally-Regulated | 04/28/2010 |  | 07/01/2014
Legrand / Wiremold | WattStopper | LVHUBA | Manual-On Occupant Sensor | System | True | True | True | True | True | True | True | True | True | True | True | True | True | True | True | True |  | True |  |  |  | Non Federally-Regulated | 03/23/2010 |  | 07/01/2014
Hubbell Incorporated | H-Moss | ATU1277I | Occupant / Motion / Vacancy Se |  | True | True |  | True | [17 empty] | Non Federally-Regulated | 05/04/2004 |  | 01/07/2010
Sensor Switch, Inc. | Sensor Switch | CMRB-PC-**-***-** | Photosensor / Photocontrol Dev |  | True | True |  | True | [17 empty] | Non Federally-Regulated | 03/01/2006 |  | 01/07/2010
Lutron Electronics Co., Inc. | Grafik Eye | GRX-DACPI-*-** | Multi-Level Daylighting Contro |  | True | True |  | True | True | True | True | [14 empty] | Non Federally-Regulated | 09/19/2005 |  | 01/07/2010
WattStopper, Inc. | WattStopper | CB100 | Occupant / Motion / Vacancy Se |  | True | True |  | True | [17 empty] | Non Federally-Regulated | 06/29/1993 |  | 01/07/2010
Siemens Energy & Automation | Siemens Energy & Automation | 5WG1 705-8XB24 | Automatic Time Switch Control |  | True | True |  | True | True | [8 empty] | True | True | True | [5 empty] | Non Federally-Regulated | 12/19/2005 |  | 01/07/2010
Lutron Electronics Co., Inc. | Homeworks | HRD-6ND*** | Occupant / Motion / Vacancy Se | System | True | True |  | True | True | False | False |  |  |  |  | False | [9 empty] | Non Federally-Regulated | 01/20/2010 |  | 07/01/2014
Lutron Electronics Co., Inc. | Lutron | QSGR-*P*********** | Dimmer | System | True | True |  | True | True | True | True | False |  |  |  | False | [9 empty] | Non Federally-Regulated | 05/19/2010 |  | 07/01/2014
Lutron Electronics Co., Inc. | Homeworks | HWD-6D*** | Manual-On Occupant Sensor | System | True | True |  | True | True | False | True | True | False |  |  |  |  | False | [7 empty] | Non Federally-Regulated | 01/20/2010 |  | 07/01/2014
Intermatic, Inc. | Intermatic | K4522 | Photosensor / Photocontrol Dev | Device | True | True |  | False | False | [16 empty] | Non Federally-Regulated | 01/20/2010 |  | 07/01/2014
Intermatic, Inc. | Gasmaster | FM1D20E-24 | Automatic Time Switch Control | Device | True | True | True | False | [17 empty] | Non Federally-Regulated | 07/17/2014 |  | 08/05/2014
Sensor Switch, Inc. | Sensor Switch | nHW 13***** | Occupant / Motion / Vacancy Se | System | True | True |  | True | True | False | False |  |  |  |  | False | [9 empty] | Non Federally-Regulated | 04/28/2010 |  | 07/01/2014
Paragon Electric Co. | Paragon | EC712/24V | Automatic Time Switch Control |  | True | True |  | True | True | [16 empty] | Non Federally-Regulated | 11/23/1992 |  | 01/21/1999
Vantage Controls, Inc. | Vantage Controls, Inc. | C*1000** | Automatic Daylighting Control | System | True | True | True | True | True | True | True | True | True | True | True | True |  | True | [7 empty] | Non Federally-Regulated | 03/23/2010 |  | 07/01/2014
Lutron Electronics Co., Inc. | Lutron | CCP-**********-******-** | Automatic Time Switch Control | System | True | True |  | True | True | [16 empty] | Non Federally-Regulated | 07/10/2012 |  | 07/01/2014
PLC Multipoint, Inc. | Panasonic | WRT3374K-8 | Occupant / Motion / Vacancy Se | Device | True | True |  | True | True | True | False |  |  |  |  | False | [9 empty] | Non Federally-Regulated | 03/04/2010 |  | 07/01/2014
Lighting Control & Design | Lighting Control & Design | GR240*IDH******* | Astronomical Time Switch Contr | System | True | True |  | True | True | True | True | True | True | True | [11 empty] | Non Federally-Regulated | 12/28/2009 |  | 07/01/2014
Lutron Electronics Co., Inc. | Lutron | TG-603PG******** | Dimmer | Device | True | True |  | True | True | True | True | True | True | True | True | False | [9 empty] | Non Federally-Regulated | 04/28/2010 |  | 07/01/2014
Sensor Switch, Inc. | Sensor Switch | nRM 9******* | Occupant / Motion / Vacancy Se | System | True | True |  | True | True | False | False |  |  |  |  | False | [9 empty] | Non Federally-Regulated | 04/28/2010 |  | 07/01/2014
Cooper Controls | Greengate | CK T 48******* | Multi-Level Astronomical Time | System | True | True |  | True | True | True | True | True | True | True | [11 empty] | Non Federally-Regulated | 04/15/2011 |  | 07/01/2014
Siemens Energy & Automation | Siemens Energy & Automation | 5WG1 703-8XG22 | Automatic Time Switch Control |  | True | True |  | True | True | [8 empty] | True | True | True | [5 empty] | Non Federally-Regulated | 12/19/2005 |  | 01/07/2010
Hubbell Building Automation | Hubbell Building Automation | WIH-AP2 | Automatic Time Switch Control | System | True | True |  | True | True | [16 empty] | Non Federally-Regulated | 12/09/2013 |  | 07/01/2014
WattStopper, Inc. | WattStopper | WI120-4 | Occupant / Motion / Vacancy Se |  | True | True |  | True | [17 empty] | Non Federally-Regulated | 08/10/1992 |  | 04/06/1998
Tork | Tork | W400AL | Automatic Time Switch Control |  | True | True |  | True | True | [16 empty] | Non Federally-Regulated | 06/03/2003 |  | 01/07/2010
Sensor Switch, Inc. | Sensor Switch | CMRB-9-*-***-*-** | Occupant / Motion / Vacancy Se |  | True | True |  | True | [17 empty] | Non Federally-Regulated | 03/01/2006 |  | 01/07/2010
Siemens Energy & Automation | Siemens Energy & Automation | 5WG1 703-8XF01 | Automatic Time Switch Control |  | True | True |  | True | True | [8 empty] | True | True | True | [5 empty] | Non Federally-Regulated | 12/19/2005 |  | 01/07/2010
Lutron Electronics Co., Inc. | Lutron | LP1/********************* | Automatic Time Switch Control | System | True | True |  | True | True | [16 empty] | Non Federally-Regulated | 12/28/2009 |  | 07/01/2014
Vantage Controls, Inc. | Vantage Controls, Inc. | RD21* | Dimmer | System | True | True | True | True | False |  | True | False |  |  |  | True | [9 empty] | Non Federally-Regulated | 04/28/2010 |  | 07/01/2014
Tork | Tork | DZM200BP | Astronomical Time Switch Contr |  |  |  |  | True | True | True | True | True | True | True | [11 empty] | Non Federally-Regulated | 01/04/2007 |  | 01/07/2010
Tork | Tork | SS721Z | Automatic Time Switch Control | Device | True | True |  | True | True | [16 empty] | Non Federally-Regulated | 03/11/2011 |  | 07/01/2014
Unenco, Inc. / Univ. Energy | Unenco | AICS-RC120V | Occupant / Motion / Vacancy Se |  | True | True |  | True | [17 empty] | Non Federally-Regulated | 09/25/1992 |  | 04/06/1998
WattStopper, Inc. | WattStopper | HPCU32CC | Automatic Time Switch Control |  | True | True |  | True | True | [16 empty] | Non Federally-Regulated | 02/18/2005 |  | 01/07/2010
Lutron Electronics Co., Inc. | Homeworks | HW-RPM-4E-120 | Manual-On Occupant Sensor | System | True | True |  | True | True | False | True | True | False |  |  |  |  | False | [7 empty] | Non Federally-Regulated | 01/20/2010 |  | 07/01/2014
Hubbell Incorporated | H-Moss | AT277W | Occupant / Motion / Vacancy Se |  | True | True |  | True | [17 empty] | Non Federally-Regulated | 06/01/1998 |  | 01/07/2010
Electronics Diversified, Inc. | Electronics Diversified, Inc. | T12-6 | Automatic Time Switch Control |  | True | True |  | True | True | [16 empty] | Non Federally-Regulated | 01/05/2005 |  | 01/07/2010
Cooper Wiring Devices | Novitas | 01-PCS-CA | Photosensor / Photocontrol Dev |  | True | False |  | True | [17 empty] | Non Federally-Regulated | 08/18/2006 |  | 04/10/2008
Siemens Energy & Automation | Siemens Energy & Automation | 5WG1 705-8XC35 | Automatic Time Switch Control |  | True | True |  | True | True | [8 empty] | True | True | True | [5 empty] | Non Federally-Regulated | 12/19/2005 |  | 01/07/2010
Hubbell Building Automation | Hubbell Building Automation | OMNIIRLRP | Occupant / Motion / Vacancy Se |  | True | True |  | True | [17 empty] | Non Federally-Regulated | 05/20/2004 |  | 01/07/2010
PLC Multipoint, Inc. | Panasonic | WRT3540K-8 | Astronomical Time Switch Contr | Device | True | True |  | True | True | True | True | True | True | True | [11 empty] | Non Federally-Regulated | 03/04/2010 |  | 07/01/2014
WattStopper, Inc. | WattStopper | LS155 | Photosensor / Photocontrol Dev |  | True | True |  | True | [17 empty] | Non Federally-Regulated | 07/30/2002 |  | 01/07/2010
Legrand / Pass & Seymour | Legrand / Pass & Seymour | CDFB73P277NA* | Dimmer | Device | True | True |  | True | True | True | True | True | True | True | True | False | [9 empty] | Non Federally-Regulated | 09/14/2012 |  | 07/01/2014
Leviton Manufacturing Co., Inc. | Leviton | OSF10-*** | Occupant / Motion / Vacancy Se | Device | True | True |  | True | True | False | False |  |  |  |  | False | [9 empty] | Non Federally-Regulated | 03/04/2010 |  | 07/01/2014
Lutron Electronics Co., Inc. | Lutron | LOS-CDT-1000*** | Occupant / Motion / Vacancy Se | System | True | True |  | True | True | True | True | True | True | True | True | False | [9 empty] | Non Federally-Regulated | 12/13/2012 |  | 07/01/2014
Lightolier Controls | PowerTrip | CLD480** | Track Lighting Integral Curren |  |  |  |  | True | True | True | True | [14 empty] | Non Federally-Regulated | 08/12/2005 |  | 01/07/2010
Leviton Manufacturing Co., Inc. | Leviton | ODS10-ID* | Occupant / Motion / Vacancy Se | Device | True | True |  | True | True | False | False |  |  |  |  | False | [9 empty] | Non Federally-Regulated | 03/04/2010 |  | 07/01/2014
Lutron Electronics Co., Inc. | Grafik Eye | GRX-3102-*-** | Occupant / Motion / Vacancy Se |  | True | True |  | True | [17 empty] | Non Federally-Regulated | 05/09/2000 |  | 09/19/2005
Lutron Electronics Co., Inc. | Radio RA | RA-5NE*** | Dimmer | System | True | True |  | True | True | True | True | False |  |  |  | False | [9 empty] | Non Federally-Regulated | 12/17/2009 |  | 07/01/2014
Legrand / Pass & Seymour | Legrand / Pass & Seymour | DRLV1103* | Dimmer | Device | True | True |  | True | True | True | True | True | True | True | True | False | [9 empty] | Non Federally-Regulated | 09/14/2012 |  | 07/01/2014
Hubbell Incorporated | H-Moss | OS120A | Occupant / Motion / Vacancy Se |  | True | True |  | True | [17 empty] | Non Federally-Regulated | 06/01/1998 |  | 01/07/2010
Sensor Switch, Inc. | Sensor Switch | PDT-WV-RR7 | Occupant / Motion / Vacancy Se |  | True | True |  | True | [17 empty] | Non Federally-Regulated | 02/04/1997 |  | 11/19/2001
Intermatic, Inc. | Intermatic, Inc. | ET90215CE | Automatic Time Switch Control | Device | True | True |  | True | True | [16 empty] | Non Federally-Regulated | 07/22/2011 |  | 07/01/2014
Hubbell Building Automation | Hubbell Building Automation | LUXSTATDCM | Automatic Daylighting Control |  | True | True | True | True | True | True | True | True | True | True | True | True | True | True | False | True |  | False |  |  |  | Non Federally-Regulated | 09/08/2007 |  | 01/07/2010
Tork | Tork | OSC20U | Ultrasonic Occupant / Motion S | Device | True | True |  | True | True | True | True | True | True | True | True | [10 empty] | Non Federally-Regulated | 04/28/2010 |  | 04/27/2011
Maple Chase Co. | Paragon Electrical Products | EC7005PC/277 | Automatic Time Switch Control |  | True | True |  | True | True | [16 empty] | Non Federally-Regulated | 01/21/1999 |  | 01/07/2010
PLC Multipoint, Inc. | PLC Multipoint | RB-08-1-U | Automatic Time Switch Control | System | True | True |  | True | True | [16 empty] | Non Federally-Regulated | 02/02/2011 |  | 07/01/2014
Cooper Wiring Devices | Novitas | 01-082-** | Ultrasonic Occupant / Motion S |  | True | True |  | True | True | True | True | True |  |  |  |  | True | True | True | False | True | False |  |  |  | Non Federally-Regulated | 08/18/2006 |  | 04/10/2008
Convia, Inc., A Herman Miller Co. | Convia | GSE-PDC-02 | Manual-On Occupant Sensor | System | True | True | True | True | True | True | True | True | True | True | True | True | True | True | True | True |  | True |  |  |  | Non Federally-Regulated | 03/04/2010 |  | 04/27/2011
Lutron Electronics Co., Inc. | Sensors | MOS-CM-15-WH | Ultrasonic Occupant / Motion S |  | True | True |  | True | True | True | True | True |  |  |  |  | True | True | True |  | True |  |  |  |  | Non Federally-Regulated | 09/23/2005 |  | 01/07/2010
Touchplate Technologies, Inc. | Time-Keeper | CPS-00**-TK | Automatic Time Switch Control | Device | True | True |  | True | True | [16 empty] | Non Federally-Regulated | 12/29/2010 |  | 07/01/2014
The Watt Watcher | The Watt Watcher | WW-HMS | Ultrasonic Occupant / Motion S |  | False | False |  | True | True | True | True | True | [13 empty] | Non Federally-Regulated | 04/01/1988 |  | 04/06/1998
Hubbell Incorporated | Hubbell, Inc. | RMS120** | Occupant / Motion / Vacancy Se |  | True | True |  | True | [17 empty] | Non Federally-Regulated | 03/16/2007 |  | 01/07/2010
Sensor Switch, Inc. | Sensor Switch | HM-50-*-**-** | Occupant / Motion / Vacancy Se |  | True | True |  | True | [17 empty] | Non Federally-Regulated | 03/01/2006 |  | 01/07/2010
Blue Ridge Technologies | BR Series | BRCTS*****-*** | Automatic Time Switch Control | Device | True | True |  | True | True | [16 empty] | Non Federally-Regulated | 01/25/2013 |  | 07/01/2014
Lutron Electronics Co., Inc. | Homeworks | HWD-6ND*** | Multi-Level Astronomical Time | System | True | True |  | True | True | True | True | True | True | True | [11 empty] | Non Federally-Regulated | 01/20/2010 |  | 07/01/2014
Convia, Inc., A Herman Miller Co. | Convia | GSE-IRR-GR | Astronomical Time Switch Contr | System | True | True |  | True | True | True | True | True | True | True | [11 empty] | Non Federally-Regulated | 03/04/2010 |  | 07/01/2014
Lutron Electronics Co., Inc. | Lutron | GP4-******************* | Automatic Time Switch Control | System | True | True |  | True | True | [16 empty] | Non Federally-Regulated | 12/28/2009 |  | 07/01/2014
Tork | Tork | DGS180-3 (277VAC) | Automatic Time Switch Control |  | True | True |  | True | True | [16 empty] | Non Federally-Regulated | 02/07/1994 |  | 01/07/2010
Sensor Switch, Inc. | Sensor Switch | nCMB-9-2P-***** | Occupant / Motion / Vacancy Se |  | True | True |  | True | [17 empty] | Non Federally-Regulated | 11/20/2008 |  | 01/07/2010
Leviton Manufacturing Co., Inc. | Leviton | L979-TT/L206-CT | Occupant / Motion / Vacancy Se |  | True | True |  | True | [17 empty] | Non Federally-Regulated | 01/30/2001 |  | 01/07/2010
Lutron Electronics Co., Inc. | Lutron | MAW-600H******** | Dimmer | Device | True | True |  | True | True | True | True | False |  |  |  | False | [9 empty] | Non Federally-Regulated | 12/28/2009 |  | 07/01/2014
Sensor Switch, Inc. | Sensor Switch | nCMB-PDT-10-******** | Occupant / Motion / Vacancy Se |  | True | True |  | True | [17 empty] | Non Federally-Regulated | 11/20/2008 |  | 01/07/2010
Hubbell Incorporated | H-Moss | OS270BZ | Occupant / Motion / Vacancy Se |  | True | True |  | True | [17 empty] | Non Federally-Regulated | 05/04/2004 |  | 01/07/2010
Legrand / Wiremold | WattStopper | CE2KC SERIES | Multi-Level Occupant Sensor | System | True | True | True | True | True | True | True | True | True | True | True | True | True | True | True | True | True | True |  |  |  | Non Federally-Regulated | 03/23/2010 |  | 07/01/2014
Schneider Electric (Square D Wiring Devices) | Powerlink | RMC2000G3*** | Automatic Time Switch Control |  | True | True |  | True | True | [16 empty] | Non Federally-Regulated | 12/24/2007 |  | 03/14/2008
Lutron Electronics Co., Inc. | Lutron | MIR-600MT******* | Dimmer | Device | True | True |  | True | True | True | True | False |  |  |  | False | [9 empty] | Non Federally-Regulated | 12/28/2009 |  | 07/01/2014
Intermatic, Inc. | Grasslin | LM2-O-277-LS2 | Photosensor / Photocontrol Dev | Device | True | True |  | False | False | [16 empty] | Non Federally-Regulated | 01/20/2010 |  | 07/01/2014
Heathco, LLC | Heath Zenith | SL-4305 | Exterior Photocontrol Device |  | True | False | [11 empty] | True | True | True | [5 empty] | Non Federally-Regulated | 09/21/2007 |  | 01/07/2010
Lutron Electronics Co., Inc. | Homeworks | HRD-6ND*** | Automatic Time Switch Control | System | True | True |  | True | True | [16 empty] | Non Federally-Regulated | 01/20/2010 |  | 07/01/2014
Intermatic, Inc. | Intermatic, Inc. | EI400WC | Automatic Time Switch Control | Device | True | True |  | True | True | [16 empty] | Non Federally-Regulated | 04/15/2011 |  | 07/01/2014
Cooper Controls | Greengate | CK2 277** | Manual-On Occupant Sensor | System | True | True | True | True | True | True | True | True | True | True | True | True |  | False | [7 empty] | Non Federally-Regulated | 04/15/2011 |  | 05/16/2011
Sensor Switch, Inc. | Sensor Switch | PDT-WV | Occupant / Motion / Vacancy Se |  | True | True |  | True | [17 empty] | Non Federally-Regulated | 10/25/1996 |  | 11/19/2001
Lutron Electronics Co., Inc. | LCP 128 | LCP-********-***FT | Astronomical Time Switch Contr |  | True | True |  | True | True | True | True | True | True | True | [11 empty] | Non Federally-Regulated | 09/19/2005 |  | 01/07/2010
Maple Chase Co. | Paragon Electrical Products | EC7001/208-277V | Automatic Time Switch Control |  | True | True |  | True | True | [16 empty] | Non Federally-Regulated | 01/21/1999 |  | 01/07/2010
Legrand / Wiremold | WattStopper | NPM44PF | Dimmer | System | True | True | True | True | True | True | True | True | True | True | True | True | [9 empty] | Non Federally-Regulated | 03/23/2010 |  | 07/01/2014
GE Industrial Systems | GE Industrial Systems | RCLK8PS | Automatic Time Switch Control |  | True | True |  | True | True | [16 empty] | Non Federally-Regulated | 03/20/2001 |  | 01/07/2010
Legrand / Pass & Seymour | Legrand / Pass & Seymour | WSLV703P* | Dimmer | Device | True | True |  | True | True | True | True | True | True | True | True | False | [9 empty] | Non Federally-Regulated | 09/14/2012 |  | 07/01/2014
Lutron Electronics Co., Inc. | Homeworks | HS16-*********** | Automatic Time Switch Control | System | True | True |  | True | True | [16 empty] | Non Federally-Regulated | 01/20/2010 |  | 07/01/2014
Douglas Lighting Controls | Douglas Lighting Controls | WNP-2150 | Occupant / Motion / Vacancy Se | System | True | True |  | True | True | False | False |  |  |  |  | False | [9 empty] | Non Federally-Regulated | 05/28/2010 |  | 07/01/2014
Leviton Manufacturing Co., Inc. | Leviton | 6779 | Occupant / Motion / Vacancy Se |  | True | True |  | True | [17 empty] | Non Federally-Regulated | 10/06/1992 |  | 04/06/1998
Cooper Controls | Greengate | CK T 32******* | Manual-On Occupant Sensor | System | True | True | True | True | True | True | True | True | True | True | True | True |  | False | [7 empty] | Non Federally-Regulated | 04/15/2011 |  | 05/16/2011
Legrand / Pass & Seymour | Legrand / Pass & Seymour | WSP101I | Occupant / Motion / Vacancy Se | Device | True | True |  | True | True | True | False |  |  |  |  | False | [9 empty] | Non Federally-Regulated | 12/30/2012 |  | 07/01/2014
Convia, Inc., A Herman Miller Co. | Convia | GSE-PFC-03 | Astronomical Time Switch Contr | System | True | True |  | True | True | True | True | True | True | True | [11 empty] | Non Federally-Regulated | 03/04/2010 |  | 07/01/2014
Lutron Electronics Co., Inc. | Ecosystem | C5-BMF-2A | Multi-Level Astronomical Time |  | True | True |  | True | True | True | True | True | True | True | [11 empty] | Non Federally-Regulated | 01/08/2008 |  | 01/07/2010
Cooper Wiring Devices | Aspire | 9539xx | Dimmer | Device | True | True |  | True | True | True | True | True | True | True | True | False | [9 empty] | Non Federally-Regulated | 11/12/2010 |  | 12/29/2010
WattStopper, Inc. | WattStopper | DRD2-* | Dimmer | System | True | True |  | True | False |  | True | False |  |  |  | False | [9 empty] | Non Federally-Regulated | 03/23/2010 |  | 07/01/2014
Siemens Energy & Automation | Siemens Energy & Automation | 5WG1 705-8XC23 | Automatic Time Switch Control |  | True | True |  | True | True | [8 empty] | True | True | True | [5 empty] | Non Federally-Regulated | 12/19/2005 |  | 01/07/2010
Andover Controls Corp. | Infinity | LCX891 | Automatic Time Switch Control |  | True | True |  | True | True | [16 empty] | Non Federally-Regulated | 06/21/1993 |  | 01/07/2010
Intermatic, Inc. | Gasmaster | MIL72AQWUZH-240 | Automatic Time Switch Control | Device | True | True | True | False | [17 empty] | Non Federally-Regulated | 07/17/2014 |  | 08/05/2014
Lutron Electronics Co., Inc. | Lutron | QP2-******************* | Astronomical Time Switch Contr | System | True | True |  | True | True | True | True | True | True | True | [11 empty] | Non Federally-Regulated | 12/28/2009 |  | 07/01/2014
Siemens Energy & Automation | Siemens Energy & Automation | 5WG1 705-8XK34 | Automatic Time Switch Control |  | True | True |  | True | True | [8 empty] | True | True | True | [5 empty] | Non Federally-Regulated | 12/19/2005 |  | 01/07/2010
Carrier Corp. | Carrier | CEPL130203-02 | Automatic Time Switch Control |  | True | True |  | True | True | [8 empty] | True | True | True | [5 empty] | Non Federally-Regulated | 03/13/2008 |  | 07/24/2015
Lutron Electronics Co., Inc. | Lutron | XP48-******************* | Automatic Daylighting Control | System | True | True | True | True | False |  |  | False |  |  | True | True |  | True | [7 empty] | Non Federally-Regulated | 12/28/2009 |  | 07/01/2014
Tork | Tork | ES120-24 | Automatic Time Switch Control |  | True | True |  | True | True | [16 empty] | Non Federally-Regulated | 03/22/2001 |  | 04/27/2006
Legrand / Pass & Seymour | Legrand / Pass & Seymour | CDFB103P27* | Dimmer | Device | True | True |  | True | True | True | True | False |  |  |  | False | [9 empty] | Non Federally-Regulated | 12/23/2010 |  | 07/01/2014
Legrand / Pass & Seymour | Legrand / Pass & Seymour | D703P* | Dimmer | Device | True | True |  | True | True | True | True | True | True | True | True | False | [9 empty] | Non Federally-Regulated | 09/14/2012 |  | 07/01/2014
Lutron Electronics Co., Inc. | Centralized Lighting Control | OMX-460*-*-** | Automatic Time Switch Control |  | True | True |  | True | True | [16 empty] | Non Federally-Regulated | 09/19/2005 |  | 01/07/2010
Legrand / Wiremold | WattStopper | CE4FFATC SERIES | Automatic Daylighting Control | System | True | True | True | True | True | True | True | True | True | True | True | True |  | True | [7 empty] | Non Federally-Regulated | 03/23/2010 |  | 07/01/2014
WattStopper, Inc. | WattStopper | WT-2250 | Occupant / Motion / Vacancy Se | Device | True | True |  | True | True | False | True | True | True | True | True | False | [9 empty] | Non Federally-Regulated | 05/28/2010 |  | 07/01/2014
Cooper Controls | Greengate | OAWC-DT-* | Multi-Level Occupant Sensor | System | True | True | True | True | True | True | True | True | True | True | True | True | True | True | True | True | [5 empty] | Non Federally-Regulated | 05/10/2011 |  | 07/01/2014
Matsushita / Honeywell | Honeywell | 2WIRE/2WAY/57005 | Automatic Time Switch Control |  | True | True |  | True | True | [16 empty] | Non Federally-Regulated | 09/29/1993 |  | 04/06/1998
Legrand / Wiremold | WattStopper | LVHUBF | Automatic Daylighting Control | System | True | True | True | True | True | True | True | True | True | True | True | True |  | True | [7 empty] | Non Federally-Regulated | 03/23/2010 |  | 07/01/2014
Leviton Manufacturing Co., Inc. | Leviton | O2C10-*** | Occupant / Motion / Vacancy Se | Device | True | True |  | True | True | True | True | True | True | True | True | False | [9 empty] | Non Federally-Regulated | 09/18/2013 |  | 07/01/2014
Lutron Electronics Co., Inc. | Lutron | CCP-****-******-**-CGP**** | Automatic Daylighting Control | System | True | True | True | True | True | True | True | False |  |  | True | True |  | True | [7 empty] | Non Federally-Regulated | 07/10/2012 |  | 07/01/2014
Legrand / Wiremold | WattStopper | GSA-GCA | Manual-On Occupant Sensor | System | True | True | True | True | True | True | True | True | True | True | True | True | True | True | True | True |  | True |  |  |  | Non Federally-Regulated | 03/23/2010 |  | 07/01/2014
Lightstat, Inc. | Lightstat | ALC-6-48-*** | Occupant / Motion / Vacancy Se |  | True | True |  | True | [17 empty] | Non Federally-Regulated | 06/23/1998 |  | 03/14/2006
Hubbell Incorporated | H-Moss | ATU1277RRI | Occupant / Motion / Vacancy Se |  | True | True |  | True | [17 empty] | Non Federally-Regulated | 05/04/2004 |  | 01/07/2010
Intermatic, Inc. | Grasslin | PC1-digi20-120-LS1 | Photosensor / Photocontrol Dev | Device | True | True |  | False | False | [16 empty] | Non Federally-Regulated | 01/20/2010 |  | 07/01/2014
Novitas, Inc. | Novitas | 01-201 | Ultrasonic Occupant / Motion S |  | True | True |  | True | True | True | True | True | [13 empty] | Non Federally-Regulated | 03/20/1998 |  | 08/18/2006
Signify North America Corporation | Philips Lighting Electronics North America | LRL1222* | Automatic Daylighting Control | Device | True | True | True | True | True | True | True | False |  |  | True | True |  | True | [7 empty] | Non Federally-Regulated | 05/06/2010 |  | 07/01/2014
Siemens Energy & Automation | Siemens Energy & Automation | 5WG1 705-8XF45 | Automatic Time Switch Control |  | True | True |  | True | True | [8 empty] | True | True | True | [5 empty] | Non Federally-Regulated | 12/19/2005 |  | 01/07/2010
Lutron Electronics Co., Inc. | Homeworks | HS24-*********** | Occupant / Motion / Vacancy Se | System | True | True |  | True | True | False | False |  |  |  |  | False | [9 empty] | Non Federally-Regulated | 01/20/2010 |  | 07/01/2014
WattStopper, Inc. | WattStopper | LIB48-*-*-*-* | Automatic Time Switch Control | Device | True | True |  | True | True | [16 empty] | Non Federally-Regulated | 08/03/2010 |  | 07/01/2014
Sensor Switch, Inc. | Sensor Switch | nHMRB-10-480-********* | Occupant / Motion / Vacancy Se |  | True | True |  | True | [17 empty] | Non Federally-Regulated | 11/20/2008 |  | 01/07/2010
Enerlites, Inc. | Enerlites, Inc. | WVSS15-K | Manual-On Occupant Sensor | Device | True | True |  | True | True | True | True | True | False |  |  |  |  | False | [7 empty] | Non Federally-Regulated | 08/18/2011 |  | 07/01/2014
Lutron Electronics Co., Inc. | HomeWorks QS | HQR-15APS-* | Automatic Daylighting Control | System | True | True | True | True | True | True | True | False |  |  | True | True |  | True | [7 empty] | Non Federally-Regulated | 07/12/2012 |  | 07/01/2014
Lutron Electronics Co., Inc. | Hi-Lume | H3DT********** | Occupant / Motion / Vacancy Se |  | True | True |  | True | [9 empty] | True | True | True | [5 empty] | Non Federally-Regulated | 01/08/2008 |  | 01/07/2010
Leviton Manufacturing Co., Inc. | Leviton | MDM10 | Dimmer | Device | True | True |  | True | True | True | True | False |  |  |  | False | [9 empty] | Non Federally-Regulated | 11/12/2010 |  | 07/01/2014
Hubbell Building Automation | Hubbell Building Automation | LB2MSEXTP2 | Occupant / Motion / Vacancy Se |  | True | True |  | True | [17 empty] | Non Federally-Regulated | 05/20/2004 |  | 01/07/2010
Lutron Electronics Co., Inc. | Lutron | DVSC-103P******* | Dimmer | Device | True | True |  | True | True | True | True | True | True | True | True | False | [9 empty] | Non Federally-Regulated | 04/28/2010 |  | 01/21/2014
Carolina Products, Inc. | Carolina Products | CPI2000 | Multi-Level Daylighting Contro |  | True | True |  | True | True | True | True | [14 empty] | Non Federally-Regulated | 02/17/2005 |  | 01/07/2010
Tork | Tork | DS200-24 (24VAC) | Automatic Time Switch Control |  | True | True |  | True | True | [16 empty] | Non Federally-Regulated | 06/08/1993 |  | 04/27/2006
Legrand / Wiremold | WattStopper | NVHUBF | Astronomical Time Switch Contr | System | True | True |  | True | True | True | True | True | True | True | [11 empty] | Non Federally-Regulated | 03/23/2010 |  | 07/01/2014
Legrand / Wiremold | WattStopper | LRD1C | Dimmer | System | True | True | True | True | True | True | True | True | True | True | True | True | [9 empty] | Non Federally-Regulated | 03/23/2010 |  | 07/01/2014
Sensor Switch, Inc. | Sensor Switch | CMR PC******* | Photosensor / Photocontrol Dev | Device | True | True |  | False | False | [16 empty] | Non Federally-Regulated | 04/28/2010 |  | 07/01/2014
Tork | Tork | K801Z (120VAC) | Automatic Time Switch Control |  | True | True |  | True | True | [16 empty] | Non Federally-Regulated | 02/07/1994 |  | 01/07/2010
Sensor Switch, Inc. | Sensor Switch | nRMR-9-******** | Occupant / Motion / Vacancy Se |  | True | True |  | True | [17 empty] | Non Federally-Regulated | 11/20/2008 |  | 01/07/2010
PLC Multipoint, Inc. | PLC Multipoint | LC3X MARS | Automatic Daylighting Control |  | True | True |  | True | False |  | False | [9 empty] | True |  |  |  |  | Non Federally-Regulated | 08/06/1992 |  | 07/19/2006
General Signal Building Systems | Grasslin | V86/1DS2 | Photosensor / Photocontrol Dev |  | True | True |  | True | [17 empty] | Non Federally-Regulated | 02/27/1997 |  | 04/06/1998
Distech Controls | Distech Controls | EC-Light-64* | Multi-Level Astronomical Time | Device | True | True |  | True | True | True | True | True | True | True | [11 empty] | Non Federally-Regulated | 08/07/2012 |  | 07/01/2014
Intermatic, Inc. | Grasslin | PC2-digi30-120-LS1 | Photosensor / Photocontrol Dev | Device | True | True | True | [18 empty] | Non Federally-Regulated | 08/05/2014 |  | 01/09/2015
Lutron Electronics Co., Inc. | Lutron | MS-B102********** | Occupant / Motion / Vacancy Se | Device | True | True |  | True | True | False | True | True | True | True | True | False | [9 empty] | Non Federally-Regulated | 11/25/2013 |  | 07/01/2014
Lighting Control & Design | Lighting Control & Design | G20** | Lumen Maintenance Lighting Con |  | True | True |  | True | True | True | True | [14 empty] | Non Federally-Regulated | 12/02/1994 |  | 01/20/1998
Lutron Electronics Co., Inc. | Lutron | GL-600********** | Dimmer | Device | True | True |  | True | True | True | True | False |  |  |  | False | [9 empty] | Non Federally-Regulated | 12/28/2009 |  | 01/21/2014
Legrand / Pass & Seymour | Legrand | ADTP1103HM4 | Dimmer | Device | True | True |  | True | True | True | True | True | True | True | True | False | [9 empty] | Non Federally-Regulated | 09/14/2012 |  | 07/01/2014
Legrand / Wiremold | WattStopper | NPM22 | Occupant / Motion / Vacancy Se | System | True | True | True | True | True | True | True | True | True | True | True | True |  | True | True | True | [5 empty] | Non Federally-Regulated | 03/23/2010 |  | 07/01/2014
Tork | Tork | K801Z | Astronomical Time Switch Contr | Device | True | True |  | True | True | True | True | True | True | True | [11 empty] | Non Federally-Regulated | 04/28/2010 |  | 07/01/2014
Cooper Controls | Greengate | PC-A | Automatic Daylighting Control | System | True | True | True | True | True | True | True | True | True | True | True | True |  | True | [7 empty] | Non Federally-Regulated | 04/15/2011 |  | 07/01/2014
Intermatic, Inc. | Intermatic | EM1416SC | Multi-Level Astronomical Time |  | True | True |  | True | True | True | True | True | True | True |  |  |  | True | True | True | [5 empty] | Non Federally-Regulated | 10/12/2007 |  | 01/07/2010
Siemens Energy & Automation | Siemens Energy & Automation | 5WG1 704-8XF13 | Automatic Time Switch Control |  | True | True |  | True | True | [8 empty] | True | True | True | [5 empty] | Non Federally-Regulated | 12/19/2005 |  | 01/07/2010
Starfield Controls, Inc. | Starfield Controls, Inc. | TR235** | Automatic Time Switch Control |  | True | True |  | True | True | [16 empty] | Non Federally-Regulated | 03/14/2006 |  | 01/07/2010
Schneider Electric (Square D Wiring Devices) | Powerlink | RSC16G3120*** | Multi-Level Astronomical Time |  | True | True |  | True | True | True | True | True | True | True |  |  |  | True | True | True | [5 empty] | Non Federally-Regulated | 12/24/2007 |  | 03/14/2008
Cooper Controls | Greengate | OXC-P-2MH0-R | Occupant / Motion / Vacancy Se |  | True | True |  | True | [17 empty] | Non Federally-Regulated | 11/07/2008 |  | 01/07/2010
Cooper Controls | Novitas | 01-180-** | Ultrasonic Occupant / Motion S |  | True | True |  | True | True | True | True | True | [13 empty] | Non Federally-Regulated | 11/07/2008 |  | 01/07/2010
Lumisys | Midori | MD_16** | Automatic Time Switch Control |  | True | True |  | True | True | [16 empty] | Non Federally-Regulated | 02/23/2009 |  | 01/07/2010
Lighting Control & Design | Lighting Control & Design | GR2400ACC-***L2AD*** | Photosensor / Photocontrol Dev | System | True | True |  | False | False | [16 empty] | Non Federally-Regulated | 12/28/2009 |  | 07/01/2014
Cooper Wiring Devices | Nexion | AHOEC-U-1000 | Occupant / Motion / Vacancy Se | System | True | True |  | True | True | False | True | True | True | True | True | False | [9 empty] | Non Federally-Regulated | 03/28/2012 |  | 07/01/2014
Tork | Tork | DG100 (120VAC) | Automatic Time Switch Control |  | True | True |  | True | True | [16 empty] | Non Federally-Regulated | 02/07/1994 |  | 01/07/2010
Intermatic, Inc. | Intermatic, Inc. | ET8415CR | Astronomical Time Switch Contr | Device | True | True |  | True | True | True | True | True | True | True | [11 empty] | Non Federally-Regulated | 07/22/2011 |  | 07/01/2014
Lutron Electronics Co., Inc. | Lutron | LOS-CDT-2000R*** | Occupant / Motion / Vacancy Se | System | True | True |  | True | True | True | True | True | True | True | True | False | [9 empty] | Non Federally-Regulated | 12/13/2012 |  | 07/01/2014
WattStopper, Inc. | WattStopper | DM1001000H | Automatic Daylighting Control |  | True | False |  | True | False |  | True | True | [8 empty] | True |  |  |  |  | Non Federally-Regulated | 03/10/2000 |  | 01/07/2010
Cooper Wiring Devices | Aspire | 9531xx | Dimmer | Device | True | True |  | True | True | True | True | True | True | True | True | False | [9 empty] | Non Federally-Regulated | 11/12/2010 |  | 12/29/2010
Legrand / Pass & Seymour | Legrand / Pass & Seymour | CDFB163PNA* | Dimmer | Device | True | True |  | True | True | True | True | True | True | True | True | False | [9 empty] | Non Federally-Regulated | 09/14/2012 |  | 07/01/2014
Lutron Electronics Co., Inc. | Softswitch 128 | XPS4-******-** | Exterior Photocontrol Device |  | True | True |  | True | True | True | [15 empty] | Non Federally-Regulated | 09/19/2005 |  | 01/07/2010
Legrand / Wiremold | WattStopper | NRD2C | Multi-Level Occupant Sensor | System | True | True | True | True | True | True | True | True | True | True | True | True | True | True | True | True | True | True |  |  |  | Non Federally-Regulated | 03/23/2010 |  | 07/01/2014
Lutron Electronics Co., Inc. | Lutron | LCP3-******************* | Automatic Daylighting Control | System | True | True | True | True | True | True | True | False |  |  | True | True |  | True | [7 empty] | Non Federally-Regulated | 12/28/2009 |  | 07/01/2014
Convia, Inc., A Herman Miller Co. | Convia | GSE-PDC-03 | Multi-Level Astronomical Time |  | True | True |  | True | True | True | True | True | True | True |  |  |  | True | True | True | [5 empty] | Non Federally-Regulated | 04/04/2008 |  | 01/07/2010
INNCOM by Honeywell | Novar | MINIO CP | Automatic Time Switch Control |  | True | True |  | True | True | [16 empty] | Non Federally-Regulated | 05/16/2008 |  | 01/07/2010
Lutron Electronics Co., Inc. | Homeworks | HWD-5NE-** | Automatic Time Switch Control | System | True | True |  | True | True | [16 empty] | Non Federally-Regulated | 01/20/2010 |  | 07/01/2014
Lutron Electronics Co., Inc. | Lutron | CCP-********-******-** | Multi-Level Occupant Sensor | System | True | True | True | True | True | True | True | False | True | True | True | True |  | False | [7 empty] | Non Federally-Regulated | 07/10/2012 |  | 07/01/2014
WattStopper, Inc. | WattStopper | LP8F-*-*-* | Automatic Time Switch Control | Device | True | True |  | True | True | [16 empty] | Non Federally-Regulated | 08/03/2010 |  | 07/01/2014
Legrand / Wiremold | WattStopper | CE6STCP SERIES | Astronomical Time Switch Contr | System | True | True |  | True | True | True | True | True | True | True | [11 empty] | Non Federally-Regulated | 03/23/2010 |  | 07/01/2014
Cooper Wiring Devices | Aspire | 9568xx | Dimmer | Device | True | True |  | True | True | True | True | True | True | True | True | False | [9 empty] | Non Federally-Regulated | 11/12/2010 |  | 12/29/2010
Lutron Electronics Co., Inc. | Lutron | MA-L3L3********* | Dimmer | Device | True | True |  | True | True | True | True | False |  |  |  | False | [9 empty] | Non Federally-Regulated | 12/28/2009 |  | 01/21/2014
Hubbell Incorporated | Hubbell, Inc. | RMS101** | Occupant / Motion / Vacancy Se |  | True | True |  | True | [17 empty] | Non Federally-Regulated | 03/16/2007 |  | 01/07/2010
Sensor Switch, Inc. | Sensor Switch | nRMR-6-**** | Occupant / Motion / Vacancy Se |  | True | True |  | True | [17 empty] | Non Federally-Regulated | 11/20/2008 |  | 01/07/2010
Siemens Energy & Automation | LCP1800 | LCP1800 | Automatic Time Switch Control |  | True | True |  | True | True | [16 empty] | Non Federally-Regulated | 11/09/2001 |  | 01/07/2010
Lutron Electronics Co., Inc. | HomeWorks QS | HQR-VCRX-** | Multi-Level Occupant Sensor | System | True | True | True | True | True | True | True | False | True | True | True | True |  | False | [7 empty] | Non Federally-Regulated | 07/10/2012 |  | 07/01/2014
Lutron Electronics Co., Inc. | Lutron | GP36-******************* | Photosensor / Photocontrol Dev | System | True | True |  | False | False | [16 empty] | Non Federally-Regulated | 12/28/2009 |  | 07/01/2014
Novitas, Inc. | Novitas | 01-087 | Ultrasonic Occupant / Motion S |  | True | True |  | True | True | True | True | True | [13 empty] | Non Federally-Regulated | 05/01/2001 |  | 09/06/2005
Lutron Electronics Co., Inc. | Radio RA | RA-3LD-** | Astronomical Time Switch Contr |  | True | True |  | True | True | True | True | True | True | True | [11 empty] | Non Federally-Regulated | 08/13/2007 |  | 01/07/2010
WattStopper, Inc. | WattStopper | DW-203-* | Multi-Level Occupant Sensor | Device | True | True | True | True | True | True | True | True | False | False | True | True | True | True | True | True | [5 empty] | Non Federally-Regulated | 06/07/2011 |  | 07/01/2014
Legrand / Wiremold | WattStopper | NVHUBB | Multi-Level Astronomical Time | System | True | True |  | True | True | True | True | True | True | True | [11 empty] | Non Federally-Regulated | 03/23/2010 |  | 07/01/2014
Intelligent Lighting Controls, Inc. | Apprentice II | 930025** | Multi-Level Astronomical Time | System | True | True |  | True | True | True | True | True | True | True | [11 empty] | Non Federally-Regulated | 02/09/2010 |  | 07/01/2014
Sensor Switch, Inc. | Sensor Switch | SB 9***ADC******* | Automatic Daylighting Control | Device | True | True | True | True | False |  |  | True | True | True | True | True |  | True | [7 empty] | Non Federally-Regulated | 04/28/2010 |  | 07/01/2014
Distech Controls | Distech Controls | EC-Light-16* | Astronomical Time Switch Contr | Device | True | True |  | True | True | True | True | True | True | True | [11 empty] | Non Federally-Regulated | 08/07/2012 |  | 07/01/2014
Intelliswitch, S.A. de C.V. | Intelliswitch, S.A. de C.V. | IDSW 2H2-IS-277 | Automatic Daylighting Control | Device | True | True | True | True | True | True | True | True | True | True | True | True |  | True | [7 empty] | Non Federally-Regulated | 03/15/2012 |  | 07/01/2014
Paragon Electric Co. | Paragon | EC365/DST1 | Automatic Time Switch Control |  | True | True |  | True | True | [16 empty] | Non Federally-Regulated | 03/18/1993 |  | 01/21/1999
Sensor Switch, Inc. | PIR Wall Switch | WS-120-TW | Occupant / Motion / Vacancy Se |  | False | False |  | True | [17 empty] | Non Federally-Regulated | 01/01/1989 |  | 04/06/1998
Venstar, Inc. | Surveyor | MD40*-** | Occupant / Motion / Vacancy Se | System | True | True |  | True | True | False | False |  |  |  |  | False | [9 empty] | Non Federally-Regulated | 02/10/2011 |  | 07/01/2014
Lighting Control & Design | Lighting Control & Design | GR240*IDH******* | Automatic Time Switch Control | System | True | True |  | True | True | [16 empty] | Non Federally-Regulated | 12/28/2009 |  | 07/01/2014
Cooper Controls | Greengate | OSW-U-0721-SP-W-* | Occupant / Motion / Vacancy Se | Device | True | True |  | True | True | False | True | True | True | True | True | False | [9 empty] | Non Federally-Regulated | 04/15/2011 |  | 05/10/2011
Siemens Energy & Automation | Siemens Energy & Automation | 5WG1 704-8XF22 | Automatic Time Switch Control |  | True | True |  | True | True | [8 empty] | True | True | True | [5 empty] | Non Federally-Regulated | 12/19/2005 |  | 01/07/2010
Siemens Energy & Automation | Siemens Energy & Automation | 5WG1 705-8XH36 | Automatic Time Switch Control |  | True | True |  | True | True | [8 empty] | True | True | True | [5 empty] | Non Federally-Regulated | 12/19/2005 |  | 01/07/2010
Lithonia Lighting | Panelmax Series | RCWK 16 120/277 | Photosensor / Photocontrol Dev |  | True | True |  | True | [17 empty] | Non Federally-Regulated | 12/13/1994 |  | 07/24/2006
Lutron Electronics Co., Inc. | Lutron | LP5/********************* | Occupant / Motion / Vacancy Se | System | True | True |  | True | True | True | False |  |  |  |  | False | [9 empty] | Non Federally-Regulated | 04/28/2010 |  | 07/01/2014
Legrand / Wiremold | WattStopper | GSA-GCA | Multi-Level Astronomical Time | System | True | True |  | True | True | True | True | True | True | True | [11 empty] | Non Federally-Regulated | 03/23/2010 |  | 07/01/2014
Sensor Switch, Inc. | Sensor Switch | nCMRB-50-2P-********* | Occupant / Motion / Vacancy Se |  | True | True |  | True | [17 empty] | Non Federally-Regulated | 11/20/2008 |  | 01/07/2010
Gentec, Inc. | Schneider Electric | SERPB32HS | Multi-Level Astronomical Time | System | True | True |  | True | True | True | True | True | True | True | [11 empty] | Non Federally-Regulated | 01/20/2012 |  | 07/01/2014
Sensor Switch, Inc. | Sensor Switch | PP-20-SH | Occupant / Motion / Vacancy Se |  | True | True |  | True | [17 empty] | Non Federally-Regulated | 03/01/2006 |  | 11/20/2008
Novitas, Inc. | Novitas | 01-191-BAS-** | Ultrasonic Occupant / Motion S |  | True | True |  | True | True | True | True | True |  |  |  |  | True | True | True | False | True | False |  |  |  | Non Federally-Regulated | 09/06/2005 |  | 08/18/2006
Legrand / Wiremold | WattStopper | CLCW | Dimmer | System | True | True | True | True | True | True | True | True | True | True | True | True | [9 empty] | Non Federally-Regulated | 03/23/2010 |  | 07/01/2014
Siemens Energy & Automation | Siemens Energy & Automation | 5WG1 705-8XH45 | Automatic Time Switch Control |  | True | True |  | True | True | [8 empty] | True | True | True | [5 empty] | Non Federally-Regulated | 12/19/2005 |  | 01/07/2010
Sensor Switch, Inc. | Sensor Switch | PDT-CM | Occupant / Motion / Vacancy Se |  | True | True |  | True | [17 empty] | Non Federally-Regulated | 01/26/1996 |  | 11/19/2001
Lutron Electronics Co., Inc. | Lutron | LCP8-******************* | Astronomical Time Switch Contr | System | True | True |  | True | True | True | True | True | True | True | [11 empty] | Non Federally-Regulated | 12/28/2009 |  | 07/01/2014
GE Lighting, a Savant company | GE Lighting Controls | WIR-10-LV-* | Occupant / Motion / Vacancy Se | Device | True | True |  | True | True | False | False |  |  |  |  | False | [9 empty] | Non Federally-Regulated | 04/13/2012 |  | 07/01/2014
Intermatic, Inc. | Gasmaster | LM1-I-120-LS1 | Photosensor / Photocontrol Dev | Device | True | True | True | [18 empty] | Non Federally-Regulated | 07/17/2014 |  | 08/05/2014
Siemens Energy & Automation | Siemens Energy & Automation | 5WG1 705-8XH44 | Automatic Time Switch Control |  | True | True |  | True | True | [8 empty] | True | True | True | [5 empty] | Non Federally-Regulated | 12/19/2005 |  | 01/07/2010
Legrand / Pass & Seymour | Legrand / Pass & Seymour | LS1003P* | Dimmer | Device | True | True |  | True | True | True | True | True | True | True | True | False | [9 empty] | Non Federally-Regulated | 09/14/2012 |  | 07/01/2014
Siemens Energy & Automation | Siemens Energy & Automation | 5WG1 704-8XB41 | Automatic Time Switch Control |  | True | True |  | True | True | [8 empty] | True | True | True | [5 empty] | Non Federally-Regulated | 12/19/2005 |  | 01/07/2010
Gentec, Inc. | Schneider Electric | SERPB8HS | Multi-Level Astronomical Time | System | True | True |  | True | True | True | True | True | True | True | [11 empty] | Non Federally-Regulated | 01/20/2012 |  | 07/01/2014
PLC Multipoint, Inc. | PLC Multipoint | LCM-RO | Automatic Time Switch Control |  | True | True |  | True | True | [16 empty] | Non Federally-Regulated | 07/19/2006 |  | 01/07/2010
Lighting Control & Design | Lighting Control & Design | GR40**/**SLAVE******* | Astronomical Time Switch Contr | System | True | True |  | True | True | True | True | True | True | True | [11 empty] | Non Federally-Regulated | 12/28/2009 |  | 07/01/2014
Lutron Electronics Co., Inc. | Lutron | CCP-************-******-**-CGP*** | Multi-Level Astronomical Time | System | True | True |  | True | True | True | True | True | True | True | [11 empty] | Non Federally-Regulated | 07/10/2012 |  | 07/01/2014
Lutron Electronics Co., Inc. | Lutron | LCP48-******************* | Astronomical Time Switch Contr | System | True | True |  | True | True | True | True | True | True | True | [11 empty] | Non Federally-Regulated | 12/28/2009 |  | 07/01/2014
Lutron Electronics Co., Inc. | Lutron | XPS44-******************* | Multi-Level Astronomical Time | System | True | True |  | True | True | True | True | True | True | True | [11 empty] | Non Federally-Regulated | 12/28/2009 |  | 07/01/2014
Lutron Electronics Co., Inc. | Grafik Eye | GRX-4103-T-** | Occupant / Motion / Vacancy Se |  | True | True |  | True | [17 empty] | Non Federally-Regulated | 01/31/1996 |  | 05/09/2000
Mytech Corp. | Mytech | SST8-W | Ultrasonic Occupant / Motion S |  | True | True |  | True | True | True | True | True | [13 empty] | Non Federally-Regulated | 06/04/1999 |  | 01/07/2010
Siemens Energy & Automation | Siemens Energy & Automation | 5WG1 705-8XH31 | Automatic Time Switch Control |  | True | True |  | True | True | [8 empty] | True | True | True | [5 empty] | Non Federally-Regulated | 12/19/2005 |  | 01/07/2010
Novitas, Inc. | Novitas | 01-101-** | Ultrasonic Occupant / Motion S |  | True | True |  | True | True | True | True | True |  |  |  |  | True | True | True | False | True | False |  |  |  | Non Federally-Regulated | 09/06/2005 |  | 08/18/2006
Convia, Inc., A Herman Miller Co. | Convia | GSE-PFC-01 | Multi-Level Astronomical Time | System | True | True |  | True | True | True | True | True | True | True | [11 empty] | Non Federally-Regulated | 03/04/2010 |  | 07/01/2014
WattStopper, Inc. | WattStopper | DRD40-* | Dimmer | System | True | True |  | True | True | True | True | False |  |  |  | False | [9 empty] | Non Federally-Regulated | 03/23/2010 |  | 07/01/2014
Siemens Energy & Automation | Siemens Energy & Automation | 5WG1 705-8XC31 | Automatic Time Switch Control |  | True | True |  | True | True | [8 empty] | True | True | True | [5 empty] | Non Federally-Regulated | 12/19/2005 |  | 01/07/2010
Heathco, LLC | Secure Home | SH-5710 | Exterior Photocontrol Device |  | True | False | [11 empty] | True | True | True | [5 empty] | Non Federally-Regulated | 09/21/2007 |  | 01/07/2010
Lutron Electronics Co., Inc. | Sensors | LOS-CDT-2000-WH | Ultrasonic Occupant / Motion S |  | True | True |  | True | True | True | True | True |  |  |  |  | True | True | True |  | True |  |  |  |  | Non Federally-Regulated | 09/23/2005 |  | 01/07/2010
Leviton Manufacturing Co., Inc. | Leviton | ODC10-M** | Ultrasonic Occupant / Motion S |  | True | True |  | True | True | True | True | True | [13 empty] | Non Federally-Regulated | 06/29/2000 |  | 01/07/2010
Douglas Lighting Controls | Douglas | WWR-1361-277/OM6LED39120-R6LED30KWDCS | Dimmer | System | True | True |  | True | True | True | True | False |  |  |  | False | [9 empty] | Non Federally-Regulated | 03/11/2011 |  | 07/01/2014
Hubbell Building Automation | Hubbell Building Automation | OMNIIR | Occupant / Motion / Vacancy Se |  | True | True |  | True | [17 empty] | Non Federally-Regulated | 05/20/2004 |  | 01/07/2010
Leviton Manufacturing Co., Inc. | Leviton | OSSMT-GT* | Manual-On Occupant Sensor | Device | True | True | True | True | True | False | True | True | True | True | True | True |  | False | [7 empty] | Non Federally-Regulated | 12/20/2012 |  | 07/01/2014
Powerline Control Systems | GreenWorx | VSM4-120 | Automatic Time Switch Control | System | True | True |  | True | True | [16 empty] | Non Federally-Regulated | 12/10/2013 |  | 07/01/2014
Intermatic, Inc. | Gasmaster | MIL72AQTUZH-24 | Automatic Time Switch Control | Device | True | True | True | False | [17 empty] | Non Federally-Regulated | 07/17/2014 |  | 08/05/2014
Lutron Electronics Co., Inc. | Lutron | XPS4-******************* | Occupant / Motion / Vacancy Se | System | True | True |  | True | True | True | False |  |  |  |  | False | [9 empty] | Non Federally-Regulated | 04/28/2010 |  | 07/01/2014
Siemens Energy & Automation | Siemens Energy & Automation | 5WG1 705-8XH03 | Automatic Time Switch Control |  | True | True |  | True | True | [8 empty] | True | True | True | [5 empty] | Non Federally-Regulated | 12/19/2005 |  | 01/07/2010
Magnetek Universal Manufacturing | Luminoptics | LMCS | Automatic Time Switch Control |  | True | False |  | True | True | [16 empty] | Non Federally-Regulated | 10/21/1992 |  | 01/07/2010
Intermatic, Inc. | Intermatic, Inc. | ET1115CPD82 | Automatic Time Switch Control | Device | True | True |  | True | True | [16 empty] | Non Federally-Regulated | 04/15/2011 |  | 07/01/2014
Intermatic, Inc. | Intermatic | K4235 | Photosensor / Photocontrol Dev | Device | True | True |  | False | False | [16 empty] | Non Federally-Regulated | 01/20/2010 |  | 07/01/2014
Hubbell Building Automation | Hubbell Building Automation | WS1200AT* | Occupant / Motion / Vacancy Se |  | True | True |  | True | [17 empty] | Non Federally-Regulated | 05/20/2004 |  | 01/07/2010
Siemens Energy & Automation | Siemens Energy & Automation | 5WG1 703-8XB41 | Automatic Time Switch Control |  | True | True |  | True | True | [8 empty] | True | True | True | [5 empty] | Non Federally-Regulated | 12/19/2005 |  | 01/07/2010
Lutron Electronics Co., Inc. | Sensors | LOS-CIR-1500-WH | Occupant / Motion / Vacancy Se |  | True | True |  | True | [8 empty] | True | True | True |  | True |  |  |  |  | Non Federally-Regulated | 09/19/2005 |  | 01/07/2010
Sensor Switch, Inc. | Sensor Switch | WSD-W-CU | Occupant / Motion / Vacancy Se |  | True | True |  | True | [17 empty] | Non Federally-Regulated | 10/25/1996 |  | 11/19/2001
WattStopper, Inc. | WattStopper | CI100 | Occupant / Motion / Vacancy Se |  | True | True |  | True | [17 empty] | Non Federally-Regulated | 10/06/1992 |  | 04/06/1998
Siemens Energy & Automation | Siemens Energy & Automation | 5WG1 705-8XF36 | Automatic Time Switch Control |  | True | True |  | True | True | [8 empty] | True | True | True | [5 empty] | Non Federally-Regulated | 12/19/2005 |  | 01/07/2010
Intermatic, Inc. | Grasslin | PC1-120-LS2 | Photosensor / Photocontrol Dev |  | True | True |  | True | [17 empty] | Non Federally-Regulated | 11/10/2008 |  | 01/07/2010
Lutron Electronics Co., Inc. | Lutron | GP44-******************* | Automatic Daylighting Control | System | True | True | True | True | True | True | True | False |  |  | True | True |  | True | [7 empty] | Non Federally-Regulated | 12/28/2009 |  | 07/01/2014
Lutron Electronics Co., Inc. | Lutron | ULOS-CDT-1000R*** | Multi-Level Occupant Sensor | System | True | True | True | True | True | True | True | True | True | True | True | True | True | True | True | True | [5 empty] | Non Federally-Regulated | 12/13/2012 |  | 07/01/2014
Sensor Switch, Inc. | Sensor Switch | nHMB 10***** | Occupant / Motion / Vacancy Se | System | True | True |  | True | True | False | False |  |  |  |  | False | [9 empty] | Non Federally-Regulated | 04/28/2010 |  | 07/01/2014
Intermatic, Inc. | Intermatic | ET70115CR | Automatic Time Switch Control | Device | True | True |  | True | True | [16 empty] | Non Federally-Regulated | 01/20/2010 |  | 07/01/2014
Blue Ridge Technologies | Blue Ridge Technologies | E-LINK | Automatic Time Switch Control | System | True | True |  | True | True | [16 empty] | Non Federally-Regulated | 06/30/2010 |  | 07/01/2014
Lutron Electronics Co., Inc. | Softswitch 128 | XPS32-******-** | Photosensor / Photocontrol Dev |  | True | True |  | True | [17 empty] | Non Federally-Regulated | 09/19/2005 |  | 01/07/2010
Lutron Electronics Co., Inc. | Digital Microwatt | DMWP**-******-** | Photosensor / Photocontrol Dev |  | True | True |  | True | [17 empty] | Non Federally-Regulated | 09/12/2003 |  | 09/19/2005
Lutron Electronics Co., Inc. | Lutron | MRF2-6ND-120*** | Dimmer | System | True | True |  | True | True | True | True | False |  |  |  | False | [9 empty] | Non Federally-Regulated | 03/11/2011 |  | 07/01/2014
Tork | Tork | PS51D | Occupant / Motion / Vacancy Se |  | True | True |  | True | [17 empty] | Non Federally-Regulated | 12/20/1994 |  | 04/01/1997
Intermatic, Inc. | Gasmaster | FM1D20E-120 | Automatic Time Switch Control | Device | True | True | True | False | [17 empty] | Non Federally-Regulated | 07/17/2014 |  | 08/05/2014
Cooper Wiring Devices | Nexion | AHOEC-U-0051-H | Occupant / Motion / Vacancy Se | System | True | True |  | True | True | False | True | True | True | True | True | False | [9 empty] | Non Federally-Regulated | 03/28/2012 |  | 07/01/2014
Cooper Controls | iLumin | SC120-12-UN-3P-ML-20 | Multi-Level Astronomical Time |  | True | True |  | True | True | True | True | True | True | True | [11 empty] | Non Federally-Regulated | 11/07/2008 |  | 01/07/2010
Cooper Controls | Novitas | 01-511-BAS | Occupant / Motion / Vacancy Se |  | True | True |  | True | [17 empty] | Non Federally-Regulated | 11/07/2008 |  | 01/07/2010
Lightolier Controls | Lyteswitch Relay Panel | LSW24PROB120 | Multi-Level Astronomical Time |  | True | True |  | True | True | True | True | True | True | True |  |  |  | False | True | True | [5 empty] | Non Federally-Regulated | 01/21/2009 |  | 01/07/2010
Lutron Electronics Co., Inc. | Lutron | XPS28-******************* | Automatic Time Switch Control | System | True | True |  | True | True | [16 empty] | Non Federally-Regulated | 12/28/2009 |  | 07/01/2014
Lighting Control & Design | Lighting Control & Design | GR14**/****DTC*********** | Automatic Daylighting Control | Device | True | True | True | True | False |  |  | True | True | True | True | True |  | True | [7 empty] | Non Federally-Regulated | 12/28/2009 |  | 07/01/2014
Sensor Switch, Inc. | Sensor Switch | CMRB-50-480-*-** | Occupant / Motion / Vacancy Se |  | True | True |  | True | [17 empty] | Non Federally-Regulated | 03/01/2006 |  | 01/07/2010
Steinel America, Inc. | Steinel | IR Quattro COM1-24 | Occupant / Motion / Vacancy Se | Device | True | True |  | True | True | False | False |  |  |  |  | False | [9 empty] | Non Federally-Regulated | 08/06/2013 |  | 07/01/2014
Honeywell International | Honeywell Infracon | EL7628A/EL7630A | Occupant / Motion / Vacancy Se |  | True | True |  | True | [17 empty] | Non Federally-Regulated | 08/10/1992 |  | 01/07/2010
The Watt Watcher | The Watt Watcher | W-700 | Ultrasonic Occupant / Motion S |  | False | False |  | True | True | True | True | True | [13 empty] | Non Federally-Regulated | 04/01/1988 |  | 04/06/1998
Leviton Manufacturing Co., Inc. | Leviton | IPS15 -*** | Occupant / Motion / Vacancy Se | Device | True | True |  | True | True | False | False |  |  |  |  | False | [9 empty] | Non Federally-Regulated | 03/27/2012 |  | 07/01/2014
Home Automation, Inc. | Home Automation, Inc. | 44A00-2 | Automatic Time Switch Control | System | True | True |  | True | True | [16 empty] | Non Federally-Regulated | 02/21/2012 |  | 07/01/2014
Intermatic, Inc. | Intermatic, Inc. | ET1105CR | Automatic Time Switch Control | Device | True | True |  | True | True | [16 empty] | Non Federally-Regulated | 04/15/2011 |  | 07/01/2014
Legrand / Wiremold | WattStopper | LVHUBB | Automatic Daylighting Control | System | True | True | True | True | True | True | True | True | True | True | True | True |  | True | [7 empty] | Non Federally-Regulated | 03/23/2010 |  | 07/01/2014
Novitas, Inc. | Novitas | 01-PCS-CA | Photosensor / Photocontrol Dev |  | True | False |  | True | [17 empty] | Non Federally-Regulated | 09/06/2005 |  | 08/18/2006
Lithonia Lighting | Synergy | SYBPC MLC | Astronomical Time Switch Contr |  | True | True |  | True | True | True | True | True | True | True |  |  |  | True | True | True | [5 empty] | Non Federally-Regulated | 07/24/2006 |  | 01/07/2010
Powerline Control Systems | GreenWorx | ISM4-277 | Automatic Time Switch Control | System | True | True |  | True | True | [16 empty] | Non Federally-Regulated | 12/10/2013 |  | 07/01/2014
GE Lighting, a Savant company | Total Lighting Controls | RINTER****-RDLPWR1 | Automatic Time Switch Control | System | True | True |  | True | True | [16 empty] | Non Federally-Regulated | 10/08/2010 |  | 07/01/2014
Legrand / Wiremold | WattStopper | LRD2B | Astronomical Time Switch Contr | System | True | True |  | True | True | True | True | True | True | True | [11 empty] | Non Federally-Regulated | 03/23/2010 |  | 07/01/2014
Unenco, Inc. / Univ. Energy | UEC | C-500-2000 | Ultrasonic Occupant / Motion S |  | True | True |  | True | True | True | True | True | [13 empty] | Non Federally-Regulated | 09/25/1992 |  | 01/07/2010
Intermatic, Inc. | Intermatic | MS13AC | Occupant / Motion / Vacancy Se |  | True | True |  | True | [17 empty] | Non Federally-Regulated | 11/20/1996 |  | 06/29/2006
Lutron Electronics Co., Inc. | Homeworks | HWI-CCO-8 | Manual-On Occupant Sensor | System | True | True |  | True | True | False | True | True | False |  |  |  |  | False | [7 empty] | Non Federally-Regulated | 01/20/2010 |  | 07/01/2014
Cooper Controls | Greengate | VNW-P-1001-MV-* | Occupant / Motion / Vacancy Se | Device | True | True |  | True | True | True | False |  |  |  |  | False | [9 empty] | Non Federally-Regulated | 08/07/2013 |  | 07/01/2014
Legrand / Wiremold | WattStopper | CLCBS | Astronomical Time Switch Contr | System | True | True |  | True | True | True | True | True | True | True | [11 empty] | Non Federally-Regulated | 03/23/2010 |  | 07/01/2014
Cooper Wiring Devices | Greengate | OSW-P-0451-347 | Occupant / Motion / Vacancy Se |  | True | True |  | True | [8 empty] | True | True | True | True | False | False |  |  |  | Non Federally-Regulated | 04/10/2008 |  | 11/07/2008
Lightstat, Inc. | Lightstat | ALC-5-56-*** | Occupant / Motion / Vacancy Se |  | True | True |  | True | [17 empty] | Non Federally-Regulated | 06/23/1998 |  | 03/14/2006
Cooper Controls | Greengate | LK8 ****** | Manual-On Occupant Sensor | System | True | True | True | True | True | True | True | True | True | True | True | True |  | False | [7 empty] | Non Federally-Regulated | 04/15/2011 |  | 05/16/2011
Lutron Electronics Co., Inc. | Lutron | DV-10P********** | Dimmer | Device | True | True |  | True | True | True | True | False |  |  |  | False | [9 empty] | Non Federally-Regulated | 12/28/2009 |  | 01/21/2014
Lutron Electronics Co., Inc. | Softswitch 128 | XPS24-******-** | Photosensor / Photocontrol Dev |  | True | True |  | True | [17 empty] | Non Federally-Regulated | 09/19/2005 |  | 01/07/2010
Siemens Energy & Automation | Siemens Energy & Automation | 5WG1 705-8XE13 | Automatic Time Switch Control |  | True | True |  | True | True | [8 empty] | True | True | True | [5 empty] | Non Federally-Regulated | 12/19/2005 |  | 01/07/2010
Convia, Inc., A Herman Miller Co. | Convia | GSE-DCC-03 | Dimmer | System | True | True | True | True | True | True | True | True | True | True | True | True | [9 empty] | Non Federally-Regulated | 03/04/2010 |  | 07/01/2014
Lightolier Controls | Insight | IS3-1KVA-277-I | Occupant / Motion / Vacancy Se |  | True | True |  | True | [17 empty] | Non Federally-Regulated | 08/10/1992 |  | 04/06/1998
Tork | Tork | EW101S (120VAC) | Automatic Time Switch Control |  | True | True |  | True | True | [16 empty] | Non Federally-Regulated | 12/20/1994 |  | 04/27/2006
Siemens Energy & Automation | Siemens Energy & Automation | 5WG1 704-8XA21 | Automatic Time Switch Control |  | True | True |  | True | True | [8 empty] | True | True | True | [5 empty] | Non Federally-Regulated | 12/19/2005 |  | 01/07/2010
GE Industrial Systems | GE Industrial Systems | RSENDT2 | Photosensor / Photocontrol Dev |  | True | False |  | True | [17 empty] | Non Federally-Regulated | 03/20/2001 |  | 01/07/2010
Intermatic, Inc. | Grasslin | PC2-digi30-277-LS2+ E200 | Photosensor / Photocontrol Dev | Device | True | True | True | [18 empty] | Non Federally-Regulated | 08/05/2014 |  | 01/09/2015
Schneider Electric | SERP | SERPB16HS | Multi-Level Astronomical Time | System | True | True |  | True | True | True | True | True | True | True | [11 empty] | Non Federally-Regulated | 09/11/2012 |  | 07/01/2014
Tork | Tork | W302L | Automatic Time Switch Control |  | True | True |  | True | True | [16 empty] | Non Federally-Regulated | 06/03/2003 |  | 01/07/2010
Cooper Controls | Novitas | 01-101-** | Ultrasonic Occupant / Motion S |  | True | True |  | True | True | True | True | True | [13 empty] | Non Federally-Regulated | 11/07/2008 |  | 01/07/2010
Lutron Electronics Co., Inc. | Lutron | MS-VP600******** | Dimmer | Device | True | True |  | True | True | True | True | False |  |  |  | False | [9 empty] | Non Federally-Regulated | 12/28/2009 |  | 07/01/2014
Lithonia Lighting | Synergy | SYBPE 2048 | Automatic Time Switch Control |  | True | False |  | True | True | [16 empty] | Non Federally-Regulated | 07/24/2006 |  | 01/07/2010
Lutron Electronics Co., Inc. | Softswitch 128 | XPS8-******-** | Automatic Time Switch Control |  | True | True |  | True | True | [16 empty] | Non Federally-Regulated | 09/19/2005 |  | 01/07/2010
Paragon Electric Co. | Paragon | EC71D/1SS/120V | Automatic Time Switch Control |  | True | True |  | True | True | [16 empty] | Non Federally-Regulated | 03/31/1998 |  | 04/06/1998
Lutron Electronics Co., Inc. | LCP 128 | LCP-*******-***FT | Automatic Time Switch Control |  | True | True |  | True | True | [16 empty] | Non Federally-Regulated | 09/19/2005 |  | 01/07/2010
Blue Ridge Technologies | Automated Logic Corp. | LCZC******* | Automatic Time Switch Control | System | True | True |  | True | True | [16 empty] | Non Federally-Regulated | 08/09/2011 |  | 07/01/2014
Leviton Manufacturing Co., Inc. | Leviton | L777-TT/L210-MC | Occupant / Motion / Vacancy Se |  | True | True |  | True | [17 empty] | Non Federally-Regulated | 01/30/2001 |  | 01/07/2010
Tork | Tork | DZS200A-12 | Astronomical Time Switch Contr |  |  |  |  | True | True | True | True | True | True | True | [11 empty] | Non Federally-Regulated | 04/27/2006 |  | 01/07/2010
Intermatic, Inc. | Grasslin | LM2-I-120-LS1 | Photosensor / Photocontrol Dev | Device | True | True |  | False | False | [16 empty] | Non Federally-Regulated | 01/20/2010 |  | 07/01/2014
Tork | Tork | DZS200-12 (12VDC) | Automatic Time Switch Control |  | True | True |  | True | True | [16 empty] | Non Federally-Regulated | 06/08/1993 |  | 04/27/2006
Lutron Electronics Co., Inc. | Lutron | VT-AS*********** | Dimmer | Device | True | True |  | True | True | True | True | False |  |  |  | False | [9 empty] | Non Federally-Regulated | 12/28/2009 |  | 07/01/2014
Sensor Switch, Inc. | Sensor Switch | nCMR-PDT-2P-***** | Occupant / Motion / Vacancy Se |  | True | True |  | True | [17 empty] | Non Federally-Regulated | 11/20/2008 |  | 01/07/2010
Schneider Electric (Square D Wiring Devices) | Powerlink | RMC2000G3**** | Astronomical Time Switch Contr |  | True | True |  | True | True | True | True | True | True | True | [11 empty] | Non Federally-Regulated | 03/14/2008 |  | 01/07/2010
Lutron Electronics Co., Inc. | Grafik 6000 | OMX-DACPI-A-WH | Automatic Daylighting Control |  | True | True |  | True | False |  | False | [9 empty] | True |  |  |  |  | Non Federally-Regulated | 03/12/1997 |  | 05/09/2000
Lutron Electronics Co., Inc. | Grafik Eye | RPT5/**-120***** | Photosensor / Photocontrol Dev |  | True | True |  | True | [17 empty] | Non Federally-Regulated | 09/12/2003 |  | 09/19/2005
Blue Ridge Technologies | Maxiom | MX16************* | Automatic Time Switch Control | Device | True | True |  | True | True | [16 empty] | Non Federally-Regulated | 06/30/2010 |  | 07/01/2014
Lutron Electronics Co., Inc. | Lutron | CCP-******-*****-**-CGP**** | Automatic Daylighting Control | System | True | True | True | True | True | True | True | False |  |  | True | True |  | True | [7 empty] | Non Federally-Regulated | 07/10/2012 |  | 07/01/2014
WattStopper, Inc. | WattStopper | W1000A | Ultrasonic Occupant / Motion S |  | True | True |  | True | True | True | True | True | [13 empty] | Non Federally-Regulated | 08/10/1992 |  | 01/07/2010
Lumisys | Midori | MD_08** | Automatic Time Switch Control |  | True | True |  | True | True | [16 empty] | Non Federally-Regulated | 02/23/2009 |  | 01/07/2010
Cooper Wiring Devices | Skye | SI061xx | Dimmer | Device | True | True |  | True | True | True | True | True | True | True | True | False | [9 empty] | Non Federally-Regulated | 11/12/2010 |  | 12/29/2010
Lutron Electronics Co., Inc. | Homeworks | HWD-8ANS-** | Automatic Time Switch Control | System | True | True |  | True | True | [16 empty] | Non Federally-Regulated | 01/20/2010 |  | 07/01/2014
Lutron Electronics Co., Inc. | Homeworks | HRD-6*D-** | Multi-Level Astronomical Time |  | True | True |  | True | True | True | True | True | True | True | [11 empty] | Non Federally-Regulated | 08/13/2007 |  | 01/07/2010
Lightolier | ONSET | OS300QE* | Dimmer | Device | True | True |  | True | True | True | True | True | True | True | True | False | [9 empty] | Non Federally-Regulated | 04/25/2013 |  | 07/01/2014
ZHEJIANG YUANTAI ELECTRICAL TECHNOLOGY CO., LTD. | Enerware | YM2103 | Occupant / Motion / Vacancy Se | Device | True | True |  | True | True | True | False |  |  |  |  | False | [9 empty] | Non Federally-Regulated | 10/05/2011 |  | 07/01/2014
Lutron Electronics Co., Inc. | Lutron | GP24-******************* | Dimmer | System | True | True |  | True | True | True | True | False |  |  |  | False | [9 empty] | Non Federally-Regulated | 12/28/2009 |  | 07/01/2014
Sensor Switch, Inc. | Sensor Switch | RMR 50 2P******* | Occupant / Motion / Vacancy Se | Device | True | True |  | True | True | False | False |  |  |  |  | False | [9 empty] | Non Federally-Regulated | 04/28/2010 |  | 07/01/2014
Intermatic, Inc. | Gasmaster | FM1D20-120 | Automatic Time Switch Control | Device | True | True | True | False | [17 empty] | Non Federally-Regulated | 07/17/2014 |  | 08/05/2014
Lutron Electronics Co., Inc. | Radio Powr Savr | LRF2-OHLB-P*** | Multi-Level Occupant Sensor | System | True | True | True | True | True | False | True | True | True | True | True | True |  | False | [7 empty] | Non Federally-Regulated | 04/28/2010 |  | 07/01/2014
Lutron Electronics Co., Inc. | Homeworks | HS3-******** | Automatic Time Switch Control | System | True | True |  | True | True | [16 empty] | Non Federally-Regulated | 01/20/2010 |  | 07/01/2014
Electronics Diversified, Inc. | Electronics Diversified, Inc. | LMS-DRC-12 | Automatic Daylighting Control |  | True | True |  | True | False |  | True | True | [8 empty] | True |  |  |  |  | Non Federally-Regulated | 01/05/2005 |  | 01/07/2010
Tork | Tork | DS200 (120VAC) | Automatic Time Switch Control |  | True | True |  | True | True | [16 empty] | Non Federally-Regulated | 06/24/1993 |  | 04/27/2006
Siemens Energy & Automation | Siemens Energy & Automation | 5WG1 705-8XB35 | Automatic Time Switch Control |  | True | True |  | True | True | [8 empty] | True | True | True | [5 empty] | Non Federally-Regulated | 12/19/2005 |  | 01/07/2010
Tork | Tork | EWZ201 | Astronomical Time Switch Contr | Device | True | True |  | True | True | True | True | True | True | True | [11 empty] | Non Federally-Regulated | 04/28/2010 |  | 07/01/2014
Legrand / Wiremold | WattStopper | NRD2A | Multi-Level Occupant Sensor | System | True | True | True | True | True | True | True | True | True | True | True | True | True | True | True | True | True | True |  |  |  | Non Federally-Regulated | 03/23/2010 |  | 07/01/2014
Trane U.S. Inc. | Tracer | BMSC******** UC400/MP-503/UC-600 | Automatic Time Switch Control | System | True | True |  | True | True | [16 empty] | Non Federally-Regulated | 12/27/2012 |  | 07/01/2014
Novitas, Inc. | Novitas | 01-290 | Occupant / Motion / Vacancy Se |  | True | True |  | True | [17 empty] | Non Federally-Regulated | 05/01/2001 |  | 08/18/2006
Intermatic, Inc. | Gasmaster | TALENTO 471-120 | Automatic Time Switch Control | Device | True | True | True | False | [17 empty] | Non Federally-Regulated | 07/17/2014 |  | 08/05/2014
Lithonia Lighting | Panelmax Series | LCP 32 | Automatic Time Switch Control |  | True | True |  | True | True | [16 empty] | Non Federally-Regulated | 01/28/1993 |  | 04/30/1993
Electronics Diversified, Inc. | Electronics Diversified, Inc. | LMS-2/ND-120 | Automatic Daylighting Control |  | True | True |  | True | False |  | True | True | [8 empty] | True |  |  |  |  | Non Federally-Regulated | 01/05/2005 |  | 01/07/2010
Swylite Corp. | Swylite Corp. | LST700 | Automatic Time Switch Control | Device | True | True |  | True | True | [16 empty] | Non Federally-Regulated | 05/19/2010 |  | 07/01/2014
Lutron Electronics Co., Inc. | Homeworks | HS8-*********** | Automatic Time Switch Control | System | True | True |  | True | True | [16 empty] | Non Federally-Regulated | 01/20/2010 |  | 07/01/2014
Triatek, Inc. | Triatek | L26** KIT | Automatic Time Switch Control |  | True | True |  | True | True | [16 empty] | Non Federally-Regulated | 01/12/2004 |  | 03/13/2006
Cooper Controls | iLumin | SC277-18-UN-3P-ML-20 | Multi-Level Astronomical Time |  | True | True |  | True | True | True | True | True | True | True | [11 empty] | Non Federally-Regulated | 11/07/2008 |  | 01/07/2010
Sensor Switch, Inc. | Sensor Switch | CMR 6 480****** | Occupant / Motion / Vacancy Se | Device | True | True |  | True | True | False | False |  |  |  |  | False | [9 empty] | Non Federally-Regulated | 04/28/2010 |  | 07/01/2014
Intermatic, Inc. | Gasmaster | FM1D50A-120 | Automatic Time Switch Control | Device | True | True | True | False | [17 empty] | Non Federally-Regulated | 07/17/2014 |  | 08/05/2014
Enerlites, Inc. | Enerlites, Inc. | WVSS | Manual-On Occupant Sensor | Device | True | True |  | True | True | True | True | True | False |  |  |  |  | False | [7 empty] | Non Federally-Regulated | 08/18/2011 |  | 07/01/2014
Tork | Tork | 5021S | Exterior Photocontrol Device | [14 empty] | True | True | True | [5 empty] | Non Federally-Regulated | 04/27/2006 |  | 01/07/2010
Intermatic, Inc. | Intermatic, Inc. | ET90815CR | Automatic Time Switch Control | Device | True | True |  | True | True | [16 empty] | Non Federally-Regulated | 07/22/2011 |  | 07/01/2014
Echoflex Solutions, Inc. | Echoflex | ER6CD-a*-*** | Photosensor / Photocontrol Dev | Device | True | True | True | [18 empty] | Non Federally-Regulated | 09/08/2014 |  | 03/24/2015
Siemens Energy & Automation | Siemens Energy & Automation | 5WG1 705-8XF44 | Automatic Time Switch Control |  | True | True |  | True | True | [8 empty] | True | True | True | [5 empty] | Non Federally-Regulated | 12/19/2005 |  | 01/07/2010
Legrand / Pass & Seymour | Legrand / Pass & Seymour | 95181* | Dimmer | Device | True | True |  | True | True | True | True | False |  |  |  | False | [9 empty] | Non Federally-Regulated | 12/23/2010 |  | 07/01/2014
Sensor Switch, Inc. | Sensor Switch | CMR ADC******* | Automatic Daylighting Control | Device | True | True | True | True | False |  |  | True | True | True | True | True |  | True | [7 empty] | Non Federally-Regulated | 04/28/2010 |  | 07/01/2014
Lutron Electronics Co., Inc. | Lutron | S2-L************ | Dimmer | Device | True | True |  | True | True | True | True | False |  |  |  | False | [9 empty] | Non Federally-Regulated | 12/28/2009 |  | 01/21/2014
Sensor Switch, Inc. | Sensor Switch | SB 50******* | Occupant / Motion / Vacancy Se | Device | True | True |  | True | True | False | False |  |  |  |  | False | [9 empty] | Non Federally-Regulated | 04/28/2010 |  | 07/01/2014
Schneider Electric | SERP | SERPB48HS | Multi-Level Astronomical Time | System | True | True |  | True | True | True | True | True | True | True | [11 empty] | Non Federally-Regulated | 09/11/2012 |  | 07/01/2014
Intermatic, Inc. | Intermatic | K45365SST | Exterior Photocontrol Device |  | True | False | [11 empty] | True | True | True | [5 empty] | Non Federally-Regulated | 06/29/2006 |  | 01/07/2010
Maple Chase Co. | Paragon Electrical Products | EL72PC/120V | Automatic Time Switch Control |  | True | True |  | True | True | [16 empty] | Non Federally-Regulated | 12/15/1998 |  | 01/07/2010
Legrand / Pass & Seymour | Legrand / Pass & Seymour | R600P* | Dimmer | Device | True | True |  | True | True | True | True | False |  |  |  | False | [9 empty] | Non Federally-Regulated | 12/23/2010 |  | 07/01/2014
Tork | Tork | DGUM100 | Automatic Time Switch Control | Device | True | True |  | True | True | [16 empty] | Non Federally-Regulated | 04/28/2010 |  | 11/12/2013
Vantage Controls, Inc. | Optex | Sensor1-C Coral Plus | Occupant / Motion / Vacancy Se |  | True | True |  | True | [8 empty] | True | [8 empty] | Non Federally-Regulated | 09/13/2006 |  | 01/07/2010
WattStopper, Inc. | WattStopper | CH-250-* | Occupant / Motion / Vacancy Se |  | True | True |  | True | [17 empty] | Non Federally-Regulated | 11/21/2008 |  | 11/25/2008
Convia, Inc., A Herman Miller Co. | Convia | GSE-PDC-03 | Multi-Level Astronomical Time | System | True | True |  | True | True | True | True | True | True | True | [11 empty] | Non Federally-Regulated | 03/04/2010 |  | 07/01/2014
Lutron Electronics Co., Inc. | Lutron | CCP-**********-******-**-CGP**** | Multi-Level Occupant Sensor | System | True | True | True | True | True | True | True | False | True | True | True | True |  | False | [7 empty] | Non Federally-Regulated | 07/10/2012 |  | 07/01/2014
Sensor Switch, Inc. | Sensor Switch | WV1600 | Occupant / Motion / Vacancy Se |  | True | True |  | True | [17 empty] | Non Federally-Regulated | 04/19/1993 |  | 10/25/1996
Intermatic, Inc. | Gasmaster | MIL72EQTUZH-120 | Automatic Time Switch Control | Device | True | True | True | False | [17 empty] | Non Federally-Regulated | 07/17/2014 |  | 08/05/2014
Hubbell Incorporated | H-Moss | AP1277*1N | Occupant / Motion / Vacancy Se |  | True | True |  | True | [17 empty] | Non Federally-Regulated | 04/23/2007 |  | 01/07/2010
Heathco, LLC | Heath Zenith | SL-5615 | Exterior Photocontrol Device |  | True | False | [11 empty] | True | True | True | [5 empty] | Non Federally-Regulated | 09/21/2007 |  | 01/07/2010
Lutron Electronics Co., Inc. | Lutron | CCP-******-*****-**-CGP**** | Automatic Time Switch Control | System | True | True |  | True | True | [16 empty] | Non Federally-Regulated | 07/10/2012 |  | 07/01/2014
Intermatic, Inc. | Grasslin | LM2-O-277-LS1 | Photosensor / Photocontrol Dev |  | True | True |  | True | [17 empty] | Non Federally-Regulated | 11/10/2008 |  | 01/07/2010
Intermatic, Inc. | Grasslin | TALENTO 891-24 | Automatic Time Switch Control |  | True | True |  | True | True | [16 empty] | Non Federally-Regulated | 10/15/2008 |  | 01/07/2010
Lighting Control & Design | Lighting Control & Design | GR240*IDH******* | Automatic Daylighting Control | System | True | True | True | True | False |  |  | True | True | True | True | True |  | True | [7 empty] | Non Federally-Regulated | 12/28/2009 |  | 07/01/2014
Lutron Electronics Co., Inc. | Homeworks | HW-RPM-4M-120 | Automatic Time Switch Control |  | True | True |  | True | True | [16 empty] | Non Federally-Regulated | 08/13/2007 |  | 01/07/2010
Lightolier Controls | PowerTrip | CLD120** | Track Lighting Integral Curren |  |  |  |  | True | True | True | True | [14 empty] | Non Federally-Regulated | 08/12/2005 |  | 01/07/2010
Legrand / Pass & Seymour | Legrand / Pass & Seymour | T1000E* | Dimmer | Device | True | True |  | True | True | True | True | True | True | True | True | False | [9 empty] | Non Federally-Regulated | 09/14/2012 |  | 07/01/2014
Unenco, Inc. / Univ. Energy | UEC | PIR-2000P277V | Occupant / Motion / Vacancy Se |  | True | True |  | True | [17 empty] | Non Federally-Regulated | 10/06/1992 |  | 01/07/2010
Schneider Electric | SERP | SERP24HS | Astronomical Time Switch Contr | System | True | True |  | True | True | True | True | True | True | True | [11 empty] | Non Federally-Regulated | 09/11/2012 |  | 07/01/2014
Cooper Wiring Devices | Novitas | 01-BAS084-** | Ultrasonic Occupant / Motion S |  | True | True |  | True | True | True | True | True |  |  |  |  | True | True | True | False | True | False |  |  |  | Non Federally-Regulated | 08/18/2006 |  | 04/10/2008
CDL | Trane | LCC7 | Automatic Time Switch Control |  | True | True |  | True | True | [16 empty] | Non Federally-Regulated | 04/06/1994 |  | 01/07/2010
Lutron Electronics Co., Inc. | Lutron | LCP32-******************* | Automatic Daylighting Control | System | True | True | True | True | True | True | True | False |  |  | True | True |  | True | [7 empty] | Non Federally-Regulated | 12/28/2009 |  | 07/01/2014
Legrand / Wiremold | WattStopper | GSE-SCD-WH | Multi-Level Occupant Sensor | System | True | True | True | True | True | True | True | True | True | True | True | True | True | True | True | True | True | True |  |  |  | Non Federally-Regulated | 03/23/2010 |  | 07/01/2014
WattStopper, Inc. | WattStopper | LIC48-*-*-*-*-* | Automatic Time Switch Control | Device | True | True |  | True | True | [16 empty] | Non Federally-Regulated | 08/03/2010 |  | 07/01/2014
Home Automation, Inc. | Home Automation, Inc. | 20A00-4 | Automatic Time Switch Control |  | True | True |  | True | True | [16 empty] | Non Federally-Regulated | 07/26/2005 |  | 01/07/2010
Lutron Electronics Co., Inc. | Lutron | GP44-******************* | Photosensor / Photocontrol Dev | System | True | True |  | False | False | [16 empty] | Non Federally-Regulated | 12/28/2009 |  | 07/01/2014
Lutron Electronics Co., Inc. | Softswitch 128 | XPS20-******-** | Multi-Level Daylighting Contro |  | True | True |  | True | True | True | True | [14 empty] | Non Federally-Regulated | 09/19/2005 |  | 01/07/2010
Schneider Electric (Square D Wiring Devices) | Powerlink | AS42CMT | Automatic Time Switch Control |  | True | True |  | True | True | [16 empty] | Non Federally-Regulated | 08/02/1993 |  | 01/07/2010
PLC Multipoint, Inc. | PLC Multipoint | LCS NEPTUNE | Automatic Daylighting Control |  | True | True |  | True | False |  | True | False | [8 empty] | True |  |  |  |  | Non Federally-Regulated | 03/31/1998 |  | 04/06/1998
Litetouch, Inc. | Litetouch, Inc. | 08-2150-01 | Automatic Time Switch Control |  | True | True |  | True | True | [16 empty] | Non Federally-Regulated | 09/29/2003 |  | 01/07/2010
Intermatic, Inc. | Intermatic | ET1715CR | Automatic Time Switch Control |  | True | True |  | True | True | [16 empty] | Non Federally-Regulated | 10/12/2007 |  | 01/07/2010
Signify North America Corporation | Philips Lighting Electronics North America | LRM2348 | Occupant / Motion / Vacancy Se | Device | True | True |  | True | True | False | False |  |  |  |  | False | [9 empty] | Non Federally-Regulated | 06/20/2011 |  | 07/01/2014
Signify North America Corporation | Sunrise | SR400RPC120 | Dimmer | Device | True | True |  | True | True | True | True | False |  |  |  | False | [9 empty] | Non Federally-Regulated | 10/03/2013 |  | 07/01/2014
Convia, Inc., A Herman Miller Co. | Convia | GSE-IRR-GR | Automatic Time Switch Control | System | True | True |  | True | True | [16 empty] | Non Federally-Regulated | 03/04/2010 |  | 07/01/2014
Computer Process Controls | Computer Process Controls | 830-1001 | Automatic Time Switch Control |  | True | True |  | True | True | [16 empty] | Non Federally-Regulated | 12/24/1998 |  | 01/07/2010
Tork | Tork | DZM200A | Automatic Time Switch Control |  | True | True |  | True | True | [16 empty] | Non Federally-Regulated | 08/06/1996 |  | 01/07/2010
Intermatic, Inc. | Gasmaster | PC1-digi30-120 | Automatic Time Switch Control | Device | True | True | True | False | [17 empty] | Non Federally-Regulated | 07/17/2014 |  | 08/05/2014
Lutron Electronics Co., Inc. | Lutron | LCP36-******************* | Automatic Daylighting Control | System | True | True | True | True | True | True | True | False |  |  | True | True |  | True | [7 empty] | Non Federally-Regulated | 12/28/2009 |  | 07/01/2014
Intermatic, Inc. | Intermatic | ET70215CR | Astronomical Time Switch Contr |  | True | True |  | True | True | True | True | True | True | True |  |  |  | True | False | False | [5 empty] | Non Federally-Regulated | 06/29/2006 |  | 01/07/2010
Intermatic, Inc. | Intermatic | ET70415CR24 | Astronomical Time Switch Contr | Device | True | True |  | True | True | True | True | True | True | True | [11 empty] | Non Federally-Regulated | 01/20/2010 |  | 07/01/2014
Blue Ridge Technologies | Maxiom | MX64************* | Automatic Time Switch Control | Device | True | True |  | True | True | [16 empty] | Non Federally-Regulated | 06/30/2010 |  | 07/01/2014
Douglas Lighting Controls | Douglas Lighting Controls | WSP-2718 | Astronomical Time Switch Contr | System | True | True |  | True | True | True | True | True | True | True | [11 empty] | Non Federally-Regulated | 05/28/2010 |  | 07/01/2014
Novitas, Inc. | Novitas | 01-PCA | Photosensor / Photocontrol Dev |  | True | False |  | True | [17 empty] | Non Federally-Regulated | 05/01/2001 |  | 09/06/2005
Cooper Controls | Greengate | OSW-U-0721-GERR7-* | Ultrasonic Occupant / Motion S |  | True | True |  | True | True | True | True | True | [13 empty] | Non Federally-Regulated | 11/07/2008 |  | 01/07/2010
Tork | Tork | K600Z | Automatic Time Switch Control |  | True | True |  | True | True | [16 empty] | Non Federally-Regulated | 02/08/1993 |  | 06/24/1993
Lutron Electronics Co., Inc. | Homeworks | HRD-10D*** | Multi-Level Occupant Sensor | System | True | True | True | True | True | False | True | True | True | True | True | True |  | False | [7 empty] | Non Federally-Regulated | 01/20/2010 |  | 07/01/2014
Profile Systems LLC | Profile Systems | PROFILE P1680 | Automatic Time Switch Control |  | True | True |  | True | True | [8 empty] | True | False | True | [5 empty] | Non Federally-Regulated | 02/18/2005 |  | 02/29/2008
Sensor Switch, Inc. | Sensor Switch | CM 9********** | Occupant / Motion / Vacancy Se | Device | True | True |  | True | True | False | False |  |  |  |  | False | [9 empty] | Non Federally-Regulated | 04/28/2010 |  | 07/01/2014
Blue Ridge Technologies | BR Series | BR32************* | Automatic Time Switch Control | System | True | True |  | True | True | [16 empty] | Non Federally-Regulated | 08/09/2011 |  | 07/01/2014
Legrand / Wiremold | WattStopper | NPM24PF | Astronomical Time Switch Contr | System | True | True |  | True | True | True | True | True | True | True | [11 empty] | Non Federally-Regulated | 03/23/2010 |  | 07/01/2014
Lighting Control & Design | Lighting Control & Design | GR2400ACC-***DTC******* | Astronomical Time Switch Contr | System | True | True |  | True | True | True | True | True | True | True | [11 empty] | Non Federally-Regulated | 12/28/2009 |  | 07/01/2014
Legrand / Wiremold | WattStopper | CLPA | Manual-On Occupant Sensor | System | True | True | True | True | True | True | True | True | True | True | True | True | True | True | True | True |  | True |  |  |  | Non Federally-Regulated | 03/23/2010 |  | 07/01/2014
Lutron Electronics Co., Inc. | Radio Touch | RTA-RX-F-SC-ACM | Occupant / Motion / Vacancy Se |  | True | True |  | True | [17 empty] | Non Federally-Regulated | 09/19/2005 |  | 01/07/2010
Lutron Electronics Co., Inc. | Grafik Eye | GRX-4***-*-** | Multi-Level Astronomical Time |  | True | True |  | True | True | True | True | True | True | True | [11 empty] | Non Federally-Regulated | 09/19/2005 |  | 01/07/2010
Leviton Manufacturing Co., Inc. | Leviton | ODS10-TD* | Manual-On Occupant Sensor | Device | True | True |  | True | True | False | True | True | False |  |  |  |  | False | [7 empty] | Non Federally-Regulated | 12/20/2012 |  | 07/01/2014
Lutron Electronics Co., Inc. | Lutron | XP16-******************* | Automatic Daylighting Control | System | True | True | True | True | False |  |  | False |  |  | True | True |  | True | [7 empty] | Non Federally-Regulated | 12/28/2009 |  | 07/01/2014
Cooper Controls | Greengate | OSW-U-0721-GERR7-* | Occupant / Motion / Vacancy Se | Device | True | True |  | True | True | False | True | True | True | True | True | False | [9 empty] | Non Federally-Regulated | 04/15/2011 |  | 05/10/2011
Lutron Electronics Co., Inc. | HomeWorks QS | HQR-3LD | Dimmer | System | True | True |  | True | True | True | True | False |  |  |  | False | [9 empty] | Non Federally-Regulated | 07/12/2012 |  | 01/21/2014
Convia, Inc., A Herman Miller Co. | Convia | GSE-WCD-WH | Dimmer | System | True | True | True | True | True | True | True | True | True | True | True | True | [9 empty] | Non Federally-Regulated | 03/04/2010 |  | 07/01/2014
Lutron Electronics Co., Inc. | Grafik Eye | GRX-4104-*-** | Occupant / Motion / Vacancy Se |  | True | True |  | True | [17 empty] | Non Federally-Regulated | 05/09/2000 |  | 09/19/2005
Sensor Switch, Inc. | Sensor Switch | RMR 6 480****** | Occupant / Motion / Vacancy Se | Device | True | True |  | True | True | False | False |  |  |  |  | False | [9 empty] | Non Federally-Regulated | 04/28/2010 |  | 07/01/2014
Lutron Electronics Co., Inc. | Lutron | LCP36-******************* | Dimmer | System | True | True |  | True | True | True | True | False |  |  |  | False | [9 empty] | Non Federally-Regulated | 12/28/2009 |  | 07/01/2014
Lighting Control & Design | Lighting Control & Design | GR1408 | Automatic Time Switch Control |  | True | True |  | True | True | [16 empty] | Non Federally-Regulated | 07/20/1999 |  | 06/22/2005
Lighting Control & Design | Lighting Control & Design | GR24**/**DTC*********** | Astronomical Time Switch Contr | System | True | True |  | True | True | True | True | True | True | True | [11 empty] | Non Federally-Regulated | 12/28/2009 |  | 07/01/2014
Intermatic, Inc. | Gasmaster | FM1D20-240 | Automatic Time Switch Control | Device | True | True | True | False | [17 empty] | Non Federally-Regulated | 07/17/2014 |  | 08/05/2014
WattStopper, Inc. | WattStopper | MRD2-* | Dimmer | System | True | True |  | True | False |  | True | False |  |  |  | False | [9 empty] | Non Federally-Regulated | 03/23/2010 |  | 07/01/2014
Legrand / Wiremold | WattStopper | NVHUBB | Automatic Time Switch Control | System | True | True |  | True | True | [16 empty] | Non Federally-Regulated | 03/23/2010 |  | 07/01/2014
Lutron Electronics Co., Inc. | Centralized Lighting Control | SO-6****-**-*** | Automatic Daylighting Control |  | True | True | True | True | False |  | False |  | False |  | True | True | False | True | False | True |  | True |  |  |  | Non Federally-Regulated | 06/08/2007 |  | 01/07/2010
Synergy | SwitchPak | SPAK 8S 120/277 | Astronomical Time Switch Contr | Device | True | True |  | True | True | True | True | True | True | True | [11 empty] | Non Federally-Regulated | 10/10/2011 |  | 07/01/2014
Crestron Electronics | Crestron Electronics | PRO3 | Automatic Time Switch Control | System | True | True |  | True | True | [16 empty] | Non Federally-Regulated | 06/24/2013 |  | 07/01/2014
Lutron Electronics Co., Inc. | Homeworks | HW-RPM-4R | Astronomical Time Switch Contr |  | True | True |  | True | True | True | True | True | True | True | [11 empty] | Non Federally-Regulated | 08/13/2007 |  | 01/07/2010
Lightolier | Vega | V600W | Dimmer | Device | True | True |  | True | True | True | True | True | True | True | True | False | [9 empty] | Non Federally-Regulated | 04/25/2013 |  | 07/01/2014
Intermatic, Inc. | Intermatic | EM1416MC | Exterior Photocontrol Device |  | True | True | [11 empty] | True | True | True | [5 empty] | Non Federally-Regulated | 10/12/2007 |  | 01/07/2010
Lutron Electronics Co., Inc. | Homeworks | HW-RPM-4A-120 | Automatic Time Switch Control | System | True | True |  | True | True | [16 empty] | Non Federally-Regulated | 01/20/2010 |  | 07/01/2014
Lutron Electronics Co., Inc. | Lutron | LCP24-******************* | Occupant / Motion / Vacancy Se | System | True | True |  | True | True | True | False |  |  |  |  | False | [9 empty] | Non Federally-Regulated | 04/28/2010 |  | 07/01/2014
Legrand / Wiremold | WattStopper | CE6ATCFF SERIES | Automatic Time Switch Control | System | True | True |  | True | True | [16 empty] | Non Federally-Regulated | 03/23/2010 |  | 07/01/2014
Mytech Corp. | Mytech | LPDLC | Automatic Daylighting Control |  | True | True |  | True | True | True | False | [9 empty] | True |  |  |  |  | Non Federally-Regulated | 11/15/1993 |  | 06/04/1999
Siemens Energy & Automation | Siemens Energy & Automation | 5WG1 705-8XE26 | Automatic Time Switch Control |  | True | True |  | True | True | [8 empty] | True | True | True | [5 empty] | Non Federally-Regulated | 12/19/2005 |  | 01/07/2010
Crestron Electronics | Crestron Electronics | PAC2M | Ultrasonic Occupant / Motion S |  | True | True |  | True | True | True | True | True | [5 empty] | True | True | True | [5 empty] | Non Federally-Regulated | 10/05/2007 |  | 01/07/2010
Hubbell Building Automation | Hubbell Building Automation | WIH-DS-* | Photosensor / Photocontrol Dev | System | True | True |  | False | False | [16 empty] | Non Federally-Regulated | 12/09/2013 |  | 07/01/2014
Lutron Electronics Co., Inc. | Grafik Eye | GRX-4006-A-** | Occupant / Motion / Vacancy Se |  | True | True |  | True | [17 empty] | Non Federally-Regulated | 07/19/1994 |  | 09/19/2005
Cooper Wiring Devices | React | RDC15-** | Dimmer | Device | True | True |  | True | True | True | True | False |  |  |  | False | [9 empty] | Non Federally-Regulated | 12/29/2010 |  | 07/01/2014
Chrontrol Corp. | Chrontrol | XT-W12F | Automatic Time Switch Control |  | True | True |  | True | True | [16 empty] | Non Federally-Regulated | 02/16/1993 |  | 01/07/2010
Legrand / Wiremold | WattStopper | CNCS | Astronomical Time Switch Contr | System | True | True |  | True | True | True | True | True | True | True | [11 empty] | Non Federally-Regulated | 03/23/2010 |  | 07/01/2014
Siemens Energy & Automation | Siemens Energy & Automation | 5WG1 703-8XG21 | Automatic Time Switch Control |  | True | True |  | True | True | [8 empty] | True | True | True | [5 empty] | Non Federally-Regulated | 12/19/2005 |  | 01/07/2010
Adura Technologies | Adura Technologies | ALPS | Automatic Daylighting Control | System | True | True | True | True | True | True | True | True | True | True | True | True |  | True | [7 empty] | Non Federally-Regulated | 05/28/2010 |  | 07/01/2014
Signify North America Corporation | Occuswitch Classic | LRC2410 | Multi-Level Astronomical Time | Device | True | True |  | True | True | True | True | True | True | True | [11 empty] | Non Federally-Regulated | 12/30/2012 |  | 07/01/2014
Cooper Controls | Greengate | CK T 32******* | Multi-Level Astronomical Time | System | True | True |  | True | True | True | True | True | True | True | [11 empty] | Non Federally-Regulated | 04/15/2011 |  | 07/01/2014
Lightolier Controls | Lightolier | 6133** | Track Lighting Integral Curren | System | True | True |  | True | True | True | True | True | [13 empty] | Non Federally-Regulated | 06/03/2011 |  | 06/06/2011
Sensor Switch, Inc. | Sensor Switch | WVR PDT 16 2P*********** | Occupant / Motion / Vacancy Se | Device | True | True |  | True | True | False | False |  |  |  |  | False | [9 empty] | Non Federally-Regulated | 04/28/2010 |  | 07/01/2014
Distech Controls | Distech Controls | ECB-VAV | Automatic Time Switch Control | Device | True | True |  | True | True | [16 empty] | Non Federally-Regulated | 08/07/2012 |  | 07/01/2014
Lightolier Controls | Insight | IS2-5EB-120-W | Occupant / Motion / Vacancy Se |  | True | True |  | True | [17 empty] | Non Federally-Regulated | 08/27/1993 |  | 01/07/2010
Blue Ridge Technologies | Blue Ridge Technologies | USB-TK | Automatic Time Switch Control | System | True | True |  | True | True | [16 empty] | Non Federally-Regulated | 06/30/2010 |  | 07/01/2014
Gentec, Inc. | Kameleon | PREMCG**K4 | Automatic Time Switch Control |  | True | True |  | True | True | [16 empty] | Non Federally-Regulated | 04/23/2002 |  | 01/07/2010
Tork | Tork | DZS400BP | Astronomical Time Switch Contr | Device | True | True |  | True | True | True | True | True | True | True | [11 empty] | Non Federally-Regulated | 04/28/2010 |  | 07/01/2014
Burle Industries | Burle Motion Sensor | C-29 | Occupant / Motion / Vacancy Se |  | False | False |  | True | [17 empty] | Non Federally-Regulated | 01/01/1989 |  | 04/06/1998
Lutron Electronics Co., Inc. | Lutron | QSG-************* | Multi-Level Occupant Sensor | System | True | True | True | True | True | True | True | True | True | True | True | True |  | False | [7 empty] | Non Federally-Regulated | 04/28/2010 |  | 07/01/2014
Leviton Manufacturing Co., Inc. | Leviton | 6800-O** | Occupant / Motion / Vacancy Se |  | True | True |  | True | [17 empty] | Non Federally-Regulated | 07/08/1998 |  | 01/07/2010
Schneider Electric (Square D Wiring Devices) | Powerlink | RMC3000G3**** | Automatic Time Switch Control |  | True | True |  | True | True | [16 empty] | Non Federally-Regulated | 03/14/2008 |  | 01/07/2010
Novitas, Inc. | Novitas | 01-092-** | Ultrasonic Occupant / Motion S |  | True | True |  | True | True | True | True | True |  |  |  |  | True | True | True | False | True | False |  |  |  | Non Federally-Regulated | 09/06/2005 |  | 08/18/2006
Intermatic, Inc. | Gasmaster | MIL72EQTUZ-120 | Automatic Time Switch Control | Device | True | True | True | False | [17 empty] | Non Federally-Regulated | 07/17/2014 |  | 08/05/2014
Sensor Switch, Inc. | Sensor Switch | nCM PC****** | Photosensor / Photocontrol Dev | System | True | True |  | False | False | [16 empty] | Non Federally-Regulated | 04/28/2010 |  | 07/01/2014
Steinel America, Inc. | Steinel | IS 345-24 | Occupant / Motion / Vacancy Se | Device | True | True |  | True | True | False | False |  |  |  |  | False | [9 empty] | Non Federally-Regulated | 07/23/2012 |  | 07/01/2014
Sensor Switch, Inc. | Sensor Switch | WVR-16-**-* | Occupant / Motion / Vacancy Se |  | True | True |  | True | [17 empty] | Non Federally-Regulated | 11/19/2001 |  | 03/01/2006
Schneider Electric | Schneider Electric | SLC5050CTL2** | Automatic Time Switch Control | System | True | True |  | True | True | [16 empty] | Non Federally-Regulated | 10/31/2013 |  | 07/01/2014
Lutron Electronics Co., Inc. | Lutron | LCP128-******************* | Automatic Time Switch Control | System | True | True |  | True | True | [16 empty] | Non Federally-Regulated | 12/28/2009 |  | 07/01/2014
Lutron Electronics Co., Inc. | LCP 128 | LCP-*****-***FT | Photosensor / Photocontrol Dev |  | True | True |  | True | [17 empty] | Non Federally-Regulated | 09/19/2005 |  | 01/07/2010
PLC Multipoint, Inc. | PLC Multipoint | LPE-**R-**DI-**DF-*******V | Automatic Time Switch Control | System | True | True |  | True | True | [16 empty] | Non Federally-Regulated | 03/04/2010 |  | 07/01/2014
Echoflex Solutions, Inc. | Echoflex | ERDRC-*C*-***/***/*** | Occupant Sensing Device | Device | True | True | True | True | True | False |  |  |  | False |  |  | True | True | False |  | True | True | True | True | True | Non Federally-Regulated | 09/08/2014 |  | 03/24/2015
Siemens Energy & Automation | Siemens Energy & Automation | 5WG1 705-8XA31 | Automatic Time Switch Control |  | True | True |  | True | True | [8 empty] | True | True | True | [5 empty] | Non Federally-Regulated | 12/19/2005 |  | 01/07/2010
Intelliswitch, S.A. de C.V. | Intelliswitch, S.A. de C.V. | IDSW 2H2-IS-120 | Automatic Daylighting Control | Device | True | True | True | True | True | True | True | True | True | True | True | True |  | True | [7 empty] | Non Federally-Regulated | 03/15/2012 |  | 07/01/2014
Siemens Energy & Automation | Siemens Energy & Automation | 5WG1 705-8XJ43 | Automatic Time Switch Control |  | True | True |  | True | True | [8 empty] | True | True | True | [5 empty] | Non Federally-Regulated | 12/19/2005 |  | 01/07/2010
Tork | Tork | DZS100BPO | Automatic Time Switch Control | Device | True | True |  | True | True | [16 empty] | Non Federally-Regulated | 11/12/2013 |  | 07/01/2014
Schneider Electric | SERP | SERP8HS | Multi-Level Astronomical Time | System | True | True |  | True | True | True | True | True | True | True | [11 empty] | Non Federally-Regulated | 09/11/2012 |  | 07/01/2014
Intermatic, Inc. | Grasslin | FM1D20A-120 | Automatic Time Switch Control |  | True | True |  | True | True | [16 empty] | Non Federally-Regulated | 10/15/2008 |  | 01/07/2010
Intermatic, Inc. | Intermatic | EI600WC | Automatic Time Switch Control |  | True | True |  | True | True | [8 empty] | True | [7 empty] | Non Federally-Regulated | 03/07/2007 |  | 01/07/2010
Siemens Energy & Automation | Siemens Energy & Automation | 5WG1 704-8XF02 | Automatic Time Switch Control |  | True | True |  | True | True | [8 empty] | True | True | True | [5 empty] | Non Federally-Regulated | 12/19/2005 |  | 01/07/2010
Lutron Electronics Co., Inc. | Lutron | AY-10PNL******** | Dimmer | Device | True | True |  | True | True | True | True | False |  |  |  | False | [9 empty] | Non Federally-Regulated | 12/28/2009 |  | 07/01/2014
Digital Lumens | Digital Lumens | ILE-3-** | Dimmer | Device | True | True |  | True | False |  | True | False |  |  |  | False | [9 empty] | Non Federally-Regulated | 11/05/2013 |  | 07/01/2014
Schneider Electric | SERP | SERPL64HS | Automatic Time Switch Control | System | True | True |  | True | True | [16 empty] | Non Federally-Regulated | 09/11/2012 |  | 07/01/2014
Hubbell Building Automation | Hubbell Building Automation | WIS-OS*-** | Occupant / Motion / Vacancy Se | System | True | True |  | True | True | True | False |  |  |  |  | False | [9 empty] | Non Federally-Regulated | 12/09/2013 |  | 07/01/2014
Legrand / Pass & Seymour | Legrand / Pass & Seymour | DR703PV* | Dimmer | Device | True | True |  | True | True | True | True | True | True | True | True | False | [9 empty] | Non Federally-Regulated | 09/14/2012 |  | 07/01/2014
Intermatic, Inc. | Grasslin | GM40QW | Automatic Time Switch Control | Device | True | True |  | True | True | [16 empty] | Non Federally-Regulated | 01/20/2010 |  | 07/01/2014
Siemens Energy & Automation | Siemens Energy & Automation | 5WG1 704-8XH13 | Automatic Time Switch Control |  | True | True |  | True | True | [8 empty] | True | True | True | [5 empty] | Non Federally-Regulated | 12/19/2005 |  | 01/07/2010
Cooper Wiring Devices | Devine | DF8AP7-** | Dimmer | Device | True | True |  | True | True | True | True | True | True | True | True | False | [9 empty] | Non Federally-Regulated | 12/29/2010 |  | 07/01/2014
Convia, Inc., A Herman Miller Co. | Convia | GSE-DCC-02 | Dimmer | System | True | True | True | True | True | True | True | True | True | True | True | True | [9 empty] | Non Federally-Regulated | 03/04/2010 |  | 07/01/2014
Enerlites, Inc. | Enerlites, Inc. | HET-01 | Automatic Time Switch Control | Device | True | True |  | True | True | [16 empty] | Non Federally-Regulated | 08/18/2011 |  | 07/01/2014
GE Industrial Systems | GE Industrial Systems | JACE 502 | Automatic Time Switch Control |  | True | True |  | True | True | [16 empty] | Non Federally-Regulated | 10/16/2001 |  | 01/07/2010
Lutron Electronics Co., Inc. | LCP 128 | LCP-****-***FT | Occupant / Motion / Vacancy Se |  | True | True |  | True | [17 empty] | Non Federally-Regulated | 09/19/2005 |  | 01/07/2010
Easylite | Easylite | 2500072 | Automatic Daylighting Control |  | True | False |  | True | True | True | False | [9 empty] | True |  |  |  |  | Non Federally-Regulated | 03/19/2004 |  | 01/07/2010
Lutron Electronics Co., Inc. | Quantum | QP3-1PL-100-243 | Multi-Level Astronomical Time | System | True | True |  | True | True | True | True | True | True | True | [11 empty] | Non Federally-Regulated | 07/10/2012 |  | 07/01/2014
Lutron Electronics Co., Inc. | Centralized Lighting Control | G5-AR-****-*-120 | Astronomical Time Switch Contr |  | True | True |  | True | True | True | True | True | True | True | [11 empty] | Non Federally-Regulated | 09/19/2005 |  | 01/07/2010
Lightolier Controls | Lyteswitch Relay Panel | LSW36PROB120 | Multi-Level Astronomical Time |  | True | True |  | True | True | True | True | True | True | True |  |  |  | False | True | True | [5 empty] | Non Federally-Regulated | 01/21/2009 |  | 01/07/2010
Sensor Switch, Inc. | Sensor Switch | LWS-PDT-RR7-*-** | Occupant / Motion / Vacancy Se |  | True | True |  | True | [17 empty] | Non Federally-Regulated | 03/01/2006 |  | 01/07/2010
Convia, Inc., A Herman Miller Co. | Convia | GSE-PDC-01 | Occupant / Motion / Vacancy Se |  | True | True |  | True | [8 empty] | True | True | True | True | True | True |  |  |  | Non Federally-Regulated | 04/04/2008 |  | 01/07/2010
Lumisys | Midori | MD_32** | Automatic Time Switch Control |  | True | True |  | True | True | [16 empty] | Non Federally-Regulated | 02/23/2009 |  | 01/07/2010
Intermatic, Inc. | Grasslin | PC1-digi20-120-LS2+E200 | Exterior Photocontrol Device |  | True | True | [11 empty] | True | True | True | [5 empty] | Non Federally-Regulated | 11/10/2008 |  | 01/07/2010
Cooper Controls | iLumin | SC277V-**-RPB-**-**-20-S-**-**-** | Dimmer | System | True | True | True | True | True | True | True | True | True | True | True | True | [9 empty] | Non Federally-Regulated | 04/15/2011 |  | 07/01/2014
Intermatic, Inc. | Grasslin | PC2-277-LS2 | Automatic Daylighting Control | Device | True | True | True | True | False |  |  | False |  |  | True | True |  | True | [7 empty] | Non Federally-Regulated | 01/20/2010 |  | 07/01/2014
PLC Multipoint, Inc. | PLC Multipoint | LC81-277 DAYWATCHER | Automatic Daylighting Control |  | True | True |  | True | False |  | True | True | [8 empty] | True |  |  |  |  | Non Federally-Regulated | 08/06/1992 |  | 07/19/2006
Lighting Control & Design | Lighting Control & Design | GR40**/**DTC***********s | Automatic Daylighting Control | System | True | True | True | True | False |  |  | True | True | True | True | True |  | True | [7 empty] | Non Federally-Regulated | 12/28/2009 |  | 07/01/2014
Mytech Corp. | Mytech | LO-IR-WV | Occupant / Motion / Vacancy Se |  | True | True |  | True | [17 empty] | Non Federally-Regulated | 06/04/1999 |  | 01/07/2010
Lutron Electronics Co., Inc. | Lutron | DVLV-603P******* | Dimmer | Device | True | True |  | True | True | True | True | True | True | True | True | False | [9 empty] | Non Federally-Regulated | 04/28/2010 |  | 01/21/2014
Hubbell Incorporated | H-Moss | ATU500C | Ultrasonic Occupant / Motion S |  | True | True |  | True | True | True | True | True | [13 empty] | Non Federally-Regulated | 06/01/1998 |  | 01/07/2010
Leviton Manufacturing Co., Inc. | Leviton | WSS10-*** | Occupant / Motion / Vacancy Se | System | True | True |  | True | True | False | False |  |  |  |  | False | [9 empty] | Non Federally-Regulated | 03/04/2010 |  | 07/01/2014
Acuity Brands Lighting | Easyl | EZPRO ** 120/277 | Automatic Time Switch Control | Device | True | True |  | True | True | [16 empty] | Non Federally-Regulated | 06/26/2013 |  | 07/01/2014
WattStopper, Inc. | WattStopper | FS155 | Occupant / Motion / Vacancy Se |  | True | True |  | True | [8 empty] | False | True | True | False | True | False |  |  |  | Non Federally-Regulated | 02/14/2008 |  | 01/07/2010
Intermatic, Inc. | Grasslin | FM1D50-240 | Automatic Time Switch Control |  | True | True |  | True | True | [16 empty] | Non Federally-Regulated | 10/15/2008 |  | 01/07/2010
Siemens Energy & Automation | Siemens Energy & Automation | 5WG1 703-8XB31 | Automatic Time Switch Control |  | True | True |  | True | True | [8 empty] | True | True | True | [5 empty] | Non Federally-Regulated | 12/19/2005 |  | 01/07/2010
Douglas Lighting Controls | Douglas | WTP4408 | Multi-Level Daylighting Contro |  | True | True |  | True | True | True | True | [14 empty] | Non Federally-Regulated | 10/31/2005 |  | 01/07/2010
Gentec, Inc. | Schneider Electric | SERPL48HS | Astronomical Time Switch Contr | System | True | True |  | True | True | True | True | True | True | True | [11 empty] | Non Federally-Regulated | 01/20/2012 |  | 07/01/2014
Intermatic, Inc. | Grasslin | GMX2FM2D50I-24 | Automatic Time Switch Control | Device | True | True |  | True | True | [16 empty] | Non Federally-Regulated | 01/20/2010 |  | 07/01/2014
Sensor Switch, Inc. | Sensor Switch | nHMB-10-********* | Occupant / Motion / Vacancy Se |  | True | True |  | True | [17 empty] | Non Federally-Regulated | 11/20/2008 |  | 01/07/2010
Leviton Manufacturing Co., Inc. | Leviton | 6613 | Dimmer | Device | True | True |  | True | True | True | True | False |  |  |  | False | [9 empty] | Non Federally-Regulated | 11/12/2010 |  | 07/01/2014
Lutron Electronics Co., Inc. | Lutron | LCP32-******************* | Automatic Time Switch Control | System | True | True |  | True | True | [16 empty] | Non Federally-Regulated | 12/28/2009 |  | 07/01/2014
Lithonia Lighting | SwitchPak | SPAK 4D 120/277 | Multi-Level Daylighting Contro |  | True | True |  | True | True | True | True | [14 empty] | Non Federally-Regulated | 07/24/2006 |  | 01/07/2010
Bryant Electric, Inc. | Motion Switch | MSFL1200W | Occupant / Motion / Vacancy Se |  | True | True |  | True | [17 empty] | Non Federally-Regulated | 03/03/1995 |  | 01/07/2010
Schneider Electric | Schneider Electric | SLSPIP212 | Multi-Level Occupant Sensor | Device | True | True | True | True | True | True | True | True | True | True | True | True |  | False | [7 empty] | Non Federally-Regulated | 11/07/2013 |  | 07/01/2014
Convia, Inc., A Herman Miller Co. | Convia | GSE-DCC-01 | Automatic Daylighting Control | System | True | True | True | True | True | True | True | True | True | True | True | True |  | True | [7 empty] | Non Federally-Regulated | 03/04/2010 |  | 07/01/2014
Cooper Controls | Greengate | LK4 277** | Automatic Daylighting Control | System | True | True | True | True | False |  |  | True | True | True | True | True |  | True | [7 empty] | Non Federally-Regulated | 04/15/2011 |  | 07/01/2014
Lutron Electronics Co., Inc. | Lutron | N-3600-AU******* | Dimmer | Device | True | True |  | True | True | True | True | False |  |  |  | False | [9 empty] | Non Federally-Regulated | 12/28/2009 |  | 07/01/2014
Lutron Electronics Co., Inc. | Lutron | SPS-1000******** | Dimmer | Device | True | True |  | True | True | True | True | False |  |  |  | False | [9 empty] | Non Federally-Regulated | 12/28/2009 |  | 01/21/2014
Lutron Electronics Co., Inc. | Radio Touch | RTA-RX-F-SC-ACM | Automatic Daylighting Control |  | True | True | False | True | True | True | False |  | False |  | True | True |  |  |  | False | [5 empty] | Non Federally-Regulated | 09/19/2005 |  | 01/07/2010
Intermatic, Inc. | Intermatic | ET171C | Automatic Time Switch Control | Device | True | True |  | True | True | [16 empty] | Non Federally-Regulated | 01/20/2010 |  | 07/01/2014
Siemens Energy & Automation | Siemens Energy & Automation | 5WG1 703-8XB32 | Automatic Time Switch Control |  | True | True |  | True | True | [8 empty] | True | True | True | [5 empty] | Non Federally-Regulated | 12/19/2005 |  | 01/07/2010
Crestron Electronics | Crestron Electronics | GLPAC-DIMFLV*-PM | Dimmer | Device | True | True |  | True | True | True | True | False |  |  |  | False | [9 empty] | Non Federally-Regulated | 10/08/2010 |  | 07/01/2014
Distech Controls | Distech Controls | ECB-VAVS-O + EC-BOS-*** | Astronomical Time Switch Contr | System | True | True |  | True | True | True | True | True | True | True | [11 empty] | Non Federally-Regulated | 08/07/2012 |  | 07/01/2014
Gentec, Inc. | Schneider Electric | SERP16HS | Multi-Level Astronomical Time | System | True | True |  | True | True | True | True | True | True | True | [11 empty] | Non Federally-Regulated | 01/20/2012 |  | 07/01/2014
Legrand / Wiremold | WattStopper | GSE-WCD-WH | Astronomical Time Switch Contr | System | True | True |  | True | True | True | True | True | True | True | [11 empty] | Non Federally-Regulated | 03/23/2010 |  | 07/01/2014
Litetouch, Inc. | Litetouch, Inc. | 08-2020-04 | Automatic Time Switch Control |  | True | True |  | True | True | [16 empty] | Non Federally-Regulated | 09/29/2003 |  | 01/07/2010
USE Lighting Control, Inc. | Enerlites, Inc. | WOSS15 | Occupant / Motion / Vacancy Se |  | True | True |  | True | [8 empty] | False | True | True | True | False | False |  |  |  | Non Federally-Regulated | 10/30/2008 |  | 01/07/2010
Con-Tech Lighting | Regulator Series | LA-223-R**/**** | Track Lighting Integral Curren |  |  |  |  | True | True | True | True | [14 empty] | Non Federally-Regulated | 10/18/2005 |  | 01/07/2010
Lithonia Lighting | Litronic Series | LUS 250 **** | Ultrasonic Occupant / Motion S |  | True | True |  | True | True | True | True | True | [13 empty] | Non Federally-Regulated | 08/10/1992 |  | 01/28/1993
Strand Lighting | Strand | 74012 | Lumen Maintenance Lighting Con |  | True | True |  | True | True | True | True | [14 empty] | Non Federally-Regulated | 05/08/1997 |  | 08/28/2001
Longjoin | Dayton | 26WA94 | Photosensor / Photocontrol Dev | Device | True | True |  | False | False | [16 empty] | Non Federally-Regulated | 07/29/2013 |  | 07/01/2014
Crestron Electronics | Crestron Electronics | GLPP-DIMFLVCN | Automatic Daylighting Control | System | True | True | True | True | True | True | True | False |  |  | True | True |  | True | [7 empty] | Non Federally-Regulated | 05/25/2012 |  | 07/01/2014
Powerline Control Systems | GreenWorx | FCM1R-277 | Automatic Time Switch Control | System | True | True |  | True | True | [16 empty] | Non Federally-Regulated | 12/10/2013 |  | 07/01/2014
Siemens Energy & Automation | Siemens Energy & Automation | 5WG1 705-8XB05 | Automatic Time Switch Control |  | True | True |  | True | True | [8 empty] | True | True | True | [5 empty] | Non Federally-Regulated | 12/19/2005 |  | 01/07/2010
Siemens Energy & Automation | Siemens Energy & Automation | 5WG1 705-8XH43 | Automatic Time Switch Control |  | True | True |  | True | True | [8 empty] | True | True | True | [5 empty] | Non Federally-Regulated | 12/19/2005 |  | 01/07/2010
Leviton Manufacturing Co., Inc. | Leviton | L976-T/L730-MC | Occupant / Motion / Vacancy Se |  | True | True |  | True | [17 empty] | Non Federally-Regulated | 01/30/2001 |  | 01/07/2010
Legrand / Wiremold | WattStopper | NPM44PF | Automatic Daylighting Control | System | True | True | True | True | True | True | True | True | True | True | True | True |  | True | [7 empty] | Non Federally-Regulated | 03/23/2010 |  | 07/01/2014
Legrand / Wiremold | WattStopper | CE3ATC SERIES | Multi-Level Astronomical Time | System | True | True |  | True | True | True | True | True | True | True | [11 empty] | Non Federally-Regulated | 03/23/2010 |  | 07/01/2014
Vantage Controls, Inc. | Vantage Controls, Inc. | DS21* | Dimmer | System | True | True | True | True | False |  | True | False |  |  |  | True | [9 empty] | Non Federally-Regulated | 04/28/2010 |  | 07/01/2014
Siemens Energy & Automation | Siemens Energy & Automation | 5WG1 704-8XD02 | Automatic Time Switch Control |  | True | True |  | True | True | [8 empty] | True | True | True | [5 empty] | Non Federally-Regulated | 12/19/2005 |  | 01/07/2010
Convia, Inc., A Herman Miller Co. | Convia | GSE-PDC-01 | Astronomical Time Switch Contr |  | True | True |  | True | True | True | True | True | True | True |  |  |  | False | True | True | [5 empty] | Non Federally-Regulated | 04/04/2008 |  | 01/07/2010
Sensor Switch, Inc. | Sensor Switch | nCMR PDT 10 ADC*********** | Automatic Daylighting Control | System | True | True | True | True | False |  |  | True | True | True | True | True |  | True | [7 empty] | Non Federally-Regulated | 04/28/2010 |  | 07/01/2014
Encelium Technologies | Encelium Technologies | SSU-200 | Photosensor / Photocontrol Dev |  | True | True |  | True | [17 empty] | Non Federally-Regulated | 12/19/2006 |  | 01/07/2010
Cooper Wiring Devices | Novitas | 01-100-BAS-** | Ultrasonic Occupant / Motion S |  | True | True |  | True | True | True | True | True |  |  |  |  | True | True | True | False | True | False |  |  |  | Non Federally-Regulated | 08/18/2006 |  | 04/10/2008
WattStopper, Inc. | WattStopper | EW205120 | Occupant / Motion / Vacancy Se |  | True | False |  | True | [17 empty] | Non Federally-Regulated | 03/10/2000 |  | 01/07/2010
Tork | Tork | TW222L | Automatic Time Switch Control | Device | True | True |  | True | True | [16 empty] | Non Federally-Regulated | 04/28/2010 |  | 07/01/2014
Leviton Manufacturing Co., Inc. | Leviton | L778-TA/L730-MC | Photosensor / Photocontrol Dev |  | True | True |  | True | [17 empty] | Non Federally-Regulated | 01/30/2001 |  | 01/07/2010
Tork | Tork | 2002 | Exterior Photocontrol Device | [14 empty] | True | True | True | [5 empty] | Non Federally-Regulated | 04/27/2006 |  | 01/07/2010
Tork | Tork | DGU100-24 (24VAC) | Automatic Time Switch Control |  | True | True |  | True | True | [16 empty] | Non Federally-Regulated | 02/07/1994 |  | 01/07/2010
Sensor Switch, Inc. | Sensor Switch | nRMR-9-2P-***** | Occupant / Motion / Vacancy Se |  | True | True |  | True | [17 empty] | Non Federally-Regulated | 11/20/2008 |  | 01/07/2010
Lutron Electronics Co., Inc. | Homeworks | HWV-600D-** | Astronomical Time Switch Contr |  | True | True |  | True | True | True | True | True | True | True | [11 empty] | Non Federally-Regulated | 08/13/2007 |  | 01/07/2010
Intelligent Lighting Controls, Inc. | Light Master | 93000378 | Photosensor / Photocontrol Dev |  | True | True |  | True | [17 empty] | Non Federally-Regulated | 10/12/2005 |  | 01/07/2010
Tork | Tork | DZS100A | Automatic Time Switch Control |  | True | True |  | True | True | [16 empty] | Non Federally-Regulated | 08/06/1996 |  | 01/07/2010
Marlin Controls, Inc. | Unistar II | HERCULESPEGASUS | Astronomical Time Switch Contr |  | True | True |  | True | True | True | True | True | True | True | [11 empty] | Non Federally-Regulated | 02/06/2006 |  | 01/07/2010
Tridonic | Tridonic | 86457891 DSISMART27 | Occupant / Motion / Vacancy Se |  | True | True |  | True | [17 empty] | Non Federally-Regulated | 05/11/2004 |  | 01/07/2010
Cooper Wiring Devices | Novitas | 01-520 | Occupant / Motion / Vacancy Se |  | True | True |  | True | [8 empty] | True | True | [7 empty] | Non Federally-Regulated | 08/18/2006 |  | 04/10/2008
EEMA Lighting Group | Liton | LP99CEC** | Track Lighting Integral Curren | Device | True | True |  | True | True | True | True | True | [13 empty] | Non Federally-Regulated | 09/02/2011 |  | 07/01/2014
Lutron Electronics Co., Inc. | HomeWorks QS | HQRD-H | Dimmer | System | True | True |  | True | True | True | True | False |  |  |  | False | [9 empty] | Non Federally-Regulated | 07/12/2012 |  | 07/01/2014
Intermatic, Inc. | Grasslin | TALENTO 892-120 | Automatic Time Switch Control |  | True | True |  | True | True | [16 empty] | Non Federally-Regulated | 10/15/2008 |  | 01/07/2010
Gentec, Inc. | Kameleon | K4-16-PA-S* | Astronomical Time Switch Contr | System | True | True |  | True | True | True | True | True | True | True | [11 empty] | Non Federally-Regulated | 01/20/2012 |  | 07/01/2014
WattStopper, Inc. | WattStopper | RS-150BA-N | Occupant / Motion / Vacancy Se |  | True | True |  | True | [8 empty] | True | True | True |  | True | True |  |  |  | Non Federally-Regulated | 01/24/2007 |  | 01/07/2010
Lutron Electronics Co., Inc. | Lutron | LCP48-******************* | Automatic Time Switch Control | System | True | True |  | True | True | [16 empty] | Non Federally-Regulated | 12/28/2009 |  | 07/01/2014
Longjoin | Longjoin | JL-201* | Photosensor / Photocontrol Dev | Device | True | True |  | False | False | [16 empty] | Non Federally-Regulated | 05/28/2013 |  | 07/01/2014
Tork | Tork | K601Z | Astronomical Time Switch Contr | Device | True | True |  | True | True | True | True | True | True | True | [11 empty] | Non Federally-Regulated | 04/28/2010 |  | 07/01/2014
Schneider Electric (Square D Wiring Devices) | Powerlink | RMC3000G3C**** | Automatic Daylighting Control |  | True | True | True | True | False |  | True | True | True | True | True | True |  | True | True | False | [5 empty] | Non Federally-Regulated | 03/14/2008 |  | 01/07/2010
Siemens Energy & Automation | Siemens Energy & Automation | 5WG1 705-8XA03 | Automatic Time Switch Control |  | True | True |  | True | True | [8 empty] | True | True | True | [5 empty] | Non Federally-Regulated | 12/19/2005 |  | 01/07/2010
Schneider Electric (Square D Wiring Devices) | Powerlink | NF2000G3 | Automatic Time Switch Control |  | True | True |  | True | True | [8 empty] | True | True | [6 empty] | Non Federally-Regulated | 08/24/2006 |  | 03/14/2008
Lutron Electronics Co., Inc. | Lutron | GP48-******************* | Photosensor / Photocontrol Dev | System | True | True |  | False | False | [16 empty] | Non Federally-Regulated | 12/28/2009 |  | 07/01/2014
Cooper Controls | Greengate | VAC-U-* | Manual-On Occupant Sensor | System | True | True | True | True | True | True | True | True | True | True | True | True |  | False | [7 empty] | Non Federally-Regulated | 08/07/2013 |  | 07/01/2014
Intermatic, Inc. | Grasslin | LM1-O-277-LS2 | Photosensor / Photocontrol Dev | Device | True | True |  | False | False | [16 empty] | Non Federally-Regulated | 01/20/2010 |  | 07/01/2014
Cooper Controls | Fifthlight | FLT-MTS-* | Photosensor / Photocontrol Dev | System | True | True |  | False | False | [16 empty] | Non Federally-Regulated | 08/24/2012 |  | 07/01/2014
Siemens Energy & Automation | Siemens Energy & Automation | 5WG1 703-8XB21 | Automatic Time Switch Control |  | True | True |  | True | True | [8 empty] | True | True | True | [5 empty] | Non Federally-Regulated | 12/19/2005 |  | 01/07/2010
Lutron Electronics Co., Inc. | HomeWorks QS | HQRD-H***** | Automatic Daylighting Control | System | True | True | True | True | True | True | True | False |  |  | True | True |  | True | [7 empty] | Non Federally-Regulated | 07/10/2012 |  | 07/01/2014
Lutron Electronics Co., Inc. | Lutron | CCP-**********-******-** | Astronomical Time Switch Contr | System | True | True |  | True | True | True | True | True | True | True | [11 empty] | Non Federally-Regulated | 07/10/2012 |  | 07/01/2014
Lutron Electronics Co., Inc. | Homeworks | HWD-6ND*** | Astronomical Time Switch Contr | System | True | True |  | True | True | True | True | True | True | True | [11 empty] | Non Federally-Regulated | 01/20/2010 |  | 07/01/2014
Pass & Seymour / Legrand | Switchplan | OSC3020GRY | Occupant / Motion / Vacancy Se |  | True | True |  | True | [17 empty] | Non Federally-Regulated | 03/29/1993 |  | 01/07/2010
Lutron Electronics Co., Inc. | Grafik 6000 | OMX-3603-*-** | Occupant / Motion / Vacancy Se |  | True | True |  | True | [17 empty] | Non Federally-Regulated | 05/09/2000 |  | 09/19/2005
Tork | Tork | EW101B | Automatic Time Switch Control | Device | True | True |  | True | True | [16 empty] | Non Federally-Regulated | 04/28/2010 |  | 07/01/2014
Grasslin Controls Corp. | Grasslin | DIGI42E | Automatic Time Switch Control |  | True | True |  | True | True | [16 empty] | Non Federally-Regulated | 05/12/1997 |  | 02/25/2008
Leviton Manufacturing Co., Inc. | Leviton | mzn30-*01 | Automatic Time Switch Control |  | True | True |  | True | True | [16 empty] | Non Federally-Regulated | 05/11/2005 |  | 01/07/2010
Lutron Electronics Co., Inc. | Softswitch 128 | XPS32-******-** | Automatic Daylighting Control |  | True | True | True | True | False |  | False |  | False |  | True | False |  | True |  | False | [5 empty] | Non Federally-Regulated | 09/19/2005 |  | 01/07/2010
Tork | Tork | DZS200BP | Multi-Level Astronomical Time |  |  |  |  | True | True | True | True | True | True | True | [11 empty] | Non Federally-Regulated | 01/04/2007 |  | 01/07/2010
Sensor Switch, Inc. | Sensor Switch | nCMB-6-2P-*-** | Occupant / Motion / Vacancy Se |  | True | True |  | True | [17 empty] | Non Federally-Regulated | 11/20/2008 |  | 01/07/2010
Siemens Energy & Automation | Siemens Energy & Automation | 5WG1 703-8XJ01 | Automatic Time Switch Control |  | True | True |  | True | True | [8 empty] | True | True | True | [5 empty] | Non Federally-Regulated | 12/19/2005 |  | 01/07/2010
Leviton Manufacturing Co., Inc. | Leviton | L779-TT/L720-CT | Occupant / Motion / Vacancy Se |  | True | True |  | True | [17 empty] | Non Federally-Regulated | 01/30/2001 |  | 01/07/2010
Gentec, Inc. | Kameleon | K8-08-PA-S* | Astronomical Time Switch Contr | System | True | True |  | True | True | True | True | True | True | True | [11 empty] | Non Federally-Regulated | 01/20/2012 |  | 07/01/2014
Hubbell Building Automation | Hubbell Building Automation | LB1MS | Occupant / Motion / Vacancy Se |  | True | True |  | True | [17 empty] | Non Federally-Regulated | 05/20/2004 |  | 01/07/2010
Cooper Controls | iLumin | SC277****-UN-******** | Automatic Time Switch Control | System | True | True |  | True | True | [16 empty] | Non Federally-Regulated | 04/15/2011 |  | 07/01/2014
Lighting Control & Design | Lighting Control & Design | GR41**/**DTC*********** | Astronomical Time Switch Contr |  | True | True |  | True | True | True | True | True | True | True |  |  |  | True | True | True | [5 empty] | Non Federally-Regulated | 06/22/2005 |  | 12/28/2009
Lighting Control & Design | Lighting Control & Design | GR40**/**SLAVE*******s | Automatic Daylighting Control |  | True | True | True | True | False |  | True | True | True | True | True | True |  | False | True | False | [5 empty] | Non Federally-Regulated | 06/28/2005 |  | 12/28/2009
Lighting Control & Design | Lighting Control & Design | GR40**/**SLAVE******* | Automatic Time Switch Control |  | True | True |  | True | True | [8 empty] | True | True | True | [5 empty] | Non Federally-Regulated | 06/22/2005 |  | 12/28/2009
Cooper Wiring Devices | Novitas | 01-181-BAS-** | Ultrasonic Occupant / Motion S |  | True | True |  | True | True | True | True | True |  |  |  |  | True | True | True | False | True | False |  |  |  | Non Federally-Regulated | 08/18/2006 |  | 04/10/2008
Lutron Electronics Co., Inc. | Lutron | LCP-******************* | Photosensor / Photocontrol Dev | System | True | True |  | False | False | [16 empty] | Non Federally-Regulated | 12/28/2009 |  | 07/01/2014
Lutron Electronics Co., Inc. | Lutron | GP144-******************* | Photosensor / Photocontrol Dev | System | True | True |  | False | False | [16 empty] | Non Federally-Regulated | 12/28/2009 |  | 07/01/2014
Lutron Electronics Co., Inc. | Lutron | LCP-******************* | Automatic Daylighting Control | System | True | True | True | True | True | True | True | False |  |  | True | True |  | True | [7 empty] | Non Federally-Regulated | 12/28/2009 |  | 07/01/2014
General Signal Building Systems | Fire Alarm & Systems Tech. | FCC | Automatic Time Switch Control |  | True | True |  | True | True | [16 empty] | Non Federally-Regulated | 04/09/1993 |  | 01/07/2010
Cooper Controls | Novitas | 01-363-PC | Occupant / Motion / Vacancy Se | Device | True | True |  | True | True | False | False |  |  |  |  | False | [9 empty] | Non Federally-Regulated | 07/22/2010 |  | 07/01/2014
Hunt Dimming | Simplicity | SCP-18-*/SIU-* | Automatic Daylighting Control |  | True | True | False | True | True | True | True | True | True | True | True | False | False |  |  | True |  | True |  |  |  | Non Federally-Regulated | 10/18/2005 |  | 01/07/2010
Siemens Energy & Automation | Siemens Energy & Automation | 5WG1 705-8XE02 | Automatic Time Switch Control |  | True | True |  | True | True | [8 empty] | True | True | True | [5 empty] | Non Federally-Regulated | 12/19/2005 |  | 01/07/2010
Lutron Electronics Co., Inc. | Lutron | XP12-******************* | Astronomical Time Switch Contr | System | True | True |  | True | True | True | True | True | True | True | [11 empty] | Non Federally-Regulated | 12/28/2009 |  | 07/01/2014
Litetouch, Inc. | Litetouch, Inc. | 08-2001-01 | Automatic Time Switch Control |  | True | True |  | True | True | [16 empty] | Non Federally-Regulated | 09/29/2003 |  | 01/07/2010
Tork | Tork | DZS400A | Astronomical Time Switch Contr |  |  |  |  | True | True | True | True | True | True | True | [11 empty] | Non Federally-Regulated | 04/27/2006 |  | 01/07/2010
Cooper Controls | Greengate | CK4 120** | Automatic Daylighting Control | System | True | True | True | True | False |  |  | True | True | True | True | True |  | True | [7 empty] | Non Federally-Regulated | 04/15/2011 |  | 07/01/2014
Lutron Electronics Co., Inc. | Softswitch 128 | XPS8-******-** | Occupant / Motion / Vacancy Se |  | True | True |  | True | [17 empty] | Non Federally-Regulated | 09/19/2005 |  | 01/07/2010
Leviton Manufacturing Co., Inc. | Leviton | 6628 | Dimmer | Device | True | True |  | True | True | True | True | False |  |  |  | False | [9 empty] | Non Federally-Regulated | 11/12/2010 |  | 07/01/2014
Synergy | SwitchPak | SPAK 4S2D 120/277 | Astronomical Time Switch Contr | Device | True | True |  | True | True | True | True | True | True | True | [11 empty] | Non Federally-Regulated | 10/10/2011 |  | 07/01/2014
Intermatic, Inc. | Intermatic | ET70115CR24 | Automatic Time Switch Control |  | True | True |  | True | True | [16 empty] | Non Federally-Regulated | 01/22/1997 |  | 01/07/2010
Tork | Tork | PC20A | Occupant / Motion / Vacancy Se |  | True | True |  | True | [17 empty] | Non Federally-Regulated | 12/20/1994 |  | 04/01/1997
GE Industrial Systems | GE Industrial Systems | JACE NP 2 | Automatic Time Switch Control |  | True | True |  | True | True | [16 empty] | Non Federally-Regulated | 10/16/2001 |  | 01/07/2010
Lightolier | Sunrise | ZP600EB* | Dimmer | Device | True | True |  | True | True | True | True | True | True | True | True | False | [9 empty] | Non Federally-Regulated | 04/25/2013 |  | 07/01/2014
Lutron Electronics Co., Inc. | Homeworks | HS3-******** | Occupant / Motion / Vacancy Se | System | True | True |  | True | True | False | False |  |  |  |  | False | [9 empty] | Non Federally-Regulated | 01/20/2010 |  | 07/01/2014
Steinel America, Inc. | Steinel | IS 3180-24 | Occupant / Motion / Vacancy Se | Device | True | True |  | True | True | False | False |  |  |  |  | False | [9 empty] | Non Federally-Regulated | 07/23/2012 |  | 07/01/2014
Lutron Electronics Co., Inc. | Lutron | GP12-******************* | Photosensor / Photocontrol Dev | System | True | True |  | False | False | [16 empty] | Non Federally-Regulated | 12/28/2009 |  | 07/01/2014
Intermatic, Inc. | Intermatic | EM1416SC | Multi-Level Daylighting Contro |  | True | True |  | True | True | True | True | [14 empty] | Non Federally-Regulated | 10/12/2007 |  | 01/07/2010
Automated Logic Corp. | Automated Logic Corp. | M880NX | Automatic Time Switch Control |  | True | True |  | True | True | [16 empty] | Non Federally-Regulated | 06/26/2002 |  | 01/07/2010
Distech Controls | Distech Controls | ECL-VVTS + EC-LIGHT-DISPLAY | Multi-Level Astronomical Time | System | True | True |  | True | True | True | True | True | True | True | [11 empty] | Non Federally-Regulated | 08/07/2012 |  | 07/01/2014
Electronics Diversified, Inc. | Electronics Diversified, Inc. | TSC-XLT/01-240 | Automatic Time Switch Control |  | True | True |  | True | True | [16 empty] | Non Federally-Regulated | 01/05/2005 |  | 01/07/2010
Legrand / Wiremold | WattStopper | NRD2A | Manual-On Occupant Sensor | System | True | True | True | True | True | True | True | True | True | True | True | True | True | True | True | True |  | True |  |  |  | Non Federally-Regulated | 03/23/2010 |  | 07/01/2014
Legrand / Wiremold | WattStopper | CLCS | Dimmer | System | True | True | True | True | True | True | True | True | True | True | True | True | [9 empty] | Non Federally-Regulated | 03/23/2010 |  | 07/01/2014
Cooper Wiring Devices | Greengate | ODC-U-0051-H | Ultrasonic Occupant / Motion S |  | True | True |  | True | True | True | True | True | [13 empty] | Non Federally-Regulated | 04/10/2008 |  | 11/07/2008
Sensor Switch, Inc. | Sensor Switch | WV PDT 16*********** | Occupant / Motion / Vacancy Se | Device | True | True |  | True | True | False | False |  |  |  |  | False | [9 empty] | Non Federally-Regulated | 04/28/2010 |  | 07/01/2014
Thomas Controls | Plus Lighting | PL300-**-*C | Automatic Time Switch Control |  | True | True |  | True | True | [16 empty] | Non Federally-Regulated | 12/30/1992 |  | 07/30/2002
Sensor Switch, Inc. | Sensor Switch | WSHM100 | Occupant / Motion / Vacancy Se |  | True | True |  | True | [17 empty] | Non Federally-Regulated | 12/01/1992 |  | 11/19/2001
Novitas, Inc. | Novitas | 01-082 | Ultrasonic Occupant / Motion S |  | True | True |  | True | True | True | True | True | [13 empty] | Non Federally-Regulated | 08/11/1992 |  | 09/06/2005
Electronics Diversified, Inc. | Electronics Diversified, Inc. | T12-9 | Automatic Time Switch Control |  | True | True |  | True | True | [16 empty] | Non Federally-Regulated | 01/05/2005 |  | 01/07/2010
Lithonia Lighting | Panelmax Series | LCP1 16 120/277 | Automatic Time Switch Control |  | True | True |  | True | True | [16 empty] | Non Federally-Regulated | 04/29/1993 |  | 02/24/2000
Crestron Electronics | Crestron Electronics | CLX-1DELV4 | Dimmer | System | True | True |  | True | False |  | True | False |  |  |  | False | [9 empty] | Non Federally-Regulated | 03/01/2010 |  | 07/01/2014
Home Automation, Inc. | Home Automation, Inc. | 20A00-2 | Automatic Time Switch Control | System | True | True |  | True | True | [16 empty] | Non Federally-Regulated | 02/21/2012 |  | 07/01/2014
Orion Energy Systems, Inc. | InteLite | 2WT-915-MSTR | Occupant / Motion / Vacancy Se |  | True | False |  | True | [9 empty] | True | True | True | [5 empty] | Non Federally-Regulated | 02/17/2009 |  | 01/07/2010
Siemens Energy & Automation | Siemens Energy & Automation | 5WG1 705-8XJ32 | Automatic Time Switch Control |  | True | True |  | True | True | [8 empty] | True | True | True | [5 empty] | Non Federally-Regulated | 12/19/2005 |  | 01/07/2010
Intelliswitch, S.A. de C.V. | Intelliswitch, S.A. de C.V. | IDSW 2H2-IS-277 | Multi-Level Occupant Sensor | Device | True | True | True | True | True | True | True | True | True | False | True | True |  | False | [7 empty] | Non Federally-Regulated | 03/15/2012 |  | 07/01/2014
Leviton Manufacturing Co., Inc. | Leviton | MS00R | Dimmer | System | True | True |  | True | True | True | True | False |  |  |  | False | [9 empty] | Non Federally-Regulated | 11/12/2010 |  | 07/01/2014
Lutron Electronics Co., Inc. | Lutron | CCP-****-*****-**-CGP**** | Dimmer | System | True | True |  | True | True | True | True | False |  |  |  | False | [9 empty] | Non Federally-Regulated | 07/10/2012 |  | 07/01/2014
GE Lighting, a Savant company | GE Lighting Controls | CIR-15-360-D-T | Occupant / Motion / Vacancy Se | Device | True | True |  | True | True | False | False |  |  |  |  | False | [9 empty] | Non Federally-Regulated | 04/13/2012 |  | 07/01/2014
Novitas, Inc. | Novitas | 01-141 | Occupant / Motion / Vacancy Se |  | True | True |  | True | [17 empty] | Non Federally-Regulated | 08/28/1992 |  | 06/05/1997
Convia, Inc., A Herman Miller Co. | Convia | GSE-DCC-01 | Occupant / Motion / Vacancy Se | System | True | True | True | True | True | True | True | True | True | True | True | True |  | True | True | True | [5 empty] | Non Federally-Regulated | 03/04/2010 |  | 04/27/2011
Lutron Electronics Co., Inc. | Lutron | XPS20-******************* | Automatic Time Switch Control | System | True | True |  | True | True | [16 empty] | Non Federally-Regulated | 12/28/2009 |  | 07/01/2014
PLC Multipoint, Inc. | Panasonic | WRT3540K-8 | Multi-Level Astronomical Time | Device | True | True |  | True | True | True | True | True | True | True | [11 empty] | Non Federally-Regulated | 03/04/2010 |  | 07/01/2014
Leviton Manufacturing Co., Inc. | Leviton | O2C15-*** | Occupant / Motion / Vacancy Se | Device | True | True |  | True | True | True | False |  |  |  |  | False | [9 empty] | Non Federally-Regulated | 09/18/2013 |  | 07/01/2014
The Watt Watcher | Occupancy Sensor | W-2000A | Ultrasonic Occupant / Motion S |  | False | False |  | True | True | True | True | True | [13 empty] | Non Federally-Regulated | 01/01/1989 |  | 04/06/1998
Lutron Electronics Co., Inc. | HomeWorks QS | HQRD-H**** | Multi-Level Occupant Sensor | System | True | True | True | True | True | True | True | True | True | True | True | True |  | False | [7 empty] | Non Federally-Regulated | 07/10/2012 |  | 07/01/2014
Lutron Electronics Co., Inc. | LCP 128 | LCP-********-***FT | Multi-Level Astronomical Time |  | True | True |  | True | True | True | True | True | True | True | [11 empty] | Non Federally-Regulated | 09/19/2005 |  | 01/07/2010
WattStopper, Inc. | WattStopper | LMLS-600 | Photosensor / Photocontrol Dev | System | True | True |  | False | False | [16 empty] | Non Federally-Regulated | 10/08/2010 |  | 07/01/2014
Leviton Manufacturing Co., Inc. | Leviton | ODC15-*** | Occupant / Motion / Vacancy Se | Device | True | True |  | True | True | True | False |  |  |  |  | False | [9 empty] | Non Federally-Regulated | 09/10/2013 |  | 07/01/2014
Schneider Electric | Powerlink | NF MLO POWERLINK PANEL (Master Included) | Multi-Level Astronomical Time | System | True | True |  | True | True | True | True | True | True | True | [11 empty] | Non Federally-Regulated | 01/12/2012 |  | 07/01/2014
Legrand / Wiremold | WattStopper | LVHUBA | Occupant / Motion / Vacancy Se | System | True | True | True | True | True | True | True | True | True | True | True | True |  | True | True | True | [5 empty] | Non Federally-Regulated | 03/23/2010 |  | 07/01/2014
Cooper Controls | Novitas | 01-160BAS-** | Ultrasonic Occupant / Motion S |  | True | True |  | True | True | True | True | True | [13 empty] | Non Federally-Regulated | 11/07/2008 |  | 01/07/2010
Siemens Energy & Automation | Siemens Energy & Automation | 5WG1 704-8XC04 | Automatic Time Switch Control |  | True | True |  | True | True | [8 empty] | True | True | True | [5 empty] | Non Federally-Regulated | 12/19/2005 |  | 01/07/2010
Lutron Electronics Co., Inc. | Lutron | GP144-******************* | Multi-Level Occupant Sensor | System | True | True | True | True | True | True | True | True | True | True | True | True |  | False | [7 empty] | Non Federally-Regulated | 12/28/2009 |  | 07/01/2014
Schneider Electric (Square D Wiring Devices) | Powerlink | NF3000G3 | Automatic Time Switch Control |  | True | True |  | True | True | [8 empty] | True | True | [6 empty] | Non Federally-Regulated | 08/24/2006 |  | 03/14/2008
Legrand / Wiremold | WattStopper | CNDU | Automatic Time Switch Control | System | True | True |  | True | True | [16 empty] | Non Federally-Regulated | 03/23/2010 |  | 07/01/2014
Sensor Switch, Inc. | Sensor Switch | RMR-10-PDT-********* | Occupant / Motion / Vacancy Se |  | True | True |  | True | [17 empty] | Non Federally-Regulated | 11/20/2008 |  | 01/07/2010
Blue Ridge Technologies | Blue Ridge Technologies | BTOM-* | Automatic Time Switch Control | System | True | True |  | True | True | [16 empty] | Non Federally-Regulated | 06/30/2010 |  | 07/01/2014
Leviton Manufacturing Co., Inc. | Leviton | AWSMG-M** | Dimmer | Device | True | True |  | True | True | True | True | False |  |  |  | False | [9 empty] | Non Federally-Regulated | 12/16/2010 |  | 07/01/2014
Control Systems International, Inc. | Control Systems International | 7700 | Automatic Time Switch Control |  | True | True |  | True | True | [16 empty] | Non Federally-Regulated | 06/24/1993 |  | 01/07/2010
Intermatic, Inc. | Grasslin | FM1D50-12U | Automatic Time Switch Control | Device | True | True |  | True | True | [16 empty] | Non Federally-Regulated | 01/20/2010 |  | 07/01/2014
Cooper Controls | Greengate | OSW-U-0721-GERR7-* | Occupant / Motion / Vacancy Se | System | True | True |  | True | True | False | True | True | True | True | True | False | [9 empty] | Non Federally-Regulated | 05/10/2011 |  | 07/01/2014
BRK Electronics | BRK Electronics | TS110C | Automatic Time Switch Control |  | True | True |  | True | True | [16 empty] | Non Federally-Regulated | 04/29/1994 |  | 12/11/2000
Distech Controls | Distech Controls | ECL-VAV-N + EC-LIGHT-SCHEDULER | Multi-Level Astronomical Time | System | True | True |  | True | True | True | True | True | True | True | [11 empty] | Non Federally-Regulated | 08/07/2012 |  | 07/01/2014
Lutron Electronics Co., Inc. | Lutron | GP36-******************* | Dimmer | System | True | True |  | True | True | True | True | False |  |  |  | False | [9 empty] | Non Federally-Regulated | 12/28/2009 |  | 07/01/2014
Trane U.S. Inc. | Tracer | BMSC******** | Automatic Time Switch Control | No Match | True | True |  | True | True | [8 empty] | True | True | True | [5 empty] | Non Federally-Regulated | 08/20/2009 |  | 01/07/2010
Vantage Controls, Inc. | Vantage Controls, Inc. | DS16* | Dimmer | System | True | True | True | True | False |  | True | False |  |  |  | True | [9 empty] | Non Federally-Regulated | 07/26/2011 |  | 07/01/2014
Starfield Controls, Inc. | Starfield Controls, Inc. | TR213** | Automatic Time Switch Control |  | True | True |  | True | True | [16 empty] | Non Federally-Regulated | 03/14/2006 |  | 01/07/2010
Legrand / Wiremold | WattStopper | GSE-SWD-WH | Astronomical Time Switch Contr | System | True | True |  | True | True | True | True | True | True | True | [11 empty] | Non Federally-Regulated | 03/23/2010 |  | 07/01/2014
Microlite Corp. | Microlite | MLC058D | Automatic Time Switch Control |  | True | True |  | True | True | [16 empty] | Non Federally-Regulated | 03/27/1995 |  | 01/07/2010
Lutron Electronics Co., Inc. | Lutron | GP16-******************* | Multi-Level Occupant Sensor | System | True | True | True | True | True | True | True | True | True | True | True | True |  | False | [7 empty] | Non Federally-Regulated | 12/28/2009 |  | 07/01/2014
Gentec, Inc. | Schneider Electric | SERPL16HS | Automatic Time Switch Control | System | True | True |  | True | True | [16 empty] | Non Federally-Regulated | 01/20/2012 |  | 07/01/2014
Signify North America Corporation | Philips Lighting Electronics North America | LRS223700 | Occupant / Motion / Vacancy Se | Device | True | True |  | True | True | False | False |  |  |  |  | False | [9 empty] | Non Federally-Regulated | 06/20/2011 |  | 07/01/2014
Lithonia Lighting | SwitchPak | SPAK 4D 120/277 | Astronomical Time Switch Contr |  | True | True |  | True | True | True | True | True | True | True |  |  |  | True | True | True | [5 empty] | Non Federally-Regulated | 07/24/2006 |  | 01/07/2010
Sensia | LCP1500 | LCP1000 | Photosensor / Photocontrol Dev |  | True | True |  | True | [17 empty] | Non Federally-Regulated | 11/02/2001 |  | 11/09/2001
Eaton Corp. | Pow-R-Command | PRC1000 | Automatic Daylighting Control | System | True | True | True | True | True | True | True | True | True | True | True | True |  | True | [7 empty] | Non Federally-Regulated | 02/04/2010 |  | 07/01/2014
Legrand / Pass & Seymour | Legrand / Pass & Seymour | 92001* | Dimmer | Device | True | True |  | True | True | True | True | False |  |  |  | False | [9 empty] | Non Federally-Regulated | 12/23/2010 |  | 07/01/2014
Lighting Control & Design | Lighting Control & Design | GR41**/**SLAVE******* | Automatic Time Switch Control | System | True | True |  | True | True | [16 empty] | Non Federally-Regulated | 12/28/2009 |  | 07/01/2014
Lutron Electronics Co., Inc. | Homeworks | HS72-*********** | Occupant / Motion / Vacancy Se | System | True | True |  | True | True | False | False |  |  |  |  | False | [9 empty] | Non Federally-Regulated | 01/20/2010 |  | 07/01/2014
Sensor Switch, Inc. | Sensor Switch | RMR 10*********** | Occupant / Motion / Vacancy Se | Device | True | True |  | True | True | False | False |  |  |  |  | False | [9 empty] | Non Federally-Regulated | 04/28/2010 |  | 07/01/2014
Leviton Manufacturing Co., Inc. | Leviton | OSC15-RI* | Occupant / Motion / Vacancy Se | System | True | True |  | True | True | False | False |  |  |  |  | False | [9 empty] | Non Federally-Regulated | 04/14/2011 |  | 07/01/2014
Siemens Energy & Automation | Siemens Energy & Automation | 5WG1 704-8XE31 | Automatic Time Switch Control |  | True | True |  | True | True | [8 empty] | True | True | True | [5 empty] | Non Federally-Regulated | 12/19/2005 |  | 01/07/2010
Lutron Electronics Co., Inc. | Homeworks | HR-CCI-6-SW | Occupant / Motion / Vacancy Se |  | True | True |  | True | [17 empty] | Non Federally-Regulated | 08/13/2007 |  | 01/07/2010
Lutron Electronics Co., Inc. | Lutron | CCP-****-*****-**-CGP**** | Automatic Time Switch Control | System | True | True |  | True | True | [16 empty] | Non Federally-Regulated | 07/10/2012 |  | 07/01/2014
Lutron Electronics Co., Inc. | Lutron | LX-603PL******** | Dimmer | Device | True | True |  | True | True | True | True | True | True | True | True | False | [9 empty] | Non Federally-Regulated | 04/28/2010 |  | 07/01/2014
Schneider Electric (Square D Wiring Devices) | Powerlink | NF1000G3 | Automatic Time Switch Control |  | True | True |  | True | True | [16 empty] | Non Federally-Regulated | 03/08/2001 |  | 08/24/2006
Cooper Controls | Greengate | VAC-P-* | Occupant / Motion / Vacancy Se | System | True | True |  | True | True | False | False |  |  |  |  | False | [9 empty] | Non Federally-Regulated | 08/07/2013 |  | 07/01/2014
Legrand / Pass & Seymour | Legrand / Pass & Seymour | DRM* | Dimmer | Device | True | True |  | True | True | True | True | True | True | True | True | False | [9 empty] | Non Federally-Regulated | 09/14/2012 |  | 07/01/2014
Cooper Wiring Devices | Novitas | 01-145 | Occupant / Motion / Vacancy Se |  | True | True |  | True | [17 empty] | Non Federally-Regulated | 08/18/2006 |  | 04/10/2008
Convia, Inc., A Herman Miller Co. | Convia | GSE-SRC-01 | Manual-On Occupant Sensor | System | True | True | True | True | True | True | True | True | True | True | True | True | True | True | True | True |  | True |  |  |  | Non Federally-Regulated | 03/04/2010 |  | 04/27/2011
Lutron Electronics Co., Inc. | LCP 128 | LCP-********-******-** | Automatic Time Switch Control |  | True | True |  | True | True | [16 empty] | Non Federally-Regulated | 09/19/2005 |  | 01/07/2010
Tork | Tork | EWZ201 | Multi-Level Astronomical Time | Device | True | True |  | True | True | True | True | True | True | True | [11 empty] | Non Federally-Regulated | 04/28/2010 |  | 07/01/2014
Convia, Inc., A Herman Miller Co. | Convia | GSE-PDC-01 | Multi-Level Astronomical Time | System | True | True |  | True | True | True | True | True | True | True | [11 empty] | Non Federally-Regulated | 03/04/2010 |  | 07/01/2014
Lutron Electronics Co., Inc. | Lutron | LCP8-******************* | Automatic Daylighting Control | System | True | True | True | True | True | True | True | False |  |  | True | True |  | True | [7 empty] | Non Federally-Regulated | 12/28/2009 |  | 07/01/2014
Lithonia Lighting | Synergy | SYSC MLC | Automatic Time Switch Control |  | True | True |  | True | True | [16 empty] | Non Federally-Regulated | 01/20/1999 |  | 01/07/2010
Intermatic, Inc. | Grasslin | WHQ7 | Automatic Time Switch Control |  | True | True |  | True | True | [16 empty] | Non Federally-Regulated | 10/15/2008 |  | 01/07/2010
Intermatic, Inc. | Grasslin | FM1D50-24 | Automatic Time Switch Control | Device | True | True |  | True | True | [16 empty] | Non Federally-Regulated | 01/20/2010 |  | 07/01/2014
Lithonia Lighting | Litronic Series | LPCS 277 S11 | Occupant / Motion / Vacancy Se |  | True | True |  | True | [17 empty] | Non Federally-Regulated | 02/24/2000 |  | 01/07/2010
Carolina Products, Inc. | Carolina Products | CPI2000 | Exterior Photocontrol Device |  | True | True | [11 empty] | True | True | True | [5 empty] | Non Federally-Regulated | 02/17/2005 |  | 01/07/2010
Siemens Energy & Automation | Siemens Energy & Automation | 5WG1 705-8XJ46 | Automatic Time Switch Control |  | True | True |  | True | True | [8 empty] | True | True | True | [5 empty] | Non Federally-Regulated | 12/19/2005 |  | 01/07/2010
Lutron Electronics Co., Inc. | LCP 128 | LCP-*****-******-** | Multi-Level Daylighting Contro |  | True | True |  | True | True | True | True | [14 empty] | Non Federally-Regulated | 09/19/2005 |  | 01/07/2010
Home Automation, Inc. | Home Automation, Inc. | 55A00-1 | Occupant / Motion / Vacancy Se | Device | True | True |  | True | True | True | False |  |  |  |  | False | [9 empty] | Non Federally-Regulated | 02/21/2012 |  | 07/01/2014
BRK Electronics | BRK Electronics | TS110CM | Automatic Time Switch Control |  | True | True |  | True | True | [16 empty] | Non Federally-Regulated | 04/29/1994 |  | 12/11/2000
Schneider Electric (Square D Wiring Devices) | Powerlink | RMC1000G3xxx | Astronomical Time Switch Contr |  | True | True |  | True | True | True | True | True | True | True |  |  |  | True | True | True | [5 empty] | Non Federally-Regulated | 08/24/2006 |  | 03/14/2008
Tork | Tork | EW120 (120VAC) | Automatic Time Switch Control |  | True | True |  | True | True | [16 empty] | Non Federally-Regulated | 02/07/1994 |  | 04/27/2006
Intermatic, Inc. | Intermatic | EM1416MC | Automatic Daylighting Control |  | True | True | False | True | True | True | False |  | True | True | True | True | False |  |  | True |  | True |  |  |  | Non Federally-Regulated | 10/12/2007 |  | 01/07/2010
Burle Industries | Heath | WS-850 | Occupant / Motion / Vacancy Se |  | True | True |  | True | [17 empty] | Non Federally-Regulated | 08/28/1992 |  | 08/02/1993
Unenco, Inc. / Univ. Energy | UEC | AICS277V | Occupant / Motion / Vacancy Se |  | True | True |  | True | [17 empty] | Non Federally-Regulated | 09/25/1992 |  | 04/06/1998
Tork | Tork | 7120ZL | Automatic Time Switch Control |  | True | True |  | True | True | [16 empty] | Non Federally-Regulated | 06/03/2003 |  | 04/27/2006
Lutron Electronics Co., Inc. | Grafik Eye | GRX-4006-T-** | Automatic Time Switch Control |  | True | True |  | True | True | [16 empty] | Non Federally-Regulated | 07/19/1994 |  | 09/19/2005
Lutron Electronics Co., Inc. | Lutron | TTCL-*********** | Dimmer | Device | True | True |  | True | True | True | True | False |  |  |  | False | [9 empty] | Non Federally-Regulated | 03/19/2013 |  | 01/21/2014
Cooper Controls | Cooper Controls | OSD-MVN-* | Occupant / Motion / Vacancy Se | Device | True | True |  | True | True | True | True | True | True | True | True | False | [9 empty] | Non Federally-Regulated | 04/15/2011 |  | 07/01/2014
Lutron Electronics Co., Inc. | Lutron | LP6/********************* | Multi-Level Occupant Sensor | System | True | True | True | True | True | True | True | True | True | True | True | True |  | False | [7 empty] | Non Federally-Regulated | 12/28/2009 |  | 07/01/2014
Control Systems International, Inc. | Control Systems International | 7740 | Automatic Time Switch Control |  | True | True |  | True | True | [16 empty] | Non Federally-Regulated | 06/24/1993 |  | 01/07/2010
Tork | Tork | 7222 | Automatic Time Switch Control |  | True | True |  | True | True | [16 empty] | Non Federally-Regulated | 06/03/2003 |  | 01/07/2010
Signify North America Corporation | Sunrise | SR1000MK10120 | Dimmer | Device | True | True |  | True | True | True | True | False |  |  |  | False | [9 empty] | Non Federally-Regulated | 10/03/2013 |  | 07/01/2014
Hubbell Building Automation | Hubbell Building Automation | LHUS* | Ultrasonic Occupant / Motion S |  | True | True |  | True | True | True | True | True | [13 empty] | Non Federally-Regulated | 05/20/2004 |  | 01/07/2010
Intermatic, Inc. | Intermatic, Inc. | ET90115CR | Automatic Time Switch Control | Device | True | True |  | True | True | [16 empty] | Non Federally-Regulated | 07/22/2011 |  | 07/01/2014
CentraLite Systems, Inc. | CentraLite Systems, Inc. | Elegance | Automatic Daylighting Control |  | True | True | True | True | True | True | False |  | True | True | True | False | True | True | True | True |  | False |  |  |  | Non Federally-Regulated | 10/16/2007 |  | 01/07/2010
Grasslin Controls Corp. | Grasslin | PC2 | Photosensor / Photocontrol Dev |  | True | True |  | True | [17 empty] | Non Federally-Regulated | 04/09/2001 |  | 02/25/2008
Schneider Electric | Powerlink | NF POWERLINK PANEL (Master Included) | Automatic Time Switch Control | System | True | True |  | True | True | [16 empty] | Non Federally-Regulated | 01/12/2012 |  | 07/01/2014
Lutron Electronics Co., Inc. | HomeWorks QS | HQRD-10ND | Multi-Level Occupant Sensor | System | True | True | True | True | True | True | True | True | True | True | True | True |  | False | [7 empty] | Non Federally-Regulated | 07/10/2012 |  | 07/01/2014
Lutron Electronics Co., Inc. | Lutron | MSC-600M******** | Dimmer | Device | True | True |  | True | True | True | True | False |  |  |  | False | [9 empty] | Non Federally-Regulated | 12/28/2009 |  | 07/01/2014
Lutron Electronics Co., Inc. | Radio RA | RA-10D*** | Dimmer | System | True | True |  | True | True | True | True | False |  |  |  | False | [9 empty] | Non Federally-Regulated | 12/17/2009 |  | 07/01/2014
WattStopper, Inc. | WattStopper | UW-200-* | Multi-Level Occupant Sensor | Device | True | True | True | True | True | True | True | True | False | False | True | True | True | True | True | True | [5 empty] | Non Federally-Regulated | 06/30/2010 |  | 04/27/2011
Maple Chase Co. | Paragon Electrical Products | L | Automatic Time Switch Control |  | True | True |  | True | True | [16 empty] | Non Federally-Regulated | 01/21/1999 |  | 01/07/2010
Lutron Electronics Co., Inc. | Lutron | NTELV-600******* | Dimmer | Device | True | True |  | True | True | True | True | False |  |  |  | False | [9 empty] | Non Federally-Regulated | 12/28/2009 |  | 01/21/2014
Legrand / Wiremold | WattStopper | CE8840 SERIES | Astronomical Time Switch Contr | System | True | True |  | True | True | True | True | True | True | True | [11 empty] | Non Federally-Regulated | 03/23/2010 |  | 07/01/2014
Lutron Electronics Co., Inc. | Softswitch 128 | XPS48-******-** | Astronomical Time Switch Contr |  | True | True |  | True | True | True | True | True | True | True | [11 empty] | Non Federally-Regulated | 09/19/2005 |  | 01/07/2010
Lutron Electronics Co., Inc. | Lutron | LCP32-******************* | Multi-Level Occupant Sensor | System | True | True | True | True | True | True | True | True | True | True | True | True |  | False | [7 empty] | Non Federally-Regulated | 12/28/2009 |  | 07/01/2014
Intermatic, Inc. | Grasslin | PC1-277-LS2 | Photosensor / Photocontrol Dev |  | True | True |  | True | [17 empty] | Non Federally-Regulated | 11/10/2008 |  | 01/07/2010
Blue Ridge Technologies | Maxiom | MX08************* | Automatic Time Switch Control | Device | True | True |  | True | True | [16 empty] | Non Federally-Regulated | 06/30/2010 |  | 07/01/2014
WattStopper, Inc. | WattStopper | LI8*-*-*C-* | Automatic Time Switch Control |  | True | True |  | True | True | [16 empty] | Non Federally-Regulated | 08/25/2003 |  | 01/07/2010
Intelligent Lighting Controls, Inc. | LightLEEDer | LL00**** | Astronomical Time Switch Contr | Device | True | True |  | True | True | True | True | True | True | True | [11 empty] | Non Federally-Regulated | 04/30/2013 |  | 07/01/2014
Lutron Electronics Co., Inc. | Grafik Eye | RPT4/*-120***** | Occupant / Motion / Vacancy Se |  | True | True |  | True | [17 empty] | Non Federally-Regulated | 09/12/2003 |  | 09/19/2005
Intermatic, Inc. | Intermatic | ST01AC | Automatic Time Switch Control | Device | True | True |  | True | True | [16 empty] | Non Federally-Regulated | 01/20/2010 |  | 07/01/2014
Starfield Controls, Inc. | Starfield Controls, Inc. | TR339 | Automatic Time Switch Control |  | True | True |  | True | True | [16 empty] | Non Federally-Regulated | 03/14/2006 |  | 01/07/2010
Schneider Electric (Square D Wiring Devices) | Powerlink | NF3000G3C | Multi-Level Astronomical Time |  | True | True |  | True | True | True | True | True | True | True |  |  |  | True | True | True | [5 empty] | Non Federally-Regulated | 08/24/2006 |  | 03/14/2008
Lutron Electronics Co., Inc. | Softswitch 48 | XPS40-******-** | Photosensor / Photocontrol Dev |  | True | True |  | True | [17 empty] | Non Federally-Regulated | 09/12/2003 |  | 09/19/2005
Cooper Controls | iLumin | SC120****-UN-******** | Multi-Level Astronomical Time | System | True | True |  | True | True | True | True | True | True | True | [11 empty] | Non Federally-Regulated | 04/15/2011 |  | 07/01/2014
Lutron Electronics Co., Inc. | Radio RA2 | RRD-10D*** | Astronomical Time Switch Contr | System | True | True |  | True | True | True | True | True | True | True | [11 empty] | Non Federally-Regulated | 12/17/2009 |  | 07/01/2014
Tork | Tork | K600Z-2 | Astronomical Time Switch Contr |  |  |  |  | True | True | True | True | True | True | True | [11 empty] | Non Federally-Regulated | 04/27/2006 |  | 01/07/2010
Intermatic, Inc. | Intermatic | ST01C | Automatic Time Switch Control | Device | True | True |  | True | True | [16 empty] | Non Federally-Regulated | 01/20/2010 |  | 07/01/2014
Lighting Control & Design | Lighting Control & Design | GR2400ACC-***DTC*** | Multi-Level Astronomical Time |  | True | True |  | True | True | True | True | True | True | True |  |  |  | True | True | True | [5 empty] | Non Federally-Regulated | 06/22/2005 |  | 12/28/2009
Marlin Controls, Inc. | Unistar II | HERCULESPEGASUSPHC | Automatic Time Switch Control |  | True | True |  | True | True | [8 empty] | True | True | True | [5 empty] | Non Federally-Regulated | 02/06/2006 |  | 01/07/2010
Lutron Electronics Co., Inc. | LCP 128 | LCP-*******-***FT | Exterior Photocontrol Device |  | True | True |  | True | True | True | [15 empty] | Non Federally-Regulated | 09/19/2005 |  | 01/07/2010
Electronics Diversified, Inc. | Electronics Diversified, Inc. | LMS-2/FL-240 | Automatic Daylighting Control |  | True | True |  | True | False |  | True | True | [8 empty] | True |  |  |  |  | Non Federally-Regulated | 01/05/2005 |  | 01/07/2010
Cooper Wiring Devices | Novitas | 01-181-** | Ultrasonic Occupant / Motion S |  | True | True |  | True | True | True | True | True |  |  |  |  | True | True | True | False | True | False |  |  |  | Non Federally-Regulated | 08/18/2006 |  | 04/10/2008
Lutron Electronics Co., Inc. | Lutron | CTCL-*********** | Dimmer | Device | True | True |  | True | True | True | True | False |  |  |  | False | [9 empty] | Non Federally-Regulated | 03/19/2013 |  | 01/21/2014
Sensor Switch, Inc. | Sensor Switch | CMR PDT 10********** | Occupant / Motion / Vacancy Se | Device | True | True |  | True | True | False | False |  |  |  |  | False | [9 empty] | Non Federally-Regulated | 04/28/2010 |  | 07/01/2014
Lutron Electronics Co., Inc. | LCP 128 | LCP-*****-******-** | Multi-Level Astronomical Time |  | True | True |  | True | True | True | True | True | True | True | [11 empty] | Non Federally-Regulated | 09/19/2005 |  | 01/07/2010
GE Lighting, a Savant company | GE Lighting Controls | WIR-10-SR-C-D-* | Occupant / Motion / Vacancy Se | Device | True | True |  | True | True | False | False |  |  |  |  | False | [9 empty] | Non Federally-Regulated | 04/13/2012 |  | 07/01/2014
Tridonic | Tridonic | 86457891 DSISMART27 | Automatic Daylighting Control |  | True | True |  | True | True | True | False | [9 empty] | True |  |  |  |  | Non Federally-Regulated | 05/11/2004 |  | 01/07/2010
Cooper Controls | Greengate | ODC-U-0501 | Ultrasonic Occupant / Motion S |  | True | True |  | True | True | True | True | True | [13 empty] | Non Federally-Regulated | 11/07/2008 |  | 01/07/2010
Lutron Electronics Co., Inc. | Lutron | L-LV14-122 | Automatic Time Switch Control | System | True | True |  | True | True | [16 empty] | Non Federally-Regulated | 07/10/2012 |  | 07/01/2014
Horton Controls, Inc. | Horton Controls, Inc. | HPH01CC | Automatic Time Switch Control |  | True | True |  | True | True | [16 empty] | Non Federally-Regulated | 05/04/2000 |  | 07/30/2002
Tork | Tork | DT100-3 (277VAC) | Automatic Time Switch Control |  | True | True |  | True | True | [16 empty] | Non Federally-Regulated | 06/08/1993 |  | 04/27/2006
Lutron Electronics Co., Inc. | Lutron | GP8-******************* | Dimmer | System | True | True |  | True | True | True | True | False |  |  |  | False | [9 empty] | Non Federally-Regulated | 12/28/2009 |  | 07/01/2014
Siemens Energy & Automation | Siemens Energy & Automation | 5WG1 705-8XC42 | Automatic Time Switch Control |  | True | True |  | True | True | [8 empty] | True | True | True | [5 empty] | Non Federally-Regulated | 12/19/2005 |  | 01/07/2010
Intermatic, Inc. | Grasslin | FM2D50-120 | Automatic Time Switch Control | Device | True | True |  | True | True | [16 empty] | Non Federally-Regulated | 01/20/2010 |  | 07/01/2014
Leviton Manufacturing Co., Inc. | Leviton | AWRMG-7** | Dimmer | Device | True | True |  | True | True | True | True | False |  |  |  | False | [9 empty] | Non Federally-Regulated | 12/16/2010 |  | 07/01/2014
Tork | Tork | DTS200A-12 | Automatic Time Switch Control |  | True | True |  | True | True | [16 empty] | Non Federally-Regulated | 03/22/2001 |  | 01/07/2010
Maple Chase Co. | Paragon Electrical Products | EL72/277V | Automatic Time Switch Control |  | True | True |  | True | True | [16 empty] | Non Federally-Regulated | 12/15/1998 |  | 01/07/2010
Legrand / Pass & Seymour | Legrand / Pass & Seymour | RWDU500* | Occupant / Motion / Vacancy Se | Device | True | True |  | True | True | False | False |  |  |  |  | False | [9 empty] | Non Federally-Regulated | 12/23/2010 |  | 07/01/2014
Carolina Products, Inc. | Carolina Products | CPI-3000 | Astronomical Time Switch Contr | Device | True | True |  | True | True | True | True | True | True | True | [11 empty] | Non Federally-Regulated | 02/23/2012 |  | 07/01/2014
Convia, Inc., A Herman Miller Co. | Convia | GSE-DCC-01 | Exterior Photocontrol Device |  | True | True | [11 empty] | False | True | True | [5 empty] | Non Federally-Regulated | 04/04/2008 |  | 01/07/2010
Legrand / Pass & Seymour | Legrand / Pass & Seymour | CDLV1100* | Dimmer | Device | True | True |  | True | True | True | True | False |  |  |  | False | [9 empty] | Non Federally-Regulated | 12/23/2010 |  | 07/01/2014
Lutron Electronics Co., Inc. | Lutron | GP20-******************* | Automatic Time Switch Control | System | True | True |  | True | True | [16 empty] | Non Federally-Regulated | 12/28/2009 |  | 07/01/2014
Cooper Wiring Devices | Greengate | OSW-P-0451-24AC-R | Occupant / Motion / Vacancy Se |  | True | True |  | True | [8 empty] | True | True | True | True | False | False |  |  |  | Non Federally-Regulated | 04/10/2008 |  | 11/07/2008
Cooper Controls | Greengate | CK4 120** | Multi-Level Astronomical Time | System | True | True |  | True | True | True | True | True | True | True | [11 empty] | Non Federally-Regulated | 04/15/2011 |  | 07/01/2014
Sensor Switch, Inc. | Sensor Switch | SFR-5-*-** | Occupant / Motion / Vacancy Se |  | True | True |  | True | [17 empty] | Non Federally-Regulated | 11/20/2008 |  | 01/07/2010
Legrand / Wiremold | WattStopper | NVHUBB | Automatic Daylighting Control | System | True | True | True | True | True | True | True | True | True | True | True | True |  | True | [7 empty] | Non Federally-Regulated | 03/23/2010 |  | 07/01/2014
Cooper Controls | iLumin | SC277-06-HE-1P-ML-20 | Multi-Level Astronomical Time |  | True | True |  | True | True | True | True | True | True | True | [11 empty] | Non Federally-Regulated | 11/07/2008 |  | 01/07/2010
Convia, Inc., A Herman Miller Co. | Convia | GSE-PDC-03 | Multi-Level Daylighting Contro |  | True | True |  | True | True | True | True | [14 empty] | Non Federally-Regulated | 04/04/2008 |  | 01/07/2010
Lutron Electronics Co., Inc. | Lutron | XPS28-******************* | Photosensor / Photocontrol Dev | System | True | True |  | False | False | [16 empty] | Non Federally-Regulated | 12/28/2009 |  | 07/01/2014
Grasslin Controls Corp. | Grasslin | TALENTO 472 | Automatic Time Switch Control |  | True | True |  | True | True | [16 empty] | Non Federally-Regulated | 04/09/2001 |  | 02/25/2008
Convia, Inc., A Herman Miller Co. | Convia | GSE-IRR-GR | Manual-On Occupant Sensor | System | True | True | True | True | True | True | True | True | True | True | True | True | True | True | True | True |  | True |  |  |  | Non Federally-Regulated | 03/04/2010 |  | 04/27/2011
Leviton Manufacturing Co., Inc. | Leviton | PCC2D-*** | Photosensor / Photocontrol Dev | Device | True | True |  | False | False | [16 empty] | Non Federally-Regulated | 09/10/2013 |  | 07/01/2014
Leviton Manufacturing Co., Inc. | Leviton | OSW12-M** | Occupant / Motion / Vacancy Se | System | True | True |  | True | True | False | True | True | True | True | True | False | [9 empty] | Non Federally-Regulated | 03/04/2010 |  | 07/01/2014
Legrand / Wiremold | WattStopper | CE2KC SERIES | Occupant / Motion / Vacancy Se | System | True | True | True | True | True | True | True | True | True | True | True | True |  | True | True | True | [5 empty] | Non Federally-Regulated | 03/23/2010 |  | 07/01/2014
Distech Controls | Distech Controls | ECL-VAV | Automatic Time Switch Control | Device | True | True |  | True | True | [16 empty] | Non Federally-Regulated | 08/07/2012 |  | 07/01/2014
Leviton Manufacturing Co., Inc. | Leviton | VPE04 | Dimmer | Device | True | True |  | True | True | True | True | False |  |  |  | False | [9 empty] | Non Federally-Regulated | 11/12/2010 |  | 07/01/2014
Siemens Energy & Automation | Siemens Energy & Automation | 5WG1 705-8XG46 | Automatic Time Switch Control |  | True | True |  | True | True | [8 empty] | True | True | True | [5 empty] | Non Federally-Regulated | 12/19/2005 |  | 01/07/2010
GE Lighting, a Savant company | GE Lighting Controls | CLCBnet | Automatic Time Switch Control | System | True | True |  | True | True | [16 empty] | Non Federally-Regulated | 07/27/2012 |  | 07/01/2014
Siemens Energy & Automation | Siemens Energy & Automation | 5WG1 704-8XK03 | Automatic Time Switch Control |  | True | True |  | True | True | [8 empty] | True | True | True | [5 empty] | Non Federally-Regulated | 12/19/2005 |  | 01/07/2010
Cooper Controls | Novitas | 01-361-PC | Occupant / Motion / Vacancy Se |  | True | True |  | True | [17 empty] | Non Federally-Regulated | 11/07/2008 |  | 01/07/2010
Intermatic, Inc. | Intermatic, Inc. | ET90215CR | Automatic Time Switch Control | Device | True | True |  | True | True | [16 empty] | Non Federally-Regulated | 07/22/2011 |  | 07/01/2014
Sensor Switch, Inc. | Sensor Switch | CMR-PDT-2P-*-*-** | Occupant / Motion / Vacancy Se |  | True | True |  | True | [17 empty] | Non Federally-Regulated | 03/01/2006 |  | 01/07/2010
Lightolier | Multiset Pro | MHP1000VA** | Dimmer | System | True | True |  | True | True | True | True | True | True | True | True | False | [9 empty] | Non Federally-Regulated | 12/30/2012 |  | 07/01/2014
Intermatic, Inc. | Gasmaster | MIL72AQWUZH-120 | Automatic Time Switch Control | Device | True | True | True | False | [17 empty] | Non Federally-Regulated | 07/17/2014 |  | 08/05/2014
Tork | Tork | ES103 (120VAC) | Automatic Time Switch Control |  | True | True |  | True | True | [16 empty] | Non Federally-Regulated | 02/07/1994 |  | 04/27/2006
Crestron Electronics | Crestron Electronics | CLS-C6M* | Multi-Level Occupant Sensor | Device | True | True | True | True | True | True | True | True | True | True | True | True |  | False | [7 empty] | Non Federally-Regulated | 03/01/2010 |  | 07/01/2014
Cooper Wiring Devices | Nexion | AHOEC-U-2000 | Occupant / Motion / Vacancy Se | System | True | True |  | True | True | False | True | True | True | True | True | False | [9 empty] | Non Federally-Regulated | 03/28/2012 |  | 07/01/2014
Lumisys | Lumisys | ddN-SW1 | Automatic Time Switch Control |  | True | True |  | True | True | [16 empty] | Non Federally-Regulated | 05/25/2007 |  | 01/07/2010
WattStopper, Inc. | WattStopper | LCO101 | Automatic Daylighting Control |  | True | True |  | True | True | True | False | [9 empty] | True |  |  |  |  | Non Federally-Regulated | 07/30/2002 |  | 01/07/2010
WattStopper, Inc. | WattStopper | WP1105 | Ultrasonic Occupant / Motion S |  | True | True |  | True | True | True | True | True | [13 empty] | Non Federally-Regulated | 07/30/2002 |  | 01/07/2010
Mytech Corp. | Mytech | RRSS | Ultrasonic Occupant / Motion S |  | True | True |  | True | True | True | True | True | [13 empty] | Non Federally-Regulated | 02/01/1993 |  | 11/15/1993
Intermatic, Inc. | Intermatic | EI215W | Automatic Time Switch Control |  | True | True |  | True | True | [8 empty] | True | True | [6 empty] | Non Federally-Regulated | 03/07/2007 |  | 01/07/2010
Leviton Manufacturing Co., Inc. | Leviton | IPI10 | Dimmer | Device | True | True |  | True | True | True | True | False |  |  |  | False | [9 empty] | Non Federally-Regulated | 11/12/2010 |  | 07/01/2014
USE Lighting Control, Inc. | Enerlites, Inc. | HET01 | Automatic Time Switch Control |  | True | True |  | True | True | [8 empty] | True | False | False | [5 empty] | Non Federally-Regulated | 10/30/2008 |  | 01/07/2010
Chrontrol Corp. | Chrontrol | L6004 | Automatic Time Switch Control |  | True | True |  | True | True | [16 empty] | Non Federally-Regulated | 02/16/1993 |  | 01/07/2010
Legrand / Wiremold | WattStopper | NRD1A | Dimmer | System | True | True | True | True | True | True | True | True | True | True | True | True | [9 empty] | Non Federally-Regulated | 03/23/2010 |  | 07/01/2014
Legrand / Wiremold | WattStopper | GSE-WCD-WH | Automatic Time Switch Control | System | True | True |  | True | True | [16 empty] | Non Federally-Regulated | 03/23/2010 |  | 07/01/2014
Leviton Manufacturing Co., Inc. | Leviton | OSC20-U** | Occupant / Motion / Vacancy Se | System | True | True |  | True | True | False | True | True | True | True | True | False | [9 empty] | Non Federally-Regulated | 03/04/2010 |  | 07/01/2014
Schneider Electric | SERP | SERPTC811 | Multi-Level Astronomical Time | Device | True | True |  | True | True | True | True | True | True | True | [11 empty] | Non Federally-Regulated | 09/11/2012 |  | 07/01/2014
Tork | Tork | K800Z (120VAC) | Automatic Time Switch Control |  | True | True |  | True | True | [16 empty] | Non Federally-Regulated | 06/24/1993 |  | 01/07/2010
Vantage Controls, Inc. | Sure Action | SAON/OFF | Photosensor / Photocontrol Dev |  | True | False |  | True | [17 empty] | Non Federally-Regulated | 09/13/2006 |  | 01/07/2010
Sensor Switch, Inc. | Sensor Switch | SB 10********* | Occupant / Motion / Vacancy Se | Device | True | True |  | True | True | False | False |  |  |  |  | False | [9 empty] | Non Federally-Regulated | 04/28/2010 |  | 07/01/2014
Enerlites, Inc. | Intermatic, Inc. | IOS-CMP-DTU | Occupant Sensing Device | Device | True | True | True | True | True | True | True | True | True | False |  |  | False |  | False |  | False | False | False |  |  | Non Federally-Regulated | 04/08/2015 |  | 04/08/2015
Lutron Electronics Co., Inc. | Radio RA | RA-5NE-** | Multi-Level Astronomical Time |  | True | True |  | True | True | True | True | True | True | True | [11 empty] | Non Federally-Regulated | 08/13/2007 |  | 01/07/2010
Siemens Energy & Automation | Siemens Energy & Automation | 5WG1 705-8XA13 | Automatic Time Switch Control |  | True | True |  | True | True | [8 empty] | True | True | True | [5 empty] | Non Federally-Regulated | 12/19/2005 |  | 01/07/2010
Heathco, LLC | Heath Zenith | HD-9250 | Exterior Photocontrol Device |  | True | False | [11 empty] | True | True | True | [5 empty] | Non Federally-Regulated | 09/21/2007 |  | 01/07/2010
Daintree Networks, Inc. | Control Scope | SC** | Automatic Time Switch Control | System | True | True |  | True | True | [16 empty] | Non Federally-Regulated | 06/12/2012 |  | 07/01/2014
Legrand / Wiremold | WattStopper | LRD2B | Dimmer | System | True | True | True | True | True | True | True | True | True | True | True | True | [9 empty] | Non Federally-Regulated | 03/23/2010 |  | 07/01/2014
General Signal Building Systems | Grasslin | DIGI322-45/2Y | Automatic Time Switch Control |  | True | True |  | True | True | [16 empty] | Non Federally-Regulated | 02/27/1997 |  | 04/06/1998
Distech Controls | Distech Controls | EC-Light-64* | Astronomical Time Switch Contr | Device | True | True |  | True | True | True | True | True | True | True | [11 empty] | Non Federally-Regulated | 08/07/2012 |  | 07/01/2014
Leviton Manufacturing Co., Inc. | Leviton | OSC04-RI* | Occupant / Motion / Vacancy Se | System | True | True |  | True | True | False | False |  |  |  |  | False | [9 empty] | Non Federally-Regulated | 04/14/2011 |  | 07/01/2014
Blue Ridge Technologies | Automated Logic Corp. | LC32************* | Automatic Time Switch Control | Device | True | True |  | True | True | [16 empty] | Non Federally-Regulated | 06/30/2010 |  | 07/01/2014
Hubbell Building Automation | Hubbell Building Automation | LHMTD2* | Multi-Level Occupant Sensor | Device | True | True | True | True | True | False | True | True | False | True | True | True | True | True | True | True | [5 empty] | Non Federally-Regulated | 03/26/2010 |  | 04/27/2011
Lutron Electronics Co., Inc. | Grafik Eye | GRX-AV-RS232 | Automatic Time Switch Control |  | True | True |  | True | True | [16 empty] | Non Federally-Regulated | 01/31/1996 |  | 09/19/2005
Crestron Electronics | Crestron Electronics | GLS-ODT-C-** | Manual-On Occupant Sensor | System | True | True | True | True | True | False | True | True | True | True | True | True |  | False | [7 empty] | Non Federally-Regulated | 08/15/2013 |  | 07/01/2014
Lutron Electronics Co., Inc. | LCP 128 | LCP-**-******-** | Occupant / Motion / Vacancy Se |  | True | True |  | True | [17 empty] | Non Federally-Regulated | 09/19/2005 |  | 01/07/2010
Paragon Electric Co. | Paragon | EC72/277V | Automatic Time Switch Control |  | True | True |  | True | True | [16 empty] | Non Federally-Regulated | 11/23/1992 |  | 01/21/1999
Intermatic, Inc. | Gasmaster | FM1D14-12U | Automatic Time Switch Control | Device | True | True | True | False | [17 empty] | Non Federally-Regulated | 07/17/2014 |  | 08/05/2014
Steinel America, Inc. | Steinel | IS D360-120 | Occupant / Motion / Vacancy Se | Device | True | True |  | True | True | False | False |  |  |  |  | False | [9 empty] | Non Federally-Regulated | 07/23/2012 |  | 07/01/2014
Paragon Electric Co. | Paragon | EC74/192MA/120/240V | Automatic Time Switch Control |  | True | True |  | True | True | [16 empty] | Non Federally-Regulated | 11/23/1992 |  | 01/21/1999
Lutron Electronics Co., Inc. | Lutron | CCP-**********-******-**-CGP**** | Manual-On Occupant Sensor | System | True | True |  | True | True | True | True | True | False |  |  |  |  | False | [7 empty] | Non Federally-Regulated | 07/10/2012 |  | 07/01/2014
Tork | Tork | DZS200BP | Automatic Time Switch Control | Device | True | True |  | True | True | [16 empty] | Non Federally-Regulated | 04/28/2010 |  | 07/01/2014
Cooper Wiring Devices | Novitas | 01-110 | Ultrasonic Occupant / Motion S |  | True | True |  | True | True | True | True | True | [13 empty] | Non Federally-Regulated | 08/18/2006 |  | 04/10/2008
Tork | Tork | 2104 | Exterior Photocontrol Device | [14 empty] | True | True | True | [5 empty] | Non Federally-Regulated | 04/27/2006 |  | 01/07/2010
Cooper Controls | Greengate | CK T 16******* | Multi-Level Occupant Sensor | System | True | True | True | True | True | True | True | True | True | True | True | True | True | True | True | True | [5 empty] | Non Federally-Regulated | 04/15/2011 |  | 05/16/2011
Sensor Switch, Inc. | Sensor Switch | CM 9 RR7***** | Occupant / Motion / Vacancy Se | Device | True | True |  | True | True | False | False |  |  |  |  | False | [9 empty] | Non Federally-Regulated | 04/28/2010 |  | 07/01/2014
Lutron Electronics Co., Inc. | Centralized Lighting Control | DMWPL-LZC* | Automatic Time Switch Control |  | True | True |  | True | True | [16 empty] | Non Federally-Regulated | 09/19/2005 |  | 01/07/2010
Lutron Electronics Co., Inc. | Lutron | LCP16-******************* | Automatic Daylighting Control | System | True | True | True | True | True | True | True | False |  |  | True | True |  | True | [7 empty] | Non Federally-Regulated | 12/28/2009 |  | 07/01/2014
Lutron Electronics Co., Inc. | Lutron | LCP36-******************* | Photosensor / Photocontrol Dev | System | True | True |  | False | False | [16 empty] | Non Federally-Regulated | 12/28/2009 |  | 07/01/2014
Lutron Electronics Co., Inc. | Lutron | MA-600R********* | Dimmer | Device | True | True |  | True | True | True | True | False |  |  |  | False | [9 empty] | Non Federally-Regulated | 12/28/2009 |  | 07/01/2014
Powerline Communications | Switchkeeper | SWITCHKEEPER | Photosensor / Photocontrol Dev |  | True | True |  | True | [17 empty] | Non Federally-Regulated | 08/06/1992 |  | 10/19/2001
Lutron Electronics Co., Inc. | Lutron | LCP8-******************* | Multi-Level Occupant Sensor | System | True | True | True | True | True | True | True | True | True | True | True | True |  | False | [7 empty] | Non Federally-Regulated | 12/28/2009 |  | 07/01/2014
Lighting Control & Design | Lighting Control & Design | GR24**/**DTC*********** | Automatic Time Switch Control | System | True | True |  | True | True | [16 empty] | Non Federally-Regulated | 12/28/2009 |  | 07/01/2014
Lutron Electronics Co., Inc. | Lutron | CCP-********-******-**-CGP**** | Astronomical Time Switch Contr | System | True | True |  | True | True | True | True | True | True | True | [11 empty] | Non Federally-Regulated | 07/10/2012 |  | 07/01/2014
Cooper Controls | Greengate | VNW-D-1001-MV-* | Occupant / Motion / Vacancy Se | Device | True | True |  | True | True | True | True | True | True | True | True | False | [9 empty] | Non Federally-Regulated | 08/07/2013 |  | 07/01/2014
Lutron Electronics Co., Inc. | Softswitch 128 | XPS48-******-** | Photosensor / Photocontrol Dev |  | True | True |  | True | [17 empty] | Non Federally-Regulated | 09/19/2005 |  | 01/07/2010
Intermatic, Inc. | Intermatic, Inc. | EI230W | Automatic Time Switch Control | Device | True | True |  | True | True | [16 empty] | Non Federally-Regulated | 04/15/2011 |  | 07/01/2014
Pass & Seymour / Legrand | Rex | 3685 | Automatic Time Switch Control |  | True | True |  | True | True | [16 empty] | Non Federally-Regulated | 02/27/1997 |  | 04/06/1998
Legrand / Wiremold | WattStopper | CLCS | Multi-Level Astronomical Time | System | True | True |  | True | True | True | True | True | True | True | [11 empty] | Non Federally-Regulated | 03/23/2010 |  | 07/01/2014
Vantage Controls, Inc. | Vantage Controls, Inc. | CLMERS100 | Automatic Daylighting Control | System | True | True | True | True | True | True | True | True | True | True | True | True |  | True | [7 empty] | Non Federally-Regulated | 03/23/2010 |  | 07/01/2014
Legrand / Wiremold | WattStopper | CE7ATC SERIES | Multi-Level Occupant Sensor | System | True | True | True | True | True | True | True | True | True | True | True | True | True | True | True | True | True | True |  |  |  | Non Federally-Regulated | 03/23/2010 |  | 07/01/2014
Lutron Electronics Co., Inc. | Lutron | XP24-******************* | Occupant / Motion / Vacancy Se | System | True | True |  | True | True | True | False |  |  |  |  | False | [9 empty] | Non Federally-Regulated | 04/28/2010 |  | 07/01/2014
Lutron Electronics Co., Inc. | Lutron | MSC-1000M******* | Dimmer | Device | True | True |  | True | True | True | True | False |  |  |  | False | [9 empty] | Non Federally-Regulated | 12/28/2009 |  | 07/01/2014
Lutron Electronics Co., Inc. | Lutron | GP48-******************* | Occupant / Motion / Vacancy Se | System | True | True |  | True | True | True | False |  |  |  |  | False | [9 empty] | Non Federally-Regulated | 04/28/2010 |  | 07/01/2014
Schneider Electric | Schneider Electric | SLC5050CTCL2** | Automatic Time Switch Control | System | True | True |  | True | True | [16 empty] | Non Federally-Regulated | 10/31/2013 |  | 07/01/2014
Sensor Switch, Inc. | Sensor Switch | HMRB 10 208****** | Occupant / Motion / Vacancy Se | Device | True | True |  | True | True | False | False |  |  |  |  | False | [9 empty] | Non Federally-Regulated | 04/28/2010 |  | 07/01/2014
Lithonia Lighting | Panelmax Series | RCLK 120/277 | Automatic Daylighting Control |  | True | True |  | True | False |  | True | False | [8 empty] | True |  |  |  |  | Non Federally-Regulated | 01/12/1996 |  | 07/24/2006
Tork | Tork | 8001U | Automatic Time Switch Control |  | True | True |  | True | True | [16 empty] | Non Federally-Regulated | 06/03/2003 |  | 04/27/2006
Mytech Corp. | Mytech | RRSST8-220-I | Ultrasonic Occupant / Motion S |  | True | True |  | True | True | True | True | True | [13 empty] | Non Federally-Regulated | 06/04/1999 |  | 01/07/2010
Lutron Electronics Co., Inc. | Lutron | C-2000********** | Dimmer | Device | True | True |  | True | True | True | True | False |  |  |  | False | [9 empty] | Non Federally-Regulated | 12/28/2009 |  | 01/21/2014
Convia, Inc., A Herman Miller Co. | Convia | GSE-PDC-03 | Manual-On Occupant Sensor | System | True | True | True | True | True | True | True | True | True | True | True | True | True | True | True | True |  | True |  |  |  | Non Federally-Regulated | 03/04/2010 |  | 04/27/2011
The Watt Watcher | Occupancy Sensor | W-500 | Ultrasonic Occupant / Motion S |  | False | False |  | True | True | True | True | True | [13 empty] | Non Federally-Regulated | 04/01/1988 |  | 04/06/1998
Hubbell Incorporated | Hubbell Wiring Device Kellems | ATD1******* | Occupant / Motion / Vacancy Se | Device | True | True |  | True | True | True | True | True | True | True | True | False | [9 empty] | Non Federally-Regulated | 05/28/2010 |  | 07/01/2014
Convia, Inc., A Herman Miller Co. | Convia | GSE-SCD-WH | Automatic Daylighting Control |  | True | True | True | True | True | True | True | True | True | True | True | True | True | True | True | True |  | True |  |  |  | Non Federally-Regulated | 03/20/2009 |  | 01/07/2010
Automated Logic Corp. | Automated Logic Corp. | M8102NX | Automatic Time Switch Control |  | True | True |  | True | True | [16 empty] | Non Federally-Regulated | 06/26/2002 |  | 01/07/2010
Horton Controls, Inc. | Horton Controls, Inc. | HDLS1SS** | Automatic Time Switch Control |  | True | True |  | True | True | [16 empty] | Non Federally-Regulated | 05/04/2000 |  | 07/30/2002
Tridonic | Tridonic | BM24135918 | Automatic Time Switch Control |  | True | True |  | True | True | [16 empty] | Non Federally-Regulated | 04/18/2003 |  | 01/07/2010
Sensor Switch, Inc. | Sensor Switch | CMR-6 | Occupant / Motion / Vacancy Se |  | True | True |  | True | [17 empty] | Non Federally-Regulated | 11/19/2001 |  | 03/01/2006
Lutron Electronics Co., Inc. | Grafik Eye | GRX-4008-A-** | Occupant / Motion / Vacancy Se |  | True | True |  | True | [17 empty] | Non Federally-Regulated | 07/19/1994 |  | 09/19/2005
Lutron Electronics Co., Inc. | Lutron | CCP-**********-******-**-CGP*** | Manual-On Occupant Sensor | System | True | True |  | True | True | True | True | True | False |  |  |  |  | False | [7 empty] | Non Federally-Regulated | 07/10/2012 |  | 07/01/2014
Legrand / Wiremold | WattStopper | CECRFB SERIES | Multi-Level Astronomical Time | System | True | True |  | True | True | True | True | True | True | True | [11 empty] | Non Federally-Regulated | 03/23/2010 |  | 07/01/2014
Lutron Electronics Co., Inc. | Centralized Lighting Control | SO-3****-**-*** | Photosensor / Photocontrol Dev |  | True | True |  | True | [17 empty] | Non Federally-Regulated | 06/08/2007 |  | 01/07/2010
WattStopper, Inc. | WattStopper | CX-100-* | Occupant / Motion / Vacancy Se | Device | True | True |  | True | True | False | False |  |  |  |  | False | [9 empty] | Non Federally-Regulated | 02/04/2010 |  | 07/01/2014
Cooper Wiring Devices | Savant | OS106D1-** | Multi-Level Occupant Sensor | Device | True | True | True | True | True | False | True | True | True | False | True | True |  | False | [7 empty] | Non Federally-Regulated | 03/23/2010 |  | 07/01/2014
Siemens Energy & Automation | Siemens Energy & Automation | 5WG1 705-8XF22 | Automatic Time Switch Control |  | True | True |  | True | True | [8 empty] | True | True | True | [5 empty] | Non Federally-Regulated | 12/19/2005 |  | 01/07/2010
Sensor Switch, Inc. | Sensor Switch | IPLH-*-* | Occupant / Motion / Vacancy Se |  | True | True |  | True | [17 empty] | Non Federally-Regulated | 11/19/2001 |  | 03/01/2006
Lutron Electronics Co., Inc. | Lutron | XPS40-******************* | Occupant / Motion / Vacancy Se | System | True | True |  | True | True | True | False |  |  |  |  | False | [9 empty] | Non Federally-Regulated | 04/28/2010 |  | 07/01/2014
Siemens Energy & Automation | Siemens Energy & Automation | 5WG1 703-8XD32 | Automatic Time Switch Control |  | True | True |  | True | True | [8 empty] | True | True | True | [5 empty] | Non Federally-Regulated | 12/19/2005 |  | 01/07/2010
Lutron Electronics Co., Inc. | Homeworks | HWV-600D*** | Dimmer | System | True | True |  | True | True | True | True | False |  |  |  | False | [9 empty] | Non Federally-Regulated | 12/17/2009 |  | 07/01/2014
Legrand / Pass & Seymour | Legrand / Pass & Seymour | CD4FB3P* | Dimmer | Device | True | True |  | True | True | True | True | True | True | True | True | False | [9 empty] | Non Federally-Regulated | 09/14/2012 |  | 07/01/2014
Intermatic, Inc. | Grasslin | FM1D20-24 | Automatic Time Switch Control | Device | True | True |  | True | True | [16 empty] | Non Federally-Regulated | 01/20/2010 |  | 07/01/2014
Sensor Switch, Inc. | Sensor Switch | WS170D2P-P | Occupant / Motion / Vacancy Se |  | True | True |  | True | [17 empty] | Non Federally-Regulated | 10/25/1996 |  | 11/19/2001
Lutron Electronics Co., Inc. | Digital Microwatt | DMWPL-LZC* | Occupant / Motion / Vacancy Se |  | True | True |  | True | [17 empty] | Non Federally-Regulated | 09/12/2003 |  | 09/19/2005
Cooper Controls | Novitas | 01-360-PC | Occupant / Motion / Vacancy Se | Device | True | True |  | True | True | False | False |  |  |  |  | False | [9 empty] | Non Federally-Regulated | 07/22/2010 |  | 07/01/2014
Paragon Electric Co. | Paragon | EC712/120/240V | Automatic Time Switch Control |  | True | True |  | True | True | [16 empty] | Non Federally-Regulated | 11/23/1992 |  | 01/21/1999
Vantage Controls, Inc. | Vantage Controls, Inc. | MCD26-* | Dimmer | Device | True | True |  | True | False |  | True | False |  |  |  | False | [9 empty] | Non Federally-Regulated | 03/23/2010 |  | 07/01/2014
Convia, Inc., A Herman Miller Co. | Convia | GSE-PFC-01 | Automatic Time Switch Control | System | True | True |  | True | True | [16 empty] | Non Federally-Regulated | 03/04/2010 |  | 07/01/2014
Barrington Systems | Lighting Control MicroSTAR | SC-LCM-1 | Automatic Time Switch Control |  | True | True |  | True | True | [16 empty] | Non Federally-Regulated | 04/07/2005 |  | 01/07/2010
Intermatic, Inc. | Grasslin | PC2-120-LS2 | Photosensor / Photocontrol Dev |  | True | True |  | True | [17 empty] | Non Federally-Regulated | 11/10/2008 |  | 01/07/2010
Lutron Electronics Co., Inc. | Lutron | LCP8-******************* | Photosensor / Photocontrol Dev | System | True | True |  | False | False | [16 empty] | Non Federally-Regulated | 12/28/2009 |  | 07/01/2014
Lutron Electronics Co., Inc. | Lutron | MA-600MR******** | Dimmer | Device | True | True |  | True | True | True | True | False |  |  |  | False | [9 empty] | Non Federally-Regulated | 12/28/2009 |  | 07/01/2014
Blue Ridge Technologies | Midori | MDZC******* | Automatic Time Switch Control | System | True | True |  | True | True | [16 empty] | Non Federally-Regulated | 08/09/2011 |  | 07/01/2014
Siemens Energy & Automation | Siemens Energy & Automation | 5WG1 704-8XA02 | Automatic Time Switch Control |  | True | True |  | True | True | [8 empty] | True | True | True | [5 empty] | Non Federally-Regulated | 12/19/2005 |  | 01/07/2010
Lighting Control & Design | Lighting Control & Design | GR40**/**DTC*********** | Astronomical Time Switch Contr |  | True | True |  | True | True | True | True | True | True | True |  |  |  | True | True | True | [5 empty] | Non Federally-Regulated | 06/22/2005 |  | 12/28/2009
Siemens Energy & Automation | Siemens Energy & Automation | 5WG1 703-8XE42 | Automatic Time Switch Control |  | True | True |  | True | True | [8 empty] | True | True | True | [5 empty] | Non Federally-Regulated | 12/19/2005 |  | 01/07/2010
Cooper Controls | iLumin | SC120-06-HE-1P-ML-20 | Multi-Level Astronomical Time |  | True | True |  | True | True | True | True | True | True | True | [11 empty] | Non Federally-Regulated | 11/07/2008 |  | 01/07/2010
Tork | Tork | W100 | Automatic Time Switch Control |  | True | True |  | True | True | [16 empty] | Non Federally-Regulated | 06/03/2003 |  | 04/27/2006
Daintree Networks, Inc. | Control Scope | WAC50-N*** | Automatic Daylighting Control | System | True | True | True | True | True | True | True | False |  |  | True | True |  | True | [7 empty] | Non Federally-Regulated | 06/12/2012 |  | 07/01/2014
Sensia | LCP1500 | LCP1500 | Automatic Daylighting Control |  | True | True |  | True | False |  | False | [9 empty] | True |  |  |  |  | Non Federally-Regulated | 11/02/2001 |  | 11/09/2001
Sensor Switch, Inc. | Sensor Switch | nCMRB PDT 10 ADC*********** | Automatic Daylighting Control | System | True | True | True | True | False |  |  | True | True | True | True | True |  | True | [7 empty] | Non Federally-Regulated | 04/28/2010 |  | 07/01/2014
Marlin Controls, Inc. | Unistar II | SPPHCRELAY | Automatic Time Switch Control |  | True | True |  | True | True | [8 empty] | True | True | True | [5 empty] | Non Federally-Regulated | 02/06/2006 |  | 01/07/2010
Intermatic, Inc. | Grasslin | FM2D50-240 | Automatic Time Switch Control | Device | True | True |  | True | True | [16 empty] | Non Federally-Regulated | 01/20/2010 |  | 07/01/2014
Signify North America Corporation | Philips | LTA24550C | Automatic Time Switch Control | Device | True | True | True | False | [17 empty] | Non Federally-Regulated | 07/09/2014 |  | 08/15/2014
Temsco, Inc. | Temsco | MCP7040 | Automatic Time Switch Control |  | True | True |  | True | True | [16 empty] | Non Federally-Regulated | 02/26/1997 |  | 01/07/2010
Lutron Electronics Co., Inc. | Softswitch 48 | XPS20-******-** | Photosensor / Photocontrol Dev |  | True | True |  | True | [17 empty] | Non Federally-Regulated | 09/12/2003 |  | 09/19/2005
Sensor Switch, Inc. | Sensor Switch | CM PDT 9 RR7******** | Occupant / Motion / Vacancy Se | Device | True | True |  | True | True | False | False |  |  |  |  | False | [9 empty] | Non Federally-Regulated | 04/28/2010 |  | 07/01/2014
Leviton Manufacturing Co., Inc. | Leviton | L976-TT/L720-CT | Occupant / Motion / Vacancy Se |  | True | True |  | True | [17 empty] | Non Federally-Regulated | 01/30/2001 |  | 01/07/2010
Cooper Wiring Devices | Skye | SF8AP7xx | Dimmer | Device | True | True |  | True | True | True | True | True | True | True | True | False | [9 empty] | Non Federally-Regulated | 11/12/2010 |  | 12/29/2010
Lithonia Lighting | Litronic Series | LIRC LR H | Occupant / Motion / Vacancy Se |  | True | True |  | True | [9 empty] | True | True | False | [5 empty] | Non Federally-Regulated | 07/24/2006 |  | 01/07/2010
Lighting Control & Design | Lighting Control & Design | GR24**/**DTC*********** | Multi-Level Daylighting Contro |  | True | True |  | True | True | True | True | [14 empty] | Non Federally-Regulated | 06/22/2005 |  | 12/28/2009
Legrand / Pass & Seymour | Legrand / Pass & Seymour | TDLV1103* | Dimmer | Device | True | True |  | True | True | True | True | True | True | True | True | False | [9 empty] | Non Federally-Regulated | 09/14/2012 |  | 07/01/2014
Sensor Switch, Inc. | PIR Hall Sensor | WSH-120 | Occupant / Motion / Vacancy Se |  | False | False |  | True | [17 empty] | Non Federally-Regulated | 01/01/1989 |  | 04/06/1998
Signify North America Corporation | Philips Lighting Electronics North America | LRM2335 | Occupant / Motion / Vacancy Se | Device | True | True |  | True | True | False | False |  |  |  |  | False | [9 empty] | Non Federally-Regulated | 06/20/2011 |  | 07/01/2014
Hubbell Building Automation | Hubbell Building Automation | IWSZP3P* | Occupant / Motion / Vacancy Se | Device | True | True |  | True | True | False | False |  |  |  |  | False | [9 empty] | Non Federally-Regulated | 03/26/2010 |  | 07/01/2014
Legrand / Wiremold | WattStopper | NVHUBB | Dimmer | System | True | True | True | True | True | True | True | True | True | True | True | True | [9 empty] | Non Federally-Regulated | 03/23/2010 |  | 07/01/2014
Lutron Electronics Co., Inc. | Grafik Eye | GRX-3104-A-** | Automatic Time Switch Control |  | True | True |  | True | True | [16 empty] | Non Federally-Regulated | 03/13/1996 |  | 05/09/2000
Siemens Energy & Automation | Siemens Energy & Automation | 5WG1 705-8XB22 | Automatic Time Switch Control |  | True | True |  | True | True | [8 empty] | True | True | True | [5 empty] | Non Federally-Regulated | 12/19/2005 |  | 01/07/2010
Lutron Electronics Co., Inc. | LCP 128 | LCP-********-******-** | Astronomical Time Switch Contr |  | True | True |  | True | True | True | True | True | True | True | [11 empty] | Non Federally-Regulated | 09/19/2005 |  | 01/07/2010
Lutron Electronics Co., Inc. | Grafik 6000 | OMX-3602-*-** | Automatic Time Switch Control |  | True | True |  | True | True | [16 empty] | Non Federally-Regulated | 05/24/2000 |  | 09/19/2005
Intermatic, Inc. | Gasmaster | LM1-O-120-LS2 | Photosensor / Photocontrol Dev | Device | True | True | True | [18 empty] | Non Federally-Regulated | 07/17/2014 |  | 08/05/2014
Legrand / Wiremold | WattStopper | NPM22 | Automatic Time Switch Control | System | True | True |  | True | True | [16 empty] | Non Federally-Regulated | 03/23/2010 |  | 07/01/2014
ZHEJIANG YUANTAI ELECTRICAL TECHNOLOGY CO., LTD. | Enerware | YM2102 | Manual-On Occupant Sensor | Device | True | True |  | True | True | True | True | True | False |  |  |  |  | False | [7 empty] | Non Federally-Regulated | 10/05/2011 |  | 07/01/2014
Lutron Electronics Co., Inc. | Lutron | LCP24-******************* | Automatic Time Switch Control | System | True | True |  | True | True | [16 empty] | Non Federally-Regulated | 12/28/2009 |  | 07/01/2014
Legrand / Pass & Seymour | Legrand / Pass & Seymour | 91180* | Dimmer | Device | True | True |  | True | True | True | True | False |  |  |  | False | [9 empty] | Non Federally-Regulated | 12/23/2010 |  | 07/01/2014
Tork | Tork | PS51DP | Occupant / Motion / Vacancy Se |  | True | True |  | True | [17 empty] | Non Federally-Regulated | 10/08/2002 |  | 01/07/2010
Sensor Switch, Inc. | PIR High Mount Sensor | HM-100 | Occupant / Motion / Vacancy Se |  | False | False |  | True | [17 empty] | Non Federally-Regulated | 01/01/1989 |  | 04/06/1998
Litetouch, Inc. | Litetouch, Inc. | 08-8620-01 | Automatic Time Switch Control |  | True | True |  | True | True | [16 empty] | Non Federally-Regulated | 09/29/2003 |  | 01/07/2010
Intermatic, Inc. | Intermatic | ET7415C | Automatic Time Switch Control |  | True | True |  | True | True | [16 empty] | Non Federally-Regulated | 12/16/1992 |  | 06/29/2006
Cooper Controls | Greengate | LK4 277** | Multi-Level Astronomical Time | System | True | True |  | True | True | True | True | True | True | True | [11 empty] | Non Federally-Regulated | 04/15/2011 |  | 07/01/2014
Lutron Electronics Co., Inc. | Radio Touch | RTA-RX-SW-OD | Occupant / Motion / Vacancy Se |  | True | True |  | True | [17 empty] | Non Federally-Regulated | 09/12/2003 |  | 09/19/2005
Intermatic, Inc. | Intermatic | ET8115C | Automatic Time Switch Control |  | True | True |  | True | True | [16 empty] | Non Federally-Regulated | 06/29/2006 |  | 01/07/2010
Triatek, Inc. | Triatek | RCS-1000 | Automatic Time Switch Control |  | True | True |  | True | True | [16 empty] | Non Federally-Regulated | 10/08/1999 |  | 03/13/2006
Leviton Manufacturing Co., Inc. | Leviton | OSFH*-*** | Occupant / Motion / Vacancy Se | Device | True | True |  | True | True | False | False |  |  |  |  | False | [9 empty] | Non Federally-Regulated | 03/04/2010 |  | 07/01/2014
Lutron Electronics Co., Inc. | Grafik Eye | GRX-3103-T-** | Occupant / Motion / Vacancy Se |  | True | True |  | True | [17 empty] | Non Federally-Regulated | 03/13/1996 |  | 05/09/2000
Litetouch, Inc. | Litetouch, Inc. | 08-2200-** | Automatic Time Switch Control |  | True | True |  | True | True | [16 empty] | Non Federally-Regulated | 09/29/2003 |  | 01/07/2010
Gentec, Inc. | Schneider Electric | SERPB16HS | Astronomical Time Switch Contr | System | True | True |  | True | True | True | True | True | True | True | [11 empty] | Non Federally-Regulated | 01/20/2012 |  | 07/01/2014
Hubbell Incorporated | Hubbell Wiring Device Kellems | DH*P | Photosensor / Photocontrol Dev | System | True | True |  | False | False | [16 empty] | Non Federally-Regulated | 05/28/2010 |  | 07/01/2014
Acuity Brands Lighting | Juno | TCLF**** | Track Lighting Integral Curren |  |  |  |  | True | True | True | True | [14 empty] | Non Federally-Regulated | 09/15/2008 |  | 09/21/2009
Signify North America Corporation | Occuswitch Classic | LRS2211R/** | Manual-On Occupant Sensor | System | True | True |  | True | True | True | True | True | False |  |  |  |  | False | [7 empty] | Non Federally-Regulated | 10/03/2013 |  | 07/01/2014
Cooper Wiring Devices | Novitas | 01-091-** | Ultrasonic Occupant / Motion S |  | True | True |  | True | True | True | True | True |  |  |  |  | True | True | True | False | True | False |  |  |  | Non Federally-Regulated | 08/18/2006 |  | 04/10/2008
Desa Specialty, LLC | Heath Zenith | SL-5411 | Exterior Photocontrol Device |  | True | False | [11 empty] | True | True | True | [5 empty] | Non Federally-Regulated | 05/26/2005 |  | 09/20/2007
Intermatic, Inc. | Gasmaster | PC1-digi20-277-LS2+ E300 | Photosensor / Photocontrol Dev | Device | True | True | True | [18 empty] | Non Federally-Regulated | 07/17/2014 |  | 08/05/2014
Cooper Controls | Greengate | ONW-D-1001-MV-* | Occupant / Motion / Vacancy Se | Device | True | True |  | True | True | False | True | True | True | True | True | False | [9 empty] | Non Federally-Regulated | 07/22/2010 |  | 07/01/2014
Emerson Climate Technologies Retail Solutions | E2 | CX-300/400 | Multi-Level Astronomical Time | System | True | True |  | True | True | True | True | True | True | True | [11 empty] | Non Federally-Regulated | 10/30/2012 |  | 07/01/2014
Lutron Electronics Co., Inc. | Lutron | SPS-AD-277****** | Dimmer | Device | True | True |  | True | True | True | True | False |  |  |  | False | [9 empty] | Non Federally-Regulated | 12/28/2009 |  | 07/01/2014
Schneider Electric (Square D Wiring Devices) | Powerlink | RSC16G3120*** | Astronomical Time Switch Contr |  | True | True |  | True | True | True | True | True | True | True |  |  |  | True | True | True | [5 empty] | Non Federally-Regulated | 12/24/2007 |  | 03/14/2008
Signify North America Corporation | Philips Lighting Electronics North America | LRM2315 | Occupant / Motion / Vacancy Se | Device | True | True |  | True | True | False | False |  |  |  |  | False | [9 empty] | Non Federally-Regulated | 06/20/2011 |  | 07/01/2014
Lutron Electronics Co., Inc. | Lutron | CCP-********-******-** | Dimmer | System | True | True |  | True | True | True | True | False |  |  |  | False | [9 empty] | Non Federally-Regulated | 07/10/2012 |  | 07/01/2014
Sensor Switch, Inc. | Sensor Switch | nCMB-50-**** | Occupant / Motion / Vacancy Se |  | True | True |  | True | [17 empty] | Non Federally-Regulated | 11/20/2008 |  | 01/07/2010
ZHEJIANG YUANTAI ELECTRICAL TECHNOLOGY CO., LTD. | Enerware | YM2106T | Occupant / Motion / Vacancy Se | Device | True | True |  | True | True | True | False |  |  |  |  | False | [9 empty] | Non Federally-Regulated | 12/09/2011 |  | 07/01/2014
TCS Basys | TCS Basys | SL1001a | Automatic Time Switch Control |  | True | True |  | True | True | [8 empty] | True | True | True | [5 empty] | Non Federally-Regulated | 09/06/2007 |  | 01/07/2010
Signify North America Corporation | Philips Lighting Electronics North America | LRM2345 | Occupant / Motion / Vacancy Se | Device | True | True |  | True | True | False | False |  |  |  |  | False | [9 empty] | Non Federally-Regulated | 06/20/2011 |  | 07/01/2014
Marlin Controls, Inc. | Unistar II | PDS | Occupant / Motion / Vacancy Se |  | True | False |  | True | [17 empty] | Non Federally-Regulated | 08/22/2003 |  | 02/06/2006
Lutron Electronics Co., Inc. | Radio RA | RA-10D-** | Automatic Time Switch Control |  | True | True |  | True | True | [16 empty] | Non Federally-Regulated | 08/13/2007 |  | 01/07/2010
Gentec, Inc. | Kameleon | K6-08-PA-S* | Automatic Time Switch Control | System | True | True |  | True | True | [16 empty] | Non Federally-Regulated | 01/20/2012 |  | 07/01/2014
WattStopper, Inc. | WattStopper | DT-355 | Occupant / Motion / Vacancy Se | Device | True | True |  | True | True | True | True | True | True | True | True | False | [9 empty] | Non Federally-Regulated | 05/28/2010 |  | 07/01/2014
Distech Controls | Distech Controls | ECL-VVTS + EC-BOS-*** | Multi-Level Astronomical Time | System | True | True |  | True | True | True | True | True | True | True | [11 empty] | Non Federally-Regulated | 08/07/2012 |  | 07/01/2014
Siemens Energy & Automation | Siemens Energy & Automation | 5WG1 704-8XB44 | Automatic Time Switch Control |  | True | True |  | True | True | [8 empty] | True | True | True | [5 empty] | Non Federally-Regulated | 12/19/2005 |  | 01/07/2010
Leviton Manufacturing Co., Inc. | Leviton | IPV15 -*** | Manual-On Occupant Sensor | Device | True | True |  | True | True | False | True | True | False |  |  |  |  | False | [7 empty] | Non Federally-Regulated | 07/02/2012 |  | 07/01/2014
Cooper Controls | Novitas | 01-092-** | Ultrasonic Occupant / Motion S |  | True | True |  | True | True | True | True | True | [13 empty] | Non Federally-Regulated | 11/07/2008 |  | 01/07/2010
GE Lighting, a Savant company | GE Lighting Controls | SIR-LONG-* | Occupant / Motion / Vacancy Se | Device | True | True |  | True | True | True | False |  |  |  |  | False | [9 empty] | Non Federally-Regulated | 06/28/2011 |  | 07/01/2014
Lutron Electronics Co., Inc. | Lutron | QSG-**E*********** | Dimmer | System | True | True |  | True | True | True | True | False |  |  |  | False | [9 empty] | Non Federally-Regulated | 05/19/2010 |  | 07/01/2014
GE Lighting, a Savant company | General Electric | JACE NP 2 | Automatic Time Switch Control |  | True | True |  | True | True | [16 empty] | Non Federally-Regulated | 10/15/2001 |  | 09/03/2015
Intermatic, Inc. | Grasslin | TALENTO 891-120 | Automatic Time Switch Control | Device | True | True |  | True | True | [16 empty] | Non Federally-Regulated | 01/20/2010 |  | 07/01/2014
Convia, Inc., A Herman Miller Co. | Convia | GSE-DCC-03 | Automatic Daylighting Control | System | True | True | True | True | True | True | True | True | True | True | True | True |  | True | [7 empty] | Non Federally-Regulated | 03/04/2010 |  | 07/01/2014
Convia, Inc., A Herman Miller Co. | Convia | GSE-PFC-02 | Occupant / Motion / Vacancy Se | System | True | True | True | True | True | True | True | True | True | True | True | True |  | True | True | True | [5 empty] | Non Federally-Regulated | 03/04/2010 |  | 04/27/2011
Intermatic, Inc. | Gasmaster | FM1D20-240U | Automatic Time Switch Control | Device | True | True | True | False | [17 empty] | Non Federally-Regulated | 07/17/2014 |  | 08/05/2014
Leviton Manufacturing Co., Inc. | Leviton | 6778 | Occupant / Motion / Vacancy Se |  | True | True |  | True | [17 empty] | Non Federally-Regulated | 10/06/1992 |  | 04/06/1998
Intelligent Lighting Controls, Inc. | LightLEEDer | LSDM | Automatic Time Switch Control | Device | True | True |  | True | True | [16 empty] | Non Federally-Regulated | 04/30/2013 |  | 07/01/2014
Lutron Electronics Co., Inc. | Lutron | AR-KIT5********* | Dimmer | Device | True | True |  | True | True | True | True | False |  |  |  | False | [9 empty] | Non Federally-Regulated | 12/28/2009 |  | 07/01/2014
Lighting Control & Design | Lighting Control & Design | GRRXP********d | Automatic Daylighting Control | System | True | True | True | True | True | True | True | False |  |  | True | True |  | True | [7 empty] | Non Federally-Regulated | 12/28/2009 |  | 07/01/2014
INNCOM by Honeywell | Novar | LCU-**** | Automatic Daylighting Control | Device | True | True | True | True | True | True | True | True | True | True | True | True |  | True | [7 empty] | Non Federally-Regulated | 10/08/2010 |  | 07/01/2014
Hubbell Incorporated | H-Moss | ATP1500C | Occupant / Motion / Vacancy Se |  | True | True |  | True | [17 empty] | Non Federally-Regulated | 06/01/1998 |  | 01/07/2010
Intermatic, Inc. | Intermatic | EM1416MC | Astronomical Time Switch Contr | Device | True | True |  | True | True | True | True | True | True | True | [11 empty] | Non Federally-Regulated | 01/20/2010 |  | 07/01/2014
Lutron Electronics Co., Inc. | Grafik Eye | GRX-4124-*-** | Automatic Time Switch Control |  | True | True |  | True | True | [16 empty] | Non Federally-Regulated | 05/09/2000 |  | 09/19/2005
Tork | Tork | DGS180-2 (240VAC) | Automatic Time Switch Control |  | True | True |  | True | True | [16 empty] | Non Federally-Regulated | 02/07/1994 |  | 01/07/2010
Leviton Manufacturing Co., Inc. | Leviton | L776-T/L730-MC | Occupant / Motion / Vacancy Se |  | True | True |  | True | [17 empty] | Non Federally-Regulated | 01/30/2001 |  | 01/07/2010
Intermatic, Inc. | Grasslin | GMXFM1D20-I-120 | Automatic Time Switch Control | Device | True | True |  | True | True | [16 empty] | Non Federally-Regulated | 01/20/2010 |  | 07/01/2014
Legrand / Wiremold | WattStopper | CE8STCP SERIES | Astronomical Time Switch Contr | System | True | True |  | True | True | True | True | True | True | True | [11 empty] | Non Federally-Regulated | 03/23/2010 |  | 07/01/2014
Automated Logic Corp. | Automated Logic Corp. | M16160 | Automatic Time Switch Control |  | True | True |  | True | True | [16 empty] | Non Federally-Regulated | 06/26/2002 |  | 01/07/2010
Legrand / Wiremold | WattStopper | CE4ATC SERIES | Astronomical Time Switch Contr | System | True | True |  | True | True | True | True | True | True | True | [11 empty] | Non Federally-Regulated | 03/23/2010 |  | 07/01/2014
Lighting Control & Design | Lighting Control & Design | GR240*IDH******* | Automatic Time Switch Control |  | True | True |  | True | True | [8 empty] | True | True | True | [5 empty] | Non Federally-Regulated | 06/22/2005 |  | 12/28/2009
Lutron Electronics Co., Inc. | Lutron | DV-603PG******** | Dimmer | Device | True | True |  | True | True | True | True | True | True | True | True | False | [9 empty] | Non Federally-Regulated | 04/28/2010 |  | 07/01/2014
Paragon Electric Co. | Paragon | EC7001/24V | Automatic Time Switch Control |  | True | True |  | True | True | [16 empty] | Non Federally-Regulated | 06/25/1993 |  | 01/21/1999
Lutron Electronics Co., Inc. | Lutron | GP144-******************* | Automatic Time Switch Control | System | True | True |  | True | True | [16 empty] | Non Federally-Regulated | 12/28/2009 |  | 07/01/2014
Legrand / Wiremold | WattStopper | LRD2A | Manual-On Occupant Sensor | System | True | True | True | True | True | True | True | True | True | True | True | True | True | True | True | True |  | True |  |  |  | Non Federally-Regulated | 03/23/2010 |  | 07/01/2014
Lutron Electronics Co., Inc. | Homeworks | ST-3B**-**-** | Occupant / Motion / Vacancy Se |  | True | True |  | True | [17 empty] | Non Federally-Regulated | 08/13/2007 |  | 01/07/2010
Lithonia Lighting | Equinox Series | LEQ DPC | Automatic Daylighting Control |  | True | False |  | True | True | True | False | [9 empty] | True |  |  |  |  | Non Federally-Regulated | 08/11/1992 |  | 07/24/2006
Home Automation, Inc. | Home Automation, Inc. | 44A00-1 | Automatic Time Switch Control | System | True | True |  | True | True | [16 empty] | Non Federally-Regulated | 02/21/2012 |  | 07/01/2014
Lutron Electronics Co., Inc. | Lutron | GP16-******************* | Automatic Daylighting Control | System | True | True | True | True | True | True | True | False |  |  | True | True |  | True | [7 empty] | Non Federally-Regulated | 12/28/2009 |  | 07/01/2014
Convia, Inc., A Herman Miller Co. | Convia | GSE-WCD-WH | Automatic Time Switch Control | System | True | True |  | True | True | [16 empty] | Non Federally-Regulated | 03/04/2010 |  | 07/01/2014
Lithonia Lighting | Panelmax Series | RCWK 32 120/277 | Automatic Daylighting Control |  | True | True |  | True | False |  | True | False | [8 empty] | True |  |  |  |  | Non Federally-Regulated | 12/13/1994 |  | 07/24/2006
Intermatic, Inc. | Intermatic | EI215LA | Automatic Time Switch Control |  | True | True |  | True | True | [8 empty] | True | True | [6 empty] | Non Federally-Regulated | 03/07/2007 |  | 01/07/2010
Siemens Energy & Automation | Siemens Energy & Automation | 5WG1 704-8XE32 | Automatic Time Switch Control |  | True | True |  | True | True | [8 empty] | True | True | True | [5 empty] | Non Federally-Regulated | 12/19/2005 |  | 01/07/2010
Tork | Tork | SS700Z | Automatic Time Switch Control | Device | True | True |  | True | True | [16 empty] | Non Federally-Regulated | 03/11/2011 |  | 07/01/2014
Cooper Controls | Novitas | 01-190BAS-** | Ultrasonic Occupant / Motion S |  | True | True |  | True | True | True | True | True | [13 empty] | Non Federally-Regulated | 11/07/2008 |  | 01/07/2010
Earlwood Technologies | Lights-Out | LO300WS | Ultrasonic Occupant / Motion S |  | True | True |  | True | True | True | True | True | [13 empty] | Non Federally-Regulated | 12/10/1992 |  | 01/07/2010
Lutron Electronics Co., Inc. | Hi-Lume | H3DT********** | Multi-Level Astronomical Time |  | True | True |  | True | True | True | True | True | True | True | [11 empty] | Non Federally-Regulated | 01/08/2008 |  | 01/07/2010
PLC Multipoint, Inc. | PLC Multipoint | MAS/A ATRIUM | Photosensor / Photocontrol Dev |  | True | True |  | True | [17 empty] | Non Federally-Regulated | 07/19/2006 |  | 01/07/2010
Novitas, Inc. | Novitas | 01-086 | Ultrasonic Occupant / Motion S |  | True | True |  | True | True | True | True | True | [13 empty] | Non Federally-Regulated | 08/11/1992 |  | 08/10/1993
Circon Systems Corp. | Circon Systems Corp. | UHC-300 | Automatic Time Switch Control |  | True | True |  | True | True | [16 empty] | Non Federally-Regulated | 03/28/2003 |  | 01/07/2010
Leviton Manufacturing Co., Inc. | Leviton | OSFHB-I** | Occupant / Motion / Vacancy Se |  | True | True |  | True | [17 empty] | Non Federally-Regulated | 09/14/2006 |  | 01/07/2010
Tork | Tork | ELC712 | Multi-Level Astronomical Time | Device | True | True |  | True | True | True | True | True | True | True | [11 empty] | Non Federally-Regulated | 11/12/2013 |  | 07/01/2014
Lutron Electronics Co., Inc. | Lutron | LCP20-******************* | Occupant / Motion / Vacancy Se | System | True | True |  | True | True | True | False |  |  |  |  | False | [9 empty] | Non Federally-Regulated | 04/28/2010 |  | 07/01/2014
Schneider Electric | Schneider Electric | SLSCDS800 | Occupant / Motion / Vacancy Se | Device | True | True |  | True | True | True | True | True | True | True | True | False | [9 empty] | Non Federally-Regulated | 10/31/2013 |  | 07/01/2014
Legrand / Wiremold | WattStopper | LVHUBA | Automatic Daylighting Control | System | True | True | True | True | True | True | True | True | True | True | True | True |  | True | [7 empty] | Non Federally-Regulated | 03/23/2010 |  | 07/01/2014
Litetouch, Inc. | Litetouch, Inc. | 08-2138-01 | Automatic Time Switch Control |  | True | True |  | True | True | [16 empty] | Non Federally-Regulated | 09/29/2003 |  | 01/07/2010
Intermatic, Inc. | Grasslin | PC2-digi30-277-LS2+ E300 | Exterior Photocontrol Device |  | True | True | [11 empty] | True | True | True | [5 empty] | Non Federally-Regulated | 11/10/2008 |  | 01/07/2010
Lightolier | Vega | V2000FAMUW | Dimmer | Device | True | True |  | True | True | True | True | True | True | True | True | False | [9 empty] | Non Federally-Regulated | 04/25/2013 |  | 07/01/2014
Cooper Wiring Devices | Skye | SI10Pxx | Dimmer | Device | True | True |  | True | True | True | True | True | True | True | True | False | [9 empty] | Non Federally-Regulated | 11/12/2010 |  | 12/29/2010
Lutron Electronics Co., Inc. | LCP 128 | LCP-********-******-** | Photosensor / Photocontrol Dev |  | True | True |  | True | [17 empty] | Non Federally-Regulated | 09/19/2005 |  | 01/07/2010
Sensor Switch, Inc. | Sensor Switch | WSD 2P************** | Multi-Level Occupant Sensor | Device | True | True | True | True | True | False | True | True | False | True | True | True |  | False | [7 empty] | Non Federally-Regulated | 04/28/2010 |  | 07/01/2014
Tork | Tork | 5008M | Exterior Photocontrol Device | [14 empty] | True | True | True | [5 empty] | Non Federally-Regulated | 04/27/2006 |  | 01/07/2010
Lutron Electronics Co., Inc. | Lutron | XP32-******************* | Photosensor / Photocontrol Dev | System | True | True |  | False | False | [16 empty] | Non Federally-Regulated | 12/28/2009 |  | 07/01/2014
Novitas, Inc. | Novitas | 01-PCO | Photosensor / Photocontrol Dev |  | True | False |  | True | [17 empty] | Non Federally-Regulated | 05/01/2001 |  | 09/06/2005
Lutron Electronics Co., Inc. | Lutron | CCP-******-*****-**-CGP**** | Astronomical Time Switch Contr | System | True | True |  | True | True | True | True | True | True | True | [11 empty] | Non Federally-Regulated | 07/10/2012 |  | 07/01/2014
Siemens Energy & Automation | Siemens Energy & Automation | 5WG1 705-8XG21 | Automatic Time Switch Control |  | True | True |  | True | True | [8 empty] | True | True | True | [5 empty] | Non Federally-Regulated | 12/19/2005 |  | 01/07/2010
Lutron Electronics Co., Inc. | Lutron | LCP60-******************* | Astronomical Time Switch Contr | System | True | True |  | True | True | True | True | True | True | True | [11 empty] | Non Federally-Regulated | 12/28/2009 |  | 07/01/2014
Sensor Switch, Inc. | Sensor Switch | nCMR 6******* | Occupant / Motion / Vacancy Se | System | True | True |  | True | True | False | False |  |  |  |  | False | [9 empty] | Non Federally-Regulated | 04/28/2010 |  | 07/01/2014
Intermatic, Inc. | Grasslin | PC2-digi30-277-LS1+E200 | Exterior Photocontrol Device |  | True | True | [11 empty] | True | True | True | [5 empty] | Non Federally-Regulated | 11/10/2008 |  | 01/07/2010
Maple Chase Co. | Paragon Electrical Products | EC365/DST2/120V | Automatic Time Switch Control |  | True | True |  | True | True | [16 empty] | Non Federally-Regulated | 01/21/1999 |  | 01/07/2010
Tork | Tork | 5717-T8 | Exterior Photocontrol Device | [14 empty] | True | True | True | [5 empty] | Non Federally-Regulated | 04/27/2006 |  | 01/07/2010
Intermatic, Inc. | Intermatic | EI600C | Automatic Time Switch Control |  | True | True |  | True | True | [8 empty] | True | [7 empty] | Non Federally-Regulated | 03/07/2007 |  | 01/07/2010
Tork | Tork | EW103 (120VAC) | Automatic Time Switch Control |  | True | True |  | True | True | [16 empty] | Non Federally-Regulated | 02/07/1994 |  | 04/27/2006
Cooper Controls | Greengate | LK16***** | Astronomical Time Switch Contr | System | True | True |  | True | True | True | True | True | True | True | [11 empty] | Non Federally-Regulated | 10/02/2013 |  | 07/01/2014
Schneider Electric (Square D Wiring Devices) | Powerlink | RMC3000G3*** | Automatic Time Switch Control |  | True | True |  | True | True | [16 empty] | Non Federally-Regulated | 12/24/2007 |  | 03/14/2008
GE Industrial Systems | GE Industrial Systems | RSENEXT | Photosensor / Photocontrol Dev |  | True | False |  | True | [17 empty] | Non Federally-Regulated | 03/20/2001 |  | 01/07/2010
Vantage Controls, Inc. | Vantage Controls, Inc. | CLLDRR100 | Multi-Level Daylighting Contro |  | True | True |  | True | True | True | True | [14 empty] | Non Federally-Regulated | 09/13/2006 |  | 01/07/2010
Legrand / Pass & Seymour | Legrand / Pass & Seymour | TLV603* | Dimmer | Device | True | True |  | True | True | True | True | True | True | True | True | False | [9 empty] | Non Federally-Regulated | 09/14/2012 |  | 07/01/2014
Intermatic, Inc. | Grasslin | PC2-digi30-120-LS2 | Photosensor / Photocontrol Dev |  | True | True |  | True | [17 empty] | Non Federally-Regulated | 11/10/2008 |  | 01/07/2010
Siemens Energy & Automation | Siemens Energy & Automation | 5WG1 704-8XF04 | Automatic Time Switch Control |  | True | True |  | True | True | [8 empty] | True | True | True | [5 empty] | Non Federally-Regulated | 12/19/2005 |  | 01/07/2010
Cutler-Hammer | Pow-R-Command | PRC100CC | Automatic Time Switch Control |  | True | True |  | True | True | [16 empty] | Non Federally-Regulated | 06/16/1999 |  | 01/07/2010
Leviton Manufacturing Co., Inc. | Leviton | RPM16-*** | Occupant / Motion / Vacancy Se | System | True | True |  | True | True | False | True | True | True | True | True | False | [9 empty] | Non Federally-Regulated | 05/28/2010 |  | 07/01/2014
Lutron Electronics Co., Inc. | Homeworks | HS16-*********** | Automatic Time Switch Control |  | True | True |  | True | True | [16 empty] | Non Federally-Regulated | 08/13/2007 |  | 01/07/2010
Legrand / Wiremold | WattStopper | CE8840 SERIES | Automatic Time Switch Control | System | True | True |  | True | True | [16 empty] | Non Federally-Regulated | 03/23/2010 |  | 07/01/2014
Siemens Energy & Automation | Siemens Energy & Automation | 5WG1 705-8XG03 | Automatic Time Switch Control |  | True | True |  | True | True | [8 empty] | True | True | True | [5 empty] | Non Federally-Regulated | 12/19/2005 |  | 01/07/2010
Siemens Energy & Automation | Siemens Energy & Automation | 5WG1 703-8XD12 | Automatic Time Switch Control |  | True | True |  | True | True | [8 empty] | True | True | True | [5 empty] | Non Federally-Regulated | 12/19/2005 |  | 01/07/2010
Leviton Manufacturing Co., Inc. | Leviton | L776-TT/L210-MC | Occupant / Motion / Vacancy Se |  | True | True |  | True | [17 empty] | Non Federally-Regulated | 01/30/2001 |  | 01/07/2010
Lightolier Controls | Insight | IHS3-2KVA-277-W | Occupant / Motion / Vacancy Se |  | True | True |  | True | [17 empty] | Non Federally-Regulated | 08/10/1992 |  | 04/06/1998
Lightolier Controls | Insight | IS3-1KVA-277-W | Occupant / Motion / Vacancy Se |  | True | True |  | True | [17 empty] | Non Federally-Regulated | 08/10/1992 |  | 04/06/1998
Legrand / Wiremold | WattStopper | LRD1A | Automatic Time Switch Control | System | True | True |  | True | True | [16 empty] | Non Federally-Regulated | 03/23/2010 |  | 07/01/2014
Sensor Switch, Inc. | Sensor Switch | nWSD-PDT-*********** | Occupant / Motion / Vacancy Se |  | True | True |  | True | [17 empty] | Non Federally-Regulated | 11/20/2008 |  | 01/07/2010
Convia, Inc., A Herman Miller Co. | Convia | GSE-DCC-01 | Multi-Level Occupant Sensor | System | True | True | True | True | True | True | True | True | True | True | True | True | True | True | True | True | True | True |  |  |  | Non Federally-Regulated | 03/04/2010 |  | 04/27/2011
Signify North America Corporation | Philips Lighting Electronics North America | LRS2225** | Occupant / Motion / Vacancy Se | Device | True | True |  | True | True | False | True | True | True | True | True | False | [9 empty] | Non Federally-Regulated | 06/20/2011 |  | 07/01/2014
Lutron Electronics Co., Inc. | Lutron | LOS-CDT-2000R*** | Multi-Level Occupant Sensor | System | True | True | True | True | True | True | True | True | True | True | True | True | True | True | True | True | [5 empty] | Non Federally-Regulated | 12/13/2012 |  | 07/01/2014
Douglas Lighting Controls | Douglas | WPC-5621K | Automatic Daylighting Control |  | True | True | True | True | False |  | True | True | True | True | True | True |  | True | True | False | [5 empty] | Non Federally-Regulated | 03/14/2009 |  | 01/07/2010
Sensor Switch, Inc. | Sensor Switch | CM-PDT-**-** | Occupant / Motion / Vacancy Se |  | True | True |  | True | [17 empty] | Non Federally-Regulated | 11/19/2001 |  | 03/01/2006
Lightolier Controls | PowerTrip | CLD360** | Track Lighting Integral Curren |  |  |  |  | True | True | True | True | [14 empty] | Non Federally-Regulated | 08/12/2005 |  | 01/07/2010
Lutron Electronics Co., Inc. | Homeworks | H4P5-*******120 | Multi-Level Astronomical Time |  | True | True |  | True | True | True | True | True | True | True | [11 empty] | Non Federally-Regulated | 08/13/2007 |  | 01/07/2010
Hubbell Incorporated | H-Moss | AT120I | Occupant / Motion / Vacancy Se |  | True | True |  | True | [17 empty] | Non Federally-Regulated | 06/01/1998 |  | 01/07/2010
Siemens Energy & Automation | Siemens Energy & Automation | 5WG1 703-8XE02 | Automatic Time Switch Control |  | True | True |  | True | True | [8 empty] | True | True | True | [5 empty] | Non Federally-Regulated | 12/19/2005 |  | 01/07/2010
Lutron Electronics Co., Inc. | Lutron | LCP36-******************* | Occupant / Motion / Vacancy Se | System | True | True |  | True | True | True | False |  |  |  |  | False | [9 empty] | Non Federally-Regulated | 04/28/2010 |  | 07/01/2014
Lutron Electronics Co., Inc. | Lutron | GP8-******************* | Astronomical Time Switch Contr | System | True | True |  | True | True | True | True | True | True | True | [11 empty] | Non Federally-Regulated | 12/28/2009 |  | 07/01/2014
Lutron Electronics Co., Inc. | Lutron | GP144-******************* | Automatic Daylighting Control | System | True | True | True | True | True | True | True | False |  |  | True | True |  | True | [7 empty] | Non Federally-Regulated | 12/28/2009 |  | 07/01/2014
Legrand / Pass & Seymour | Legrand / Pass & Seymour | LS1000* | Dimmer | Device | True | True |  | True | True | True | True | False |  |  |  | False | [9 empty] | Non Federally-Regulated | 12/23/2010 |  | 07/01/2014
Lutron Electronics Co., Inc. | Lutron | CCP-**********-******-**-CGP*** | Photosensor / Photocontrol Dev | System | True | True |  | False | False | [16 empty] | Non Federally-Regulated | 07/10/2012 |  | 07/01/2014
Leviton Manufacturing Co., Inc. | Leviton | OSC05-U** | Occupant / Motion / Vacancy Se | System | True | True |  | True | True | False | True | True | True | True | True | False | [9 empty] | Non Federally-Regulated | 03/04/2010 |  | 07/01/2014
Lutron Electronics Co., Inc. | LCP 128 | LCP-****-******-** | Occupant / Motion / Vacancy Se |  | True | True |  | True | [17 empty] | Non Federally-Regulated | 09/19/2005 |  | 01/07/2010
Signify North America Corporation | Philips Lighting Electronics North America | LRM225000 | Occupant / Motion / Vacancy Se | System | True | True |  | True | True | False | False |  |  |  |  | False | [9 empty] | Non Federally-Regulated | 06/20/2011 |  | 07/01/2014
Schneider Electric | Powerlink | MVP NF MLO POWERLINK PANEL (Master Included) | Automatic Time Switch Control | System | True | True |  | True | True | [16 empty] | Non Federally-Regulated | 10/31/2013 |  | 07/01/2014
Sensor Switch, Inc. | Sensor Switch | nCMRB PC ADC*********** | Automatic Daylighting Control | System | True | True | True | True | False |  |  | True | True | True | True | True |  | True | [7 empty] | Non Federally-Regulated | 04/28/2010 |  | 07/01/2014
Crestron Electronics | Crestron Electronics | PAC2 | Multi-Level Daylighting Contro |  | True | True |  | True | True | True | True | [14 empty] | Non Federally-Regulated | 10/05/2007 |  | 01/07/2010
Home Automation, Inc. | Home Automation, Inc. | 55A00-3 | Occupant / Motion / Vacancy Se | Device | True | True |  | True | True | True | False |  |  |  |  | False | [9 empty] | Non Federally-Regulated | 02/21/2012 |  | 07/01/2014
Leviton Manufacturing Co., Inc. | Leviton | OSSMT-G** | Occupant / Motion / Vacancy Se | Device | True | True |  | True | True | False | True | True | True | True | True | False | [9 empty] | Non Federally-Regulated | 03/04/2010 |  | 07/01/2014
Legrand / Wiremold | WattStopper | NRD1C | Dimmer | System | True | True | True | True | True | True | True | True | True | True | True | True | [9 empty] | Non Federally-Regulated | 03/23/2010 |  | 07/01/2014
Blue Ridge Technologies | Maxiom | MX32************* | Automatic Time Switch Control | Device | True | True |  | True | True | [16 empty] | Non Federally-Regulated | 06/30/2010 |  | 07/01/2014
Intermatic, Inc. | Grasslin | FM1D50E-120 | Automatic Time Switch Control |  | True | True |  | True | True | [16 empty] | Non Federally-Regulated | 10/15/2008 |  | 01/07/2010
Lutron Electronics Co., Inc. | Lutron | CCP-******-******-**-CGP**** | Photosensor / Photocontrol Dev | System | True | True |  | False | False | [16 empty] | Non Federally-Regulated | 07/10/2012 |  | 07/01/2014
Eaton Corp. | Pow-R-Command | PRC2000B | Automatic Daylighting Control | System | True | True | True | True | True | True | True | True | True | True | True | True | True | True | True | True |  | True |  |  |  | Non Federally-Regulated | 09/21/2009 |  | 01/07/2010
Cooper Controls | Greengate | LK8-**** | Automatic Daylighting Control |  | True | True | True | True | False |  | True | True | True | True | True | True |  | True | True | False | [5 empty] | Non Federally-Regulated | 11/07/2008 |  | 01/07/2010
Tork | Tork | 5024S | Exterior Photocontrol Device | [14 empty] | True | True | True | [5 empty] | Non Federally-Regulated | 04/27/2006 |  | 01/07/2010
GE Lighting, a Savant company | GE Lighting Controls | PCD-ATR | Photosensor / Photocontrol Dev | Device | True | True |  | False | False | [16 empty] | Non Federally-Regulated | 02/16/2012 |  | 07/01/2014
Leviton Manufacturing Co., Inc. | Leviton | R08ND-*** | Occupant / Motion / Vacancy Se | System | True | True |  | True | True | False | True | True | True | True | True | False | [9 empty] | Non Federally-Regulated | 03/04/2010 |  | 07/01/2014
Lutron Electronics Co., Inc. | Radio RA2 | RRD-6D*** | Multi-Level Astronomical Time | System | True | True |  | True | True | True | True | True | True | True | [11 empty] | Non Federally-Regulated | 12/17/2009 |  | 07/01/2014
Novitas, Inc. | Light-o-matic | 01-032 | Ultrasonic Occupant / Motion S |  | False | False |  | True | True | True | True | True | [13 empty] | Non Federally-Regulated | 03/01/1986 |  | 04/06/1998
Sensor Switch, Inc. | Sensor Switch | nCMRB-PDT-2P-***** | Occupant / Motion / Vacancy Se |  | True | True |  | True | [17 empty] | Non Federally-Regulated | 11/20/2008 |  | 01/07/2010
Cooper Controls | Greengate | OEC-U-1001 | Ultrasonic Occupant / Motion S |  | True | True |  | True | True | True | True | True | [13 empty] | Non Federally-Regulated | 11/07/2008 |  | 01/07/2010
Acuity Brands Lighting | Easyl | EZTOUCH ** 120/277 | Automatic Time Switch Control | Device | True | True |  | True | True | [16 empty] | Non Federally-Regulated | 06/26/2013 |  | 07/01/2014
Lutron Electronics Co., Inc. | LCP 128 | LCP-*-***FT | Automatic Time Switch Control |  | True | True |  | True | True | [16 empty] | Non Federally-Regulated | 09/19/2005 |  | 01/07/2010
WattStopper, Inc. | WattStopper | PW-103N-* | Occupant / Motion / Vacancy Se | Device | True | True |  | True | True | True | False |  |  |  |  | False | [9 empty] | Non Federally-Regulated | 02/04/2010 |  | 07/01/2014
Siemens Energy & Automation | Siemens Energy & Automation | 5WG1 705-8XC46 | Automatic Time Switch Control |  | True | True |  | True | True | [8 empty] | True | True | True | [5 empty] | Non Federally-Regulated | 12/19/2005 |  | 01/07/2010
Vantage Controls, Inc. | Vantage Controls, Inc. | FL-MS Mini 360 | Multi-Level Occupant Sensor | System | True | True | True | True | True | True | True | True | True | True | True | True |  | False | [7 empty] | Non Federally-Regulated | 03/23/2010 |  | 07/01/2014
WattStopper, Inc. | WattStopper | CI205 | Occupant / Motion / Vacancy Se |  | True | True |  | True | [17 empty] | Non Federally-Regulated | 06/07/1994 |  | 01/07/2010
GE Industrial Systems | GE Industrial Systems | RSENUS1 | Photosensor / Photocontrol Dev |  | True | False |  | True | [17 empty] | Non Federally-Regulated | 03/20/2001 |  | 01/07/2010
Horton Controls, Inc. | Horton Controls, Inc. | HGSA12CC | Automatic Time Switch Control |  | True | True |  | True | True | [16 empty] | Non Federally-Regulated | 05/04/2000 |  | 07/30/2002
Tork | Tork | DGUM100-3 (277VAC) | Automatic Time Switch Control |  | True | True |  | True | True | [16 empty] | Non Federally-Regulated | 02/07/1994 |  | 01/07/2010
Lutron Electronics Co., Inc. | Lutron | LCP24-******************* | Multi-Level Astronomical Time | System | True | True |  | True | True | True | True | True | True | True | [11 empty] | Non Federally-Regulated | 12/28/2009 |  | 07/01/2014
Lutron Electronics Co., Inc. | Lutron | XP20-******************* | Multi-Level Astronomical Time | System | True | True |  | True | True | True | True | True | True | True | [11 empty] | Non Federally-Regulated | 12/28/2009 |  | 07/01/2014
Electronics Diversified, Inc. | Electronics Diversified, Inc. | LMS-D1/I-120 | Automatic Daylighting Control |  | True | True |  | True | False |  | True | True | [8 empty] | True |  |  |  |  | Non Federally-Regulated | 01/05/2005 |  | 01/07/2010
Siemens Energy & Automation | Siemens Energy & Automation | 5WG1 704-8XK42 | Automatic Time Switch Control |  | True | True |  | True | True | [8 empty] | True | True | True | [5 empty] | Non Federally-Regulated | 12/19/2005 |  | 01/07/2010
Leviton Manufacturing Co., Inc. | Leviton | VPM10 | Dimmer | Device | True | True |  | True | True | True | True | False |  |  |  | False | [9 empty] | Non Federally-Regulated | 11/12/2010 |  | 07/01/2014
Tork | Tork | 1847AZ | Automatic Time Switch Control |  | True | True |  | True | True | [16 empty] | Non Federally-Regulated | 06/03/2003 |  | 04/27/2006
Siemens Energy & Automation | Siemens Energy & Automation | 5WG1 704-8XJ02 | Automatic Time Switch Control |  | True | True |  | True | True | [8 empty] | True | True | True | [5 empty] | Non Federally-Regulated | 12/19/2005 |  | 01/07/2010
Cooper Controls | Greengate | VNLW-P-1001-M-N-* | Occupant / Motion / Vacancy Se | Device | True | True |  | True | True | False | False |  |  |  |  | False | [9 empty] | Non Federally-Regulated | 07/22/2010 |  | 04/15/2011
Douglas Lighting Controls | Douglas | WWR-1361-277/OM6LED27120-R6LED30KWDCS | Dimmer | System | True | True |  | True | True | True | True | False |  |  |  | False | [9 empty] | Non Federally-Regulated | 03/11/2011 |  | 07/01/2014
Distech Controls | Distech Controls | ECB-VAVS | Automatic Time Switch Control | Device | True | True |  | True | True | [16 empty] | Non Federally-Regulated | 08/07/2012 |  | 07/01/2014
Alerton | Envision for BACtalk | ENV-BT-*** | Automatic Time Switch Control |  | True | True |  | True | True | [16 empty] | Non Federally-Regulated | 12/02/2003 |  | 01/07/2010
Lutron Electronics Co., Inc. | Softswitch 48 | XPS16-******-** | Photosensor / Photocontrol Dev |  | True | True |  | True | [17 empty] | Non Federally-Regulated | 09/12/2003 |  | 09/19/2005
Distech Controls | Distech Controls | ECL-VAVS-O + EC-LIGHT-SCHEDULER | Multi-Level Astronomical Time | System | True | True |  | True | True | True | True | True | True | True | [11 empty] | Non Federally-Regulated | 08/07/2012 |  | 07/01/2014
Siemens Energy & Automation | Siemens Energy & Automation | 5WG1 704-8XE43 | Automatic Time Switch Control |  | True | True |  | True | True | [8 empty] | True | True | True | [5 empty] | Non Federally-Regulated | 12/19/2005 |  | 01/07/2010
Legrand / Wiremold | WattStopper | NRD1C | Multi-Level Occupant Sensor | System | True | True | True | True | True | True | True | True | True | True | True | True | True | True | True | True | True | True |  |  |  | Non Federally-Regulated | 03/23/2010 |  | 07/01/2014
Cooper Controls | Greengate | CK T 16******* | Automatic Time Switch Control | System | True | True |  | True | True | [16 empty] | Non Federally-Regulated | 04/15/2011 |  | 07/01/2014
Litetouch, Inc. | Litetouch, Inc. | 08-2208-01 | Automatic Time Switch Control |  | True | True |  | True | True | [16 empty] | Non Federally-Regulated | 09/29/2003 |  | 01/07/2010
Cooper Controls | Greengate | LK16***** | Automatic Daylighting Control | System | True | True | True | True | False |  |  | True | True | True | True | True |  | True | [7 empty] | Non Federally-Regulated | 10/02/2013 |  | 07/01/2014
Intermatic, Inc. | Intermatic | ET70815CR | Automatic Time Switch Control |  | True | True |  | True | True | [16 empty] | Non Federally-Regulated | 01/22/1997 |  | 06/29/2006
Lutron Electronics Co., Inc. | Lutron | MA-R************ | Dimmer | Device | True | True |  | True | True | True | True | False |  |  |  | False | [9 empty] | Non Federally-Regulated | 12/28/2009 |  | 07/01/2014
Intermatic, Inc. | Grasslin | TALENTO 891-24 | Automatic Time Switch Control | Device | True | True |  | True | True | [16 empty] | Non Federally-Regulated | 01/20/2010 |  | 07/01/2014
Intermatic, Inc. | Gasmaster | PC2-D30-120-LS1 | Photosensor / Photocontrol Dev | Device | True | True | True | [18 empty] | Non Federally-Regulated | 07/17/2014 |  | 08/05/2014
Lutron Electronics Co., Inc. | Homeworks | HS16-*********** | Occupant / Motion / Vacancy Se | System | True | True |  | True | True | False | False |  |  |  |  | False | [9 empty] | Non Federally-Regulated | 01/20/2010 |  | 07/01/2014
Lithonia Lighting | Litronic Series | LPCS MVOLT | Occupant / Motion / Vacancy Se |  | True | True |  | True | [17 empty] | Non Federally-Regulated | 07/24/2006 |  | 01/07/2010
WattStopper, Inc. | WattStopper | TS-500-* | Automatic Time Switch Control | Device | True | True |  | True | True | [16 empty] | Non Federally-Regulated | 02/04/2010 |  | 07/01/2014
Sensor Switch, Inc. | Sensor Switch | CM-PC-ALC | Photosensor / Photocontrol Dev |  | True | True |  | True | [17 empty] | Non Federally-Regulated | 11/19/2001 |  | 03/01/2006
Lutron Electronics Co., Inc. | Homeworks | HWD-6D*** | Multi-Level Occupant Sensor | System | True | True | True | True | True | False | True | True | True | True | True | True |  | False | [7 empty] | Non Federally-Regulated | 01/20/2010 |  | 07/01/2014
Lutron Electronics Co., Inc. | Centralized Lighting Control | G5-AR-****-*-120 | Automatic Daylighting Control |  | True | True | True | True |  |  |  |  | True | True | True | True | False | True | False | True |  | True |  |  |  | Non Federally-Regulated | 09/28/2005 |  | 01/07/2010
WattStopper, Inc. | WattStopper | WS-250-* | Occupant / Motion / Vacancy Se |  | True | True |  | True | [17 empty] | Non Federally-Regulated | 11/21/2008 |  | 01/07/2010
Legrand / Wiremold | WattStopper | NRD1C | Astronomical Time Switch Contr | System | True | True |  | True | True | True | True | True | True | True | [11 empty] | Non Federally-Regulated | 03/23/2010 |  | 07/01/2014
Intermatic, Inc. | Grasslin | LM1-O-120-LS1 | Photosensor / Photocontrol Dev | Device | True | True |  | False | False | [16 empty] | Non Federally-Regulated | 01/20/2010 |  | 07/01/2014
Lumisys | Lumisys | L35** | Automatic Time Switch Control |  | True | True |  | True | True | [16 empty] | Non Federally-Regulated | 03/13/2006 |  | 01/07/2010
Lighting Control & Design | Lighting Control & Design | GR2400SBP******SLAVE** | Multi-Level Astronomical Time |  | True | True |  | True | True | True | True | True | True | True |  |  |  | True | True | True | [5 empty] | Non Federally-Regulated | 06/22/2005 |  | 12/28/2009
Lutron Electronics Co., Inc. | HomeWorks QS | HQR-VCRX-** | Manual-On Occupant Sensor | System | True | True |  | True | True | True | True | True | False |  |  |  |  | False | [7 empty] | Non Federally-Regulated | 07/10/2012 |  | 07/01/2014
Lutron Electronics Co., Inc. | Lutron | CCP-**********-******-** | Multi-Level Occupant Sensor | System | True | True | True | True | True | True | True | False | True | True | True | True |  | False | [7 empty] | Non Federally-Regulated | 07/10/2012 |  | 07/01/2014
Sensor Switch, Inc. | Sensor Switch | WVMOTS | Occupant / Motion / Vacancy Se |  | True | True |  | True | [17 empty] | Non Federally-Regulated | 04/19/1993 |  | 11/19/2001
Intermatic, Inc. | Grasslin | LM2-I-120-LS1 | Photosensor / Photocontrol Dev |  | True | True |  | True | [17 empty] | Non Federally-Regulated | 11/10/2008 |  | 01/07/2010
Cooper Wiring Devices | React | RI06P-** | Dimmer | Device | True | True |  | True | True | True | True | True | True | True | True | False | [9 empty] | Non Federally-Regulated | 12/29/2010 |  | 07/01/2014
Tork | Tork | 1847AZL | Automatic Time Switch Control |  | True | True |  | True | True | [16 empty] | Non Federally-Regulated | 06/03/2003 |  | 04/27/2006
Lutron Electronics Co., Inc. | Radio RA2 | RRD-3LD*** | Automatic Time Switch Control | System | True | True |  | True | True | [16 empty] | Non Federally-Regulated | 12/17/2009 |  | 07/01/2014
Douglas Lighting Controls | Douglas | WRV-DX-***** | Dimmer | System | True | True |  | True | True | True | True | False |  |  |  | False | [9 empty] | Non Federally-Regulated | 05/08/2013 |  | 07/01/2014
Tork | Tork | TZ-220L | Automatic Time Switch Control |  | True | True |  | True | True | [16 empty] | Non Federally-Regulated | 06/03/2003 |  | 01/07/2010
Tork | Tork | DG180-12 (120VDC) | Automatic Time Switch Control |  | True | True |  | True | True | [16 empty] | Non Federally-Regulated | 02/07/1994 |  | 01/07/2010
Intermatic, Inc. | Grasslin | PC1-digi20-277-LS1 | Photosensor / Photocontrol Dev |  | True | True |  | True | [17 empty] | Non Federally-Regulated | 11/10/2008 |  | 01/07/2010
Convia, Inc., A Herman Miller Co. | Convia | GSE-PDC-02 | Exterior Photocontrol Device |  | True | True | [11 empty] | False | True | True | [5 empty] | Non Federally-Regulated | 04/04/2008 |  | 01/07/2010
Intermatic, Inc. | Gasmaster | GMXFM1D20-I-24 | Automatic Time Switch Control | Device | True | True | True | False | [17 empty] | Non Federally-Regulated | 07/17/2014 |  | 08/05/2014
Convia, Inc., A Herman Miller Co. | Convia | GSE-SRC-03 | Occupant / Motion / Vacancy Se | System | True | True | True | True | True | True | True | True | True | True | True | True |  | True | True | True | [5 empty] | Non Federally-Regulated | 03/04/2010 |  | 04/27/2011
Macro Electronics | Macro Electronics | LCS-8000 | Automatic Time Switch Control |  | True | True |  | True | True | [16 empty] | Non Federally-Regulated | 11/22/1996 |  | 12/19/2000
Powerline Control Systems | PulseWorx | KPLD-6 | Dimmer | System | True | True | True | True | True | True | True | False |  |  |  | True | [9 empty] | Non Federally-Regulated | 06/24/2011 |  | 07/01/2014
Cooper Controls | Novitas | 01-400* | Occupant / Motion / Vacancy Se | Device | True | True |  | True | True | False | False |  |  |  |  | False | [9 empty] | Non Federally-Regulated | 07/22/2010 |  | 07/01/2014
Lighting Control & Design | Lighting Control & Design | XP-D | Automatic Daylighting Control | System | True | True | True | True | True | True | True | False |  |  | True | True |  | True | [7 empty] | Non Federally-Regulated | 12/28/2009 |  | 07/01/2014
Cooper Wiring Devices | Novitas | 01-153 | Ultrasonic Occupant / Motion S |  | True | True |  | True | True | True | True | True | [13 empty] | Non Federally-Regulated | 08/18/2006 |  | 04/10/2008
Sensor Switch, Inc. | Sensor Switch | nCMR 10******* | Occupant / Motion / Vacancy Se | System | True | True |  | True | True | False | False |  |  |  |  | False | [9 empty] | Non Federally-Regulated | 04/28/2010 |  | 07/01/2014
Lutron Electronics Co., Inc. | Lutron | L-LV14-127 | Occupant / Motion / Vacancy Se | System | True | True |  | True | True | True | False |  |  |  |  | False | [9 empty] | Non Federally-Regulated | 07/10/2012 |  | 07/01/2014
Siemens Energy & Automation | Siemens Energy & Automation | 5WG1 705-8XD31 | Automatic Time Switch Control |  | True | True |  | True | True | [8 empty] | True | True | True | [5 empty] | Non Federally-Regulated | 12/19/2005 |  | 01/07/2010
Tork | Tork | K400Z | Multi-Level Astronomical Time | Device | True | True |  | True | True | True | True | True | True | True | [11 empty] | Non Federally-Regulated | 04/28/2010 |  | 07/01/2014
Lutron Electronics Co., Inc. | Lutron | GP72-******************* | Photosensor / Photocontrol Dev | System | True | True |  | False | False | [16 empty] | Non Federally-Regulated | 12/28/2009 |  | 07/01/2014
Intermatic, Inc. | Intermatic | ET70815CR24 | Automatic Time Switch Control |  | True | True |  | True | True | [16 empty] | Non Federally-Regulated | 01/22/1997 |  | 06/29/2006
Intermatic, Inc. | Grasslin | PC1-digi20-277-LS2+ E200 | Photosensor / Photocontrol Dev | Device | True | True | True | [18 empty] | Non Federally-Regulated | 08/05/2014 |  | 01/09/2015
Siemens Energy & Automation | Siemens Energy & Automation | 5WG1 705-8XB03 | Automatic Time Switch Control |  | True | True |  | True | True | [8 empty] | True | True | True | [5 empty] | Non Federally-Regulated | 12/19/2005 |  | 01/07/2010
Hubbell Incorporated | H-Moss | AD1277*1N | Occupant / Motion / Vacancy Se |  | True | True |  | True | [17 empty] | Non Federally-Regulated | 04/23/2007 |  | 01/07/2010
PLC Multipoint, Inc. | PLC Multipoint | LCP4 | Automatic Time Switch Control |  | True | True |  | True | True | [16 empty] | Non Federally-Regulated | 07/19/2006 |  | 01/07/2010
Tork | Tork | EW101SA-24 | Automatic Time Switch Control |  |  |  |  | True | True | [16 empty] | Non Federally-Regulated | 04/27/2006 |  | 01/07/2010
Sensor Switch, Inc. | Sensor Switch | CM600-S | Occupant / Motion / Vacancy Se |  | True | True |  | True | [17 empty] | Non Federally-Regulated | 10/25/1996 |  | 11/19/2001
Novitas, Inc. | Novitas | 01-BAS074-** | Ultrasonic Occupant / Motion S |  | True | True |  | True | True | True | True | True |  |  |  |  | True | True | True | False | True | False |  |  |  | Non Federally-Regulated | 09/06/2005 |  | 08/18/2006
Lutron Electronics Co., Inc. | Lutron | LP2/********************* | Multi-Level Occupant Sensor | System | True | True | True | True | True | True | True | True | True | True | True | True |  | False | [7 empty] | Non Federally-Regulated | 12/28/2009 |  | 07/01/2014
Lutron Electronics Co., Inc. | Lutron | LCP20-******************* | Automatic Daylighting Control | System | True | True | True | True | True | True | True | False |  |  | True | True |  | True | [7 empty] | Non Federally-Regulated | 12/28/2009 |  | 07/01/2014
Sensor Switch, Inc. | Sensor Switch | nCMRB-6-480-**** | Occupant / Motion / Vacancy Se |  | True | True |  | True | [17 empty] | Non Federally-Regulated | 11/20/2008 |  | 01/07/2010
Legrand / Wiremold | WattStopper | NPM44F | Manual-On Occupant Sensor | System | True | True | True | True | True | True | True | True | True | True | True | True | True | True | True | True |  | True |  |  |  | Non Federally-Regulated | 03/23/2010 |  | 07/01/2014
Gentec, Inc. | Kameleon | K4-32-PA-S* | Astronomical Time Switch Contr | System | True | True |  | True | True | True | True | True | True | True | [11 empty] | Non Federally-Regulated | 01/20/2012 |  | 07/01/2014
Gentec, Inc. | Schneider Electric | SERPB8HS | Astronomical Time Switch Contr | System | True | True |  | True | True | True | True | True | True | True | [11 empty] | Non Federally-Regulated | 01/20/2012 |  | 07/01/2014
Sensor Switch, Inc. | Sensor Switch | nCMRB-PDT-10-2P-***** | Occupant / Motion / Vacancy Se |  | True | True |  | True | [17 empty] | Non Federally-Regulated | 11/20/2008 |  | 01/07/2010
Blue Ridge Technologies | BR Series | BR48************* | Automatic Time Switch Control | System | True | True |  | True | True | [16 empty] | Non Federally-Regulated | 08/09/2011 |  | 07/01/2014
Lutron Electronics Co., Inc. | Lutron | CCP-****-******-**-CGP**** | Astronomical Time Switch Contr | System | True | True |  | True | True | True | True | True | True | True | [11 empty] | Non Federally-Regulated | 07/10/2012 |  | 07/01/2014
Siemens Energy & Automation | Siemens Energy & Automation | 5WG1 704-8XB01 | Automatic Time Switch Control |  | True | True |  | True | True | [8 empty] | True | True | True | [5 empty] | Non Federally-Regulated | 12/19/2005 |  | 01/07/2010
Lutron Electronics Co., Inc. | Lutron | CCP-************-******-**-CGP*** | Photosensor / Photocontrol Dev | System | True | True |  | False | False | [16 empty] | Non Federally-Regulated | 07/10/2012 |  | 07/01/2014
Hubbell Building Automation | Hubbell Building Automation | TC881P120277 | Automatic Time Switch Control |  | True | True |  | True | True | [16 empty] | Non Federally-Regulated | 09/08/2007 |  | 01/07/2010
Vantage Controls, Inc. | Vantage Controls, Inc. | DS31* | Dimmer | System | True | True | True | True | False |  | True | False |  |  |  | True | [9 empty] | Non Federally-Regulated | 04/28/2010 |  | 07/01/2014
Marlin Controls, Inc. | Marlin Controls | MATRIX DC II RELAY BOARD | Automatic Time Switch Control | System | True | True |  | True | True | [16 empty] | Non Federally-Regulated | 01/23/2012 |  | 07/01/2014
Intermatic, Inc. | Grasslin | PC1-120-LS1 | Photosensor / Photocontrol Dev | Device | True | True |  | False | False | [16 empty] | Non Federally-Regulated | 01/20/2010 |  | 07/01/2014
Mytech Corp. | Mytech | SS-2-DC | Ultrasonic Occupant / Motion S |  | True | True |  | True | True | True | True | True | [13 empty] | Non Federally-Regulated | 02/01/1993 |  | 11/15/1993
Signify North America Corporation | Philips Lighting Electronics North America | LRS223500 | Occupant / Motion / Vacancy Se | Device | True | True |  | True | True | False | False |  |  |  |  | False | [9 empty] | Non Federally-Regulated | 06/20/2011 |  | 07/01/2014
Lutron Electronics Co., Inc. | Homeworks | HRP5-120 | Multi-Level Astronomical Time | System | True | True |  | True | True | True | True | True | True | True | [11 empty] | Non Federally-Regulated | 01/20/2010 |  | 07/01/2014
Steinel America, Inc. | Steinel | IR Quattro COM1-WR | Occupant / Motion / Vacancy Se | Device | True | True |  | True | True | False | False |  |  |  |  | False | [9 empty] | Non Federally-Regulated | 08/06/2013 |  | 07/01/2014
Lutron Electronics Co., Inc. | Lutron | GL-603P********* | Dimmer | Device | True | True |  | True | True | True | True | True | True | True | True | False | [9 empty] | Non Federally-Regulated | 04/28/2010 |  | 01/21/2014
Lumisys | Lumisys | LTOM | Automatic Time Switch Control |  | True | True |  | True | True | [16 empty] | Non Federally-Regulated | 05/25/2007 |  | 01/07/2010
Intermatic, Inc. | Grasslin | PC2-120-LS1 | Automatic Daylighting Control |  | True | True | True | True | False |  | True | True | True | True | True | False |  | True | False | False | [5 empty] | Non Federally-Regulated | 09/05/2008 |  | 01/07/2010
Leviton Manufacturing Co., Inc. | Leviton | R1600-*** | Occupant / Motion / Vacancy Se | System | True | True |  | True | True | False | True | True | True | True | True | False | [9 empty] | Non Federally-Regulated | 05/28/2010 |  | 07/01/2014
Lutron Electronics Co., Inc. | Radio RA2 | RR-MAIN-REP*** | Automatic Time Switch Control | System | True | True |  | True | True | [16 empty] | Non Federally-Regulated | 12/17/2009 |  | 07/01/2014
Lutron Electronics Co., Inc. | Digital Microwatt | DMW-RP3 | Occupant / Motion / Vacancy Se |  | True | True |  | True | [17 empty] | Non Federally-Regulated | 09/12/2003 |  | 09/19/2005
Lutron Electronics Co., Inc. | Homeworks | HWV-1000D*** | Dimmer | System | True | True |  | True | True | True | True | False |  |  |  | False | [9 empty] | Non Federally-Regulated | 12/17/2009 |  | 07/01/2014
Schneider Electric | SERP | SERPB64HS | Astronomical Time Switch Contr | System | True | True |  | True | True | True | True | True | True | True | [11 empty] | Non Federally-Regulated | 09/11/2012 |  | 07/01/2014
Current – HLI Brands – HLI Solutions, Inc. | Architrak | AKTCLC**/AKTCLS1** | Track Lighting Integral Curren |  |  |  |  | True | True | True | True | [14 empty] | Non Federally-Regulated | 04/27/2007 |  | 09/02/2015
Bryant Electric, Inc. | Motion Switch | MSCM600 | Occupant / Motion / Vacancy Se |  | True | True |  | True | [17 empty] | Non Federally-Regulated | 08/28/1992 |  | 04/06/1998
Sensor Switch, Inc. | Sensor Switch | nCMRB 6******** | Occupant / Motion / Vacancy Se | System | True | True |  | True | True | False | False |  |  |  |  | False | [9 empty] | Non Federally-Regulated | 04/28/2010 |  | 07/01/2014
Distech Controls | Distech Controls | ECB-1000-** + EC-BOS-*** | Multi-Level Astronomical Time | System | True | True |  | True | True | True | True | True | True | True | [11 empty] | Non Federally-Regulated | 08/07/2012 |  | 07/01/2014
Electronic Theatre Controls, Inc. | Unison | DRD12-*** | Dimmer | System | True | True |  | True | True | True | True | False |  |  |  | False | [9 empty] | Non Federally-Regulated | 08/19/2011 |  | 07/01/2014
Schneider Electric (Square D Wiring Devices) | Powerlink | RMC2000G3xxx | Astronomical Time Switch Contr |  | True | True |  | True | True | True | True | True | True | True |  |  |  | True | True | True | [5 empty] | Non Federally-Regulated | 08/24/2006 |  | 03/14/2008
Novitas, Inc. | Novitas | 01-181-** | Ultrasonic Occupant / Motion S |  | True | True |  | True | True | True | True | True |  |  |  |  | True | True | True | False | True | False |  |  |  | Non Federally-Regulated | 09/06/2005 |  | 08/18/2006
Tork | Tork | K600Z-2 (240VAC) | Automatic Time Switch Control |  | True | True |  | True | True | [16 empty] | Non Federally-Regulated | 06/08/1993 |  | 01/07/2010
Lutron Electronics Co., Inc. | Lutron | XPS40-******************* | Astronomical Time Switch Contr | System | True | True |  | True | True | True | True | True | True | True | [11 empty] | Non Federally-Regulated | 12/28/2009 |  | 07/01/2014
Siemens Energy & Automation | Siemens Energy & Automation | 5WG1 704-8XG42 | Automatic Time Switch Control |  | True | True |  | True | True | [8 empty] | True | True | True | [5 empty] | Non Federally-Regulated | 12/19/2005 |  | 01/07/2010
PLC Multipoint, Inc. | PLC Multipoint | LCM-RO | Automatic Daylighting Control |  | True | True | True | True | False |  | True | True | True | True | True | True |  | True | False | False | [5 empty] | Non Federally-Regulated | 07/31/2006 |  | 01/07/2010
Lutron Electronics Co., Inc. | Lutron | CCP-******-******-**-CGP*** | Astronomical Time Switch Contr | System | True | True |  | True | True | True | True | True | True | True | [11 empty] | Non Federally-Regulated | 07/10/2012 |  | 07/01/2014
PLC Multipoint, Inc. | PLC Multipoint | LCM-AH | Multi-Level Daylighting Contro |  | True | True |  | True | True | True | True | [14 empty] | Non Federally-Regulated | 07/19/2006 |  | 01/07/2010
Schneider Electric | SERP | SERP8HS | Astronomical Time Switch Contr | System | True | True |  | True | True | True | True | True | True | True | [11 empty] | Non Federally-Regulated | 09/11/2012 |  | 07/01/2014
Cooper Controls | Greengate | OEF-P-2MH0-HID-MV-B | Occupant / Motion / Vacancy Se |  | True | True |  | True | [17 empty] | Non Federally-Regulated | 11/07/2008 |  | 01/07/2010
Intermatic, Inc. | Gasmaster | PC1-Di20-277-LS1 | Photosensor / Photocontrol Dev | Device | True | True | True | [18 empty] | Non Federally-Regulated | 07/17/2014 |  | 08/05/2014
Marlin Controls, Inc. | Unistar II | HERCULESRCS | Multi-Level Astronomical Time |  | True | True |  | True | True | True | True | True | True | True | [11 empty] | Non Federally-Regulated | 02/06/2006 |  | 01/07/2010
Hubbell Building Automation | Hubbell Building Automation | LB2MS | Occupant / Motion / Vacancy Se |  | True | True |  | True | [17 empty] | Non Federally-Regulated | 05/20/2004 |  | 01/07/2010
Mytech Corp. | Mytech | SWS-3 | Ultrasonic Occupant / Motion S |  | True | True |  | True | True | True | True | True | [13 empty] | Non Federally-Regulated | 02/01/1993 |  | 06/04/1999
Lutron Electronics Co., Inc. | Lutron | LP6/********************* | Dimmer | System | True | True |  | True | True | True | True | False |  |  |  | False | [9 empty] | Non Federally-Regulated | 12/28/2009 |  | 07/01/2014
Intermatic, Inc. | Intermatic, Inc. | ET1725CM | Automatic Time Switch Control | Device | True | True |  | True | True | [16 empty] | Non Federally-Regulated | 04/15/2011 |  | 07/01/2014
Sensor Switch, Inc. | Sensor Switch | RMR 6 2P********** | Occupant / Motion / Vacancy Se | Device | True | True |  | True | True | False | False |  |  |  |  | False | [9 empty] | Non Federally-Regulated | 04/28/2010 |  | 07/01/2014
Maple Chase Co. | Paragon Electrical Products | EC7004/208-277 | Automatic Time Switch Control |  | True | True |  | True | True | [16 empty] | Non Federally-Regulated | 01/21/1999 |  | 01/07/2010
Maple Chase Co. | Paragon Electrical Products | EC4004PC/208-277V | Automatic Time Switch Control |  | True | True |  | True | True | [16 empty] | Non Federally-Regulated | 01/21/1999 |  | 01/07/2010
Carolina Products, Inc. | Carolina Products | CPI1000** | Automatic Time Switch Control |  | True | True |  | True | True | [16 empty] | Non Federally-Regulated | 05/18/2000 |  | 01/07/2010
WattStopper, Inc. | WattStopper | HB330 | Occupant / Motion / Vacancy Se |  | True | True |  | True | [8 empty] | False | True | True | False | True | False |  |  |  | Non Federally-Regulated | 02/14/2008 |  | 01/07/2010
Unenco, Inc. / Univ. Energy | UEC | C-600-H | Ultrasonic Occupant / Motion S |  | True | True |  | True | True | True | True | True | [13 empty] | Non Federally-Regulated | 09/25/1992 |  | 01/07/2010
Lutron Electronics Co., Inc. | Lutron | GP36-******************* | Automatic Time Switch Control | System | True | True |  | True | True | [16 empty] | Non Federally-Regulated | 12/28/2009 |  | 07/01/2014
Tork | Tork | OSWS9PD | Occupant / Motion / Vacancy Se |  | True | True |  | True | [17 empty] | Non Federally-Regulated | 01/17/2008 |  | 01/07/2010
Lutron Electronics Co., Inc. | Homeworks | HRD-8ANS-** | Astronomical Time Switch Contr | System | True | True |  | True | True | True | True | True | True | True | [11 empty] | Non Federally-Regulated | 01/20/2010 |  | 07/01/2014
Cooper Controls | Greengate | OSW-U-0721-24AC-R-* | Occupant / Motion / Vacancy Se | System | True | True |  | True | True | False | True | True | True | True | True | False | [9 empty] | Non Federally-Regulated | 05/10/2011 |  | 07/01/2014
PLC Multipoint, Inc. | PLC Multipoint | CES/S SKYLIGHT | Photosensor / Photocontrol Dev | Device | True | True |  | False | False | [16 empty] | Non Federally-Regulated | 03/04/2010 |  | 07/01/2014
Lutron Electronics Co., Inc. | Lutron | DVSC-603P******* | Dimmer | Device | True | True |  | True | True | True | True | True | True | True | True | False | [9 empty] | Non Federally-Regulated | 04/28/2010 |  | 01/21/2014
Lutron Electronics Co., Inc. | Radio RA2 | RR-MAIN-REP*** | Multi-Level Occupant Sensor | System | True | True | True | True | True | False | True | True | True | True | True | True |  | False | [7 empty] | Non Federally-Regulated | 12/17/2009 |  | 07/01/2014
GE Lighting, a Savant company | Total Lighting Controls | RPSEN-*** | Photosensor / Photocontrol Dev | System | True | True |  | False | False | [16 empty] | Non Federally-Regulated | 08/31/2010 |  | 07/01/2014
WattStopper, Inc. | WattStopper | ADFE277-10A-* | Dimmer | Device | True | True |  | True | True | True | True | True | True | True | True | False | [9 empty] | Non Federally-Regulated | 08/31/2010 |  | 07/01/2014
Lutron Electronics Co., Inc. | Grafik Eye | GRX-3002-T-** | Occupant / Motion / Vacancy Se |  | True | True |  | True | [17 empty] | Non Federally-Regulated | 06/20/1994 |  | 09/19/2005
Sensor Switch, Inc. | Sensor Switch | SFR 5******* | Occupant / Motion / Vacancy Se | Device | True | True |  | True | True | False | False |  |  |  |  | False | [9 empty] | Non Federally-Regulated | 04/28/2010 |  | 07/01/2014
ZHEJIANG YUANTAI ELECTRICAL TECHNOLOGY CO., LTD. | Enerware | YM2108 | Occupant / Motion / Vacancy Se | Device | True | True |  | True | True | True | False |  |  |  |  | False | [9 empty] | Non Federally-Regulated | 12/09/2011 |  | 07/01/2014
Hubbell Incorporated | H-Moss | AT277I | Occupant / Motion / Vacancy Se |  | True | True |  | True | [17 empty] | Non Federally-Regulated | 06/01/1998 |  | 01/07/2010
Lutron Electronics Co., Inc. | Lutron | LCP72-******************* | Photosensor / Photocontrol Dev | System | True | True |  | False | False | [16 empty] | Non Federally-Regulated | 12/28/2009 |  | 07/01/2014
Sensor Switch, Inc. | Sensor Switch | nCM 9******* | Occupant / Motion / Vacancy Se | System | True | True |  | True | True | False | False |  |  |  |  | False | [9 empty] | Non Federally-Regulated | 04/28/2010 |  | 07/01/2014
Tech Lighting | T-Trak | 700TTP4C***-*-T24 | Track Lighting Integral Curren | Device | True | True |  | True | True | True | True | True | [13 empty] | Non Federally-Regulated | 05/03/2011 |  | 07/01/2014
Siemens Energy & Automation | Siemens Energy & Automation | 5WG1 705-8XB04 | Automatic Time Switch Control |  | True | True |  | True | True | [8 empty] | True | True | True | [5 empty] | Non Federally-Regulated | 12/19/2005 |  | 01/07/2010
Heathco, LLC | Portfolio | PF-4150 | Exterior Photocontrol Device |  | True | False | [11 empty] | True | True | True | [5 empty] | Non Federally-Regulated | 09/21/2007 |  | 01/07/2010
Sensor Switch, Inc. | Sensor Switch | SBR 10 ADC******* | Automatic Daylighting Control | Device | True | True | True | True | False |  |  | True | True | True | True | True |  | True | [7 empty] | Non Federally-Regulated | 04/28/2010 |  | 07/01/2014
Tork | Tork | K400Z | Astronomical Time Switch Contr | Device | True | True |  | True | True | True | True | True | True | True | [11 empty] | Non Federally-Regulated | 04/28/2010 |  | 07/01/2014
Cooper Controls | iLumin | SC120-12-UN-1P-ML-20 | Multi-Level Astronomical Time |  | True | True |  | True | True | True | True | True | True | True | [11 empty] | Non Federally-Regulated | 11/07/2008 |  | 01/07/2010
Siemens Energy & Automation | Siemens Energy & Automation | 5WG1 705-8XK13 | Automatic Time Switch Control |  | True | True |  | True | True | [8 empty] | True | True | True | [5 empty] | Non Federally-Regulated | 12/19/2005 |  | 01/07/2010
Tork | Tork | DTS100A-24 | Automatic Time Switch Control |  | True | True |  | True | True | [16 empty] | Non Federally-Regulated | 10/09/1996 |  | 01/07/2010
Legrand / Wiremold | WattStopper | NPM44PF | Occupant / Motion / Vacancy Se | System | True | True | True | True | True | True | True | True | True | True | True | True |  | True | True | True | [5 empty] | Non Federally-Regulated | 03/23/2010 |  | 07/01/2014
Lutron Electronics Co., Inc. | Lutron | CCP-************-******-** | Multi-Level Astronomical Time | System | True | True |  | True | True | True | True | True | True | True | [11 empty] | Non Federally-Regulated | 07/10/2012 |  | 07/01/2014
Intermatic, Inc. | Gasmaster | FM1QWUZ-240U | Automatic Time Switch Control | Device | True | True | True | False | [17 empty] | Non Federally-Regulated | 07/17/2014 |  | 08/05/2014
Signify North America Corporation | Occuswitch Classic | LRC2410 | Astronomical Time Switch Contr | Device | True | True |  | True | True | True | True | True | True | True | [11 empty] | Non Federally-Regulated | 12/30/2012 |  | 07/01/2014
Siemens Energy & Automation | Siemens Energy & Automation | 5WG1 705-8XH26 | Automatic Time Switch Control |  | True | True |  | True | True | [8 empty] | True | True | True | [5 empty] | Non Federally-Regulated | 12/19/2005 |  | 01/07/2010
Magnetek Universal Manufacturing | Luminoptics | LMCS | Lumen Maintenance Lighting Con |  | True | False |  | True | True | True | True | [14 empty] | Non Federally-Regulated | 10/21/1992 |  | 08/28/2001
Legrand / Pass & Seymour | Legrand / Pass & Seymour | T600* | Dimmer | Device | True | True |  | True | True | True | True | False |  |  |  | False | [9 empty] | Non Federally-Regulated | 12/23/2010 |  | 07/01/2014
Tork | Tork | 7300ZL | Automatic Time Switch Control |  | True | True |  | True | True | [16 empty] | Non Federally-Regulated | 06/03/2003 |  | 04/27/2006
Sensor Switch, Inc. | Sensor Switch | WSD-PDT-2P-*-*-*-*-** | Occupant / Motion / Vacancy Se |  | True | True |  | True | [17 empty] | Non Federally-Regulated | 03/01/2006 |  | 01/07/2010
Sensor Switch, Inc. | Sensor Switch | CMR-PC-**-***-** | Photosensor / Photocontrol Dev |  | True | True |  | True | [17 empty] | Non Federally-Regulated | 03/01/2006 |  | 01/07/2010
Lutron Electronics Co., Inc. | Microwatt | DMW-LZC1 | Automatic Daylighting Control |  | True | True |  | True | True | True | False | [9 empty] | True |  |  |  |  | Non Federally-Regulated | 05/09/2000 |  | 09/19/2005
Cooper Controls | Greengate | ODC-U-0051-25-H | Ultrasonic Occupant / Motion S |  | True | True |  | True | True | True | True | True | [13 empty] | Non Federally-Regulated | 11/07/2008 |  | 01/07/2010
Intelligent Lighting Controls, Inc. | LightLEEDer | LSDM | Multi-Level Astronomical Time | Device | True | True |  | True | True | True | True | True | True | True | [11 empty] | Non Federally-Regulated | 04/30/2013 |  | 07/01/2014
Cooper Controls | iLumin | SC120****-UN-******** | Multi-Level Occupant Sensor | System | True | True | True | True | True | True | True | True | True | True | True | True | True | True | True | True | [5 empty] | Non Federally-Regulated | 04/15/2011 |  | 05/16/2011
Lutron Electronics Co., Inc. | Lutron | LCP16-******************* | Dimmer | System | True | True |  | True | True | True | True | False |  |  |  | False | [9 empty] | Non Federally-Regulated | 12/28/2009 |  | 07/01/2014
Convia, Inc., A Herman Miller Co. | Convia | GSE-PFC-02 | Multi-Level Astronomical Time | System | True | True |  | True | True | True | True | True | True | True | [11 empty] | Non Federally-Regulated | 03/04/2010 |  | 07/01/2014
Siemens Energy & Automation | Siemens Energy & Automation | 5WG1 705-8XB34 | Automatic Time Switch Control |  | True | True |  | True | True | [8 empty] | True | True | True | [5 empty] | Non Federally-Regulated | 12/19/2005 |  | 01/07/2010
Lutron Electronics Co., Inc. | Lutron | LCP3-******************* | Astronomical Time Switch Contr | System | True | True |  | True | True | True | True | True | True | True | [11 empty] | Non Federally-Regulated | 12/28/2009 |  | 07/01/2014
Lutron Electronics Co., Inc. | Lutron | CCP-************-******-**-CGP**** | Multi-Level Occupant Sensor | System | True | True | True | True | True | True | True | False | True | True | True | True |  | False | [7 empty] | Non Federally-Regulated | 07/10/2012 |  | 07/01/2014
Tork | Tork | K801Z-2 | Astronomical Time Switch Contr |  |  |  |  | True | True | True | True | True | True | True | [11 empty] | Non Federally-Regulated | 04/27/2006 |  | 01/07/2010
Intermatic, Inc. | Intermatic | ET1705CR | Automatic Time Switch Control | Device | True | True |  | True | True | [16 empty] | Non Federally-Regulated | 01/20/2010 |  | 07/01/2014
Starfield Controls, Inc. | Starfield Controls, Inc. | TR337 | Automatic Time Switch Control |  | True | True |  | True | True | [16 empty] | Non Federally-Regulated | 03/14/2006 |  | 01/07/2010
Lutron Electronics Co., Inc. | Digital Microwatt | DMWPL-LZC* | Automatic Daylighting Control |  | True | True |  | True | True | True | False | [9 empty] | True |  |  |  |  | Non Federally-Regulated | 09/12/2003 |  | 09/19/2005
Sensor Switch, Inc. | Sensor Switch | CMB-6-**-** | Occupant / Motion / Vacancy Se |  | True | True |  | True | [17 empty] | Non Federally-Regulated | 03/01/2006 |  | 01/07/2010
Lutron Electronics Co., Inc. | LCP 128 | LCP-*-******-** | Photosensor / Photocontrol Dev |  | True | True |  | True | [17 empty] | Non Federally-Regulated | 09/19/2005 |  | 01/07/2010
Cooper Wiring Devices | Novitas | 01-250 | Ultrasonic Occupant / Motion S |  | True | True |  | True | True | True | True | True | [13 empty] | Non Federally-Regulated | 08/18/2006 |  | 04/10/2008
Leviton Manufacturing Co., Inc. | Leviton | L776-T/L720-CT | Occupant / Motion / Vacancy Se |  | True | True |  | True | [17 empty] | Non Federally-Regulated | 08/01/1997 |  | 01/07/2010
Lutron Electronics Co., Inc. | Lutron | QP2-******************* | Automatic Daylighting Control | System | True | True | True | True | False |  |  | False |  |  | True | True |  | True | [7 empty] | Non Federally-Regulated | 12/28/2009 |  | 07/01/2014
Sensor Switch, Inc. | Sensor Switch | HW-13-**-** | Occupant / Motion / Vacancy Se |  | True | True |  | True | [17 empty] | Non Federally-Regulated | 03/01/2006 |  | 01/07/2010
Intermatic, Inc. | Intermatic | ET1715CPD82 | Automatic Time Switch Control | Device | True | True |  | True | True | [16 empty] | Non Federally-Regulated | 01/20/2010 |  | 07/01/2014
Lutron Electronics Co., Inc. | Softswitch 128 | XPS40-******-** | Automatic Time Switch Control |  | True | True |  | True | True | [16 empty] | Non Federally-Regulated | 09/19/2005 |  | 01/07/2010
Lighting Control & Design | Lighting Control & Design | GR40**/**DTC***********d | Automatic Daylighting Control | System | True | True | True | True | True | True | True | False |  |  | True | True |  | True | [7 empty] | Non Federally-Regulated | 12/28/2009 |  | 07/01/2014
Tork | Tork | 7302L | Automatic Time Switch Control |  | True | True |  | True | True | [16 empty] | Non Federally-Regulated | 06/03/2003 |  | 04/27/2006
PLC Multipoint, Inc. | PLC Multipoint | CES/S ATRIUM | Photosensor / Photocontrol Dev |  | True | False |  | True | [17 empty] | Non Federally-Regulated | 08/06/1992 |  | 07/19/2006
Intermatic, Inc. | Gasmaster | PC1-digi20-120-LS2 | Photosensor / Photocontrol Dev | Device | True | True | True | [18 empty] | Non Federally-Regulated | 07/17/2014 |  | 08/05/2014
Matsushita / Honeywell | Honeywell | LITECOM/S7005 | Automatic Time Switch Control |  | True | True |  | True | True | [16 empty] | Non Federally-Regulated | 08/11/1992 |  | 01/07/2010
Lutron Electronics Co., Inc. | Lutron | LOS-CDT-500*** | Occupant / Motion / Vacancy Se | System | True | True |  | True | True | True | True | True | True | True | True | False | [9 empty] | Non Federally-Regulated | 12/13/2012 |  | 07/01/2014
Cooper Wiring Devices | Devine | DI10P-** | Dimmer | Device | True | True |  | True | True | True | True | True | True | True | True | False | [9 empty] | Non Federally-Regulated | 12/29/2010 |  | 07/01/2014
Cooper Controls | Greengate | PC-I | Automatic Daylighting Control | System | True | True | True | True | True | True | True | True | True | True | True | True |  | True | [7 empty] | Non Federally-Regulated | 04/15/2011 |  | 07/01/2014
Nexlight | Nexlight | WRT33719-8 | Occupant / Motion / Vacancy Se |  | True | True |  | True | [17 empty] | Non Federally-Regulated | 03/20/2008 |  | 01/07/2010
Longjoin | Dayton | 26WA84 | Photosensor / Photocontrol Dev | Device | True | True |  | False | False | [16 empty] | Non Federally-Regulated | 07/29/2013 |  | 07/01/2014
Cooper Controls | Greengate | CK4 120** | Astronomical Time Switch Contr | System | True | True |  | True | True | True | True | True | True | True | [11 empty] | Non Federally-Regulated | 04/15/2011 |  | 07/01/2014
Lutron Electronics Co., Inc. | Homeworks | HS16-*********** | Astronomical Time Switch Contr |  | True | True |  | True | True | True | True | True | True | True | [11 empty] | Non Federally-Regulated | 08/13/2007 |  | 01/07/2010
Lutron Electronics Co., Inc. | Lutron | NT-1000********* | Dimmer | Device | True | True |  | True | True | True | True | False |  |  |  | False | [9 empty] | Non Federally-Regulated | 12/28/2009 |  | 01/21/2014
Vantage Controls, Inc. | Vantage Controls, Inc. | RS11* | Dimmer | System | True | True | True | True | False |  | True | False |  |  |  | True | [9 empty] | Non Federally-Regulated | 04/28/2010 |  | 07/01/2014
Legrand / Pass & Seymour | Legrand | ADWR700MMUM2 | Dimmer | Device | True | True |  | True | True | True | True | False |  |  |  | False | [9 empty] | Non Federally-Regulated | 07/17/2012 |  | 07/01/2014
Intermatic, Inc. | Grasslin | PC1-digi20-120-LS2 | Photosensor / Photocontrol Dev | Device | True | True |  | False | False | [16 empty] | Non Federally-Regulated | 01/20/2010 |  | 07/01/2014
Tridonic | Tridonic | 86453430 SMARTEYE27 | Occupant / Motion / Vacancy Se |  | True | True |  | True | [17 empty] | Non Federally-Regulated | 05/11/2004 |  | 01/07/2010
Lutron Electronics Co., Inc. | Sensors | LOS-WDT-WH | Ultrasonic Occupant / Motion S |  | True | True |  | True | True | True | True | True |  |  |  |  | True | True | True |  | True |  |  |  |  | Non Federally-Regulated | 09/23/2005 |  | 01/07/2010
Lutron Electronics Co., Inc. | Homeworks | HRD-5NE-** | Multi-Level Astronomical Time |  | True | True |  | True | True | True | True | True | True | True | [11 empty] | Non Federally-Regulated | 08/13/2007 |  | 01/07/2010
Lutron Electronics Co., Inc. | Lutron | GP3-******************* | Astronomical Time Switch Contr | System | True | True |  | True | True | True | True | True | True | True | [11 empty] | Non Federally-Regulated | 12/28/2009 |  | 07/01/2014
Sensor Switch, Inc. | Sensor Switch | nCM-PDT-******** | Occupant / Motion / Vacancy Se |  | True | True |  | True | [17 empty] | Non Federally-Regulated | 11/20/2008 |  | 01/07/2010
Sensor Switch, Inc. | Sensor Switch | nHMRB 10***** | Occupant / Motion / Vacancy Se | System | True | True |  | True | True | False | False |  |  |  |  | False | [9 empty] | Non Federally-Regulated | 04/28/2010 |  | 07/01/2014
Convia, Inc., A Herman Miller Co. | Convia | GSE-OSC-02 | Automatic Time Switch Control | System | True | True |  | True | True | [16 empty] | Non Federally-Regulated | 03/04/2010 |  | 07/01/2014
Marlin Controls, Inc. | Unistar II | XP | Multi-Level Astronomical Time |  | True | True |  | True | True | True | True | True | True | True | [11 empty] | Non Federally-Regulated | 02/06/2006 |  | 01/07/2010
Lutron Electronics Co., Inc. | Homeworks | H8P5-******120 | Occupant / Motion / Vacancy Se | System | True | True |  | True | True | False | False |  |  |  |  | False | [9 empty] | Non Federally-Regulated | 01/20/2010 |  | 07/01/2014
Impac Products | ILC Enercon | BARD | Occupant / Motion / Vacancy Se |  | True | True |  | True | [17 empty] | Non Federally-Regulated | 03/31/1998 |  | 04/06/1998
Lutron Electronics Co., Inc. | LCP 128 | LCP-********-***FT | Occupant / Motion / Vacancy Se |  | True | True |  | True | [17 empty] | Non Federally-Regulated | 09/19/2005 |  | 01/07/2010
Lighting Control & Design | Lighting Control & Design | GR24**/**DTC*********** | Multi-Level Astronomical Time |  | True | True |  | True | True | True | True | True | True | True |  |  |  | True | True | True | [5 empty] | Non Federally-Regulated | 06/22/2005 |  | 12/28/2009
Cooper Lighting | Halo | LC943 | Track Lighting Integral Curren |  |  |  |  | True | True | True | True | [14 empty] | Non Federally-Regulated | 10/30/2008 |  | 01/07/2010
WattStopper, Inc. | WattStopper | RS-150BA-* | Manual-On Occupant Sensor | Device | True | True |  | True | True | False | True | True | False |  |  |  |  | False | [7 empty] | Non Federally-Regulated | 02/04/2010 |  | 07/01/2014
Intermatic, Inc. | Intermatic | ET70815CR | Astronomical Time Switch Contr | Device | True | True |  | True | True | True | True | True | True | True | [11 empty] | Non Federally-Regulated | 01/20/2010 |  | 07/01/2014
Lutron Electronics Co., Inc. | LCP 128 | LCP-**-***FT | Automatic Daylighting Control |  | True | True | False | True | True | True | False |  | False |  | True | False |  |  |  | False | [5 empty] | Non Federally-Regulated | 09/19/2005 |  | 01/07/2010
Lutron Electronics Co., Inc. | Lutron | LP5/********************* | Automatic Time Switch Control | System | True | True |  | True | True | [16 empty] | Non Federally-Regulated | 12/28/2009 |  | 07/01/2014
Lutron Electronics Co., Inc. | Lutron | LP3/********************* | Dimmer | System | True | True |  | True | True | True | True | False |  |  |  | False | [9 empty] | Non Federally-Regulated | 12/28/2009 |  | 07/01/2014
Mytech Corp. | Mytech | OMNI-DT1000-RP | Ultrasonic Occupant / Motion S |  | True | True |  | True | True | True | True | True | [13 empty] | Non Federally-Regulated | 11/05/1997 |  | 01/07/2010
Convia, Inc., A Herman Miller Co. | Convia | GSE-DCC-02 | Multi-Level Occupant Sensor | System | True | True | True | True | True | True | True | True | True | True | True | True | True | True | True | True | True | True |  |  |  | Non Federally-Regulated | 03/04/2010 |  | 04/27/2011
Cooper Controls | Greengate | OEC-U-0501 | Ultrasonic Occupant / Motion S |  | True | True |  | True | True | True | True | True | [13 empty] | Non Federally-Regulated | 11/07/2008 |  | 01/07/2010
Crestron Electronics | Crestron Electronics | CLW-DIMEX | Dimmer | System | True | True |  | True | True | True | True | False |  |  |  | False | [9 empty] | Non Federally-Regulated | 03/01/2010 |  | 07/01/2014
Cooper Controls | Greengate | OEC-U-1001-25 | Ultrasonic Occupant / Motion S |  | True | True |  | True | True | True | True | True | [13 empty] | Non Federally-Regulated | 11/07/2008 |  | 01/07/2010
Earlwood Associates | Lights-Out | LO-300 | Ultrasonic Occupant / Motion S |  | False | False |  | True | True | True | True | True | [13 empty] | Non Federally-Regulated | 04/01/1988 |  | 04/06/1998
Lightstat, Inc. | Lightstat | ALD-**-**-*-*** | Occupant / Motion / Vacancy Se |  | True | True |  | True | [9 empty] | True | True | True | [5 empty] | Non Federally-Regulated | 03/14/2006 |  | 01/07/2010
Lutron Electronics Co., Inc. | Centralized Lighting Control | DMW-SVR-* | Photosensor / Photocontrol Dev |  | True | True |  | True | [17 empty] | Non Federally-Regulated | 09/19/2005 |  | 01/07/2010
Schneider Electric | Schneider Electric | SLC5750WPL | Multi-Level Occupant Sensor | System | True | True | True | True | True | True | True | True | True | True | True | True |  | False | [7 empty] | Non Federally-Regulated | 10/31/2013 |  | 07/01/2014
Lutron Electronics Co., Inc. | Grafik Eye | PAV6*-120 | Multi-Level Astronomical Time |  | True | True |  | True | True | True | True | True | True | True | [11 empty] | Non Federally-Regulated | 09/19/2005 |  | 01/07/2010
PLC Multipoint, Inc. | PLC Multipoint | CES/A ATRIUM | Photosensor / Photocontrol Dev | Device | True | True |  | False | False | [16 empty] | Non Federally-Regulated | 03/04/2010 |  | 07/01/2014
Siemens Energy & Automation | Siemens Energy & Automation | 5WG1 704-8XH33 | Automatic Time Switch Control |  | True | True |  | True | True | [8 empty] | True | True | True | [5 empty] | Non Federally-Regulated | 12/19/2005 |  | 01/07/2010
Sensor Switch, Inc. | Sensor Switch | CMALC | Lumen Maintenance Lighting Con |  | True | True |  | True | True | True | True | [14 empty] | Non Federally-Regulated | 11/16/1992 |  | 08/28/2001
Resource Data Management | Plant Controller | PR06**TDB | Automatic Time Switch Control | Device | True | True |  | True | True | [16 empty] | Non Federally-Regulated | 11/16/2011 |  | 07/01/2014
Tork | Tork | DGS100-24 (24VAC) | Automatic Time Switch Control |  | True | True |  | True | True | [16 empty] | Non Federally-Regulated | 02/07/1994 |  | 01/07/2010
Vantage Controls, Inc. | Vantage Controls, Inc. | EM-MotionSensor40 | Multi-Level Occupant Sensor | System | True | True | True | True | True | True | True | True | True | True | True | True |  | False | [7 empty] | Non Federally-Regulated | 03/23/2010 |  | 07/01/2014
Legrand / Pass & Seymour | Legrand / Pass & Seymour | CD3FB16* | Dimmer | Device | True | True |  | True | True | True | True | False |  |  |  | False | [9 empty] | Non Federally-Regulated | 12/23/2010 |  | 07/01/2014
Legrand / Wiremold | WattStopper | LVHUBB | Astronomical Time Switch Contr | System | True | True |  | True | True | True | True | True | True | True | [11 empty] | Non Federally-Regulated | 03/23/2010 |  | 07/01/2014
Hubbell Building Automation | Hubbell Building Automation | FHBLT14********* | Occupant / Motion / Vacancy Se | Device | True | True |  | True | True | False | False |  |  |  |  | False | [9 empty] | Non Federally-Regulated | 03/26/2010 |  | 07/01/2014
Legrand / Pass & Seymour | Legrand / Pass & Seymour | RW600B* | Manual-On Occupant Sensor | Device | True | True |  | True | True | True | True | True | False |  |  |  |  | False | [7 empty] | Non Federally-Regulated | 12/23/2010 |  | 07/01/2014
Heathco, LLC | Heath Zenith | SL-6106 | Photosensor / Photocontrol Dev |  | True | False |  | True | [17 empty] | Non Federally-Regulated | 09/21/2007 |  | 01/07/2010
McWong International | PacWave | PSC-HB-I-FM_xxxx | Occupant / Motion / Vacancy Se | Device | True | True |  | True | True | False | False |  |  |  |  | False | [9 empty] | Non Federally-Regulated | 09/30/2011 |  | 07/01/2014
Profile Systems LLC | Profile Systems | Profile P1800 | Automatic Time Switch Control |  | True | True |  | True | True | [8 empty] | True | False | True | [5 empty] | Non Federally-Regulated | 02/29/2008 |  | 01/07/2010
Cooper Wiring Devices | Novitas | 01-PDI-CA | Photosensor / Photocontrol Dev |  | True | False |  | True | [17 empty] | Non Federally-Regulated | 08/18/2006 |  | 04/10/2008
Enlighted, Inc. | ELF | eLF-CU-W-0-0 | Multi-Level Occupant Sensor | System | True | True | True | True | True | True | True | True | True | True | True | True |  | False | [7 empty] | Non Federally-Regulated | 11/29/2010 |  | 09/17/2012
Synergy | SwitchPak | SPAK 8S 120/277 BAS | Automatic Time Switch Control | Device | True | True |  | True | True | [16 empty] | Non Federally-Regulated | 10/10/2011 |  | 07/01/2014
Legrand / Wiremold | WattStopper | CLCS | Occupant / Motion / Vacancy Se | System | True | True | True | True | True | True | True | True | True | True | True | True |  | True | True | True | [5 empty] | Non Federally-Regulated | 03/23/2010 |  | 07/01/2014
Leviton Manufacturing Co., Inc. | Leviton | OSF10-*** | Occupant / Motion / Vacancy Se |  | True | True |  | True | [17 empty] | Non Federally-Regulated | 02/13/2009 |  | 01/07/2010
Lithonia Lighting | Synergy | SYPM#### | Automatic Time Switch Control |  | True | True |  | True | True | [16 empty] | Non Federally-Regulated | 02/24/2000 |  | 01/07/2010
Lutron Electronics Co., Inc. | Lutron | MA-BP1********** | Dimmer | Device | True | True |  | True | True | True | True | False |  |  |  | False | [9 empty] | Non Federally-Regulated | 12/28/2009 |  | 07/01/2014
Sensor Switch, Inc. | Sensor Switch | WSD-NL-***-* | Occupant / Motion / Vacancy Se |  | True | True |  | True | [17 empty] | Non Federally-Regulated | 03/01/2006 |  | 01/07/2010
Lutron Electronics Co., Inc. | Lutron | LCP4-******************* | Occupant / Motion / Vacancy Se | System | True | True |  | True | True | True | False |  |  |  |  | False | [9 empty] | Non Federally-Regulated | 04/28/2010 |  | 07/01/2014
Sensor Switch, Inc. | Sensor Switch | CMR-PDT-10-2P-*-*-** | Occupant / Motion / Vacancy Se |  | True | True |  | True | [17 empty] | Non Federally-Regulated | 03/01/2006 |  | 01/07/2010
Lutron Electronics Co., Inc. | Homeworks | H8P5-******120 | Automatic Time Switch Control |  | True | True |  | True | True | [16 empty] | Non Federally-Regulated | 08/13/2007 |  | 01/07/2010
Lutron Electronics Co., Inc. | Centralized Lighting Control | OMX-AV | Automatic Time Switch Control |  | True | True | [19 empty] | Non Federally-Regulated | 09/19/2005 |  | 01/07/2010
Unenco, Inc. / Univ. Energy | UEC | SOM-1200-2-HD | Occupant / Motion / Vacancy Se |  | True | True |  | True | [17 empty] | Non Federally-Regulated | 10/06/1992 |  | 01/07/2010
Leviton Manufacturing Co., Inc. | Leviton | ODWHB-I** | Occupant / Motion / Vacancy Se |  | True | True |  | True | [17 empty] | Non Federally-Regulated | 05/24/2000 |  | 01/07/2010
Lutron Electronics Co., Inc. | Lutron | LCP16-******************* | Multi-Level Occupant Sensor | System | True | True | True | True | True | True | True | True | True | True | True | True |  | False | [7 empty] | Non Federally-Regulated | 12/28/2009 |  | 07/01/2014
Marlin Controls, Inc. | Marlin Controls | MATRIX | Astronomical Time Switch Contr | Device | True | True |  | True | True | True | True | True | True | True | [11 empty] | Non Federally-Regulated | 01/23/2012 |  | 07/01/2014
Legrand / Wiremold | WattStopper | CNDU | Manual-On Occupant Sensor | System | True | True | True | True | True | True | True | True | True | True | True | True | True | True | True | True |  | True |  |  |  | Non Federally-Regulated | 03/23/2010 |  | 07/01/2014
Legrand / Wiremold | WattStopper | CE7ATC SERIES | Manual-On Occupant Sensor | System | True | True | True | True | True | True | True | True | True | True | True | True | True | True | True | True |  | True |  |  |  | Non Federally-Regulated | 03/23/2010 |  | 07/01/2014
Lithonia Control Systems | Litronic Series | LUS 1500 | Ultrasonic Occupant / Motion S |  | False | False |  | True | True | True | True | True | [13 empty] | Non Federally-Regulated | 01/01/1989 |  | 04/06/1998
Cooper Controls | Greengate | VSW-P-0451-* | Occupant / Motion / Vacancy Se |  | True | True |  | True | [17 empty] | Non Federally-Regulated | 11/07/2008 |  | 01/07/2010
Cooper Controls | Greengate | CK2 120** | Multi-Level Occupant Sensor | System | True | True | True | True | True | True | True | True | True | True | True | True | True | True | True | True | [5 empty] | Non Federally-Regulated | 04/15/2011 |  | 05/16/2011
Siemens Energy & Automation | Siemens Energy & Automation | 5WG1 705-8XK15 | Automatic Time Switch Control |  | True | True |  | True | True | [8 empty] | True | True | True | [5 empty] | Non Federally-Regulated | 12/19/2005 |  | 01/07/2010
Legrand / Wiremold | WattStopper | NRD1C | Occupant / Motion / Vacancy Se | System | True | True | True | True | True | True | True | True | True | True | True | True |  | True | True | True | [5 empty] | Non Federally-Regulated | 03/23/2010 |  | 07/01/2014
GE Lighting, a Savant company | GE Lighting Controls | CLCINT12-INTD12-000-00*S | Automatic Time Switch Control | System | True | True |  | True | True | [16 empty] | Non Federally-Regulated | 07/27/2012 |  | 07/01/2014
Tork | Tork | DZS100AP-24 | Automatic Time Switch Control |  |  |  |  | True | True | [16 empty] | Non Federally-Regulated | 04/27/2006 |  | 01/07/2010
BRK Electronics | BRK Electronics | TS212SM | Automatic Time Switch Control |  | True | True |  | True | True | [16 empty] | Non Federally-Regulated | 04/29/1994 |  | 12/11/2000
Lutron Electronics Co., Inc. | Centralized Lighting Control | DMW-*ZC* | Automatic Time Switch Control |  | True | True |  | True | True | [16 empty] | Non Federally-Regulated | 09/19/2005 |  | 01/07/2010
Legrand / Wiremold | WattStopper | CE8104 SERIES | Dimmer | System | True | True | True | True | True | True | True | True | True | True | True | True | [9 empty] | Non Federally-Regulated | 03/23/2010 |  | 07/01/2014
Lutron Electronics Co., Inc. | Lutron | S-1000********** | Dimmer | Device | True | True |  | True | True | True | True | False |  |  |  | False | [9 empty] | Non Federally-Regulated | 12/28/2009 |  | 01/21/2014
Siemens Energy & Automation | Siemens Energy & Automation | 5WG1 704-8XH24 | Automatic Time Switch Control |  | True | True |  | True | True | [8 empty] | True | True | True | [5 empty] | Non Federally-Regulated | 12/19/2005 |  | 01/07/2010
Leviton Manufacturing Co., Inc. | Leviton | 6615 | Dimmer | Device | True | True |  | True | True | True | True | False |  |  |  | False | [9 empty] | Non Federally-Regulated | 11/12/2010 |  | 07/01/2014
Cooper Controls | Greengate | PC-O | Photosensor / Photocontrol Dev | System | True | True |  | False | False | [16 empty] | Non Federally-Regulated | 04/15/2011 |  | 07/01/2014
Cooper Controls | Greengate | OMR-P-1200-R | Occupant / Motion / Vacancy Se |  | True | True |  | True | [17 empty] | Non Federally-Regulated | 11/07/2008 |  | 01/07/2010
Cooper Controls | Greengate | OSW-P-0451-D347 | Multi-Level Occupant Sensor | Device | True | True | True | True | True | False | True | True | False | True | True | True |  | False | [7 empty] | Non Federally-Regulated | 07/22/2010 |  | 05/16/2011
WattStopper, Inc. | WattStopper | RT-200-** | Astronomical Time Switch Contr | Device | True | True |  | True | True | True | True | True | True | True | [11 empty] | Non Federally-Regulated | 12/17/2009 |  | 07/01/2014
Cooper Wiring Devices | Greengate | OEC-U-1500-AF | Ultrasonic Occupant / Motion S |  | True | True |  | True | True | True | True | True |  |  |  |  | True | True | True | False | True | False |  |  |  | Non Federally-Regulated | 04/10/2008 |  | 11/07/2008
PLC Multipoint, Inc. | PLC Multipoint | MAS/S SKYLIGHT | Photosensor / Photocontrol Dev | Device | True | True |  | False | False | [16 empty] | Non Federally-Regulated | 03/04/2010 |  | 07/01/2014
Schneider Electric (Square D Wiring Devices) | Powerlink | RMC3000CG3*** | Astronomical Time Switch Contr |  | True | True |  | True | True | True | True | True | True | True |  |  |  | True | True | True | [5 empty] | Non Federally-Regulated | 12/24/2007 |  | 03/14/2008
Convia, Inc., A Herman Miller Co. | Convia | GSE-OSC-01 | Astronomical Time Switch Contr | System | True | True |  | True | True | True | True | True | True | True | [11 empty] | Non Federally-Regulated | 03/04/2010 |  | 07/01/2014
Blue Ridge Technologies | Aperio | AO08************* | Automatic Time Switch Control | Device | True | True |  | True | True | [16 empty] | Non Federally-Regulated | 06/30/2010 |  | 07/01/2014
Computer Process Controls | Computer Process Controls | 831-1020 | Automatic Time Switch Control |  | True | True |  | True | True | [16 empty] | Non Federally-Regulated | 12/24/1998 |  | 01/07/2010
Sensor Switch, Inc. | Sensor Switch | LWS-RR7-*-** | Occupant / Motion / Vacancy Se |  | True | True |  | True | [17 empty] | Non Federally-Regulated | 03/01/2006 |  | 01/07/2010
Tork | Tork | 2001 | Exterior Photocontrol Device | [14 empty] | True | True | True | [5 empty] | Non Federally-Regulated | 04/27/2006 |  | 01/07/2010
Hubbell Incorporated | H-Moss | ATP1500CRP | Occupant / Motion / Vacancy Se |  | True | True |  | True | [17 empty] | Non Federally-Regulated | 06/01/1998 |  | 01/07/2010
Lutron Electronics Co., Inc. | Homeworks | HRD-10*D-** | Astronomical Time Switch Contr |  | True | True |  | True | True | True | True | True | True | True | [11 empty] | Non Federally-Regulated | 08/13/2007 |  | 01/07/2010
Intermatic, Inc. | Grasslin | LM2-O-120-LS2 | Automatic Daylighting Control |  | True | True | True | True | False |  | True | True | True | True | True | False |  | True | False | False | [5 empty] | Non Federally-Regulated | 09/05/2008 |  | 01/07/2010
Lutron Electronics Co., Inc. | Centralized Lighting Control | OMX-AV | Occupant / Motion / Vacancy Se |  | True | True | [19 empty] | Non Federally-Regulated | 09/19/2005 |  | 01/07/2010
Hubbell Incorporated | H-Moss | ATD500C | Ultrasonic Occupant / Motion S |  | True | True |  | True | True | True | True | True | [13 empty] | Non Federally-Regulated | 06/01/1998 |  | 01/07/2010
Eaton Corp. | Pow-R-Command | PRC750 | Astronomical Time Switch Contr | System | True | True |  | True | True | True | True | True | True | True | [11 empty] | Non Federally-Regulated | 09/21/2009 |  | 01/07/2010
Litetouch, Inc. | Litetouch, Inc. | LTZ-SO1-** | Automatic Time Switch Control |  | True | True |  | True | True | [16 empty] | Non Federally-Regulated | 09/29/2003 |  | 01/07/2010
Lutron Electronics Co., Inc. | Homeworks | HWV-FDB-8A-** | Multi-Level Astronomical Time |  | True | True |  | True | True | True | True | True | True | True | [11 empty] | Non Federally-Regulated | 08/13/2007 |  | 01/07/2010
Current – HLI Brands – HLI Solutions, Inc. | Architrak | AKTCLC**/AKTCLS9** | Track Lighting Integral Curren |  |  |  |  | True | True | True | True | [14 empty] | Non Federally-Regulated | 04/27/2007 |  | 09/02/2015
WattStopper, Inc. | WattStopper | HB300C | Occupant / Motion / Vacancy Se |  | True | True |  | True | [8 empty] | False | True | True | False | True | False |  |  |  | Non Federally-Regulated | 02/14/2008 |  | 01/07/2010
Tork | Tork | DTS400 | Automatic Time Switch Control |  | True | True |  | True | True | [16 empty] | Non Federally-Regulated | 08/06/1996 |  | 04/27/2006
Novitas, Inc. | Novitas | 01-160-BAS-** | Ultrasonic Occupant / Motion S |  | True | True |  | True | True | True | True | True |  |  |  |  | True | True | True | False | True | False |  |  |  | Non Federally-Regulated | 09/06/2005 |  | 08/18/2006
Leviton Manufacturing Co., Inc. | Leviton | IPV06 -*** | Manual-On Occupant Sensor | Device | True | True |  | True | True | False | True | True | False |  |  |  |  | False | [7 empty] | Non Federally-Regulated | 07/02/2012 |  | 07/01/2014
Cooper Controls | Greengate | CK T 16******* | Photosensor / Photocontrol Dev | System | True | True |  | False | False | [16 empty] | Non Federally-Regulated | 04/15/2011 |  | 07/01/2014
Cooper Wiring Devices | Novitas | 01-530-BAS | Occupant / Motion / Vacancy Se |  | True | True |  | True | [8 empty] | True | True | True | True | [5 empty] | Non Federally-Regulated | 08/18/2006 |  | 04/10/2008
Lutron Electronics Co., Inc. | HomeWorks QS | HQR-REP-120 | Multi-Level Occupant Sensor | System | True | True | True | True | True | True | True | False | True | True | True | True |  | False | [7 empty] | Non Federally-Regulated | 07/10/2012 |  | 07/01/2014
Lithonia Lighting | Synergy | SYSC MLC | Astronomical Time Switch Contr |  | True | True |  | True | True | True | True | True | True | True |  |  |  | True | True | True | [5 empty] | Non Federally-Regulated | 07/24/2006 |  | 01/07/2010
Sensor Switch, Inc. | Sensor Switch | HMB-10-*-** | Occupant / Motion / Vacancy Se |  | True | True |  | True | [17 empty] | Non Federally-Regulated | 03/01/2006 |  | 01/07/2010
Quest Controls, Inc. | Telsec | 1500 WM | Automatic Time Switch Control |  | True | True |  | True | True | [8 empty] | True | True | True | [5 empty] | Non Federally-Regulated | 03/27/2007 |  | 01/07/2010
Lutron Electronics Co., Inc. | Lutron | DCI*-*****-** | Multi-Level Astronomical Time | System | True | True |  | True | True | True | True | True | True | True | [11 empty] | Non Federally-Regulated | 07/10/2012 |  | 07/01/2014
Tork | Tork | DZS100A-24 | Automatic Time Switch Control |  | True | True |  | True | True | [16 empty] | Non Federally-Regulated | 03/22/2001 |  | 01/07/2010
Burle Industries | Pass & Seymour | OSC3000-G | Occupant / Motion / Vacancy Se |  | True | True |  | True | [17 empty] | Non Federally-Regulated | 08/28/1992 |  | 01/07/2010
Lutron Electronics Co., Inc. | Lutron | T-2000********** | Dimmer | Device | True | True |  | True | True | True | True | False |  |  |  | False | [9 empty] | Non Federally-Regulated | 12/28/2009 |  | 01/21/2014
Lumisys | Mezon | MZ_48** | Automatic Time Switch Control |  | True | True |  | True | True | [16 empty] | Non Federally-Regulated | 02/23/2009 |  | 01/07/2010
Tork | Tork | T920L | Automatic Time Switch Control | Device | True | True |  | True | True | [16 empty] | Non Federally-Regulated | 04/28/2010 |  | 07/01/2014
Lutron Electronics Co., Inc. | Homeworks | HRP5-120 | Occupant / Motion / Vacancy Se | System | True | True |  | True | True | False | False |  |  |  |  | False | [9 empty] | Non Federally-Regulated | 01/20/2010 |  | 07/01/2014
Enerlites, Inc. | Enerlites, Inc. | WOSS15-K | Multi-Level Occupant Sensor | System | True | True | True | True | True | True | True | True | True | True | True | True |  | False | [7 empty] | Non Federally-Regulated | 08/18/2011 |  | 07/01/2014
Mytech Corp. | Mytech | LO-IR-HB | Occupant / Motion / Vacancy Se |  | True | True |  | True | [17 empty] | Non Federally-Regulated | 06/04/1999 |  | 01/07/2010
Hubbell Building Automation | Hubbell Building Automation | HMS2 | Ultrasonic Occupant / Motion S |  | True | True |  | True | True | True | True | True | [13 empty] | Non Federally-Regulated | 05/20/2004 |  | 01/07/2010
Lutron Electronics Co., Inc. | Softswitch 128 | XPS48-******-** | Automatic Daylighting Control |  | True | True | True | True | False |  | False |  | False |  | True | False |  | True |  | False | [5 empty] | Non Federally-Regulated | 09/19/2005 |  | 01/07/2010
Lightolier Controls | Lytemode ILS | ILSCLTSII | Multi-Level Astronomical Time |  | True | True |  | True | True | True | True | True | True | True |  |  |  | False | True | True | [5 empty] | Non Federally-Regulated | 02/26/2009 |  | 01/07/2010
Distech Controls | Distech Controls | ECB-1000-** + EC-BOS-*** | Automatic Time Switch Control | System | True | True |  | True | True | [16 empty] | Non Federally-Regulated | 08/07/2012 |  | 07/01/2014
Legrand / Pass & Seymour | Legrand / Pass & Seymour | 91683* | Dimmer | Device | True | True |  | True | True | True | True | True | True | True | True | False | [9 empty] | Non Federally-Regulated | 09/14/2012 |  | 07/01/2014
Lutron Electronics Co., Inc. | Lutron | XP16-******************* | Photosensor / Photocontrol Dev | System | True | True |  | False | False | [16 empty] | Non Federally-Regulated | 12/28/2009 |  | 07/01/2014
WattStopper, Inc. | WattStopper | W-2000H | Occupant / Motion / Vacancy Se | Device | True | True |  | True | True | False | True | True | True | True | True | False | [9 empty] | Non Federally-Regulated | 05/28/2010 |  | 07/01/2014
Legrand / Wiremold | WattStopper | CLCBS | Multi-Level Astronomical Time | System | True | True |  | True | True | True | True | True | True | True | [11 empty] | Non Federally-Regulated | 03/23/2010 |  | 07/01/2014
Siemens Energy & Automation | Siemens Energy & Automation | 5WG1 703-8XD11 | Automatic Time Switch Control |  | True | True |  | True | True | [8 empty] | True | True | True | [5 empty] | Non Federally-Regulated | 12/19/2005 |  | 01/07/2010
Pass & Seymour / Legrand | Rex | 3765 | Automatic Time Switch Control |  | True | False |  | True | True | [16 empty] | Non Federally-Regulated | 02/27/1997 |  | 04/06/1998
Longjoin | Dayton | 26WA98 | Photosensor / Photocontrol Dev | Device | True | True |  | False | False | [16 empty] | Non Federally-Regulated | 07/29/2013 |  | 07/01/2014
Lutron Electronics Co., Inc. | Lutron | NF-10*********** | Dimmer | Device | True | True |  | True | True | True | True | False |  |  |  | False | [9 empty] | Non Federally-Regulated | 12/28/2009 |  | 01/21/2014
Musco Sports Lighting, LLC | Control-Link | REC-4 | Astronomical Time Switch Contr |  | True | True |  | True | True | True | True | True | True | True | [11 empty] | Non Federally-Regulated | 03/02/2007 |  | 01/07/2010
Lutron Electronics Co., Inc. | Lutron | GP144-******************* | Occupant / Motion / Vacancy Se | System | True | True |  | True | True | True | False |  |  |  |  | False | [9 empty] | Non Federally-Regulated | 04/28/2010 |  | 07/01/2014
Mytech Corp. | Mytech | CS-CORNER | Ultrasonic Occupant / Motion S |  | True | True |  | True | True | True | True | True | [13 empty] | Non Federally-Regulated | 02/01/1993 |  | 06/04/1999
Intermatic, Inc. | Grasslin | PC2-digi30-120-LS2 | Photosensor / Photocontrol Dev | Device | True | True | True | [18 empty] | Non Federally-Regulated | 08/05/2014 |  | 01/09/2015
Leviton Manufacturing Co., Inc. | Leviton | PCC2S-*** | Photosensor / Photocontrol Dev | Device | True | True |  | False | False | [16 empty] | Non Federally-Regulated | 09/10/2013 |  | 07/01/2014
Hubbell Building Automation | Hubbell Building Automation | LUXSTATLS* | Exterior Photocontrol Device |  | True | True | [19 empty] | Non Federally-Regulated | 09/08/2007 |  | 01/07/2010
Legrand / Wiremold | WattStopper | LRD1B | Multi-Level Occupant Sensor | System | True | True | True | True | True | True | True | True | True | True | True | True | True | True | True | True | True | True |  |  |  | Non Federally-Regulated | 03/23/2010 |  | 07/01/2014
Enerlites, Inc. | Enerlites, Inc. | DWOS-NL | Multi-Level Occupant Sensor | System | True | True | True | True | True | True | True | True | True | True | True | True |  | False | [7 empty] | Non Federally-Regulated | 11/22/2013 |  | 07/01/2014
Paragon Electric Co. | Paragon | EC4004P/120V | Automatic Time Switch Control |  | True | True |  | True | True | [16 empty] | Non Federally-Regulated | 06/25/1993 |  | 01/21/1999
Tork | Tork | DG180-3 (277VAC) | Automatic Time Switch Control |  | True | True |  | True | True | [16 empty] | Non Federally-Regulated | 02/07/1994 |  | 01/07/2010
Legrand / Wiremold | WattStopper | CE8105 SERIES | Automatic Time Switch Control | System | True | True |  | True | True | [16 empty] | Non Federally-Regulated | 03/23/2010 |  | 07/01/2014
WattStopper, Inc. | WattStopper | CS-350-* | Occupant / Motion / Vacancy Se | No Match | True | True |  | True | [8 empty] | True | True | True | True | True | True |  |  |  | Non Federally-Regulated | 08/04/2009 |  | 01/07/2010
Siemens Energy & Automation | Siemens Energy & Automation | 5WG1 704-8XD04 | Automatic Time Switch Control |  | True | True |  | True | True | [8 empty] | True | True | True | [5 empty] | Non Federally-Regulated | 12/19/2005 |  | 01/07/2010
Lutron Electronics Co., Inc. | Digital Microwatt | DMWPL-LZC* | Automatic Time Switch Control |  | True | True |  | True | True | [16 empty] | Non Federally-Regulated | 09/12/2003 |  | 09/19/2005
Legrand / Pass & Seymour | Legrand / Pass & Seymour | TLV600I* | Dimmer | Device | True | True |  | True | True | True | True | False |  |  |  | False | [9 empty] | Non Federally-Regulated | 12/23/2010 |  | 07/01/2014
Lutron Electronics Co., Inc. | Sensor | MS-OPS6AM****** | Occupant / Motion / Vacancy Se |  | True | True |  | True | [17 empty] | Non Federally-Regulated | 06/05/2009 |  | 01/07/2010
Hubbell Incorporated | H-Moss | ATP120HB | Occupant / Motion / Vacancy Se |  | True | True |  | True | [17 empty] | Non Federally-Regulated | 05/09/2003 |  | 01/07/2010
Lutron Electronics Co., Inc. | LCP 128 | LCP-******-***FT | Exterior Photocontrol Device |  | True | True |  | True | True | True | [15 empty] | Non Federally-Regulated | 09/19/2005 |  | 01/07/2010
Lightolier | Prospec | 37099** | Track Lighting Integral Curren | System | True | True |  | True | True | True | True | True | [13 empty] | Non Federally-Regulated | 06/06/2011 |  | 07/01/2014
Lutron Electronics Co., Inc. | Homeworks | HWV-600D-** | Astronomical Time Switch Contr | System | True | True |  | True | True | True | True | True | True | True | [11 empty] | Non Federally-Regulated | 01/20/2010 |  | 07/01/2014
Lightolier | Sunrise | ZP600* | Dimmer | Device | True | True |  | True | True | True | True | True | True | True | True | False | [9 empty] | Non Federally-Regulated | 04/25/2013 |  | 07/01/2014
Cooper Wiring Devices | Skye | SI061-** | Dimmer | Device | True | True |  | True | True | True | True | True | True | True | True | False | [9 empty] | Non Federally-Regulated | 12/29/2010 |  | 07/01/2014
Lutron Electronics Co., Inc. | HomeWorks QS | HQRD-8ANS | Automatic Time Switch Control | System | True | True |  | True | True | [16 empty] | Non Federally-Regulated | 07/10/2012 |  | 07/01/2014
Hubbell Building Automation | Hubbell Building Automation | LXPSPC* | Photosensor / Photocontrol Dev | System | True | True |  | False | False | [16 empty] | Non Federally-Regulated | 03/26/2010 |  | 02/04/2014
Intermatic, Inc. | Grasslin | LM2-I-120-LS1 | Automatic Daylighting Control | Device | True | True | True | True | False |  |  | False |  |  | True | True |  | True | [7 empty] | Non Federally-Regulated | 01/20/2010 |  | 07/01/2014
Distech Controls | Distech Controls | ECL-VAV-N + EC-LIGHT-SCHEDULER | Astronomical Time Switch Contr | System | True | True |  | True | True | True | True | True | True | True | [11 empty] | Non Federally-Regulated | 08/07/2012 |  | 07/01/2014
Lutron Electronics Co., Inc. | Microwatt | MW-PS-** | Automatic Daylighting Control |  | True | True | False | True | False |  | False |  | False |  | True | True | False |  |  | True | [5 empty] | Non Federally-Regulated | 09/19/2005 |  | 01/07/2010
Cooper Controls | Greengate | OMC-U-0501-32-R | Ultrasonic Occupant / Motion S |  | True | True |  | True | True | True | True | True | [13 empty] | Non Federally-Regulated | 11/07/2008 |  | 01/07/2010
Hubbell Incorporated | H-Moss | 257-151-SWA (700) | Occupant / Motion / Vacancy Se |  | False | False |  | True | [17 empty] | Non Federally-Regulated | 04/01/1988 |  | 04/06/1998
PLC Multipoint, Inc. | WattStopper | HPCU | Automatic Daylighting Control |  | True | False |  | True | False |  | True | False | [8 empty] | True |  |  |  |  | Non Federally-Regulated | 10/01/2001 |  | 01/07/2010
Sensor Switch, Inc. | Sensor Switch | RMR-PDT-2P-********* | Occupant / Motion / Vacancy Se |  | True | True |  | True | [17 empty] | Non Federally-Regulated | 11/20/2008 |  | 01/07/2010
Leviton Manufacturing Co., Inc. | Leviton | OSS10-I** | Occupant / Motion / Vacancy Se | Device | True | True |  | True | True | False | False |  |  |  |  | False | [9 empty] | Non Federally-Regulated | 03/04/2010 |  | 07/01/2014
Lutron Electronics Co., Inc. | Homeworks | HRD-10ND*** | Automatic Time Switch Control | System | True | True |  | True | True | [16 empty] | Non Federally-Regulated | 01/20/2010 |  | 07/01/2014
Lutron Electronics Co., Inc. | Softswitch 48 | XPS16-******-** | Occupant / Motion / Vacancy Se |  | True | True |  | True | [17 empty] | Non Federally-Regulated | 09/12/2003 |  | 09/19/2005
Siemens Energy & Automation | Siemens Energy & Automation | 5WG1 704-8XJ32 | Automatic Time Switch Control |  | True | True |  | True | True | [8 empty] | True | True | True | [5 empty] | Non Federally-Regulated | 12/19/2005 |  | 01/07/2010
Leviton Manufacturing Co., Inc. | Leviton | VPM06 | Dimmer | Device | True | True |  | True | True | True | True | False |  |  |  | False | [9 empty] | Non Federally-Regulated | 11/12/2010 |  | 07/01/2014
PCI Lighting Controls | Switchkeeper | SWITCHKEEPER | Automatic Daylighting Control |  | True | True |  | True | False |  | True | False | [8 empty] | True |  |  |  |  | Non Federally-Regulated | 10/19/2001 |  | 04/10/2008
Leviton Manufacturing Co., Inc. | Leviton | AWSMT-H** | Dimmer | Device | True | True |  | True | True | True | True | False |  |  |  | False | [9 empty] | Non Federally-Regulated | 12/16/2010 |  | 07/01/2014
Marlin Controls, Inc. | Marlin Controls | HERCULES DUAL RELAY BOARD | Automatic Time Switch Control | System | True | True |  | True | True | [16 empty] | Non Federally-Regulated | 01/23/2012 |  | 07/01/2014
Siemens Energy & Automation | Siemens Energy & Automation | 5WG1 704-8XH12 | Automatic Time Switch Control |  | True | True |  | True | True | [8 empty] | True | True | True | [5 empty] | Non Federally-Regulated | 12/19/2005 |  | 01/07/2010
Lutron Electronics Co., Inc. | Lutron | LCP4-******************* | Automatic Time Switch Control | System | True | True |  | True | True | [16 empty] | Non Federally-Regulated | 12/28/2009 |  | 07/01/2014
Tork | Tork | DGU100 | Automatic Time Switch Control | Device | True | True |  | True | True | [16 empty] | Non Federally-Regulated | 04/28/2010 |  | 11/12/2013
WattStopper, Inc. | WattStopper | FSL505 | Ultrasonic Occupant / Motion S |  | True | True |  | True | True | True | True | True |  |  |  |  | False | True | True | False | True | False |  |  |  | Non Federally-Regulated | 02/14/2008 |  | 01/07/2010
Convia, Inc., A Herman Miller Co. | Convia | GSE-SCD-WH | Dimmer | System | True | True | True | True | True | True | True | True | True | True | True | True | [9 empty] | Non Federally-Regulated | 03/04/2010 |  | 07/01/2014
Vantage Controls, Inc. | Vantage Controls, Inc. | CLLDRR100 | Astronomical Time Switch Contr | System | True | True |  | True | True | True | True | True | True | True | [11 empty] | Non Federally-Regulated | 03/23/2010 |  | 07/01/2014
Blue Ridge Technologies | Blue Ridge Technologies | SCUI8-** | Automatic Time Switch Control | System | True | True |  | True | True | [16 empty] | Non Federally-Regulated | 07/23/2013 |  | 07/01/2014
WattStopper, Inc. | WattStopper | LIB8-*-*-*-* | Automatic Time Switch Control | Device | True | True |  | True | True | [16 empty] | Non Federally-Regulated | 08/03/2010 |  | 07/01/2014
Siemens Energy & Automation | Siemens Energy & Automation | 5WG1 705-8XD25 | Automatic Time Switch Control |  | True | True |  | True | True | [8 empty] | True | True | True | [5 empty] | Non Federally-Regulated | 12/19/2005 |  | 01/07/2010
Marlin Controls, Inc. | Unistar II | SPPHC | Multi-Level Astronomical Time |  | True | True |  | True | True | True | True | True | True | True |  |  |  |  | True | [6 empty] | Non Federally-Regulated | 02/06/2006 |  | 01/07/2010
Lutron Electronics Co., Inc. | Softswitch 128 | XPS36-******-** | Automatic Daylighting Control |  | True | True | True | True | False |  | False |  | False |  | True | False |  | True |  | False | [5 empty] | Non Federally-Regulated | 09/19/2005 |  | 01/07/2010
Lutron Electronics Co., Inc. | Softswitch 48 | XPS44-******-** | Occupant / Motion / Vacancy Se |  | True | True |  | True | [17 empty] | Non Federally-Regulated | 09/12/2003 |  | 09/19/2005
Echoflex Solutions, Inc. | Echoflex | ERM-FL*-*** | Manual-On Occupant Sensor | System | True | True |  | True | True | False | True | True | False |  |  |  |  | False | [7 empty] | Non Federally-Regulated | 10/28/2013 |  | 07/01/2014
Leviton Manufacturing Co., Inc. | Leviton | MDS10-ID* | Occupant / Motion / Vacancy Se | Device | True | True |  | True | True | False | False |  |  |  |  | False | [9 empty] | Non Federally-Regulated | 04/14/2011 |  | 07/01/2014
Intermatic, Inc. | Gasmaster | FM2D50-240 | Automatic Time Switch Control | Device | True | True | True | False | [17 empty] | Non Federally-Regulated | 07/17/2014 |  | 08/05/2014
Lutron Electronics Co., Inc. | Digital Microwatt | DMWPLP**-******-** | Automatic Time Switch Control |  | True | True |  | True | True | [16 empty] | Non Federally-Regulated | 09/12/2003 |  | 09/19/2005
Intermatic, Inc. | Gasmaster | PC1-digi20-277-LS2 | Photosensor / Photocontrol Dev | Device | True | True | True | [18 empty] | Non Federally-Regulated | 07/17/2014 |  | 08/05/2014
Lutron Electronics Co., Inc. | Lutron | LXLV-103PL****** | Dimmer | Device | True | True |  | True | True | True | True | True | True | True | True | False | [9 empty] | Non Federally-Regulated | 04/28/2010 |  | 07/01/2014
Eaton Corp. | Pow-R-Command | PRC3000 | Automatic Time Switch Control | Device | True | True |  | True | True | [16 empty] | Non Federally-Regulated | 09/21/2009 |  | 01/07/2010
Lutron Electronics Co., Inc. | Grafik 5000 | GR5MXIMP | Occupant / Motion / Vacancy Se |  | True | True |  | True | [17 empty] | Non Federally-Regulated | 05/09/2000 |  | 09/19/2005
CentraLite Systems, Inc. | CentraLite Systems, Inc. | Elite | Automatic Daylighting Control |  | True | True | True | True | True | True | False |  | True | True | True | False | True | True | True | True |  | False |  |  |  | Non Federally-Regulated | 10/16/2007 |  | 01/07/2010
Lutron Electronics Co., Inc. | Radio RA | RA-6ND*** | Dimmer | System | True | True |  | True | True | True | True | False |  |  |  | False | [9 empty] | Non Federally-Regulated | 12/17/2009 |  | 01/21/2014
Intermatic, Inc. | Grasslin | PC1-digi20-120-LS1+ E200 | Photosensor / Photocontrol Dev | Device | True | True |  | False | False | [16 empty] | Non Federally-Regulated | 01/20/2010 |  | 07/01/2014
Vantage Controls, Inc. | Vantage Controls, Inc. | DS32* | Dimmer | System | True | True | True | True | False |  | True | False |  |  |  | True | [9 empty] | Non Federally-Regulated | 04/28/2010 |  | 07/01/2014
Lutron Electronics Co., Inc. | Softswitch 128 | XPS44-******-** | Astronomical Time Switch Contr |  | True | True |  | True | True | True | True | True | True | True | [11 empty] | Non Federally-Regulated | 09/19/2005 |  | 01/07/2010
Siemens Energy & Automation | Siemens Energy & Automation | 5WG1 705-8XA46 | Automatic Time Switch Control |  | True | True |  | True | True | [8 empty] | True | True | True | [5 empty] | Non Federally-Regulated | 12/19/2005 |  | 01/07/2010
Leviton Manufacturing Co., Inc. | Leviton | IPI06 | Dimmer | Device | True | True |  | True | True | True | True | False |  |  |  | False | [9 empty] | Non Federally-Regulated | 11/12/2010 |  | 07/01/2014
Lutron Electronics Co., Inc. | Homeworks | HRD-5NE-** | Multi-Level Astronomical Time | System | True | True |  | True | True | True | True | True | True | True | [11 empty] | Non Federally-Regulated | 01/20/2010 |  | 07/01/2014
Lutron Electronics Co., Inc. | Homeworks | HW-RPM-4R | Automatic Time Switch Control |  | True | True |  | True | True | [16 empty] | Non Federally-Regulated | 08/13/2007 |  | 01/07/2010
Starfield Controls, Inc. | Starfield Controls, Inc. | TR402 | Automatic Time Switch Control |  | True | True |  | True | True | [16 empty] | Non Federally-Regulated | 02/19/2008 |  | 01/07/2010
Hubbell Building Automation | Hubbell Building Automation | OMNIDIA | Occupant / Motion / Vacancy Se |  | True | True |  | True | [17 empty] | Non Federally-Regulated | 05/20/2004 |  | 01/07/2010
Matsushita / Honeywell | Honeywell | 2WIRE/2WAY/W7010 | Automatic Time Switch Control |  | True | True |  | True | True | [16 empty] | Non Federally-Regulated | 08/11/1992 |  | 01/07/2010
WattStopper, Inc. | WattStopper | EN205277 | Occupant / Motion / Vacancy Se |  | True | False |  | True | [17 empty] | Non Federally-Regulated | 03/10/2000 |  | 01/07/2010
Lutron Electronics Co., Inc. | Softswitch 128 | XPS16-******-** | Multi-Level Daylighting Contro |  | True | True |  | True | True | True | True | [14 empty] | Non Federally-Regulated | 09/19/2005 |  | 01/07/2010
PLC Multipoint, Inc. | WattStopper | HPCSKY | Photosensor / Photocontrol Dev |  | True | False |  | True | [17 empty] | Non Federally-Regulated | 10/01/2001 |  | 01/07/2010
Lumisys | Lumisys | E-LINK | Automatic Time Switch Control |  | True | True |  | True | True | [16 empty] | Non Federally-Regulated | 05/25/2007 |  | 01/07/2010
Vantage Controls, Inc. | Vantage Controls, Inc. | IC-36** | Automatic Time Switch Control | System | True | True |  | True | True | [16 empty] | Non Federally-Regulated | 03/23/2010 |  | 07/01/2014
Lutron Electronics Co., Inc. | Lutron | CCP-**********-******-**-CGP*** | Occupant / Motion / Vacancy Se | System | True | True |  | True | True | True | False |  |  |  |  | False | [9 empty] | Non Federally-Regulated | 07/10/2012 |  | 07/01/2014
Tork | Tork | DZS200A | Automatic Time Switch Control |  | True | True |  | True | True | [16 empty] | Non Federally-Regulated | 08/06/1996 |  | 01/07/2010
Gentec, Inc. | Kameleon | K4-16-PA-S* | Automatic Time Switch Control | System | True | True |  | True | True | [16 empty] | Non Federally-Regulated | 01/20/2012 |  | 07/01/2014
Heath Co. | Heath | WS-850-W | Occupant / Motion / Vacancy Se |  | True | True |  | True | [17 empty] | Non Federally-Regulated | 04/02/1993 |  | 01/07/2010
Convia, Inc., A Herman Miller Co. | Convia | GSE-DCC-03 | Automatic Daylighting Control |  | True | True | True | True | True | True | True | True | True | True | True | True | True | True | True | True |  | True |  |  |  | Non Federally-Regulated | 03/20/2009 |  | 01/07/2010
Legrand / Wiremold | WattStopper | NVHUBC | Automatic Time Switch Control | System | True | True |  | True | True | [16 empty] | Non Federally-Regulated | 03/23/2010 |  | 07/01/2014
Vantage Controls, Inc. | Vantage Controls, Inc. | DRD4-* | Dimmer | System | True | True |  | True | True | True | True | False |  |  |  | False | [9 empty] | Non Federally-Regulated | 03/23/2010 |  | 07/01/2014
PLC Multipoint, Inc. | PLC Multipoint | LCP2 | Automatic Time Switch Control |  | True | True |  | True | True | [16 empty] | Non Federally-Regulated | 07/19/2006 |  | 01/07/2010
Sensor Switch, Inc. | Sensor Switch | nCM-9-******** | Occupant / Motion / Vacancy Se |  | True | True |  | True | [17 empty] | Non Federally-Regulated | 11/20/2008 |  | 01/07/2010
Tork | Tork | DIN101B (120VAC) | Automatic Time Switch Control |  | True | True |  | True | True | [16 empty] | Non Federally-Regulated | 03/22/2001 |  | 01/07/2010
Tork | Tork | K600Z | Multi-Level Astronomical Time | Device | True | True |  | True | True | True | True | True | True | True | [11 empty] | Non Federally-Regulated | 04/28/2010 |  | 07/01/2014
Leviton Manufacturing Co., Inc. | Leviton | MDI10 | Dimmer | Device | True | True |  | True | True | True | True | False |  |  |  | False | [9 empty] | Non Federally-Regulated | 11/12/2010 |  | 07/01/2014
Swylite Corp. | Swylite Corp. | LST700+ | Automatic Time Switch Control | Device | True | True |  | True | True | [16 empty] | Non Federally-Regulated | 05/19/2010 |  | 07/01/2014
Intermatic, Inc. | Grasslin | LM2-O-277-LS2 | Photosensor / Photocontrol Dev |  | True | True |  | True | [17 empty] | Non Federally-Regulated | 11/10/2008 |  | 01/07/2010
Douglas Lighting Controls | Douglas | WSP-3414-*** | Automatic Daylighting Control | System | True | True | True | True | True | True | True | True | True | True | True | True |  | True | [7 empty] | Non Federally-Regulated | 07/21/2011 |  | 07/01/2014
Lighting Control & Design | Lighting Control & Design | GR41**/**SLAVE******* | Multi-Level Daylighting Contro |  | True | True |  | True | True | True | True | [14 empty] | Non Federally-Regulated | 06/22/2005 |  | 12/28/2009
Unenco, Inc. / Univ. Energy | UEC | SOM-1000-B | Occupant / Motion / Vacancy Se |  | True | True |  | True | [17 empty] | Non Federally-Regulated | 10/06/1992 |  | 01/07/2010
Lithonia Lighting | SwitchPak | SPAK 8S 120/277 | Multi-Level Astronomical Time |  | True | True |  | True | True | True | True | True | True | True |  |  |  | True | True | True | [5 empty] | Non Federally-Regulated | 07/24/2006 |  | 01/07/2010
WattStopper, Inc. | WattStopper | RD-250-* | Occupant / Motion / Vacancy Se | No Match | True | True |  | True | [8 empty] | True | True | True | True | True | False |  |  |  | Non Federally-Regulated | 08/04/2009 |  | 01/07/2010
Paragon Electric Co. | Paragon | EC77/140/120/240V | Automatic Time Switch Control |  | True | True |  | True | True | [16 empty] | Non Federally-Regulated | 11/23/1992 |  | 01/21/1999
Hubbell Incorporated | H-Moss | WSS1200W | Occupant / Motion / Vacancy Se |  | True | True |  | True | [17 empty] | Non Federally-Regulated | 06/01/1998 |  | 01/07/2010
Sensor Switch, Inc. | Sensor Switch | nRMR PDT 9 2P****** | Occupant / Motion / Vacancy Se | System | True | True |  | True | True | False | False |  |  |  |  | False | [9 empty] | Non Federally-Regulated | 04/28/2010 |  | 07/01/2014
Tridonic | Tridonic | 24135913 DALIBM3P20 | Automatic Time Switch Control |  | True | True |  | True | True | [16 empty] | Non Federally-Regulated | 08/22/2003 |  | 01/07/2010
Cooper Wiring Devices | Greengate | OSW-P-0451-D347 | Occupant / Motion / Vacancy Se |  | True | True |  | True | [8 empty] | True | True | True | True | False | False |  |  |  | Non Federally-Regulated | 04/10/2008 |  | 11/07/2008
Enerlites, Inc. | Enerlites, Inc. | MPC-50L-DC | Multi-Level Occupant Sensor | System | True | True | True | True | True | True | True | True | True | True | True | True |  | False | [7 empty] | Non Federally-Regulated | 11/22/2013 |  | 07/01/2014
Siemens Energy & Automation | Siemens Energy & Automation | 5WG1 705-8XA16 | Automatic Time Switch Control |  | True | True |  | True | True | [8 empty] | True | True | True | [5 empty] | Non Federally-Regulated | 12/19/2005 |  | 01/07/2010
Lutron Electronics Co., Inc. | Lutron | DVLV-10P******** | Dimmer | Device | True | True |  | True | True | True | True | False |  |  |  | False | [9 empty] | Non Federally-Regulated | 12/28/2009 |  | 01/21/2014
Intermatic, Inc. | Intermatic | ET70215CR24 | Astronomical Time Switch Contr |  | True | True |  | True | True | True | True | True | True | True |  |  |  | True | False | False | [5 empty] | Non Federally-Regulated | 06/29/2006 |  | 01/07/2010
Lutron Electronics Co., Inc. | Digital Microwatt | DMW-SVR-* | Automatic Time Switch Control |  | True | True |  | True | True | [16 empty] | Non Federally-Regulated | 09/12/2003 |  | 09/19/2005
Distech Controls | Distech Controls | EC-Light-32* | Astronomical Time Switch Contr | Device | True | True |  | True | True | True | True | True | True | True | [11 empty] | Non Federally-Regulated | 08/07/2012 |  | 07/01/2014
Leviton Manufacturing Co., Inc. | Leviton | ODWWV-I** | Occupant / Motion / Vacancy Se |  | True | True |  | True | [17 empty] | Non Federally-Regulated | 05/24/2000 |  | 01/07/2010
Lutron Electronics Co., Inc. | Grafik 6000 | GR6MXINP | Automatic Daylighting Control |  | True | True |  | True | False |  | False | [9 empty] | True |  |  |  |  | Non Federally-Regulated | 03/12/1997 |  | 09/19/2005
Lightolier | Prospec | 37S99** | Track Lighting Integral Curren | System | True | True |  | True | True | True | True | True | [13 empty] | Non Federally-Regulated | 06/06/2011 |  | 07/01/2014
Legrand / Pass & Seymour | Legrand / Pass & Seymour | LS1000P* | Dimmer | Device | True | True |  | True | True | True | True | False |  |  |  | False | [9 empty] | Non Federally-Regulated | 12/23/2010 |  | 07/01/2014
Sensia | LCP2000 | LCP2000 | Automatic Time Switch Control |  | True | True |  | True | True | [16 empty] | Non Federally-Regulated | 11/02/2001 |  | 11/09/2001
Legrand / Wiremold | WattStopper | CE2KC SERIES | Automatic Daylighting Control | System | True | True | True | True | True | True | True | True | True | True | True | True |  | True | [7 empty] | Non Federally-Regulated | 03/23/2010 |  | 07/01/2014
Lutron Electronics Co., Inc. | Grafik Eye | GRX-4502-*-** | Automatic Time Switch Control |  | True | True |  | True | True | [16 empty] | Non Federally-Regulated | 05/09/2000 |  | 09/19/2005
Enerlites, Inc. | Enerlites, Inc. | MPC-50V | Multi-Level Occupant Sensor | System | True | True | True | True | True | True | True | True | True | True | True | True |  | False | [7 empty] | Non Federally-Regulated | 08/18/2011 |  | 07/01/2014
Leviton Manufacturing Co., Inc. | Leviton | mzn22-*02 | Automatic Daylighting Control |  | True | True | False | True | True | True | False |  | True | True | True | True | False |  |  | True |  | True |  |  |  | Non Federally-Regulated | 09/14/2006 |  | 01/07/2010
Hubbell Building Automation | Hubbell Building Automation | SIMLXIN1600 | Automatic Time Switch Control |  | True | True |  | True | True | [16 empty] | Non Federally-Regulated | 05/20/2004 |  | 01/07/2010
Pass & Seymour / Legrand | Rex | 3685 | Automatic Time Switch Control |  | True | True |  | True | True | [16 empty] | Non Federally-Regulated | 02/09/1995 |  | 01/07/2010
WattStopper, Inc. | WattStopper | PW-100-* | Occupant / Motion / Vacancy Se |  | True | True |  | True | [17 empty] | Non Federally-Regulated | 02/14/2008 |  | 01/07/2010
Tork | Tork | DTS200B | Automatic Time Switch Control | Device | True | True |  | True | True | [16 empty] | Non Federally-Regulated | 04/28/2010 |  | 07/01/2014
Leviton Manufacturing Co., Inc. | Leviton | R24MD-*** | Occupant / Motion / Vacancy Se | System | True | True |  | True | True | False | True | True | True | True | True | False | [9 empty] | Non Federally-Regulated | 03/04/2010 |  | 07/01/2014
Legrand / Wiremold | WattStopper | GSE-IRH-WH | Automatic Time Switch Control | System | True | True |  | True | True | [16 empty] | Non Federally-Regulated | 03/23/2010 |  | 07/01/2014
Tork | Tork | DZS100-24 (24VAC) | Automatic Time Switch Control |  | True | True |  | True | True | [16 empty] | Non Federally-Regulated | 06/08/1993 |  | 04/27/2006
Lutron Electronics Co., Inc. | Lutron | LXLV-603PL****** | Dimmer | Device | True | True |  | True | True | True | True | True | True | True | True | False | [9 empty] | Non Federally-Regulated | 04/28/2010 |  | 07/01/2014
Lighting Control & Design | Lighting Control & Design | GR14**/****DTC*********** | Automatic Time Switch Control |  | True | True |  | True | True | [8 empty] | True | True | True | [5 empty] | Non Federally-Regulated | 06/22/2005 |  | 12/28/2009
Lutron Electronics Co., Inc. | Sensors | MOS-CM2W-15-WH | Ultrasonic Occupant / Motion S |  | True | True |  | True | True | True | True | True |  |  |  |  | True | True | True |  | True |  |  |  |  | Non Federally-Regulated | 09/23/2005 |  | 01/07/2010
Leviton Manufacturing Co., Inc. | Leviton | 6777-*** | Occupant / Motion / Vacancy Se |  | True | True |  | True | [17 empty] | Non Federally-Regulated | 10/06/1992 |  | 04/06/1998
PLC Multipoint, Inc. | PLC Multipoint | LC4P QUASAR | Automatic Daylighting Control |  | True | True |  | True | False |  | True | False | [8 empty] | True |  |  |  |  | Non Federally-Regulated | 08/06/1992 |  | 07/19/2006
Cooper Controls | Greengate | OEC-U-1500-AF | Ultrasonic Occupant / Motion S |  | True | True |  | True | True | True | True | True | [13 empty] | Non Federally-Regulated | 11/07/2008 |  | 01/07/2010
Legrand / Wiremold | WattStopper | LRD2F | Multi-Level Astronomical Time | System | True | True |  | True | True | True | True | True | True | True | [11 empty] | Non Federally-Regulated | 03/23/2010 |  | 07/01/2014
Tork | Tork | PC20A | Occupant / Motion / Vacancy Se |  | True | True |  | True | [17 empty] | Non Federally-Regulated | 04/01/1997 |  | 07/13/2011
Tork | Tork | PC20 | Occupant / Motion / Vacancy Se |  | True | True |  | True | [17 empty] | Non Federally-Regulated | 02/08/1993 |  | 04/06/1998
Novitas, Inc. | Novitas | 01-260 | Ultrasonic Occupant / Motion S |  | True | True |  | True | True | True | True | True | [13 empty] | Non Federally-Regulated | 05/01/2001 |  | 09/06/2005
Signify North America Corporation | Sunrise | SR150LED120 | Dimmer | Device | True | True |  | True | True | True | True | False |  |  |  | False | [9 empty] | Non Federally-Regulated | 10/03/2013 |  | 07/01/2014
WattStopper, Inc. | WattStopper | LS10 | Photosensor / Photocontrol Dev |  | True | False |  | True | [17 empty] | Non Federally-Regulated | 06/29/1993 |  | 01/07/2010
Lighting Control & Design | Lighting Control & Design | GR24**/**SLAVE******* | Multi-Level Astronomical Time |  | True | True |  | True | True | True | True | True | True | True |  |  |  | True | True | True | [5 empty] | Non Federally-Regulated | 06/22/2005 |  | 12/28/2009
Marlin Controls, Inc. | Unistar II | HERCULESRCS | Automatic Time Switch Control |  | True | True |  | True | True | [8 empty] | True | True | True | [5 empty] | Non Federally-Regulated | 02/06/2006 |  | 01/07/2010
Intelligent Lighting Controls, Inc. | Apprentice II | 930025** | Astronomical Time Switch Contr | System | True | True |  | True | True | True | True | True | True | True | [11 empty] | Non Federally-Regulated | 02/09/2010 |  | 07/01/2014
Siemens Energy & Automation | Siemens Energy & Automation | 5WG1 704-8XJ14 | Automatic Time Switch Control |  | True | True |  | True | True | [8 empty] | True | True | True | [5 empty] | Non Federally-Regulated | 12/19/2005 |  | 01/07/2010
Hubbell Building Automation | Hubbell Building Automation | RWSVS********* | Manual-On Occupant Sensor | Device | True | True |  | True | True | False | True | True | False |  |  |  |  | False | [7 empty] | Non Federally-Regulated | 03/26/2010 |  | 07/01/2014
Intermatic, Inc. | Intermatic | K4251 | Photosensor / Photocontrol Dev | Device | True | True |  | False | False | [16 empty] | Non Federally-Regulated | 01/20/2010 |  | 07/01/2014
Lutron Electronics Co., Inc. | Radio RA2 | RR-VCRX*** | Multi-Level Astronomical Time | System | True | True |  | True | True | True | True | True | True | True | [11 empty] | Non Federally-Regulated | 12/17/2009 |  | 07/01/2014
Siemens Energy & Automation | Siemens Energy & Automation | 5WG1 704-8XC32 | Automatic Time Switch Control |  | True | True |  | True | True | [8 empty] | True | True | True | [5 empty] | Non Federally-Regulated | 12/19/2005 |  | 01/07/2010
Siemens Energy & Automation | Siemens Energy & Automation | 5WG1 705-8XK16 | Automatic Time Switch Control |  | True | True |  | True | True | [8 empty] | True | True | True | [5 empty] | Non Federally-Regulated | 12/19/2005 |  | 01/07/2010
Lutron Electronics Co., Inc. | Centralized Lighting Control | G6-AR-****-*-120 | Occupant / Motion / Vacancy Se |  | True | True |  | True | [17 empty] | Non Federally-Regulated | 09/19/2005 |  | 01/07/2010
Lutron Electronics Co., Inc. | Lutron | G7-AR-****-*-120-******** | Astronomical Time Switch Contr | System | True | True |  | True | True | True | True | True | True | True | [11 empty] | Non Federally-Regulated | 12/28/2009 |  | 07/01/2014
Lighting Control & Design | Lighting Control & Design | GR41**/**DTC*********** | Automatic Time Switch Control | System | True | True |  | True | True | [16 empty] | Non Federally-Regulated | 12/28/2009 |  | 07/01/2014
Cooper Wiring Devices | Greengate | OMC-U-0501-R | Ultrasonic Occupant / Motion S |  | True | True |  | True | True | True | True | True |  |  |  |  | True | True | True | False | True | False |  |  |  | Non Federally-Regulated | 04/10/2008 |  | 11/07/2008
Lutron Electronics Co., Inc. | Homeworks | HS16-*********** | Astronomical Time Switch Contr | System | True | True |  | True | True | True | True | True | True | True | [11 empty] | Non Federally-Regulated | 01/20/2010 |  | 07/01/2014
Sensor Switch, Inc. | Sensor Switch | WVR 16*********** | Occupant / Motion / Vacancy Se | Device | True | True |  | True | True | False | False |  |  |  |  | False | [9 empty] | Non Federally-Regulated | 04/28/2010 |  | 07/01/2014
Energy Conservation Engineering | Passive Infrared-Visonic-Detector | FoxPIR | Occupant / Motion / Vacancy Se |  | False | False |  | True | [17 empty] | Non Federally-Regulated | 04/01/1988 |  | 04/06/1998
Intelligent Lighting Controls, Inc. | Quanta Elite | QEPCI | Photosensor / Photocontrol Dev |  | True | False |  | True | [17 empty] | Non Federally-Regulated | 02/13/2001 |  | 01/07/2010
Universal Energy Control, Inc. | Switch-O-Matic | SOM-500 | Occupant / Motion / Vacancy Se |  | False | False |  | True | [17 empty] | Non Federally-Regulated | 01/01/1989 |  | 04/06/1998
Siemens Energy & Automation | Siemens Energy & Automation | 5WG1 705-8XF06 | Automatic Time Switch Control |  | True | True |  | True | True | [8 empty] | True | True | True | [5 empty] | Non Federally-Regulated | 12/19/2005 |  | 01/07/2010
Convia, Inc., A Herman Miller Co. | Convia | GSE-RDR | Manual-On Occupant Sensor | System | True | True | True | True | True | True | True | True | True | True | True | True | True | True | True | True |  | True |  |  |  | Non Federally-Regulated | 03/04/2010 |  | 04/27/2011
Lutron Electronics Co., Inc. | Homeworks | HW-RPM-4A-120 | Multi-Level Astronomical Time | System | True | True |  | True | True | True | True | True | True | True | [11 empty] | Non Federally-Regulated | 01/20/2010 |  | 07/01/2014
Crestron Electronics | Crestron Electronics | PAC2M | Astronomical Time Switch Contr | System | True | True |  | True | True | True | True | True | True | True | [11 empty] | Non Federally-Regulated | 03/01/2010 |  | 07/01/2014
Unenco, Inc. / Univ. Energy | Unenco | C-400 | Ultrasonic Occupant / Motion S |  | True | True |  | True | True | True | True | True | [13 empty] | Non Federally-Regulated | 09/25/1992 |  | 01/07/2010
Lutron Electronics Co., Inc. | HomeWorks QS | HQRD-6ND | Automatic Time Switch Control | System | True | True |  | True | True | [16 empty] | Non Federally-Regulated | 07/10/2012 |  | 07/01/2014
Lighting Control & Design | Lighting Control & Design | GR240*IDIM*******s | Automatic Daylighting Control | System | True | True | True | True | False |  |  | True | True | True | True | True |  | True | [7 empty] | Non Federally-Regulated | 12/28/2009 |  | 07/01/2014
Sensor Switch, Inc. | Sensor Switch | RM 9***ADC******* | Automatic Daylighting Control | Device | True | True | True | True | False |  |  | True | True | True | True | True |  | True | [7 empty] | Non Federally-Regulated | 04/28/2010 |  | 07/01/2014
Starfield Controls, Inc. | Starfield Controls, Inc. | TR231* | Automatic Time Switch Control |  | True | True |  | True | True | [16 empty] | Non Federally-Regulated | 03/14/2006 |  | 01/07/2010
Lutron Electronics Co., Inc. | Grafik Eye | PAV6S-120 | Automatic Time Switch Control |  | True | True |  | True | True | [16 empty] | Non Federally-Regulated | 04/29/2004 |  | 09/19/2005
Lutron Electronics Co., Inc. | HomeWorks QS | HQRD-H | Automatic Daylighting Control | System | True | True | True | True | True | True | True | False |  |  | True | True |  | True | [7 empty] | Non Federally-Regulated | 07/10/2012 |  | 07/01/2014
Legrand / Wiremold | WattStopper | NPM12F | Multi-Level Astronomical Time | System | True | True |  | True | True | True | True | True | True | True | [11 empty] | Non Federally-Regulated | 03/23/2010 |  | 07/01/2014
INNCOM by Honeywell | Novar | k070213jp005 | Automatic Daylighting Control |  | True | True | False | True | True | True | False |  | True | True | True | True | False |  |  | True |  | True |  |  |  | Non Federally-Regulated | 09/19/2007 |  | 01/07/2010
Cooper Controls | Greengate | CKM-**-**-**-**-S-**-****-*** | Automatic Time Switch Control | System | True | True |  | True | True | [16 empty] | Non Federally-Regulated | 04/15/2011 |  | 07/01/2014
Douglas Lighting Controls | Douglas | LITEPAK | Automatic Time Switch Control |  | True | True |  | True | True | [16 empty] | Non Federally-Regulated | 06/25/2001 |  | 10/31/2005
WattStopper, Inc. | WattStopper | EN205120 | Occupant / Motion / Vacancy Se |  | True | False |  | True | [17 empty] | Non Federally-Regulated | 03/10/2000 |  | 01/07/2010
PCI Lighting Controls | Watchkeeper | WATCHKEEPER 16 | Automatic Daylighting Control |  | True | True |  | True | False |  | True | False | [8 empty] | True |  |  |  |  | Non Federally-Regulated | 10/19/2001 |  | 04/10/2008
Sensor Switch, Inc. | Sensor Switch | LWSH-RR7-* | Occupant / Motion / Vacancy Se |  | True | True |  | True | [17 empty] | Non Federally-Regulated | 11/19/2001 |  | 03/01/2006
Tork | Tork | DGU100-3 (277VAC) | Automatic Time Switch Control |  | True | True |  | True | True | [16 empty] | Non Federally-Regulated | 02/07/1994 |  | 01/07/2010
PLC Multipoint, Inc. | PLC Multipoint | CES/S SKYLIGHT | Photosensor / Photocontrol Dev |  | True | True |  | True | [17 empty] | Non Federally-Regulated | 07/19/2006 |  | 01/07/2010
Legrand / Wiremold | WattStopper | NPM22F | Manual-On Occupant Sensor | System | True | True | True | True | True | True | True | True | True | True | True | True | True | True | True | True |  | True |  |  |  | Non Federally-Regulated | 03/23/2010 |  | 07/01/2014
Lighting Control & Design | Lighting Control & Design | GR24**/**SLAVE******* | Astronomical Time Switch Contr |  | True | True |  | True | True | True | True | True | True | True |  |  |  | True | True | True | [5 empty] | Non Federally-Regulated | 06/22/2005 |  | 12/28/2009
Litetouch, Inc. | Litetouch, Inc. | SLM-*-** | Automatic Time Switch Control |  | True | True |  | True | True | [16 empty] | Non Federally-Regulated | 09/29/2003 |  | 01/07/2010
Tork | Tork | PS1000 | Occupant / Motion / Vacancy Se |  | True | True |  | True | [17 empty] | Non Federally-Regulated | 02/07/1994 |  | 04/06/1998
Unenco, Inc. / Univ. Energy | Unenco | SOM-1000-A | Occupant / Motion / Vacancy Se |  | True | True |  | True | [17 empty] | Non Federally-Regulated | 10/06/1992 |  | 01/07/2010
Electronics Diversified, Inc. | Electronics Diversified, Inc. | T12-10 | Automatic Time Switch Control |  | True | True |  | True | True | [16 empty] | Non Federally-Regulated | 01/05/2005 |  | 01/07/2010
Lutron Electronics Co., Inc. | Grafik Eye | GRX-3506-*-** | Automatic Time Switch Control |  | True | True |  | True | True | [16 empty] | Non Federally-Regulated | 05/09/2000 |  | 09/19/2005
Convia, Inc., A Herman Miller Co. | Convia | GSE-IRH-WH | Occupant / Motion / Vacancy Se | System | True | True | True | True | True | True | True | True | True | True | True | True |  | True | True | True | [5 empty] | Non Federally-Regulated | 03/04/2010 |  | 04/27/2011
Intermatic, Inc. | Intermatic | ET8215C8 | Astronomical Time Switch Contr |  | True | True |  | True | True | True | True | True | True | True |  |  |  | False | False | False | [5 empty] | Non Federally-Regulated | 07/08/2005 |  | 01/07/2010
Siemens Energy & Automation | Siemens Energy & Automation | 5WG1 705-8XF23 | Automatic Time Switch Control |  | True | True |  | True | True | [8 empty] | True | True | True | [5 empty] | Non Federally-Regulated | 12/19/2005 |  | 01/07/2010
Legrand / Wiremold | WattStopper | CNCBS | Dimmer | System | True | True | True | True | True | True | True | True | True | True | True | True | [9 empty] | Non Federally-Regulated | 03/23/2010 |  | 07/01/2014
Cooper Controls | Novitas | 01-360-PC | Occupant / Motion / Vacancy Se |  | True | True |  | True | [17 empty] | Non Federally-Regulated | 11/07/2008 |  | 01/07/2010
Legrand / Pass & Seymour | Legrand / Pass & Seymour | 90620* | Dimmer | Device | True | True |  | True | True | True | True | False |  |  |  | False | [9 empty] | Non Federally-Regulated | 12/23/2010 |  | 07/01/2014
Convia, Inc., A Herman Miller Co. | Convia | GSE-PDC-03 | Occupant / Motion / Vacancy Se | System | True | True | True | True | True | True | True | True | True | True | True | True |  | True | True | True | [5 empty] | Non Federally-Regulated | 03/04/2010 |  | 04/27/2011
CentraLite Systems, Inc. | Elegance | CLRB-24/E | Astronomical Time Switch Contr | System | True | True |  | True | True | True | True | True | True | True | [11 empty] | Non Federally-Regulated | 04/15/2011 |  | 07/01/2014
Lutron Electronics Co., Inc. | Softswitch 128 | XPS8-******-** | Photosensor / Photocontrol Dev |  | True | True |  | True | [17 empty] | Non Federally-Regulated | 09/19/2005 |  | 01/07/2010
Lightolier Controls | Insight | IHS2-6EB-120-W | Occupant / Motion / Vacancy Se |  | True | True |  | True | [17 empty] | Non Federally-Regulated | 08/27/1993 |  | 01/07/2010
Powerline Control Systems | GreenWorx | FCMD-*** | Automatic Time Switch Control | System | True | True |  | True | True | [16 empty] | Non Federally-Regulated | 09/30/2011 |  | 12/10/2013
Intermatic, Inc. | Grasslin | GMXFM1D50-I-120 | Automatic Time Switch Control |  | True | True |  | True | True | [16 empty] | Non Federally-Regulated | 10/15/2008 |  | 01/07/2010
Lutron Electronics Co., Inc. | Lutron | LP4/********************* | Automatic Time Switch Control | System | True | True |  | True | True | [16 empty] | Non Federally-Regulated | 12/28/2009 |  | 07/01/2014
Pass & Seymour / Legrand | Rex | 3793 | Automatic Time Switch Control |  | True | True |  | True | True | [16 empty] | Non Federally-Regulated | 02/09/1995 |  | 01/07/2010
Douglas Lighting Controls | Douglas Lighting Controls | WSP-2718 | Occupant / Motion / Vacancy Se | System | True | True |  | True | True | False | False |  |  |  |  | False | [9 empty] | Non Federally-Regulated | 05/28/2010 |  | 07/01/2014
PLC Multipoint, Inc. | PLC Multipoint | LCP1 | Automatic Time Switch Control | System | True | True |  | True | True | [16 empty] | Non Federally-Regulated | 03/04/2010 |  | 07/01/2014
Lutron Electronics Co., Inc. | Sensors | LOS-CDT-500-WH | Ultrasonic Occupant / Motion S |  | True | True |  | True | True | True | True | True |  |  |  |  | True | True | True |  | True |  |  |  |  | Non Federally-Regulated | 09/23/2005 |  | 01/07/2010
Lutron Electronics Co., Inc. | Homeworks | HWV-1000D-** | Occupant / Motion / Vacancy Se | System | True | True |  | True | True | False | False |  |  |  |  | False | [9 empty] | Non Federally-Regulated | 01/20/2010 |  | 07/01/2014
Tridonic | Tridonic | 24135915 DALIBM5P20 | Automatic Time Switch Control |  | True | True |  | True | True | [16 empty] | Non Federally-Regulated | 08/22/2003 |  | 01/07/2010
Siemens Energy & Automation | Siemens Energy & Automation | 5WG1 704-8XH14 | Automatic Time Switch Control |  | True | True |  | True | True | [8 empty] | True | True | True | [5 empty] | Non Federally-Regulated | 12/19/2005 |  | 01/07/2010
Lutron Electronics Co., Inc. | Lutron | DVLV-600P******* | Dimmer | Device | True | True |  | True | True | True | True | False |  |  |  | False | [9 empty] | Non Federally-Regulated | 12/28/2009 |  | 01/21/2014
Hunt Dimming | Simplicity | STS-*/SIU-* | Automatic Daylighting Control |  | True | True | False | True | True | True | True | True | True | True | True | False | False |  |  | True |  | True |  |  |  | Non Federally-Regulated | 10/18/2005 |  | 01/07/2010
Con-Tech Lighting | Regulator Series | LA-233-R**/**** | Track Lighting Integral Curren |  |  |  |  | True | True | True | True | [14 empty] | Non Federally-Regulated | 10/18/2005 |  | 01/07/2010
PLC Multipoint, Inc. | PLC Multipoint | EDS/AB | Photosensor / Photocontrol Dev |  | True | False |  | True | [17 empty] | Non Federally-Regulated | 08/06/1992 |  | 07/19/2006
Lutron Electronics Co., Inc. | Lutron | D-603PG********* | Dimmer | Device | True | True |  | True | True | True | True | True | True | True | True | False | [9 empty] | Non Federally-Regulated | 04/28/2010 |  | 07/01/2014
Leviton Manufacturing Co., Inc. | Leviton | AWSMG-E** | Dimmer | Device | True | True |  | True | True | True | True | False |  |  |  | False | [9 empty] | Non Federally-Regulated | 12/16/2010 |  | 07/01/2014
WattStopper, Inc. | WattStopper | DW-200-* | Ultrasonic Occupant / Motion S |  | True | True |  | True | True | True | True | True | [13 empty] | Non Federally-Regulated | 02/14/2008 |  | 01/07/2010
Intermatic, Inc. | Grasslin | GMX2FM2D50I-120 | Automatic Time Switch Control |  | True | True |  | True | True | [16 empty] | Non Federally-Regulated | 10/15/2008 |  | 01/07/2010
Sensor Switch, Inc. | Sensor Switch | nWV 16***** | Occupant / Motion / Vacancy Se | System | True | True |  | True | True | False | False |  |  |  |  | False | [9 empty] | Non Federally-Regulated | 04/28/2010 |  | 07/01/2014
Carrier Corp. | Carrier | 33CSVM*-32 | Automatic Time Switch Control |  | True | True |  | True | True | [16 empty] | Non Federally-Regulated | 03/12/2002 |  | 07/24/2015
Intelliswitch, S.A. de C.V. | Intelliswitch, S.A. de C.V. | IDSW 2H4-IS-277 | Multi-Level Occupant Sensor | Device | True | True | True | True | True | True | True | True | True | False | True | True |  | False | [7 empty] | Non Federally-Regulated | 03/15/2012 |  | 07/01/2014
Lutron Electronics Co., Inc. | Ecosystem | C-SR-M1-** | Photosensor / Photocontrol Dev |  | True | False |  | True | [17 empty] | Non Federally-Regulated | 01/08/2008 |  | 01/07/2010
Signify North America Corporation | Philips Lighting Electronics North America | LRM226000 | Occupant / Motion / Vacancy Se | System | True | True |  | True | True | False | True | True | True | True | True | False | [9 empty] | Non Federally-Regulated | 06/20/2011 |  | 07/01/2014
Leviton Manufacturing Co., Inc. | Leviton | OSP20-*** | Occupant / Motion / Vacancy Se | System | True | True |  | True | True | False | True | True | True | True | True | False | [9 empty] | Non Federally-Regulated | 03/04/2010 |  | 07/01/2014
Intermatic, Inc. | Grasslin | FM1D50E-24 | Automatic Time Switch Control |  | True | True |  | True | True | [16 empty] | Non Federally-Regulated | 10/15/2008 |  | 01/07/2010
Siemens Energy & Automation | Siemens Energy & Automation | 5WG1 705-8XJ11 | Automatic Time Switch Control |  | True | True |  | True | True | [8 empty] | True | True | True | [5 empty] | Non Federally-Regulated | 12/19/2005 |  | 01/07/2010
Blue Ridge Technologies | BR Series | BRZC******* | Automatic Time Switch Control | System | True | True |  | True | True | [16 empty] | Non Federally-Regulated | 08/09/2011 |  | 07/01/2014
Hubbell Incorporated | H-Moss | OS120AL | Occupant / Motion / Vacancy Se |  | True | True |  | True | [17 empty] | Non Federally-Regulated | 06/01/1998 |  | 01/07/2010
Lutron Electronics Co., Inc. | Lutron | XPS16-******************* | Multi-Level Astronomical Time | System | True | True |  | True | True | True | True | True | True | True | [11 empty] | Non Federally-Regulated | 12/28/2009 |  | 07/01/2014
Sensor Switch, Inc. | Sensor Switch | nHMB-10-2P-********* | Occupant / Motion / Vacancy Se |  | True | True |  | True | [17 empty] | Non Federally-Regulated | 11/20/2008 |  | 01/07/2010
Schneider Electric | SERP | SERPL8HS | Automatic Time Switch Control | System | True | True |  | True | True | [16 empty] | Non Federally-Regulated | 09/11/2012 |  | 07/01/2014
Lutron Electronics Co., Inc. | Lutron | AR-ENT-1******** | Dimmer | Device | True | True |  | True | True | True | True | False |  |  |  | False | [9 empty] | Non Federally-Regulated | 12/28/2009 |  | 07/01/2014
Payne Sparkman Manufacturing | Litetalk | LTCH-BM-CW-JB | Automatic Time Switch Control |  | True | True |  | True | True | [16 empty] | Non Federally-Regulated | 04/15/1999 |  | 01/07/2010
Intermatic, Inc. | Intermatic | EI235LA | Automatic Time Switch Control | Device | True | True |  | True | True | [16 empty] | Non Federally-Regulated | 01/20/2010 |  | 07/01/2014
Tork | Tork | 8002N | Automatic Time Switch Control |  | True | True |  | True | True | [16 empty] | Non Federally-Regulated | 06/03/2003 |  | 04/27/2006
Lighting Control & Design | Lighting Control & Design | GR2400ACC-***PCC3*** | Photosensor / Photocontrol Dev |  | True | True |  | True | [17 empty] | Non Federally-Regulated | 06/22/2005 |  | 12/28/2009
Lutron Electronics Co., Inc. | Lutron | V-1000********** | Dimmer | Device | True | True |  | True | True | True | True | False |  |  |  | False | [9 empty] | Non Federally-Regulated | 12/28/2009 |  | 01/21/2014
Siemens Energy & Automation | Siemens Energy & Automation | 5WG1 703-8XE32 | Automatic Time Switch Control |  | True | True |  | True | True | [8 empty] | True | True | True | [5 empty] | Non Federally-Regulated | 12/19/2005 |  | 01/07/2010
Powerline Communications | Watchkeeper | WATCHKEEPER 16 | Automatic Daylighting Control |  | True | True |  | True | False |  | True | False | [8 empty] | True |  |  |  |  | Non Federally-Regulated | 08/06/1992 |  | 10/19/2001
Legrand / Pass & Seymour | Legrand / Pass & Seymour | CDFB16* | Dimmer | Device | True | True |  | True | True | True | True | False |  |  |  | False | [9 empty] | Non Federally-Regulated | 12/23/2010 |  | 07/01/2014
Sensor Switch, Inc. | Sensor Switch | nCM-9-2P-***** | Occupant / Motion / Vacancy Se |  | True | True |  | True | [17 empty] | Non Federally-Regulated | 11/20/2008 |  | 01/07/2010
Cooper Controls | Greengate | CK4 277** | Manual-On Occupant Sensor | System | True | True | True | True | True | True | True | True | True | True | True | True |  | False | [7 empty] | Non Federally-Regulated | 04/15/2011 |  | 05/16/2011
Cooper Controls | Novitas | 01-DL441* | Multi-Level Occupant Sensor | Device | True | True | True | True | True | False | True | True | False | True | True | True |  | False | [7 empty] | Non Federally-Regulated | 07/22/2010 |  | 07/01/2014
Siemens Energy & Automation | Siemens Energy & Automation | 5WG1 704-8XE34 | Automatic Time Switch Control |  | True | True |  | True | True | [8 empty] | True | True | True | [5 empty] | Non Federally-Regulated | 12/19/2005 |  | 01/07/2010
Tork | Tork | EW120B | Automatic Time Switch Control |  |  |  |  | True | True | [16 empty] | Non Federally-Regulated | 04/06/2007 |  | 01/07/2010
Schneider Electric | Schneider Electric | SLC5031PEWP | Photosensor / Photocontrol Dev | System | True | True |  | False | False | [16 empty] | Non Federally-Regulated | 10/31/2013 |  | 07/01/2014
Tork | Tork | K401Z | Astronomical Time Switch Contr |  |  |  |  | True | True | True | True | True | True | True | [11 empty] | Non Federally-Regulated | 04/27/2006 |  | 01/07/2010
ILC Enercon Corp. | ILC Enercon | ILC1000-** | Automatic Time Switch Control |  | True | True |  | True | True | [16 empty] | Non Federally-Regulated | 08/27/1992 |  | 01/29/2001
Legrand / Pass & Seymour | Legrand / Pass & Seymour | PTWSP250* | Occupant / Motion / Vacancy Se | Device | True | True |  | True | True | False | False |  |  |  |  | False | [9 empty] | Non Federally-Regulated | 12/23/2010 |  | 07/01/2014
Legrand / Wiremold | WattStopper | FSN-BSI | Automatic Daylighting Control | System | True | True | True | True | True | True | True | True | True | True | True | True |  | True | [7 empty] | Non Federally-Regulated | 03/23/2010 |  | 07/01/2014
Sensor Switch, Inc. | Sensor Switch | nCMB-ADC-**-** | Automatic Daylighting Control |  | True | True | True | True | False |  | True | True | True | True | True | True | True | True | True | True |  | True |  |  |  | Non Federally-Regulated | 11/20/2008 |  | 01/07/2010
Legrand / Wiremold | WattStopper | LRD1B | Occupant / Motion / Vacancy Se | System | True | True | True | True | True | True | True | True | True | True | True | True |  | True | True | True | [5 empty] | Non Federally-Regulated | 03/23/2010 |  | 07/01/2014
Lithonia Lighting | Panelmax Series | RC PC A S | Automatic Daylighting Control |  | True | True |  | True | False |  | True | False | [8 empty] | True |  |  |  |  | Non Federally-Regulated | 12/13/1994 |  | 01/07/2010
PLC Multipoint, Inc. | PLC Multipoint | LCP1 | Automatic Daylighting Control |  | True | True | True | True | False |  | True | True | True | True | True | True |  | True | False | False | [5 empty] | Non Federally-Regulated | 07/31/2006 |  | 01/07/2010
Legrand / Pass & Seymour | Legrand / Pass & Seymour | CD1603P* | Dimmer | Device | True | True |  | True | True | True | True | True | True | True | True | False | [9 empty] | Non Federally-Regulated | 09/14/2012 |  | 07/01/2014
Intermatic, Inc. | Grasslin | FM1D50E-240 | Automatic Time Switch Control |  | True | True |  | True | True | [16 empty] | Non Federally-Regulated | 10/15/2008 |  | 01/07/2010
Lutron Electronics Co., Inc. | Lutron | GRX-IO | Automatic Daylighting Control | System | True | True | True | True | True | True | True | True | True | True | True | True |  | True | [7 empty] | Non Federally-Regulated | 04/28/2010 |  | 07/01/2014
Marlin Controls, Inc. | Unistar II | HERCULESRCSPHC | Multi-Level Astronomical Time |  | True | True |  | True | True | True | True | True | True | True |  |  |  |  | True | [6 empty] | Non Federally-Regulated | 02/06/2006 |  | 01/07/2010
Lutron Electronics Co., Inc. | Microwatt | MW-LC | Automatic Daylighting Control |  | True | True |  | True | True | True | True | True | [8 empty] | True |  |  |  |  | Non Federally-Regulated | 03/29/1993 |  | 04/06/1998
Heath Co. | Heath | HW-50-5 | Occupant / Motion / Vacancy Se |  | True | True |  | True | [17 empty] | Non Federally-Regulated | 06/03/1994 |  | 01/07/2010
Lutron Electronics Co., Inc. | Lutron | GP32-******************* | Astronomical Time Switch Contr | System | True | True |  | True | True | True | True | True | True | True | [11 empty] | Non Federally-Regulated | 12/28/2009 |  | 07/01/2014
Sensor Switch, Inc. | Sensor Switch | WSD SA************** | Manual-On Occupant Sensor | Device | True | True |  | True | True | False | True | True | False |  |  |  |  | False | [7 empty] | Non Federally-Regulated | 04/28/2010 |  | 07/01/2014
Vantage Controls, Inc. | Vantage Controls, Inc. | CLMERS100 | Automatic Time Switch Control | System | True | True |  | True | True | [16 empty] | Non Federally-Regulated | 03/23/2010 |  | 07/01/2014
Siemens Energy & Automation | Siemens Energy & Automation | 5WG1 704-8XH42 | Automatic Time Switch Control |  | True | True |  | True | True | [8 empty] | True | True | True | [5 empty] | Non Federally-Regulated | 12/19/2005 |  | 01/07/2010
Cooper Controls | Novitas | 01-250* | Occupant / Motion / Vacancy Se | Device | True | True |  | True | True | False | True | True | True | True | True | False | [9 empty] | Non Federally-Regulated | 07/22/2010 |  | 07/01/2014
Gentec, Inc. | Kameleon | K6-32-PA-S* | Multi-Level Astronomical Time | System | True | True |  | True | True | True | True | True | True | True | [11 empty] | Non Federally-Regulated | 01/20/2012 |  | 07/01/2014
Lutron Electronics Co., Inc. | Homeworks | HW-RPM-4R | Astronomical Time Switch Contr | System | True | True |  | True | True | True | True | True | True | True | [11 empty] | Non Federally-Regulated | 01/20/2010 |  | 07/01/2014
Profile Systems LLC | Profile Systems | PROFILE P1802 | Automatic Time Switch Control |  | True | True |  | True | True | [16 empty] | Non Federally-Regulated | 11/06/2002 |  | 02/18/2005
Intermatic, Inc. | Gasmaster | GMXFM1D50-I-12 | Automatic Time Switch Control | Device | True | True | True | False | [17 empty] | Non Federally-Regulated | 07/17/2014 |  | 08/05/2014
Leviton Manufacturing Co., Inc. | Leviton | ODS15-ID* | Occupant / Motion / Vacancy Se | Device | True | True |  | True | True | False | False |  |  |  |  | False | [9 empty] | Non Federally-Regulated | 03/04/2010 |  | 07/01/2014
Lutron Electronics Co., Inc. | Centralized Lighting Control | G5-AR-****-*-120 | Photosensor / Photocontrol Dev |  | True | True |  | True | [17 empty] | Non Federally-Regulated | 09/19/2005 |  | 01/07/2010
Lutron Electronics Co., Inc. | Grafik Eye | PAV6*-120 | Automatic Daylighting Control |  | True | True | True | True | True | True |  |  | False |  | True | True |  | True | False | [6 empty] | Non Federally-Regulated | 09/28/2005 |  | 01/07/2010
Lighting Control & Design | Lighting Control & Design | GR2400SBP******SLAVE** | Multi-Level Daylighting Contro |  | True | True |  | True | True | True | True | [14 empty] | Non Federally-Regulated | 06/22/2005 |  | 12/28/2009
Lutron Electronics Co., Inc. | Lutron | DVF-103P******** | Dimmer | Device | True | True |  | True | True | True | True | True | True | True | True | False | [9 empty] | Non Federally-Regulated | 04/28/2010 |  | 01/21/2014
Cooper Controls | iLumin | SC347V-**-RPB-**-**-20-S-**-**-** | Automatic Daylighting Control | System | True | True | True | True | True | True | True | True | True | True | True | True |  | True | [7 empty] | Non Federally-Regulated | 04/15/2011 |  | 07/01/2014
Lithonia Control Systems | Litronic Series | US2 | Ultrasonic Occupant / Motion S |  | False | False |  | True | True | True | True | True | [13 empty] | Non Federally-Regulated | 04/01/1988 |  | 04/06/1998
Tork | Tork | PC10H | Occupant / Motion / Vacancy Se |  | True | True |  | True | [17 empty] | Non Federally-Regulated | 02/08/1993 |  | 04/06/1998
Hubbell Incorporated | H-Moss | AP1277*1 | Occupant / Motion / Vacancy Se |  | True | True |  | True | [17 empty] | Non Federally-Regulated | 04/23/2007 |  | 01/07/2010
Lutron Electronics Co., Inc. | Lutron | SPS-300LD******* | Dimmer | Device | True | True |  | True | True | True | True | False |  |  |  | False | [9 empty] | Non Federally-Regulated | 12/28/2009 |  | 01/21/2014
Tork | Tork | DGS100-3 (277VAC) | Automatic Time Switch Control |  | True | True |  | True | True | [16 empty] | Non Federally-Regulated | 02/07/1994 |  | 01/07/2010
Tork | Tork | K401 (120VAC) | Automatic Time Switch Control |  | True | True |  | True | True | [16 empty] | Non Federally-Regulated | 06/08/1993 |  | 02/07/1994
General Signal Building Systems | Fire Alarm & Systems Tech. | IRC-3 | Automatic Time Switch Control |  | True | True |  | True | True | [16 empty] | Non Federally-Regulated | 04/09/1993 |  | 01/07/2010
Intelligent Lighting Controls, Inc. | Quanta Elite | QEPC* | Automatic Daylighting Control |  | True | False |  | True | False |  | False | [9 empty] | True |  |  |  |  | Non Federally-Regulated | 02/13/2001 |  | 01/07/2010
Paragon Electric Co. | Paragon | EC7004/277V | Automatic Time Switch Control |  | True | True |  | True | True | [16 empty] | Non Federally-Regulated | 06/25/1993 |  | 01/21/1999
Legrand / Wiremold | WattStopper | NPM24F | Multi-Level Occupant Sensor | System | True | True | True | True | True | True | True | True | True | True | True | True | True | True | True | True | True | True |  |  |  | Non Federally-Regulated | 03/23/2010 |  | 07/01/2014
Home Automation, Inc. | Home Automation, Inc. | 55A00-2 | Occupant / Motion / Vacancy Se | Device | True | True |  | True | True | True | False |  |  |  |  | False | [9 empty] | Non Federally-Regulated | 02/21/2012 |  | 07/01/2014
Lutron Electronics Co., Inc. | Grafik Eye | TC-4 | Automatic Time Switch Control |  | True | True |  | True | True | [16 empty] | Non Federally-Regulated | 06/20/1994 |  | 01/07/2010
Lutron Electronics Co., Inc. | LCP 128 | LCP-*******-***FT | Multi-Level Astronomical Time |  | True | True |  | True | True | True | True | True | True | True | [11 empty] | Non Federally-Regulated | 09/19/2005 |  | 01/07/2010
Sensor Switch, Inc. | Sensor Switch | WSD RR7********** | Occupant / Motion / Vacancy Se | Device | True | True |  | True | True | True | False |  |  |  |  | False | [9 empty] | Non Federally-Regulated | 04/28/2010 |  | 07/01/2014
Siemens Energy & Automation | Siemens Energy & Automation | 5WG1 703-8XE21 | Automatic Time Switch Control |  | True | True |  | True | True | [8 empty] | True | True | True | [5 empty] | Non Federally-Regulated | 12/19/2005 |  | 01/07/2010
Lutron Electronics Co., Inc. | Centralized Lighting Control | G7-AR-****-*-120 | Automatic Daylighting Control |  | True | True | True | True |  |  |  |  | True | True | True | True | False | True | False | True |  | True |  |  |  | Non Federally-Regulated | 09/28/2005 |  | 01/07/2010
Lutron Electronics Co., Inc. | HomeWorks QS | HQRD-6NA | Automatic Daylighting Control | System | True | True | True | True | True | True | True | False |  |  | True | True |  | True | [7 empty] | Non Federally-Regulated | 07/10/2012 |  | 07/01/2014
Paragon Electric Co. | Paragon | EC7001/120V | Automatic Time Switch Control |  | True | True |  | True | True | [16 empty] | Non Federally-Regulated | 06/25/1993 |  | 01/21/1999
Paragon Electric Co. | Paragon | EC4000P/120V | Automatic Time Switch Control |  | True | True |  | True | True | [16 empty] | Non Federally-Regulated | 06/25/1993 |  | 01/21/1999
Legrand / Pass & Seymour | Legrand / Pass & Seymour | 91083* | Dimmer | Device | True | True |  | True | True | True | True | True | True | True | True | False | [9 empty] | Non Federally-Regulated | 09/14/2012 |  | 07/01/2014
Convia, Inc., A Herman Miller Co. | Convia | GSE-IRR-GR | Occupant / Motion / Vacancy Se | System | True | True | True | True | True | True | True | True | True | True | True | True |  | True | True | True | [5 empty] | Non Federally-Regulated | 03/04/2010 |  | 04/27/2011
Cristal Controls | Cristal Controls | CCLP-XX | Multi-Level Astronomical Time | Device | True | True |  | True | True | True | True | True | True | True | [11 empty] | Non Federally-Regulated | 09/15/2009 |  | 07/01/2014
Lynxspring, Inc. | JENEsys | JENE-PC**** | Astronomical Time Switch Contr | Device | True | True |  | True | True | True | True | True | True | True | [11 empty] | Non Federally-Regulated | 08/08/2011 |  | 07/01/2014
Sensor Switch, Inc. | Sensor Switch | LWSH-**-*-*-* | Occupant / Motion / Vacancy Se |  | True | True |  | True | [17 empty] | Non Federally-Regulated | 11/19/2001 |  | 03/01/2006
Unenco, Inc. / Univ. Energy | Unenco | SOM-500A | Occupant / Motion / Vacancy Se |  | True | True |  | True | [17 empty] | Non Federally-Regulated | 10/06/1992 |  | 01/07/2010
Leviton Manufacturing Co., Inc. | Leviton | 1420 | Dimmer | Device | True | True |  | True | True | True | True | False |  |  |  | False | [9 empty] | Non Federally-Regulated | 11/12/2010 |  | 07/01/2014
Siemens Energy & Automation | Siemens Energy & Automation | 5WG1 705-8XG01 | Automatic Time Switch Control |  | True | True |  | True | True | [8 empty] | True | True | True | [5 empty] | Non Federally-Regulated | 12/19/2005 |  | 01/07/2010
Burle Industries | Burle | C-29A | Occupant / Motion / Vacancy Se |  | True | True |  | True | [17 empty] | Non Federally-Regulated | 08/02/1993 |  | 01/07/2010
Leviton Manufacturing Co., Inc. | Leviton | mzn20-*02 | Automatic Daylighting Control |  | True | True | False | True | True | True | False |  | True | True | True | True | False |  |  | True |  | True |  |  |  | Non Federally-Regulated | 05/11/2005 |  | 01/07/2010
Lutron Electronics Co., Inc. | Lutron | L-LV14-126 | Photosensor / Photocontrol Dev | System | True | True |  | False | False | [16 empty] | Non Federally-Regulated | 07/10/2012 |  | 07/01/2014
Lutron Electronics Co., Inc. | Lutron | GP40-******************* | Automatic Daylighting Control | System | True | True | True | True | True | True | True | False |  |  | True | True |  | True | [7 empty] | Non Federally-Regulated | 12/28/2009 |  | 07/01/2014
Lutron Electronics Co., Inc. | Grafik Eye | RPT9/**-120***** | Automatic Daylighting Control |  | True | True |  | True | False |  | False | [9 empty] | True |  |  |  |  | Non Federally-Regulated | 09/12/2003 |  | 09/19/2005
Lutron Electronics Co., Inc. | Grafik Eye | GRX-4008-T-** | Occupant / Motion / Vacancy Se |  | True | True |  | True | [17 empty] | Non Federally-Regulated | 07/19/1994 |  | 09/19/2005
Cooper Wiring Devices | Novitas | 01-290 | Occupant / Motion / Vacancy Se |  | True | True |  | True | [17 empty] | Non Federally-Regulated | 08/18/2006 |  | 04/10/2008
Intermatic, Inc. | Grasslin | GMXFM1D50-I-12 | Automatic Time Switch Control | Device | True | True |  | True | True | [16 empty] | Non Federally-Regulated | 01/20/2010 |  | 07/01/2014
WattStopper, Inc. | WattStopper | UT305 | Ultrasonic Occupant / Motion S |  | True | True |  | True | True | True | True | True | [5 empty] | True | False | False | [5 empty] | Non Federally-Regulated | 11/16/2005 |  | 01/07/2010
Intermatic, Inc. | Grasslin | GMX471-I-120 | Automatic Time Switch Control |  | True | True |  | True | True | [16 empty] | Non Federally-Regulated | 10/15/2008 |  | 01/07/2010
Tork | Tork | 5001M | Exterior Photocontrol Device | [14 empty] | True | True | True | [5 empty] | Non Federally-Regulated | 04/27/2006 |  | 01/07/2010
Lutron Electronics Co., Inc. | Centralized Lighting Control | OMX-360*-*-** | Automatic Time Switch Control |  | True | True |  | True | True | [16 empty] | Non Federally-Regulated | 09/19/2005 |  | 01/07/2010
Distech Controls | Distech Controls | EC-Light-32* | Multi-Level Astronomical Time | Device | True | True |  | True | True | True | True | True | True | True | [11 empty] | Non Federally-Regulated | 08/07/2012 |  | 07/01/2014
Legrand / Pass & Seymour | Legrand / Pass & Seymour | 90681* | Dimmer | Device | True | True |  | True | True | True | True | False |  |  |  | False | [9 empty] | Non Federally-Regulated | 12/23/2010 |  | 07/01/2014
Leviton Manufacturing Co., Inc. | Leviton | L779-T/L206-CT | Occupant / Motion / Vacancy Se |  | True | True |  | True | [17 empty] | Non Federally-Regulated | 08/01/1997 |  | 01/07/2010
Cooper Controls | Greengate | LK4 277** | Astronomical Time Switch Contr | System | True | True |  | True | True | True | True | True | True | True | [11 empty] | Non Federally-Regulated | 04/15/2011 |  | 07/01/2014
Marlin Controls, Inc. | Unistar II | HERCULESRMS | Multi-Level Astronomical Time |  | True | True |  | True | True | True | True | True | True | True | [11 empty] | Non Federally-Regulated | 02/06/2006 |  | 01/07/2010
RAB Electric Manufacturing, Inc. | RAB Electric Manufacturing, Inc. | LOS900 | Occupant / Motion / Vacancy Se |  | True | True |  | True | [17 empty] | Non Federally-Regulated | 08/02/1993 |  | 04/06/1998
Lutron Electronics Co., Inc. | Homeworks | HS4-******* | Astronomical Time Switch Contr | System | True | True |  | True | True | True | True | True | True | True | [11 empty] | Non Federally-Regulated | 01/20/2010 |  | 07/01/2014
Siemens Energy & Automation | Siemens Energy & Automation | 5WG1 704-8XK44 | Automatic Time Switch Control |  | True | True |  | True | True | [8 empty] | True | True | True | [5 empty] | Non Federally-Regulated | 12/19/2005 |  | 01/07/2010
Lutron Electronics Co., Inc. | Lutron | XP36-******************* | Automatic Time Switch Control | System | True | True |  | True | True | [16 empty] | Non Federally-Regulated | 12/28/2009 |  | 07/01/2014
Intermatic, Inc. | Grasslin | PC1-D20-120-LS1 | Automatic Daylighting Control |  | True | True | False | False | False |  | False |  | True | True | True | False |  |  |  | False | [5 empty] | Non Federally-Regulated | 09/05/2008 |  | 01/07/2010
Cooper Controls | Greengate | OEC-U-0100-25-H | Ultrasonic Occupant / Motion S |  | True | True |  | True | True | True | True | True | [13 empty] | Non Federally-Regulated | 11/07/2008 |  | 01/07/2010
Lutron Electronics Co., Inc. | Lutron | XP24-******************* | Automatic Time Switch Control | System | True | True |  | True | True | [16 empty] | Non Federally-Regulated | 12/28/2009 |  | 07/01/2014
Entouch Controls | Entouch | LCM-100 | Automatic Time Switch Control | Device | True | True |  | True | True | [16 empty] | Non Federally-Regulated | 07/11/2013 |  | 07/01/2014
Heathco, LLC | Heath Zenith | SL-4170 | Exterior Photocontrol Device |  | True | False | [11 empty] | True | True | True | [5 empty] | Non Federally-Regulated | 09/21/2007 |  | 01/07/2010
Acuity Brands Lighting | Juno | HTEK11CL-** | Track Lighting Integral Curren | System | True | True |  | True | True | True | True | True | [13 empty] | Non Federally-Regulated | 12/29/2011 |  | 07/01/2014
Legrand / Pass & Seymour | Legrand / Pass & Seymour | WSLV700* | Dimmer | Device | True | True |  | True | True | True | True | False |  |  |  | False | [9 empty] | Non Federally-Regulated | 12/23/2010 |  | 07/01/2014
Schneider Electric (Square D Wiring Devices) | Square D Co. | SLSU*D****** | Ultrasonic Occupant / Motion S |  | True | True |  | True | True | True | True | True | [13 empty] | Non Federally-Regulated | 01/26/2009 |  | 01/07/2010
Intermatic, Inc. | Grasslin | PC2-digi30-120-LS1+E200 | Exterior Photocontrol Device |  | True | True | [11 empty] | True | True | True | [5 empty] | Non Federally-Regulated | 11/10/2008 |  | 01/07/2010
Lutron Electronics Co., Inc. | Homeworks | HWD-5NE-** | Occupant / Motion / Vacancy Se |  | True | True |  | True | [17 empty] | Non Federally-Regulated | 08/13/2007 |  | 01/07/2010
Lithonia Lighting | Panelmax Series | LCP 64 | Automatic Time Switch Control |  | True | True |  | True | True | [16 empty] | Non Federally-Regulated | 01/28/1993 |  | 04/30/1993
Legrand / Wiremold | WattStopper | LVHUBC | Manual-On Occupant Sensor | System | True | True | True | True | True | True | True | True | True | True | True | True | True | True | True | True |  | True |  |  |  | Non Federally-Regulated | 03/23/2010 |  | 07/01/2014
Novitas, Inc. | Novitas | 01-352 | Occupant / Motion / Vacancy Se |  | True | True |  | True | [17 empty] | Non Federally-Regulated | 05/01/2001 |  | 08/18/2006
Lutron Electronics Co., Inc. | Homeworks | HWV-FDB-8A-** | Multi-Level Occupant Sensor | System | True | True | True | True | True | False | True | True | True | True | True | True |  | False | [7 empty] | Non Federally-Regulated | 01/20/2010 |  | 07/01/2014
Convia, Inc., A Herman Miller Co. | Convia | GSE-PDC-02 | Microwave Occupant / Motion Se |  | True | True |  | True | True | True | True | True |  |  |  |  | True | True | True | True | True | True |  |  |  | Non Federally-Regulated | 04/04/2008 |  | 01/07/2010
Hubbell Building Automation | Hubbell Building Automation | LOFLHB1RCP | Occupant / Motion / Vacancy Se |  | True | True |  | True | [17 empty] | Non Federally-Regulated | 05/20/2004 |  | 01/07/2010
Legrand / Wiremold | WattStopper | LRD1C | Automatic Daylighting Control | System | True | True | True | True | True | True | True | True | True | True | True | True |  | True | [7 empty] | Non Federally-Regulated | 03/23/2010 |  | 07/01/2014
McWong International | PacWave | PSC-I-FM-500 | Photosensor / Photocontrol Dev | Device | True | True | True | [18 empty] | Non Federally-Regulated | 01/28/2015 |  | 03/06/2015
Cooper Wiring Devices | Greengate | ODC-U-0501 | Ultrasonic Occupant / Motion S |  | True | True |  | True | True | True | True | True | [13 empty] | Non Federally-Regulated | 04/10/2008 |  | 11/07/2008
Siemens Energy & Automation | Siemens Energy & Automation | 5WG1 704-8XK43 | Automatic Time Switch Control |  | True | True |  | True | True | [8 empty] | True | True | True | [5 empty] | Non Federally-Regulated | 12/19/2005 |  | 01/07/2010
Siemens Energy & Automation | Siemens Energy & Automation | 5WG1 705-8XD06 | Automatic Time Switch Control |  | True | True |  | True | True | [8 empty] | True | True | True | [5 empty] | Non Federally-Regulated | 12/19/2005 |  | 01/07/2010
Lutron Electronics Co., Inc. | Lutron | QP2-******************* | Automatic Time Switch Control | System | True | True |  | True | True | [16 empty] | Non Federally-Regulated | 12/28/2009 |  | 07/01/2014
Lutron Electronics Co., Inc. | Lutron | SPS-600********* | Dimmer | Device | True | True |  | True | True | True | True | False |  |  |  | False | [9 empty] | Non Federally-Regulated | 12/28/2009 |  | 01/21/2014
Lutron Electronics Co., Inc. | Grafik Eye | GRX-4108-T-** | Occupant / Motion / Vacancy Se |  | True | True |  | True | [17 empty] | Non Federally-Regulated | 01/31/1996 |  | 05/09/2000
Lutron Electronics Co., Inc. | Lutron | LSP-*P**************** | Multi-Level Occupant Sensor | System | True | True | True | True | True | True | True | True | True | True | True | True |  | False | [7 empty] | Non Federally-Regulated | 12/28/2009 |  | 07/01/2014
Universal Energy Control, Inc. | Conserver | PIR-600 | Occupant / Motion / Vacancy Se |  | False | False |  | True | [17 empty] | Non Federally-Regulated | 04/01/1988 |  | 04/06/1998
Leviton Manufacturing Co., Inc. | Leviton | RS110-7** | Occupant / Motion / Vacancy Se | Device | True | True |  | True | True | False | False |  |  |  |  | False | [9 empty] | Non Federally-Regulated | 12/20/2012 |  | 07/01/2014
Intermatic, Inc. | Gasmaster | FM1D20A-120 | Automatic Time Switch Control | Device | True | True | True | False | [17 empty] | Non Federally-Regulated | 07/17/2014 |  | 08/05/2014
Schneider Electric (Square D Wiring Devices) | Powerlink | RMC3000G3xxx | Astronomical Time Switch Contr |  | True | True |  | True | True | True | True | True | True | True |  |  |  | True | True | True | [5 empty] | Non Federally-Regulated | 08/24/2006 |  | 03/14/2008
Cooper Controls | iLumin | SC347V-**-RPB-**-**-20-S-**-**-** | Automatic Time Switch Control | System | True | True |  | True | True | [16 empty] | Non Federally-Regulated | 04/15/2011 |  | 07/01/2014
Lutron Electronics Co., Inc. | HomeWorks QS | HQRD-F6AN-DV | Automatic Daylighting Control | System | True | True | True | True | True | True | True | False |  |  | True | True |  | True | [7 empty] | Non Federally-Regulated | 07/10/2012 |  | 07/01/2014
Sensor Switch, Inc. | Sensor Switch | SP-20 | Occupant / Motion / Vacancy Se |  | True | True |  | True | [17 empty] | Non Federally-Regulated | 11/19/2001 |  | 03/01/2006
Honeywell International | Honeywell | EL7365A | Automatic Daylighting Control |  | True | True |  | True | True | True | True | True | [8 empty] | True |  |  |  |  | Non Federally-Regulated | 08/06/1992 |  | 01/07/2010
Sensor Switch, Inc. | Sensor Switch | nGWY | Automatic Time Switch Control | System | True | True |  | True | True | [16 empty] | Non Federally-Regulated | 08/31/2010 |  | 07/01/2014
Lighting Control & Design | Lighting Control & Design | GR14**/****DTC*********** | Multi-Level Astronomical Time | System | True | True |  | True | True | True | True | True | True | True | [11 empty] | Non Federally-Regulated | 12/28/2009 |  | 07/01/2014
Lutron Electronics Co., Inc. | Lutron | C5-XPJ-16A | Automatic Daylighting Control | System | True | True | True | True | True | True | True | False |  |  | True | True |  | True | [7 empty] | Non Federally-Regulated | 04/28/2010 |  | 07/01/2014
Electronic Theatre Controls, Inc. | Unison | PACP | Astronomical Time Switch Contr | System | True | True |  | True | True | True | True | True | True | True | [11 empty] | Non Federally-Regulated | 08/19/2011 |  | 07/01/2014
Lutron Electronics Co., Inc. | Softswitch 48 | XPS8-******-** | Photosensor / Photocontrol Dev |  | True | True |  | True | [17 empty] | Non Federally-Regulated | 09/12/2003 |  | 09/19/2005
Cooper Wiring Devices | Skye | SDC15-** | Dimmer | Device | True | True |  | True | True | True | True | True | True | True | True | False | [9 empty] | Non Federally-Regulated | 12/29/2010 |  | 07/01/2014
Lighting Control & Design | Lighting Control & Design | GR24**/**SLAVE******* | Automatic Time Switch Control |  | True | True |  | True | True | [8 empty] | True | True | True | [5 empty] | Non Federally-Regulated | 06/22/2005 |  | 12/28/2009
Lutron Electronics Co., Inc. | Lutron | MS-VPS5AM******* | Dimmer | Device | True | True |  | True | True | True | True | False |  |  |  | False | [9 empty] | Non Federally-Regulated | 12/28/2009 |  | 07/01/2014
Legrand / Pass & Seymour | Legrand / Pass & Seymour | CDLV1000* | Dimmer | Device | True | True |  | True | True | True | True | False |  |  |  | False | [9 empty] | Non Federally-Regulated | 12/23/2010 |  | 07/01/2014
Sensor Switch, Inc. | Sensor Switch | CMRB 6 208****** | Occupant / Motion / Vacancy Se | Device | True | True |  | True | True | False | False |  |  |  |  | False | [9 empty] | Non Federally-Regulated | 04/28/2010 |  | 07/01/2014
Convia, Inc., A Herman Miller Co. | Convia | GSE-SRC-02, | Occupant / Motion / Vacancy Se | System | True | True | True | True | True | True | True | True | True | True | True | True |  | True | True | True | [5 empty] | Non Federally-Regulated | 03/04/2010 |  | 04/27/2011
Sensor Switch, Inc. | Sensor Switch | CMR-PDT-10-*-***-*-* | Occupant / Motion / Vacancy Se |  | True | True |  | True | [17 empty] | Non Federally-Regulated | 03/01/2006 |  | 01/07/2010
Siemens Energy & Automation | Siemens Energy & Automation | 5WG1 705-8XK03 | Automatic Time Switch Control |  | True | True |  | True | True | [8 empty] | True | True | True | [5 empty] | Non Federally-Regulated | 12/19/2005 |  | 01/07/2010
Hubbell Incorporated | H-Moss | AT120W | Occupant / Motion / Vacancy Se |  | True | True |  | True | [17 empty] | Non Federally-Regulated | 06/01/1998 |  | 01/07/2010
WattStopper, Inc. | WattStopper | EN200120 | Occupant / Motion / Vacancy Se |  | True | False |  | True | [17 empty] | Non Federally-Regulated | 03/10/2000 |  | 01/07/2010
Sensor Switch, Inc. | Sensor Switch | RMR-6-*-*-** | Occupant / Motion / Vacancy Se |  | True | True |  | True | [17 empty] | Non Federally-Regulated | 11/20/2008 |  | 01/07/2010
Lutron Electronics Co., Inc. | Microwatt | MW-LC | Automatic Daylighting Control |  | True | True | False | True | True | True | False |  | True | True | True | True |  |  |  | False | [5 empty] | Non Federally-Regulated | 09/19/2005 |  | 01/07/2010
Legrand / Wiremold | WattStopper | FSN-BSI | Astronomical Time Switch Contr | System | True | True |  | True | True | True | True | True | True | True | [11 empty] | Non Federally-Regulated | 03/23/2010 |  | 07/01/2014
Convia, Inc., A Herman Miller Co. | Convia | GSE-PDC-02 | Multi-Level Astronomical Time | System | True | True |  | True | True | True | True | True | True | True | [11 empty] | Non Federally-Regulated | 03/04/2010 |  | 07/01/2014
Legrand / Wiremold | WattStopper | CE8105 SERIES | Automatic Daylighting Control | System | True | True | True | True | True | True | True | True | True | True | True | True |  | True | [7 empty] | Non Federally-Regulated | 03/23/2010 |  | 07/01/2014
ZHEJIANG YUANTAI ELECTRICAL TECHNOLOGY CO., LTD. | Enerware | YM2108T | Occupant / Motion / Vacancy Se | Device | True | True |  | True | True | True | False |  |  |  |  | False | [9 empty] | Non Federally-Regulated | 12/09/2011 |  | 07/01/2014
General Signal Building Systems | General Signal | IRC-3 | Automatic Time Switch Control |  | True | True |  | True | True | [16 empty] | Non Federally-Regulated | 04/09/1993 |  | 01/07/2010
Signify North America Corporation | Sunrise | SR1000VA120 | Dimmer | Device | True | True |  | True | True | True | True | False |  |  |  | False | [9 empty] | Non Federally-Regulated | 10/03/2013 |  | 07/01/2014
Unenco, Inc. / Univ. Energy | UEC | AICS120V | Occupant / Motion / Vacancy Se |  | True | True |  | True | [17 empty] | Non Federally-Regulated | 09/25/1992 |  | 04/06/1998
Blue Ridge Technologies | FlexNet | FN48************* | Automatic Time Switch Control | Device | True | True |  | True | True | [16 empty] | Non Federally-Regulated | 06/30/2010 |  | 07/01/2014
Intelligent Lighting Controls, Inc. | LightLEEDer | LSDM | Automatic Daylighting Control | System | True | True | True | True | True | True | True | True | True | True | True | True |  | True | [7 empty] | Non Federally-Regulated | 04/30/2013 |  | 07/01/2014
Lutron Electronics Co., Inc. | Lutron | GP20-******************* | Occupant / Motion / Vacancy Se | System | True | True |  | True | True | True | False |  |  |  |  | False | [9 empty] | Non Federally-Regulated | 04/28/2010 |  | 07/01/2014
Intermatic, Inc. | Grasslin | FM1D20E-120 | Automatic Time Switch Control |  | True | True |  | True | True | [16 empty] | Non Federally-Regulated | 10/15/2008 |  | 01/07/2010
Paragon Electric Co. | Paragon | EC71ST/M/120V | Automatic Time Switch Control |  | True | True |  | True | True | [16 empty] | Non Federally-Regulated | 11/23/1992 |  | 01/21/1999
Lutron Electronics Co., Inc. | Lutron | LP7/********************* | Multi-Level Astronomical Time | System | True | True |  | True | True | True | True | True | True | True | [11 empty] | Non Federally-Regulated | 12/28/2009 |  | 07/01/2014
Tork | Tork | SC20A | Ultrasonic Occupant / Motion S |  |  |  |  | True | True | True | True | True | [13 empty] | Non Federally-Regulated | 01/04/2007 |  | 01/07/2010
Douglas Lighting Controls | Diversa | WOWC***-*-* | Multi-Level Occupant Sensor | System | True | True | True | True | True | False | True | True | True | True | True | True |  | False | [7 empty] | Non Federally-Regulated | 12/24/2012 |  | 07/01/2014
Lutron Electronics Co., Inc. | Lutron | CCP-************-******-**-CGP**** | Automatic Daylighting Control | System | True | True | True | True | True | True | True | False |  |  | True | True |  | True | [7 empty] | Non Federally-Regulated | 07/10/2012 |  | 07/01/2014
Thomas Controls | Plus Lighting | PL205-*******-*C | Automatic Time Switch Control |  | True | True |  | True | True | [16 empty] | Non Federally-Regulated | 12/30/1992 |  | 07/30/2002
WattStopper, Inc. | WattStopper | ADF120277-* | Dimmer | Device | True | True |  | True | True | True | True | False |  |  |  | False | [9 empty] | Non Federally-Regulated | 08/31/2010 |  | 07/01/2014
Legrand / Wiremold | WattStopper | LRD2F | Astronomical Time Switch Contr | System | True | True |  | True | True | True | True | True | True | True | [11 empty] | Non Federally-Regulated | 03/23/2010 |  | 07/01/2014
Lutron Electronics Co., Inc. | Centralized Lighting Control | DMWPLP**-******-** | Automatic Daylighting Control |  | True | True | False | True | True | True | False |  | True | True | True | True |  |  |  | False | [5 empty] | Non Federally-Regulated | 09/19/2005 |  | 01/07/2010
Lightstat, Inc. | Lightstat | ALC-5-48-*** | Occupant / Motion / Vacancy Se |  | True | True |  | True | [17 empty] | Non Federally-Regulated | 06/23/1998 |  | 03/14/2006
Macro Electronics | Macro Electronics | AFEC-* | Automatic Daylighting Control |  | True | True |  | True | True | True | False | [9 empty] | True |  |  |  |  | Non Federally-Regulated | 11/22/1996 |  | 12/19/2000
Signify North America Corporation | Philips Lighting Electronics North America | LCA2287 | Occupant / Motion / Vacancy Se | System | True | True |  | True | True | False | True | True | True | True | True | False | [9 empty] | Non Federally-Regulated | 06/20/2011 |  | 07/01/2014
Starfield Controls, Inc. | Starfield Controls, Inc. | TR204** | Automatic Time Switch Control |  | True | True |  | True | True | [16 empty] | Non Federally-Regulated | 03/14/2006 |  | 01/07/2010
Hubbell Building Automation | Hubbell Building Automation | LB2 | Occupant / Motion / Vacancy Se |  | True | True |  | True | [17 empty] | Non Federally-Regulated | 05/20/2004 |  | 01/07/2010
Intermatic, Inc. | Gasmaster | FM1D20-120U | Automatic Time Switch Control | Device | True | True | True | False | [17 empty] | Non Federally-Regulated | 07/17/2014 |  | 08/05/2014
Lutron Electronics Co., Inc. | Lutron | LCP12-******************* | Occupant / Motion / Vacancy Se | System | True | True |  | True | True | True | False |  |  |  |  | False | [9 empty] | Non Federally-Regulated | 04/28/2010 |  | 07/01/2014
Tork | Tork | 7200Z | Automatic Time Switch Control |  | True | True |  | True | True | [16 empty] | Non Federally-Regulated | 06/03/2003 |  | 04/27/2006
Unenco, Inc. / Univ. Energy | UEC | C-600-R | Ultrasonic Occupant / Motion S |  | True | True |  | True | True | True | True | True | [13 empty] | Non Federally-Regulated | 09/25/1992 |  | 01/07/2010
Novitas, Inc. | Novitas | 01-200 | Ultrasonic Occupant / Motion S |  | True | True |  | True | True | True | True | True | [13 empty] | Non Federally-Regulated | 03/20/1998 |  | 08/18/2006
Convia, Inc., A Herman Miller Co. | Convia | GSE-SCD-WH | Multi-Level Occupant Sensor | System | True | True | True | True | True | True | True | True | True | True | True | True | True | True | True | True | True | True |  |  |  | Non Federally-Regulated | 03/04/2010 |  | 04/27/2011
Hubbell Building Automation | Hubbell Building Automation | LXPSPCO | Exterior Photocontrol Device |  | True | True | [19 empty] | Non Federally-Regulated | 09/08/2007 |  | 01/07/2010
Microlite Corp. | Microlite | MLC058A | Automatic Time Switch Control |  | True | True |  | True | True | [16 empty] | Non Federally-Regulated | 03/27/1995 |  | 01/07/2010
Magnetek Universal Manufacturing | Luminoptics | LMCS | Photosensor / Photocontrol Dev |  | True | False |  | True | [17 empty] | Non Federally-Regulated | 10/21/1992 |  | 01/07/2010
Leviton Manufacturing Co., Inc. | Leviton | OSC15-I** | Occupant / Motion / Vacancy Se |  | True | True |  | True | [17 empty] | Non Federally-Regulated | 09/14/2006 |  | 01/07/2010
Lutron Electronics Co., Inc. | Radio RA2 | RRD-6D*** | Astronomical Time Switch Contr | System | True | True |  | True | True | True | True | True | True | True | [11 empty] | Non Federally-Regulated | 12/17/2009 |  | 07/01/2014
Vantage Controls, Inc. | Vantage Controls, Inc. | CLLDRR100 | Multi-Level Astronomical Time |  | True | True |  | True | True | True | True | True | True | True |  |  |  |  | True | True | [5 empty] | Non Federally-Regulated | 09/13/2006 |  | 01/07/2010
Legrand / Wiremold | WattStopper | LVHUBC | Dimmer | System | True | True | True | True | True | True | True | True | True | True | True | True | [9 empty] | Non Federally-Regulated | 03/23/2010 |  | 07/01/2014
Tork | Tork | EW101-3 (277VAC) | Automatic Time Switch Control |  | True | True |  | True | True | [16 empty] | Non Federally-Regulated | 02/07/1994 |  | 04/27/2006
Cooper Controls | Greengate | CK2 277** | Photosensor / Photocontrol Dev | System | True | True |  | False | False | [16 empty] | Non Federally-Regulated | 04/15/2011 |  | 07/01/2014
Convia, Inc., A Herman Miller Co. | Convia | GSA-GCA | Multi-Level Astronomical Time | System | True | True |  | True | True | True | True | True | True | True | [11 empty] | Non Federally-Regulated | 03/04/2010 |  | 07/01/2014
Schneider Electric (Square D Wiring Devices) | Square D Co. | SLSPWS1277M* | Occupant / Motion / Vacancy Se |  | True | True |  | True | [9 empty] | True | True | False | [5 empty] | Non Federally-Regulated | 12/24/2007 |  | 01/07/2010
Computer Process Controls | Computer Process Controls | 824-1000 | Automatic Time Switch Control |  | True | False |  | True | True | [16 empty] | Non Federally-Regulated | 07/02/2001 |  | 01/07/2010
Lutron Electronics Co., Inc. | Lutron | XPS24-******************* | Multi-Level Astronomical Time | System | True | True |  | True | True | True | True | True | True | True | [11 empty] | Non Federally-Regulated | 12/28/2009 |  | 07/01/2014
Tork | Tork | 8008 | Automatic Time Switch Control |  | True | True |  | True | True | [16 empty] | Non Federally-Regulated | 06/03/2003 |  | 04/27/2006
Blue Ridge Technologies | CL Series | CLZC******* | Automatic Time Switch Control | System | True | True |  | True | True | [16 empty] | Non Federally-Regulated | 08/09/2011 |  | 07/01/2014
Legrand / Wiremold | WattStopper | NPM24F | Astronomical Time Switch Contr | System | True | True |  | True | True | True | True | True | True | True | [11 empty] | Non Federally-Regulated | 03/23/2010 |  | 07/01/2014
Schneider Electric | Schneider Electric | SLC5508TD2AP | Dimmer | System | True | True |  | True | True | True | True | False |  |  |  | False | [9 empty] | Non Federally-Regulated | 10/31/2013 |  | 07/01/2014
Legrand / Wiremold | WattStopper | LRD1F | Dimmer | System | True | True | True | True | True | True | True | True | True | True | True | True | [9 empty] | Non Federally-Regulated | 03/23/2010 |  | 07/01/2014
PLC Multipoint, Inc. | WattStopper | HPCSOT | Automatic Daylighting Control |  | True | False |  | True | False |  | False | [9 empty] | True |  |  |  |  | Non Federally-Regulated | 10/01/2001 |  | 01/07/2010
Sensor Switch, Inc. | PIR Hotel Sensor | EMC-1600 | Occupant / Motion / Vacancy Se |  | False | False |  | True | [17 empty] | Non Federally-Regulated | 01/01/1989 |  | 04/06/1998
Tork | Tork | EW103-3 (277VAC) | Automatic Time Switch Control |  | True | True |  | True | True | [16 empty] | Non Federally-Regulated | 02/07/1994 |  | 04/27/2006
Intermatic, Inc. | Intermatic | LC2000 | Photosensor / Photocontrol Dev | Device | True | True |  | False | False | [16 empty] | Non Federally-Regulated | 01/20/2010 |  | 07/01/2014
Siemens Energy & Automation | Siemens Energy & Automation | 5WG1 704-8XE02 | Automatic Time Switch Control |  | True | True |  | True | True | [8 empty] | True | True | True | [5 empty] | Non Federally-Regulated | 12/19/2005 |  | 01/07/2010
Tork | Tork | DG180 | Automatic Time Switch Control | Device | True | True |  | True | True | [16 empty] | Non Federally-Regulated | 04/28/2010 |  | 11/12/2013
Lutron Electronics Co., Inc. | Radio Powr Savr | LRF2-DCRB*** | Photosensor / Photocontrol Dev | System | True | True |  | False | False | [16 empty] | Non Federally-Regulated | 03/11/2011 |  | 07/01/2014
Mytech Corp. | Mytech | LH-MT-HL-W | Ultrasonic Occupant / Motion S |  | True | True |  | True | True | True | True | True | [13 empty] | Non Federally-Regulated | 06/04/1999 |  | 01/07/2010
Lutron Electronics Co., Inc. | Lutron | LCP16-******************* | Photosensor / Photocontrol Dev | System | True | True |  | False | False | [16 empty] | Non Federally-Regulated | 12/28/2009 |  | 07/01/2014
Vantage Controls, Inc. | Vantage Controls, Inc. | IC-24** | Automatic Daylighting Control | System | True | True | True | True | True | True | True | True | True | True | True | True |  | True | [7 empty] | Non Federally-Regulated | 03/23/2010 |  | 07/01/2014
Crestron Electronics | Crestron Electronics | CLX-2DIM2 | Dimmer | System | True | True |  | True | True | True | True | False |  |  |  | False | [9 empty] | Non Federally-Regulated | 03/01/2010 |  | 07/01/2014
Intermatic, Inc. | Intermatic | K4021C | Photosensor / Photocontrol Dev | Device | True | True |  | False | False | [16 empty] | Non Federally-Regulated | 01/20/2010 |  | 07/01/2014
Cooper Wiring Devices | React | RI061xx | Dimmer | Device | True | True |  | True | True | True | True | False |  |  |  | False | [9 empty] | Non Federally-Regulated | 11/12/2010 |  | 12/29/2010
WattStopper, Inc. | WattStopper | HB330***-**-*-* | Occupant / Motion / Vacancy Se |  | True | True |  | True | [8 empty] | False | True | True | True | True | False |  |  |  | Non Federally-Regulated | 02/14/2008 |  | 01/07/2010
Computrols, Inc. | Worldstat2 | WORLDSTAT2 RS | Automatic Time Switch Control |  | True | True |  | True | True | [16 empty] | Non Federally-Regulated | 09/26/2003 |  | 01/07/2010
Unenco, Inc. / Univ. Energy | UEC | SOM-1000-A | Occupant / Motion / Vacancy Se |  | True | True |  | True | [17 empty] | Non Federally-Regulated | 10/06/1992 |  | 01/07/2010
Lithonia Lighting | Litronic Series | LUSEWS 120 | Ultrasonic Occupant / Motion S |  | True | True |  | True | True | True | True | True | [13 empty] | Non Federally-Regulated | 01/28/1993 |  | 02/24/2000
Intermatic, Inc. | Intermatic | EI215W | Automatic Time Switch Control | Device | True | True |  | True | True | [16 empty] | Non Federally-Regulated | 01/20/2010 |  | 07/01/2014
Cooper Controls | Greengate | VNLW-P-1001-MV-N-* | Occupant / Motion / Vacancy Se | Device | True | True |  | True | True | False | False |  |  |  |  | False | [9 empty] | Non Federally-Regulated | 04/15/2011 |  | 07/01/2014
Lutron Electronics Co., Inc. | HomeWorks QS | HQR-3LD | Multi-Level Occupant Sensor | System | True | True | True | True | True | True | True | False | True | True | True | True |  | False | [7 empty] | Non Federally-Regulated | 07/10/2012 |  | 07/01/2014
Lutron Electronics Co., Inc. | Lutron | LCP128-******************* | Occupant / Motion / Vacancy Se | System | True | True |  | True | True | True | False |  |  |  |  | False | [9 empty] | Non Federally-Regulated | 04/28/2010 |  | 07/01/2014
Novitas, Inc. | Novitas | 01-500 | Occupant / Motion / Vacancy Se |  | True | True |  | True | [8 empty] | True | True | True | True | False | False |  |  |  | Non Federally-Regulated | 09/06/2005 |  | 08/18/2006
Sensor Switch, Inc. | Sensor Switch | WSD PDT NL******* | Occupant / Motion / Vacancy Se | Device | True | True |  | True | True | True | False |  |  |  |  | False | [9 empty] | Non Federally-Regulated | 04/28/2010 |  | 07/01/2014
Distech Controls | Distech Controls | ECL-*** + EC-BOS-*** | Multi-Level Astronomical Time | System | True | True |  | True | True | True | True | True | True | True | [11 empty] | Non Federally-Regulated | 08/07/2012 |  | 07/01/2014
Siemens Energy & Automation | Siemens Energy & Automation | 5WG1 704-8XB03 | Automatic Time Switch Control |  | True | True |  | True | True | [8 empty] | True | True | True | [5 empty] | Non Federally-Regulated | 12/19/2005 |  | 01/07/2010
Blue Ridge Technologies | Midori | MD08************* | Automatic Time Switch Control | Device | True | True |  | True | True | [16 empty] | Non Federally-Regulated | 06/30/2010 |  | 07/01/2014
Watt Warrior | Watt Warrior | WW30120240N3R | Automatic Daylighting Control |  | True | True |  | True | True | True | False | [9 empty] | True |  |  |  |  | Non Federally-Regulated | 04/29/2004 |  | 01/07/2010
Lutron Electronics Co., Inc. | Digital Microwatt | DMW-SVR-* | Automatic Daylighting Control |  | True | True |  | True | True | True | False | [9 empty] | True |  |  |  |  | Non Federally-Regulated | 09/12/2003 |  | 09/19/2005
Sensor Switch, Inc. | Sensor Switch | WV 16 RR7*********** | Occupant / Motion / Vacancy Se | Device | True | True |  | True | True | False | False |  |  |  |  | False | [9 empty] | Non Federally-Regulated | 04/28/2010 |  | 07/01/2014
Lutron Electronics Co., Inc. | Lutron | SO-6****-**-*** | Automatic Daylighting Control | System | True | True | True | True | False |  |  | True | True | True | True | True |  | True | [7 empty] | Non Federally-Regulated | 05/19/2010 |  | 07/01/2014
PCI Lighting Controls | Controlkeeper | CONTROLKEEPER | Automatic Time Switch Control |  | True | True |  | True | True | [16 empty] | Non Federally-Regulated | 10/21/1999 |  | 04/10/2008
Intermatic, Inc. | Grasslin | PC1-digi20-277 | Automatic Time Switch Control | Device | True | True |  | True | True | [16 empty] | Non Federally-Regulated | 01/20/2010 |  | 07/01/2014
Tridium | Vykon | JACE-4***** | Automatic Time Switch Control |  | True | True |  | True | True | [16 empty] | Non Federally-Regulated | 12/08/2003 |  | 01/07/2010
Paragon Electric Co. | Paragon | EC4000/240V | Automatic Time Switch Control |  | True | True |  | True | True | [16 empty] | Non Federally-Regulated | 06/25/1993 |  | 01/21/1999
Leviton Manufacturing Co., Inc. | Leviton | 6606 | Dimmer | Device | True | True |  | True | True | True | True | False |  |  |  | False | [9 empty] | Non Federally-Regulated | 11/12/2010 |  | 07/01/2014
Cooper Controls | Greengate | VNW-D-1001-DMV-N-* | Manual-On Occupant Sensor | Device | True | True | True | True | True | True | True | True | True | True | True | True |  | False | [7 empty] | Non Federally-Regulated | 08/07/2013 |  | 07/01/2014
WattStopper, Inc. | WattStopper | WI300 | Occupant / Motion / Vacancy Se |  | True | True |  | True | [17 empty] | Non Federally-Regulated | 07/19/2002 |  | 01/07/2010
Leviton Manufacturing Co., Inc. | Leviton | SC277 | Automatic Time Switch Control |  | True | True |  | True | True | [16 empty] | Non Federally-Regulated | 07/09/1998 |  | 01/07/2010
Lutron Electronics Co., Inc. | Radio RA | RA-DZS-200A/24 | Multi-Level Astronomical Time |  | True | True |  | True | True | True | True | True | True | True | [11 empty] | Non Federally-Regulated | 08/13/2007 |  | 01/07/2010
Lutron Electronics Co., Inc. | Lutron | LCP4-******************* | Automatic Daylighting Control | System | True | True | True | True | True | True | True | False |  |  | True | True |  | True | [7 empty] | Non Federally-Regulated | 12/28/2009 |  | 07/01/2014
Intermatic, Inc. | Intermatic | EM1408MC | Automatic Daylighting Control |  | True | True | False | True | True | True | False |  | True | True | True | True | False |  |  | True |  | True |  |  |  | Non Federally-Regulated | 10/12/2007 |  | 01/07/2010
Novitas, Inc. | Novitas | 02-PCC | Automatic Daylighting Control |  | True | True |  | True | False |  | True | False | [8 empty] | True |  |  |  |  | Non Federally-Regulated | 05/01/2001 |  | 08/18/2006
BRK Electronics | BRK Electronics | TS11OS | Automatic Time Switch Control |  | True | True |  | True | True | [16 empty] | Non Federally-Regulated | 05/20/1997 |  | 04/06/1998
Tork | Tork | 5021M | Exterior Photocontrol Device | [14 empty] | True | True | True | [5 empty] | Non Federally-Regulated | 04/27/2006 |  | 01/07/2010
Horton Controls, Inc. | Horton Controls, Inc. | H1N***48SS | Automatic Time Switch Control |  | True | True |  | True | True | [16 empty] | Non Federally-Regulated | 05/04/2000 |  | 07/30/2002
Tork | Tork | DZM200 | Automatic Time Switch Control |  | True | True |  | True | True | [16 empty] | Non Federally-Regulated | 02/08/1993 |  | 06/24/1993
Cooper Controls | Greengate | OSW-DT-0601-MV-* | Ultrasonic Occupant / Motion S |  | True | True |  | True | True | True | True | True | [13 empty] | Non Federally-Regulated | 11/07/2008 |  | 01/07/2010
Starfield Controls, Inc. | Starfield Controls, Inc. | TR340 | Automatic Time Switch Control |  | True | True |  | True | True | [16 empty] | Non Federally-Regulated | 03/14/2006 |  | 01/07/2010
Sensor Switch, Inc. | Sensor Switch | RMR ADC******* | Automatic Daylighting Control | Device | True | True | True | True | False |  |  | True | True | True | True | True |  | True | [7 empty] | Non Federally-Regulated | 04/28/2010 |  | 07/01/2014
Lutron Electronics Co., Inc. | Lutron | LCP48-******************* | Dimmer | System | True | True |  | True | True | True | True | False |  |  |  | False | [9 empty] | Non Federally-Regulated | 12/28/2009 |  | 07/01/2014
Legrand / Wiremold | WattStopper | NRD1F | Occupant / Motion / Vacancy Se | System | True | True | True | True | True | True | True | True | True | True | True | True |  | True | True | True | [5 empty] | Non Federally-Regulated | 03/23/2010 |  | 07/01/2014
Legrand / Wiremold | WattStopper | CE4FFATC SERIES | Manual-On Occupant Sensor | System | True | True | True | True | True | True | True | True | True | True | True | True | True | True | True | True |  | True |  |  |  | Non Federally-Regulated | 03/23/2010 |  | 07/01/2014
Cooper Controls | Greengate | LK8 ****** | Multi-Level Astronomical Time | System | True | True |  | True | True | True | True | True | True | True | [11 empty] | Non Federally-Regulated | 04/15/2011 |  | 07/01/2014
Lutron Electronics Co., Inc. | Grafik Eye | GRX-DACPI-*-** | Photosensor / Photocontrol Dev |  | True | True |  | True | [17 empty] | Non Federally-Regulated | 09/19/2005 |  | 01/07/2010
Sensor Switch, Inc. | Sensor Switch | CM-PDT-10-RR7-*-**-** | Occupant / Motion / Vacancy Se |  | True | True |  | True | [17 empty] | Non Federally-Regulated | 03/01/2006 |  | 01/07/2010
Novitas, Inc. | Novitas | 01-060 | Ultrasonic Occupant / Motion S |  | True | True |  | True | True | True | True | True | [13 empty] | Non Federally-Regulated | 03/20/1998 |  | 09/06/2005
CDL | CDL | CDL1CNTR/CLOCK | Automatic Time Switch Control |  | True | True |  | True | True | [16 empty] | Non Federally-Regulated | 06/20/1994 |  | 01/07/2010
Heathco, LLC | Heath Zenith | SL-4150 | Exterior Photocontrol Device |  | True | False | [11 empty] | True | True | True | [5 empty] | Non Federally-Regulated | 09/21/2007 |  | 01/07/2010
Tork | Tork | 1848AW | Automatic Time Switch Control |  | True | True |  | True | True | [16 empty] | Non Federally-Regulated | 06/03/2003 |  | 04/27/2006
Signify North America Corporation | Philips Lighting Electronics North America | LRM228000 | Occupant / Motion / Vacancy Se | System | True | True |  | True | True | False | False |  |  |  |  | False | [9 empty] | Non Federally-Regulated | 06/20/2011 |  | 07/01/2014
Lutron Electronics Co., Inc. | Lutron | Q-2C*** | Automatic Daylighting Control | System | True | True | True | True | True | True | True | False |  |  | True | True |  | True | [7 empty] | Non Federally-Regulated | 04/28/2010 |  | 07/01/2014
Siemens Energy & Automation | Siemens Energy & Automation | 5WG1 705-8XK21 | Automatic Time Switch Control |  | True | True |  | True | True | [8 empty] | True | True | True | [5 empty] | Non Federally-Regulated | 12/19/2005 |  | 01/07/2010
Vantage Controls, Inc. | Vantage Controls, Inc. | MC | Astronomical Time Switch Contr | System | True | True |  | True | True | True | True | True | True | True | [11 empty] | Non Federally-Regulated | 03/26/2010 |  | 07/01/2014
Intermatic, Inc. | Grasslin | GMX2FM2D50I-24 | Automatic Time Switch Control |  | True | True |  | True | True | [16 empty] | Non Federally-Regulated | 10/15/2008 |  | 01/07/2010
Hubbell Building Automation | Hubbell Building Automation | OMNIDT500 | Ultrasonic Occupant / Motion S |  | True | True |  | True | True | True | True | True | [13 empty] | Non Federally-Regulated | 05/20/2004 |  | 01/07/2010
Lightolier | Momentum | MP1000VA* | Dimmer | Device | True | True |  | True | True | True | True | True | True | True | True | False | [9 empty] | Non Federally-Regulated | 12/30/2012 |  | 07/01/2014
PLC Multipoint, Inc. | PLC Multipoint | EDS | Photosensor / Photocontrol Dev |  | True | True |  | True | [17 empty] | Non Federally-Regulated | 07/19/2006 |  | 01/07/2010
Carolina Products, Inc. | Carolina Products | CPI400 | Automatic Daylighting Control |  | True | True | True | True | False |  | True | True | True | True | True | True | True | True | True | True |  | True |  |  |  | Non Federally-Regulated | 02/17/2005 |  | 01/07/2010
Leviton Manufacturing Co., Inc. | Leviton | IPX10 | Dimmer | Device | True | True |  | True | True | True | True | False |  |  |  | False | [9 empty] | Non Federally-Regulated | 11/12/2010 |  | 07/01/2014
Sensor Switch, Inc. | Sensor Switch | HMMOT | Occupant / Motion / Vacancy Se |  | True | True |  | True | [17 empty] | Non Federally-Regulated | 04/19/1993 |  | 11/19/2001
Heathco, LLC | Heath Zenith | SL-5610 | Exterior Photocontrol Device |  | True | False | [11 empty] | True | True | True | [5 empty] | Non Federally-Regulated | 09/21/2007 |  | 01/07/2010
Legrand / Wiremold | WattStopper | CESAF SERIES | Occupant / Motion / Vacancy Se | System | True | True | True | True | True | True | True | True | True | True | True | True |  | True | True | True | [5 empty] | Non Federally-Regulated | 03/23/2010 |  | 07/01/2014
Tork | Tork | 7202ZL | Automatic Time Switch Control | Device | True | True |  | True | True | [16 empty] | Non Federally-Regulated | 04/28/2010 |  | 07/01/2014
Leviton Manufacturing Co., Inc. | Leviton | OSP15-*** | Occupant / Motion / Vacancy Se | System | True | True |  | True | True | False | True | True | True | True | True | False | [9 empty] | Non Federally-Regulated | 03/04/2010 |  | 07/01/2014
Siemens Energy & Automation | Siemens Energy & Automation | 5WG1 704-8XG24 | Automatic Time Switch Control |  | True | True |  | True | True | [8 empty] | True | True | True | [5 empty] | Non Federally-Regulated | 12/19/2005 |  | 01/07/2010
Cooper Wiring Devices | Novitas | 01-340 | Occupant / Motion / Vacancy Se |  | True | True |  | True | [17 empty] | Non Federally-Regulated | 08/18/2006 |  | 04/10/2008
Matsushita / Honeywell | Honeywell | LITECOM/W7600 | Automatic Time Switch Control |  | True | True |  | True | True | [16 empty] | Non Federally-Regulated | 08/11/1992 |  | 01/07/2010
Legrand / Wiremold | WattStopper | CE4ATC SERIES | Dimmer | System | True | True | True | True | True | True | True | True | True | True | True | True | [9 empty] | Non Federally-Regulated | 03/23/2010 |  | 07/01/2014
Desa Specialty, LLC | Heath Zenith | SL-4150 | Exterior Photocontrol Device |  | True | False | [11 empty] | True | True | True | [5 empty] | Non Federally-Regulated | 05/26/2005 |  | 09/20/2007
Paragon Electric Co. | Paragon | EC72ST-N3/120V | Automatic Time Switch Control |  | True | True |  | True | True | [16 empty] | Non Federally-Regulated | 11/23/1992 |  | 01/21/1999
Novitas, Inc. | Novitas | 01-076 | Ultrasonic Occupant / Motion S |  | True | True |  | True | True | True | True | True | [13 empty] | Non Federally-Regulated | 08/11/1992 |  | 08/10/1993
GE Lighting, a Savant company | GE Lighting Controls | WIR-10-SR-G-D-* | Occupant / Motion / Vacancy Se | Device | True | True |  | True | True | False | False |  |  |  |  | False | [9 empty] | Non Federally-Regulated | 04/13/2012 |  | 07/01/2014
Tork | Tork | DZS200AP | Automatic Time Switch Control |  |  |  |  | True | True | [16 empty] | Non Federally-Regulated | 04/27/2006 |  | 01/07/2010
Lutron Electronics Co., Inc. | Lutron | LCP20-******************* | Multi-Level Astronomical Time | System | True | True |  | True | True | True | True | True | True | True | [11 empty] | Non Federally-Regulated | 12/28/2009 |  | 07/01/2014
Siemens Energy & Automation | Siemens Energy & Automation | 5WG1 705-8XC13 | Automatic Time Switch Control |  | True | True |  | True | True | [8 empty] | True | True | True | [5 empty] | Non Federally-Regulated | 12/19/2005 |  | 01/07/2010
Intelliswitch, S.A. de C.V. | Intelliswitch, S.A. de C.V. | IDSW 2H3-IS-277 | Automatic Daylighting Control | Device | True | True | True | True | True | True | True | True | True | True | True | True |  | True | [7 empty] | Non Federally-Regulated | 03/15/2012 |  | 07/01/2014
Lutron Electronics Co., Inc. | Lutron | AY-103PNL******* | Dimmer | Device | True | True |  | True | True | True | True | True | True | True | True | False | [9 empty] | Non Federally-Regulated | 04/28/2010 |  | 07/01/2014
Lutron Electronics Co., Inc. | Grafik 6000 | OMX-AV | Occupant / Motion / Vacancy Se |  | True | True |  | True | [17 empty] | Non Federally-Regulated | 03/12/1997 |  | 09/19/2005
Lutron Electronics Co., Inc. | Softswitch 128 | XPS32-******-** | Occupant / Motion / Vacancy Se |  | True | True |  | True | [17 empty] | Non Federally-Regulated | 09/19/2005 |  | 01/07/2010
Intermatic, Inc. | Grasslin | PC1-digi20-277-LS1 | Automatic Daylighting Control |  | True | True | False | False | False |  | False |  | True | True | True | False |  |  |  | False | [5 empty] | Non Federally-Regulated | 09/05/2008 |  | 01/07/2010
Distech Controls | Distech Controls | EC-Light-8* | Astronomical Time Switch Contr | Device | True | True |  | True | True | True | True | True | True | True | [11 empty] | Non Federally-Regulated | 08/07/2012 |  | 07/01/2014
Cooper Wiring Devices | Savant | VS310U-** | Manual-On Occupant Sensor | Device | True | True |  | True | True | False | True | True | False |  |  |  |  | False | [7 empty] | Non Federally-Regulated | 03/23/2010 |  | 07/01/2014
Marlin Controls, Inc. | Unistar II | SPPHCRELAY | Multi-Level Astronomical Time |  | True | True |  | True | True | True | True | True | True | True |  |  |  |  | True | [6 empty] | Non Federally-Regulated | 02/06/2006 |  | 01/07/2010
Lutron Electronics Co., Inc. | Lutron | GRX-CI-PRG | Automatic Time Switch Control | System | True | True |  | True | True | [16 empty] | Non Federally-Regulated | 04/28/2010 |  | 07/01/2014
Siemens Energy & Automation | Siemens Energy & Automation | 5WG1 704-8XF42 | Automatic Time Switch Control |  | True | True |  | True | True | [8 empty] | True | True | True | [5 empty] | Non Federally-Regulated | 12/19/2005 |  | 01/07/2010
Unenco, Inc. / Univ. Energy | Unenco | SOM-1000-A-2 | Occupant / Motion / Vacancy Se |  | True | True |  | True | [17 empty] | Non Federally-Regulated | 10/06/1992 |  | 01/07/2010
Lithonia Lighting | Litronic Series | LUS1000H | Ultrasonic Occupant / Motion S |  | True | True |  | True | True | True | True | True | [13 empty] | Non Federally-Regulated | 04/29/1993 |  | 02/24/2000
Sensor Switch, Inc. | Sensor Switch | nRMR PDT 10******* | Occupant / Motion / Vacancy Se | System | True | True |  | True | True | False | False |  |  |  |  | False | [9 empty] | Non Federally-Regulated | 04/28/2010 |  | 07/01/2014
Intermatic, Inc. | Intermatic | ET717C | Automatic Time Switch Control |  | True | True |  | True | True | [16 empty] | Non Federally-Regulated | 06/24/1993 |  | 06/29/2006
Leviton Manufacturing Co., Inc. | Leviton | ODC20-*** | Occupant / Motion / Vacancy Se | Device | True | True |  | True | True | True | True | True | True | True | True | False | [9 empty] | Non Federally-Regulated | 09/10/2013 |  | 07/01/2014
CentraLite Systems, Inc. | CentraLite Systems, Inc. | LiteJet | Automatic Daylighting Control |  | True | True | True | True | True | True | False |  | True | True | True | False | True | True | True | True |  | False |  |  |  | Non Federally-Regulated | 10/16/2007 |  | 01/07/2010
Lutron Electronics Co., Inc. | Lutron | MA-600********** | Dimmer | Device | True | True |  | True | True | True | True | False |  |  |  | False | [9 empty] | Non Federally-Regulated | 12/28/2009 |  | 01/21/2014
Vantage Controls, Inc. | Vantage Controls, Inc. | ELDS4-1-DIN | Dimmer | System | True | True | True | True | False |  | True | False |  |  |  | True | [9 empty] | Non Federally-Regulated | 07/26/2011 |  | 07/01/2014
Novitas, Inc. | Novitas | 01-300 | Ultrasonic Occupant / Motion S |  | True | True |  | True | True | True | True | True | [13 empty] | Non Federally-Regulated | 05/01/2001 |  | 09/06/2005
Lutron Electronics Co., Inc. | Lutron | XPS8-******************* | Occupant / Motion / Vacancy Se | System | True | True |  | True | True | True | False |  |  |  |  | False | [9 empty] | Non Federally-Regulated | 04/28/2010 |  | 07/01/2014
Legrand / Pass & Seymour | Legrand / Pass & Seymour | D603P* | Dimmer | Device | True | True |  | True | True | True | True | True | True | True | True | False | [9 empty] | Non Federally-Regulated | 09/14/2012 |  | 07/01/2014
Legrand / Wiremold | WattStopper | LRD1F | Occupant / Motion / Vacancy Se | System | True | True | True | True | True | True | True | True | True | True | True | True |  | True | True | True | [5 empty] | Non Federally-Regulated | 03/23/2010 |  | 07/01/2014
Lutron Electronics Co., Inc. | Lutron | LP6/********************* | Astronomical Time Switch Contr | System | True | True |  | True | True | True | True | True | True | True | [11 empty] | Non Federally-Regulated | 12/28/2009 |  | 07/01/2014
Lutron Electronics Co., Inc. | Grafik Eye | GRX-4102-*-** | Automatic Time Switch Control |  | True | True |  | True | True | [16 empty] | Non Federally-Regulated | 05/09/2000 |  | 09/19/2005
Intermatic, Inc. | Intermatic | EM1408SC | Automatic Time Switch Control |  | True | True |  | True | True | [8 empty] | True | True | True | [5 empty] | Non Federally-Regulated | 10/12/2007 |  | 01/07/2010
Leviton Manufacturing Co., Inc. | Leviton | L778-T/L210-MC | Occupant / Motion / Vacancy Se |  | True | True |  | True | [17 empty] | Non Federally-Regulated | 01/30/2001 |  | 01/07/2010
Tridonic | Tridonic | 24135916 DALIBM6P20 | Automatic Time Switch Control |  | True | True |  | True | True | [16 empty] | Non Federally-Regulated | 08/22/2003 |  | 01/07/2010
Distech Controls | Distech Controls | EC-Light-8* | Multi-Level Astronomical Time | Device | True | True |  | True | True | True | True | True | True | True | [11 empty] | Non Federally-Regulated | 08/07/2012 |  | 07/01/2014
Cooper Controls | Greengate | DLC-PD-AT | Photosensor / Photocontrol Dev |  | True | False |  | True | [17 empty] | Non Federally-Regulated | 11/07/2008 |  | 01/07/2010
Home Automation, Inc. | Home Automation, Inc. | 44A00-1 | Automatic Time Switch Control |  | True | True |  | True | True | [16 empty] | Non Federally-Regulated | 07/26/2005 |  | 01/07/2010
Hubbell Incorporated | Hubbell Wiring Device Kellems | LVUS****R*** | Occupant / Motion / Vacancy Se | Device | True | True |  | True | True | True | True | True | True | True | True | False | [9 empty] | Non Federally-Regulated | 05/28/2010 |  | 07/01/2014
Lutron Electronics Co., Inc. | Ecosystem | CS-1L-** | Multi-Level Astronomical Time |  | True | True |  | True | True | True | True | True | True | True | [11 empty] | Non Federally-Regulated | 01/08/2008 |  | 01/07/2010
Schneider Electric | Powerlink | NF-CW POWERLINK PNL (Master Included) | Multi-Level Astronomical Time | System | True | True |  | True | True | True | True | True | True | True | [11 empty] | Non Federally-Regulated | 01/12/2012 |  | 07/01/2014
Siemens Energy & Automation | Siemens Energy & Automation | 5WG1 704-8XF33 | Automatic Time Switch Control |  | True | True |  | True | True | [8 empty] | True | True | True | [5 empty] | Non Federally-Regulated | 12/19/2005 |  | 01/07/2010
Microlite Corp. | Microlite | MLC054D | Automatic Time Switch Control |  | True | True |  | True | True | [16 empty] | Non Federally-Regulated | 03/27/1995 |  | 01/07/2010
Cooper Controls | iLumin | SC120-12-HE-3P-ML-20 | Multi-Level Astronomical Time |  | True | True |  | True | True | True | True | True | True | True | [11 empty] | Non Federally-Regulated | 11/07/2008 |  | 01/07/2010
Legrand / Wiremold | WattStopper | NPM24PF | Multi-Level Occupant Sensor | System | True | True | True | True | True | True | True | True | True | True | True | True | True | True | True | True | True | True |  |  |  | Non Federally-Regulated | 03/23/2010 |  | 07/01/2014
Intermatic, Inc. | Gasmaster | PC1-digi30-277 | Automatic Time Switch Control | Device | True | True | True | False | [17 empty] | Non Federally-Regulated | 07/17/2014 |  | 08/05/2014
Leviton Manufacturing Co., Inc. | Leviton | D4106-*** | Automatic Time Switch Control | Device | True | True |  | True | True | [16 empty] | Non Federally-Regulated | 05/28/2010 |  | 07/01/2014
Legrand / Wiremold | WattStopper | CLCS | Automatic Daylighting Control | System | True | True | True | True | True | True | True | True | True | True | True | True |  | True | [7 empty] | Non Federally-Regulated | 03/23/2010 |  | 07/01/2014
Home Automation, Inc. | Home Automation, Inc. | 20A00-52 | Automatic Time Switch Control | System | True | True |  | True | True | [16 empty] | Non Federally-Regulated | 02/21/2012 |  | 07/01/2014
WattStopper, Inc. | WattStopper | WT-2205 | Occupant / Motion / Vacancy Se | Device | True | True |  | True | True | False | True | True | True | True | True | False | [9 empty] | Non Federally-Regulated | 05/28/2010 |  | 07/01/2014
Lightolier Controls | Lyteswitch Relay Panel | LSW24PROB277 | Multi-Level Astronomical Time |  | True | True |  | True | True | True | True | True | True | True |  |  |  | False | True | True | [5 empty] | Non Federally-Regulated | 01/21/2009 |  | 01/07/2010
Cooper Wiring Devices | Aspire | 9536-** | Dimmer | Device | True | True |  | True | True | True | True | False |  |  |  | False | [9 empty] | Non Federally-Regulated | 12/29/2010 |  | 07/01/2014
Blue Ridge Technologies | Mezon | MZ64************* | Automatic Time Switch Control | Device | True | True |  | True | True | [16 empty] | Non Federally-Regulated | 06/30/2010 |  | 07/01/2014
Cooper Wiring Devices | Aspire | 9537xx | Dimmer | Device | True | True |  | True | True | True | True | False |  |  |  | False | [9 empty] | Non Federally-Regulated | 11/12/2010 |  | 12/29/2010
Hubbell Building Automation | Hubbell Building Automation | LOFLHB1RMP | Occupant / Motion / Vacancy Se |  | True | True |  | True | [17 empty] | Non Federally-Regulated | 05/20/2004 |  | 01/07/2010
Convia, Inc., A Herman Miller Co. | Convia | GSA-GCA | Automatic Time Switch Control | System | True | True |  | True | True | [16 empty] | Non Federally-Regulated | 03/04/2010 |  | 07/01/2014
Legrand / Pass & Seymour | Legrand / Pass & Seymour | LSDS300P* | Dimmer | Device | True | True |  | True | True | True | True | False |  |  |  | False | [9 empty] | Non Federally-Regulated | 12/23/2010 |  | 07/01/2014
Mytech Corp. | Mytech | LAS-3300SF | Ultrasonic Occupant / Motion S |  | True | True |  | True | True | True | True | True | [13 empty] | Non Federally-Regulated | 02/01/1993 |  | 06/04/1999
General Signal Building Systems | Grasslin | DIGI322-45/1Y | Automatic Time Switch Control |  | True | True |  | True | True | [16 empty] | Non Federally-Regulated | 02/27/1997 |  | 04/06/1998
Sensor Switch, Inc. | Sensor Switch | SB PC ADC****** | Automatic Daylighting Control | Device | True | True | True | True | False |  |  | True | True | True | True | True |  | True | [7 empty] | Non Federally-Regulated | 04/28/2010 |  | 07/01/2014
Blue Ridge Technologies | Blue Ridge Technologies | RPDS**-**-*-**-**-** | Automatic Time Switch Control | System | True | True |  | True | True | [16 empty] | Non Federally-Regulated | 07/23/2013 |  | 07/01/2014
Intermatic, Inc. | Intermatic, Inc. | ET1105CM | Automatic Time Switch Control | Device | True | True |  | True | True | [16 empty] | Non Federally-Regulated | 04/15/2011 |  | 07/01/2014
Echoflex Solutions, Inc. | Echoflex | ROS-**-** | Occupant Sensing Device | Device | True | True | True | True | True | False |  |  |  | False |  |  | True | True | False |  | True | True | True | True | True | Non Federally-Regulated | 03/17/2014 |  | 03/24/2015
WattStopper, Inc. | WattStopper | LP8S-*-*-* | Automatic Time Switch Control | Device | True | True |  | True | True | [16 empty] | Non Federally-Regulated | 08/03/2010 |  | 07/01/2014
Sensor Switch, Inc. | Sensor Switch | nCMR PC****** | Photosensor / Photocontrol Dev | System | True | True |  | False | False | [16 empty] | Non Federally-Regulated | 04/28/2010 |  | 07/01/2014
Lutron Electronics Co., Inc. | Lutron | GP36-******************* | Astronomical Time Switch Contr | System | True | True |  | True | True | True | True | True | True | True | [11 empty] | Non Federally-Regulated | 12/28/2009 |  | 07/01/2014
GE Lighting, a Savant company | GE Lighting Controls | CLCINT12-INTD12-000-001* | Automatic Daylighting Control | System | True | True | True | True | False |  |  | False |  |  | True | True |  | True | [7 empty] | Non Federally-Regulated | 07/27/2012 |  | 07/01/2014
Siemens Energy & Automation | Siemens Energy & Automation | 5WG1 705-8XF04 | Automatic Time Switch Control |  | True | True |  | True | True | [8 empty] | True | True | True | [5 empty] | Non Federally-Regulated | 12/19/2005 |  | 01/07/2010
Lutron Electronics Co., Inc. | HomeWorks QS | HQRD-H** | Multi-Level Occupant Sensor | System | True | True | True | True | True | True | True | True | True | True | True | True |  | False | [7 empty] | Non Federally-Regulated | 07/10/2012 |  | 07/01/2014
Tork | Tork | ELC78 | Multi-Level Astronomical Time | Device | True | True |  | True | True | True | True | True | True | True | [11 empty] | Non Federally-Regulated | 11/12/2013 |  | 07/01/2014
Siemens Energy & Automation | Siemens Energy & Automation | 5WG1 705-8XD41 | Automatic Time Switch Control |  | True | True |  | True | True | [8 empty] | True | True | True | [5 empty] | Non Federally-Regulated | 12/19/2005 |  | 01/07/2010
PLC Multipoint, Inc. | PLC Multipoint | CES/A SKYLIGHT | Photosensor / Photocontrol Dev |  | True | False |  | True | [17 empty] | Non Federally-Regulated | 08/06/1992 |  | 07/19/2006
Suncoast Environmental Controls, Inc. | Suncoast Environmental Controls, Inc. | SECT24 | Occupant / Motion / Vacancy Se |  | True | True |  | True | [17 empty] | Non Federally-Regulated | 06/18/2004 |  | 01/07/2010
Lumisys | Global | GL_16** | Automatic Time Switch Control |  | True | True |  | True | True | [16 empty] | Non Federally-Regulated | 02/23/2009 |  | 01/07/2010
PLC Multipoint, Inc. | PLC Multipoint | LCP3 | Multi-Level Daylighting Contro |  | True | True |  | True | True | True | True | [14 empty] | Non Federally-Regulated | 07/19/2006 |  | 01/07/2010
Legrand / Pass & Seymour | Legrand / Pass & Seymour | WS1000* | Dimmer | Device | True | True |  | True | True | True | True | False |  |  |  | False | [9 empty] | Non Federally-Regulated | 12/23/2010 |  | 07/01/2014
Lutron Electronics Co., Inc. | Lutron | VTELV-600M****** | Dimmer | Device | True | True |  | True | True | True | True | False |  |  |  | False | [9 empty] | Non Federally-Regulated | 12/28/2009 |  | 01/21/2014
Sensor Switch, Inc. | Sensor Switch | CMRB 10 2P********** | Occupant / Motion / Vacancy Se | Device | True | True |  | True | True | False | False |  |  |  |  | False | [9 empty] | Non Federally-Regulated | 04/28/2010 |  | 07/01/2014
Lutron Electronics Co., Inc. | Microwatt | DMW-LZC1 | Automatic Time Switch Control |  | True | True |  | True | True | [16 empty] | Non Federally-Regulated | 05/09/2000 |  | 09/19/2005
Legrand / Wiremold | WattStopper | NPM22F | Occupant / Motion / Vacancy Se | System | True | True | True | True | True | True | True | True | True | True | True | True |  | True | True | True | [5 empty] | Non Federally-Regulated | 03/23/2010 |  | 07/01/2014
Sensor Switch, Inc. | Sensor Switch | RMR 10 2P********** | Occupant / Motion / Vacancy Se | Device | True | True |  | True | True | False | False |  |  |  |  | False | [9 empty] | Non Federally-Regulated | 04/28/2010 |  | 07/01/2014
Echoflex Solutions, Inc. | Echoflex | ERDRC-*C*-***/***/*** | Dimmer | Device | True | True | True | True | True | True | True | True | True | [12 empty] | Non Federally-Regulated | 09/08/2014 |  | 03/24/2015
Enerlites, Inc. | Intermatic, Inc. | IOS-DPBIF2-** | Occupant Sensing Device | Device | True | True | True | True | True | False |  |  |  | False |  |  | False |  | False |  | False | False | True | True | True | Non Federally-Regulated | 07/17/2014 |  | 07/17/2014
Cooper Controls | Greengate | LK4 120** | Multi-Level Astronomical Time | System | True | True |  | True | True | True | True | True | True | True | [11 empty] | Non Federally-Regulated | 04/15/2011 |  | 07/01/2014
Convia, Inc., A Herman Miller Co. | Convia | GSE-PFC-02 | Dimmer | System | True | True | True | True | True | True | True | True | True | True | True | True | [9 empty] | Non Federally-Regulated | 03/04/2010 |  | 07/01/2014
Siemens Energy & Automation | Siemens Energy & Automation | 5WG1 705-8XC41 | Automatic Time Switch Control |  | True | True |  | True | True | [8 empty] | True | True | True | [5 empty] | Non Federally-Regulated | 12/19/2005 |  | 01/07/2010
Lutron Electronics Co., Inc. | Lutron | CCP-******-******-** | Multi-Level Astronomical Time | System | True | True |  | True | True | True | True | True | True | True | [11 empty] | Non Federally-Regulated | 07/10/2012 |  | 07/01/2014
Lighting Control & Design | Lighting Control & Design | GR24**/**SLAVE******* | Automatic Time Switch Control | System | True | True |  | True | True | [16 empty] | Non Federally-Regulated | 12/28/2009 |  | 07/01/2014
Lutron Electronics Co., Inc. | Homeworks | HS16-*********** | Multi-Level Occupant Sensor | System | True | True | True | True | True | False | True | True | True | True | True | True |  | False | [7 empty] | Non Federally-Regulated | 01/20/2010 |  | 07/01/2014
Tork | Tork | SA306 | Automatic Time Switch Control | Device | True | True |  | True | True | [16 empty] | Non Federally-Regulated | 11/12/2013 |  | 07/01/2014
Cooper Wiring Devices | Trace | TI061xx | Dimmer | Device | True | True |  | True | True | True | True | True | True | True | True | False | [9 empty] | Non Federally-Regulated | 11/12/2010 |  | 12/29/2010
Cooper Wiring Devices | Novitas | 01-111-BAS-** | Ultrasonic Occupant / Motion S |  | True | True |  | True | True | True | True | True |  |  |  |  | True | True | True | False | True | False |  |  |  | Non Federally-Regulated | 08/18/2006 |  | 04/10/2008
Lightolier Controls | Insight | IS2-8EB-277-W | Occupant / Motion / Vacancy Se |  | True | True |  | True | [17 empty] | Non Federally-Regulated | 08/27/1993 |  | 01/07/2010
WattStopper, Inc. | WattStopper | RS-250-* | Occupant / Motion / Vacancy Se | Device | True | True |  | True | True | False | False |  |  |  |  | False | [9 empty] | Non Federally-Regulated | 02/04/2010 |  | 07/01/2014
Legrand / Wiremold | WattStopper | NPM22 | Astronomical Time Switch Contr | System | True | True |  | True | True | True | True | True | True | True | [11 empty] | Non Federally-Regulated | 03/23/2010 |  | 07/01/2014
Lutron Electronics Co., Inc. | Homeworks | HW-RPM-4E-120 | Automatic Time Switch Control |  | True | True |  | True | True | [16 empty] | Non Federally-Regulated | 08/13/2007 |  | 01/07/2010
Leviton Manufacturing Co., Inc. | Leviton | 6641 | Dimmer | Device | True | True |  | True | True | True | True | False |  |  |  | False | [9 empty] | Non Federally-Regulated | 11/12/2010 |  | 07/01/2014
Computer Process Controls | Computer Process Controls | 830-1111 | Automatic Time Switch Control |  | True | True |  | True | True | [16 empty] | Non Federally-Regulated | 12/24/1998 |  | 01/07/2010
Lutron Electronics Co., Inc. | Homeworks | HWD-10D*** | Dimmer | System | True | True |  | True | True | True | True | False |  |  |  | False | [9 empty] | Non Federally-Regulated | 12/17/2009 |  | 01/21/2014
Sensor Switch, Inc. | Sensor Switch | nRM 6 2P****** | Occupant / Motion / Vacancy Se | System | True | True |  | True | True | False | False |  |  |  |  | False | [9 empty] | Non Federally-Regulated | 04/28/2010 |  | 07/01/2014
Vantage Controls, Inc. | Vantage Controls, Inc. | RD11* | Dimmer | System | True | True | True | True | False |  | True | False |  |  |  | True | [9 empty] | Non Federally-Regulated | 04/28/2010 |  | 07/01/2014
Lutron Electronics Co., Inc. | Softswitch 128 | XPS12-******-** | Multi-Level Daylighting Contro |  | True | True |  | True | True | True | True | [14 empty] | Non Federally-Regulated | 09/19/2005 |  | 01/07/2010
Tork | Tork | K601Z-2 (240VAC) | Automatic Time Switch Control |  | True | True |  | True | True | [16 empty] | Non Federally-Regulated | 02/07/1994 |  | 01/07/2010
Horton Controls, Inc. | Horton Controls, Inc. | H10C12CC | Automatic Time Switch Control |  | True | True |  | True | True | [16 empty] | Non Federally-Regulated | 05/04/2000 |  | 07/30/2002
Convia, Inc., A Herman Miller Co. | Convia | GSE-DCC-01 | Multi-Level Astronomical Time |  | True | True |  | True | True | True | True | True | True | True |  |  |  | True | True | True | [5 empty] | Non Federally-Regulated | 04/04/2008 |  | 01/07/2010
Intermatic, Inc. | Grasslin | GMX2FM2D50O-120 | Automatic Time Switch Control |  | True | True |  | True | True | [16 empty] | Non Federally-Regulated | 10/15/2008 |  | 01/07/2010
Cooper Controls | Greengate | CK4 120** | Manual-On Occupant Sensor | System | True | True | True | True | True | True | True | True | True | True | True | True |  | False | [7 empty] | Non Federally-Regulated | 04/15/2011 |  | 05/16/2011
Signify North America Corporation | Philips Lighting Electronics North America | LRM174200M | Manual-On Occupant Sensor | System | True | True |  | True | True | True | True | True | False |  |  |  |  | False | [7 empty] | Non Federally-Regulated | 05/06/2010 |  | 07/01/2014
Legrand / Wiremold | WattStopper | CLCS | Manual-On Occupant Sensor | System | True | True | True | True | True | True | True | True | True | True | True | True | True | True | True | True |  | True |  |  |  | Non Federally-Regulated | 03/23/2010 |  | 07/01/2014
Legrand / Pass & Seymour | Legrand / Pass & Seymour | 91003* | Dimmer | Device | True | True |  | True | True | True | True | True | True | True | True | False | [9 empty] | Non Federally-Regulated | 09/14/2012 |  | 07/01/2014
Legrand / Pass & Seymour | Legrand | ADPD453LM2 | Dimmer | Device | True | True |  | True | True | True | True | True | True | True | True | False | [9 empty] | Non Federally-Regulated | 09/14/2012 |  | 07/01/2014
Lighting Control & Design | Lighting Control & Design | GR41**/**SLAVE*******s | Automatic Daylighting Control | System | True | True | True | True | False |  |  | True | True | True | True | True |  | True | [7 empty] | Non Federally-Regulated | 12/28/2009 |  | 07/01/2014
TCS Basys | TCS Basys | SL2105 | Automatic Time Switch Control |  | True | True |  | True | True | [8 empty] | True | True | True | [5 empty] | Non Federally-Regulated | 09/06/2007 |  | 01/07/2010
Powerline Control Systems | GreenWorx | FCM1RD-120 | Automatic Time Switch Control | System | True | True |  | True | True | [16 empty] | Non Federally-Regulated | 12/10/2013 |  | 07/01/2014
Sensor Switch, Inc. | Sensor Switch | IRC-2L | Occupant / Motion / Vacancy Se |  | True | True |  | True | [17 empty] | Non Federally-Regulated | 03/01/2006 |  | 11/20/2008
GE Industrial Systems | GE Industrial Systems | RSENUSHLV | Photosensor / Photocontrol Dev |  | True | False |  | True | [17 empty] | Non Federally-Regulated | 03/20/2001 |  | 01/07/2010
WattStopper, Inc. | WattStopper | HB350 | Occupant / Motion / Vacancy Se |  | True | True |  | True | [8 empty] | False | True | True | False | True | False |  |  |  | Non Federally-Regulated | 02/14/2008 |  | 01/07/2010
Hubbell Building Automation | Hubbell Building Automation | HIDPWR1000 | Occupant / Motion / Vacancy Se |  | True | True |  | True | [17 empty] | Non Federally-Regulated | 05/20/2004 |  | 01/07/2010
Tork | Tork | DG180 (120VAC) | Automatic Time Switch Control |  | True | True |  | True | True | [16 empty] | Non Federally-Regulated | 02/07/1994 |  | 01/07/2010
WattStopper, Inc. | WattStopper | LIB24-*-*-*-* | Automatic Time Switch Control | Device | True | True |  | True | True | [16 empty] | Non Federally-Regulated | 08/03/2010 |  | 07/01/2014
Hubbell Incorporated | H-Moss | ATP1600WRP | Occupant / Motion / Vacancy Se |  | True | True |  | True | [17 empty] | Non Federally-Regulated | 05/04/2004 |  | 01/07/2010
Lutron Electronics Co., Inc. | HomeWorks QS | HQP6-2-120 | Automatic Time Switch Control | System | True | True |  | True | True | [16 empty] | Non Federally-Regulated | 07/10/2012 |  | 07/01/2014
Con-Tech Lighting | Regulator Series | LA-23T-R**/***** | Track Lighting Integral Curren | Device | True | True |  | True | True | True | True | True | [13 empty] | Non Federally-Regulated | 08/03/2010 |  | 07/01/2014
Blue Ridge Technologies | Blue Ridge Technologies | QK3-* | Automatic Time Switch Control | Device | True | True |  | True | True | [16 empty] | Non Federally-Regulated | 06/30/2010 |  | 07/01/2014
Convia, Inc., A Herman Miller Co. | Convia | GSE-DCC-03 | Microwave Occupant / Motion Se |  | True | True |  | True | True | True | True | True |  |  |  |  | True | True | True | True | True | True |  |  |  | Non Federally-Regulated | 04/04/2008 |  | 01/07/2010
Sensor Switch, Inc. | Sensor Switch | nCMR-PDT-******** | Occupant / Motion / Vacancy Se |  | True | True |  | True | [17 empty] | Non Federally-Regulated | 11/20/2008 |  | 01/07/2010
Carolina Products, Inc. | Carolina Products | CPI800 | Automatic Daylighting Control |  | True | True | True | True | False |  | True | True | True | True | True | True | True | True | True | True |  | True |  |  |  | Non Federally-Regulated | 02/17/2005 |  | 01/07/2010
Convia, Inc., A Herman Miller Co. | Convia | GSE-PDC-03 | Automatic Daylighting Control |  | True | True | True | True | True | True | True | True | True | True | True | True | True | True | True | True |  | True |  |  |  | Non Federally-Regulated | 03/20/2009 |  | 01/07/2010
Lutron Electronics Co., Inc. | Lutron | XP16-******************* | Astronomical Time Switch Contr | System | True | True |  | True | True | True | True | True | True | True | [11 empty] | Non Federally-Regulated | 12/28/2009 |  | 07/01/2014
WattStopper, Inc. | WattStopper | LICA8-*-*-*-*-* | Automatic Time Switch Control | Device | True | True |  | True | True | [16 empty] | Non Federally-Regulated | 08/03/2010 |  | 07/01/2014
Lithonia Lighting | SwitchPak | SPAK 4S2D 120/277 | Automatic Time Switch Control |  | True | True |  | True | True | [8 empty] | True | True | True | [5 empty] | Non Federally-Regulated | 07/24/2006 |  | 01/07/2010
Unenco, Inc. / Univ. Energy | UEC | HMS1 | Ultrasonic Occupant / Motion S |  | True | True |  | True | True | True | True | True | [13 empty] | Non Federally-Regulated | 09/25/1992 |  | 01/07/2010
Cooper Wiring Devices | Greengate | ODC-U-0501-R | Ultrasonic Occupant / Motion S |  | True | True |  | True | True | True | True | True |  |  |  |  | True | True | True | False | True | False |  |  |  | Non Federally-Regulated | 04/10/2008 |  | 11/07/2008
Sensor Switch, Inc. | Sensor Switch | nCMB 6******* | Occupant / Motion / Vacancy Se | System | True | True |  | True | True | False | False |  |  |  |  | False | [9 empty] | Non Federally-Regulated | 04/28/2010 |  | 07/01/2014
Cooper Wiring Devices | Greengate | OMC-U-1001 | Ultrasonic Occupant / Motion S |  | True | True |  | True | True | True | True | True |  |  |  |  | True | True | True | False | True | False |  |  |  | Non Federally-Regulated | 04/10/2008 |  | 11/07/2008
Cooper Controls | iLumin | SC120-18-HE-1P-ML-20 | Multi-Level Astronomical Time |  | True | True |  | True | True | True | True | True | True | True | [11 empty] | Non Federally-Regulated | 11/07/2008 |  | 01/07/2010
Marlin Controls, Inc. | Marlin Controls | HERCULES DC II RELAY BOARD | Automatic Time Switch Control | System | True | True |  | True | True | [16 empty] | Non Federally-Regulated | 01/23/2012 |  | 07/01/2014
Lutron Electronics Co., Inc. | LCP 128 | LCP-*****-******-** | Exterior Photocontrol Device |  | True | True |  | True | True | True | [15 empty] | Non Federally-Regulated | 09/19/2005 |  | 01/07/2010
Lutron Electronics Co., Inc. | Homeworks | HS8-*********** | Astronomical Time Switch Contr | System | True | True |  | True | True | True | True | True | True | True | [11 empty] | Non Federally-Regulated | 01/20/2010 |  | 07/01/2014
Enlighted, Inc. | ELF | eLF-SU-W-0-0 | Multi-Level Occupant Sensor | System | True | True | True | True | True | True | True | True | True | True | True | True |  | False | [7 empty] | Non Federally-Regulated | 11/29/2010 |  | 09/17/2012
Lumisys | Global | GL_08** | Automatic Time Switch Control |  | True | True |  | True | True | [16 empty] | Non Federally-Regulated | 02/23/2009 |  | 01/07/2010
Tork | Tork | EW103S (120VAC) | Automatic Time Switch Control |  | True | True |  | True | True | [16 empty] | Non Federally-Regulated | 12/20/1994 |  | 04/27/2006
Lutron Electronics Co., Inc. | LCP 128 | LCP-*-***FT | Automatic Daylighting Control |  | True | True | False | True | True | True | False |  | False |  | True | False |  |  |  | False | [5 empty] | Non Federally-Regulated | 09/19/2005 |  | 01/07/2010
Gentec, Inc. | Schneider Electric | SERPTC811 | Multi-Level Astronomical Time | Device | True | True |  | True | True | True | True | True | True | True | [11 empty] | Non Federally-Regulated | 01/20/2012 |  | 07/01/2014
Lutron Electronics Co., Inc. | Lutron | XP40-******************* | Astronomical Time Switch Contr | System | True | True |  | True | True | True | True | True | True | True | [11 empty] | Non Federally-Regulated | 12/28/2009 |  | 07/01/2014
WattStopper, Inc. | WattStopper | DM105 | Automatic Daylighting Control |  | True | False |  | True | False |  | True | True | [8 empty] | True |  |  |  |  | Non Federally-Regulated | 07/19/2002 |  | 01/07/2010
Lutron Electronics Co., Inc. | Lutron | XP36-******************* | Automatic Daylighting Control | System | True | True | True | True | False |  |  | False |  |  | True | True |  | True | [7 empty] | Non Federally-Regulated | 12/28/2009 |  | 07/01/2014
Intermatic, Inc. | Gasmaster | PC2-digi30-277-LS2 | Photosensor / Photocontrol Dev | Device | True | True | True | [18 empty] | Non Federally-Regulated | 07/17/2014 |  | 08/05/2014
Hubbell Building Automation | Hubbell Building Automation | WIH-IFM-****-**** | Automatic Time Switch Control | System | True | True |  | True | True | [16 empty] | Non Federally-Regulated | 02/28/2012 |  | 07/01/2014
Lutron Electronics Co., Inc. | Grafik Eye | RPT4/*-120***** | Photosensor / Photocontrol Dev |  | True | True |  | True | [17 empty] | Non Federally-Regulated | 09/12/2003 |  | 09/19/2005
Lutron Electronics Co., Inc. | Grafik Eye | GRX-4108-A-** | Occupant / Motion / Vacancy Se |  | True | True |  | True | [17 empty] | Non Federally-Regulated | 01/31/1996 |  | 05/09/2000
Lutron Electronics Co., Inc. | Centralized Lighting Control | SO-4****-**-*** | Automatic Daylighting Control |  | True | True | True | True | False |  | False |  | False |  | True | True | False | True | False | True |  | True |  |  |  | Non Federally-Regulated | 06/08/2007 |  | 01/07/2010
Intermatic, Inc. | Intermatic, Inc. | ET91615CR | Astronomical Time Switch Contr | Device | True | True |  | True | True | True | True | True | True | True | [11 empty] | Non Federally-Regulated | 07/22/2011 |  | 07/01/2014
Hubbell Building Automation | Hubbell Building Automation | LXS20*** | Automatic Time Switch Control | System | True | True |  | True | True | [16 empty] | Non Federally-Regulated | 03/26/2010 |  | 02/04/2014
Legrand / Wiremold | WattStopper | LRD2B | Multi-Level Occupant Sensor | System | True | True | True | True | True | True | True | True | True | True | True | True | True | True | True | True | True | True |  |  |  | Non Federally-Regulated | 03/23/2010 |  | 07/01/2014
PLC Multipoint, Inc. | PLC Multipoint | LC9 | Automatic Daylighting Control |  | True | True | False | True | False |  | False |  | False |  | True | True |  |  |  | False | [5 empty] | Non Federally-Regulated | 07/19/2006 |  | 01/07/2010
Sensor Switch, Inc. | Sensor Switch | nCM-ADC-**-** | Automatic Daylighting Control |  | True | True | True | True | False |  | True | True | True | True | True | True | True | True | True | True |  | True |  |  |  | Non Federally-Regulated | 11/20/2008 |  | 01/07/2010
Lightstat, Inc. | Lightstat | ALC-5-40-*** | Occupant / Motion / Vacancy Se |  | True | True |  | True | [17 empty] | Non Federally-Regulated | 06/23/1998 |  | 03/14/2006
Lithonia Lighting | Synergy | SYSC MLC | Multi-Level Daylighting Contro |  | True | True |  | True | True | True | True | [14 empty] | Non Federally-Regulated | 07/24/2006 |  | 01/07/2010
Desa Specialty, LLC | Heath Zenith | HD-9260 | Exterior Photocontrol Device |  | True | False | [11 empty] | True | True | True | [5 empty] | Non Federally-Regulated | 05/26/2005 |  | 09/20/2007
Lutron Electronics Co., Inc. | Lutron | LCP40-******************* | Multi-Level Occupant Sensor | System | True | True | True | True | True | True | True | True | True | True | True | True |  | False | [7 empty] | Non Federally-Regulated | 12/28/2009 |  | 07/01/2014
Lithonia Lighting | Litronic Series | LUS250 | Ultrasonic Occupant / Motion S |  | True | True |  | True | True | True | True | True | [13 empty] | Non Federally-Regulated | 01/28/1993 |  | 07/24/2006
Cooper Controls | Greengate | ONW-D-1001-DMV-* | Multi-Level Occupant Sensor | Device | True | True | True | True | True | False | True | True | False | True | True | True | True | True | True | True | [5 empty] | Non Federally-Regulated | 07/22/2010 |  | 07/01/2014
Lutron Electronics Co., Inc. | Lutron | TG-10P********** | Dimmer | Device | True | True |  | True | True | True | True | False |  |  |  | False | [9 empty] | Non Federally-Regulated | 12/28/2009 |  | 01/21/2014
Leviton Manufacturing Co., Inc. | Leviton | ODC05-M** | Ultrasonic Occupant / Motion S |  | True | True |  | True | True | True | True | True | [13 empty] | Non Federally-Regulated | 06/29/2000 |  | 01/07/2010
Sensor Switch, Inc. | Sensor Switch | nCM 9 2P****** | Occupant / Motion / Vacancy Se | System | True | True |  | True | True | False | False |  |  |  |  | False | [9 empty] | Non Federally-Regulated | 04/28/2010 |  | 07/01/2014
Lutron Electronics Co., Inc. | Softswitch 128 | XPS4-******-** | Occupant / Motion / Vacancy Se |  | True | True |  | True | [17 empty] | Non Federally-Regulated | 09/19/2005 |  | 01/07/2010
Lutron Electronics Co., Inc. | Lutron | MSCF-6AM******** | Dimmer | Device | True | True |  | True | True | True | True | False |  |  |  | False | [9 empty] | Non Federally-Regulated | 12/28/2009 |  | 01/21/2014
Intermatic, Inc. | Grasslin | GMX2FM2D50O-120 | Automatic Time Switch Control | Device | True | True |  | True | True | [16 empty] | Non Federally-Regulated | 01/20/2010 |  | 07/01/2014
Intermatic, Inc. | Grasslin | PC2-D30-277-LS1 | Photosensor / Photocontrol Dev | Device | True | True |  | False | False | [16 empty] | Non Federally-Regulated | 01/20/2010 |  | 07/01/2014
Lutron Electronics Co., Inc. | Centralized Lighting Control | SO-5****-**-*** | Automatic Daylighting Control |  | True | True | True | True | False |  | False |  | False |  | True | True | False | True | False | True |  | True |  |  |  | Non Federally-Regulated | 06/08/2007 |  | 01/07/2010
Lutron Electronics Co., Inc. | LCP 128 | LCP-**-******-** | Astronomical Time Switch Contr |  | True | True |  | True | True | True | True | True | True | True | [11 empty] | Non Federally-Regulated | 09/19/2005 |  | 01/07/2010
Cooper Wiring Devices | Greengate | OEC-U-0701-AF | Ultrasonic Occupant / Motion S |  | True | True |  | True | True | True | True | True |  |  |  |  | True | True | True | False | True | False |  |  |  | Non Federally-Regulated | 04/10/2008 |  | 11/07/2008
Lutron Electronics Co., Inc. | Lutron | DV-1002P******** | Dimmer | Device | True | True |  | True | True | True | True | True | True | True | True | False | [9 empty] | Non Federally-Regulated | 04/28/2010 |  | 01/21/2014
Intermatic, Inc. | Gasmaster | FM2D50-120 | Automatic Time Switch Control | Device | True | True | True | False | [17 empty] | Non Federally-Regulated | 07/17/2014 |  | 08/05/2014
Schneider Electric (Square D Wiring Devices) | Powerlink | NF3000G3 | Astronomical Time Switch Contr |  | True | True |  | True | True | True | True | True | True | True | [11 empty] | Non Federally-Regulated | 03/14/2008 |  | 01/07/2010
Lutron Electronics Co., Inc. | Homeworks | HRD-5NE-** | Manual-On Occupant Sensor | System | True | True |  | True | True | False | True | True | False |  |  |  |  | False | [7 empty] | Non Federally-Regulated | 01/20/2010 |  | 07/01/2014
Lutron Electronics Co., Inc. | Homeworks | HWV-1000D-** | Automatic Time Switch Control | System | True | True |  | True | True | [16 empty] | Non Federally-Regulated | 01/20/2010 |  | 07/01/2014
Crestron Electronics | Crestron Electronics | GLPAC-DIMFLV* | Dimmer | Device | True | True |  | True | True | True | True | False |  |  |  | False | [9 empty] | Non Federally-Regulated | 10/08/2010 |  | 07/01/2014
Lithonia Lighting | Panelmax Series | RC PC IN | Photosensor / Photocontrol Dev |  | True | True |  | True | [17 empty] | Non Federally-Regulated | 12/13/1994 |  | 01/07/2010
Distech Controls | Distech Controls | EC-Light-16* | Automatic Time Switch Control | Device | True | True |  | True | True | [16 empty] | Non Federally-Regulated | 08/07/2012 |  | 07/01/2014
Legrand / Wiremold | WattStopper | NRD2C | Manual-On Occupant Sensor | System | True | True | True | True | True | True | True | True | True | True | True | True | True | True | True | True |  | True |  |  |  | Non Federally-Regulated | 03/23/2010 |  | 07/01/2014
Marlin Controls, Inc. | Unistar II | SPPHC | Exterior Photocontrol Device |  | True | True | [12 empty] | True | [6 empty] | Non Federally-Regulated | 02/06/2006 |  | 01/07/2010
Mytech Corp. | Mytech | SST8-220-I | Ultrasonic Occupant / Motion S |  | True | True |  | True | True | True | True | True | [13 empty] | Non Federally-Regulated | 06/04/1999 |  | 01/07/2010
Tork | Tork | TZ220LO | Automatic Time Switch Control | Device | True | True |  | True | True | [16 empty] | Non Federally-Regulated | 11/12/2013 |  | 07/01/2014
Intermatic, Inc. | Gasmaster | FM1QTUZH-120U | Automatic Time Switch Control | Device | True | True | True | False | [17 empty] | Non Federally-Regulated | 07/17/2014 |  | 08/05/2014
ZHEJIANG YUANTAI ELECTRICAL TECHNOLOGY CO., LTD. | Enerware | YM185 | Manual-On Occupant Sensor | Device | True | True |  | True | True | True | True | True | False |  |  |  |  | False | [7 empty] | Non Federally-Regulated | 10/05/2011 |  | 07/01/2014
Legrand / Wiremold | WattStopper | CNCBS | Manual-On Occupant Sensor | System | True | True | True | True | True | True | True | True | True | True | True | True | True | True | True | True |  | True |  |  |  | Non Federally-Regulated | 03/23/2010 |  | 07/01/2014
Steinel America, Inc. | Steinel | IR Quattro COM2-24 | Occupant / Motion / Vacancy Se | Device | True | True |  | True | True | False | False |  |  |  |  | False | [9 empty] | Non Federally-Regulated | 08/06/2013 |  | 07/01/2014
Siemens Energy & Automation | LCP1000 | LCP1000 | Automatic Daylighting Control |  | True | True |  | True | False |  | False | [9 empty] | True |  |  |  |  | Non Federally-Regulated | 11/09/2001 |  | 01/07/2010
Legrand / Pass & Seymour | Legrand / Pass & Seymour | CSD1000* | Occupant / Motion / Vacancy Se | Device | True | True |  | True | True | False | False |  |  |  |  | False | [9 empty] | Non Federally-Regulated | 12/23/2010 |  | 07/01/2014
Legrand / Wiremold | WattStopper | CE7ATC SERIES | Astronomical Time Switch Contr | System | True | True |  | True | True | True | True | True | True | True | [11 empty] | Non Federally-Regulated | 03/23/2010 |  | 07/01/2014
Lutron Electronics Co., Inc. | Lutron | MIRLV-600M****** | Dimmer | Device | True | True |  | True | True | True | True | False |  |  |  | False | [9 empty] | Non Federally-Regulated | 12/28/2009 |  | 01/21/2014
Lighting Control & Design | Lighting Control & Design | GR2400SBP******SLAVE** | Multi-Level Astronomical Time | System | True | True |  | True | True | True | True | True | True | True | [11 empty] | Non Federally-Regulated | 12/28/2009 |  | 07/01/2014
Lutron Electronics Co., Inc. | Radio RA | RA-6*D-** | Occupant / Motion / Vacancy Se |  | True | True |  | True | [17 empty] | Non Federally-Regulated | 08/13/2007 |  | 01/07/2010
Nexlight | Nexlight | K4121C/WRT3224-84 | Automatic Daylighting Control |  | True | True |  | True | True | True | True | True | [8 empty] | True |  |  |  |  | Non Federally-Regulated | 11/13/2001 |  | 03/20/2008
Novitas, Inc. | Light-o-matic | 01-091 | Ultrasonic Occupant / Motion S |  | False | False |  | True | True | True | True | True | [13 empty] | Non Federally-Regulated | 03/01/1986 |  | 04/06/1998
Siemens Energy & Automation | Siemens Energy & Automation | 5WG1 704-8XH32 | Automatic Time Switch Control |  | True | True |  | True | True | [8 empty] | True | True | True | [5 empty] | Non Federally-Regulated | 12/19/2005 |  | 01/07/2010
PLC Multipoint, Inc. | PLC Multipoint | LCM-IE-*Z-***V | Automatic Daylighting Control | System | True | True | True | True | False |  |  | True | True | True | True | True |  | True | [7 empty] | Non Federally-Regulated | 02/02/2011 |  | 07/01/2014
Hubbell Building Automation | Hubbell Building Automation | FHBLT******** | Occupant / Motion / Vacancy Se |  | True | True |  | True | [17 empty] | Non Federally-Regulated | 09/08/2007 |  | 01/07/2010
Lutron Electronics Co., Inc. | Lutron | XP32-******************* | Automatic Daylighting Control | System | True | True | True | True | False |  |  | False |  |  | True | True |  | True | [7 empty] | Non Federally-Regulated | 12/28/2009 |  | 07/01/2014
Lutron Electronics Co., Inc. | Grafik Eye | GRX-4003-A-** | Occupant / Motion / Vacancy Se |  | True | True |  | True | [17 empty] | Non Federally-Regulated | 07/19/1994 |  | 09/19/2005
Marlin Controls, Inc. | Marlin Controls | MATRIX RCS | Automatic Time Switch Control | System | True | True |  | True | True | [16 empty] | Non Federally-Regulated | 01/23/2012 |  | 07/01/2014
WattStopper, Inc. | WattStopper | WP2205 | Ultrasonic Occupant / Motion S |  | True | True |  | True | True | True | True | True | [13 empty] | Non Federally-Regulated | 07/30/2002 |  | 01/07/2010
Lithonia Lighting | Litronic Series | LPCS 277 | Occupant / Motion / Vacancy Se |  | True | True |  | True | [17 empty] | Non Federally-Regulated | 12/13/1994 |  | 07/24/2006
Lutron Electronics Co., Inc. | Homeworks | HS4-******* | Multi-Level Astronomical Time |  | True | True |  | True | True | True | True | True | True | True | [11 empty] | Non Federally-Regulated | 08/13/2007 |  | 01/07/2010
WattStopper, Inc. | WattStopper | ADMLV-703-* | Dimmer | Device | True | True |  | True | False |  | True | True | True | True | True | False | [9 empty] | Non Federally-Regulated | 08/31/2010 |  | 07/01/2014
Integrated Building Solutions | Smart Relay Modules | SRM440 | Automatic Time Switch Control |  | True | True |  | True | True | [16 empty] | Non Federally-Regulated | 08/10/1995 |  | 12/27/2000
Harvard Engineering, PLC | Venture Leafnut™ | DRA-LN-320-875-002 | Astronomical Time Switch Contr | System | True | True |  | True | True | True | True | True | True | True | [11 empty] | Non Federally-Regulated | 10/17/2013 |  | 07/01/2014
Legrand / Wiremold | WattStopper | NPM44 | Automatic Daylighting Control | System | True | True | True | True | True | True | True | True | True | True | True | True |  | True | [7 empty] | Non Federally-Regulated | 03/23/2010 |  | 07/01/2014
Intermatic, Inc. | Gasmaster | PC1-120-LS2 | Photosensor / Photocontrol Dev | Device | True | True | True | [18 empty] | Non Federally-Regulated | 07/17/2014 |  | 08/05/2014
Home Automation, Inc. | Home Automation, Inc. | 20A00-1 | Automatic Time Switch Control |  | True | True |  | True | True | [16 empty] | Non Federally-Regulated | 07/26/2005 |  | 01/07/2010
Tork | Tork | DS200-12 (12VDC) | Automatic Time Switch Control |  | True | True |  | True | True | [16 empty] | Non Federally-Regulated | 06/08/1993 |  | 04/27/2006
Lutron Electronics Co., Inc. | Lutron | GP28-******************* | Dimmer | System | True | True |  | True | True | True | True | False |  |  |  | False | [9 empty] | Non Federally-Regulated | 12/28/2009 |  | 07/01/2014
Tork | Tork | EW101A | Automatic Time Switch Control |  | True | True |  | True | True | [16 empty] | Non Federally-Regulated | 10/08/2002 |  | 01/07/2010
Legrand / Pass & Seymour | Legrand / Pass & Seymour | CD3FB10277RED* | Dimmer | Device | True | True |  | True | True | True | True | False |  |  |  | False | [9 empty] | Non Federally-Regulated | 12/23/2010 |  | 07/01/2014
Lutron Electronics Co., Inc. | Grafik Eye | GRX-3103-A-** | Automatic Time Switch Control |  | True | True |  | True | True | [16 empty] | Non Federally-Regulated | 03/13/1996 |  | 05/09/2000
Intermatic, Inc. | Intermatic | LC4536C | Photosensor / Photocontrol Dev | Device | True | True |  | False | False | [16 empty] | Non Federally-Regulated | 01/20/2010 |  | 07/01/2014
Paragon Electric Co. | Paragon | EC7005/120V,208-240 | Automatic Time Switch Control |  | True | True |  | True | True | [16 empty] | Non Federally-Regulated | 06/25/1993 |  | 01/21/1999
Hubbell Incorporated | H-Moss | ATU500CRP | Ultrasonic Occupant / Motion S |  | True | True |  | True | True | True | True | True | [13 empty] | Non Federally-Regulated | 06/01/1998 |  | 01/07/2010
Heathco, LLC | Ace | AC-5412 | Exterior Photocontrol Device |  | True | False | [11 empty] | True | True | True | [5 empty] | Non Federally-Regulated | 09/21/2007 |  | 01/07/2010
Daintree Networks, Inc. | Wireless Wall Dimmer | WWD*-** | Dimmer | Device | True | True |  | True | True | True | True | False |  |  |  | False | [9 empty] | Non Federally-Regulated | 06/12/2012 |  | 07/01/2014
Intermatic, Inc. | Gasmaster | FM1D20-24U | Automatic Time Switch Control | Device | True | True | True | False | [17 empty] | Non Federally-Regulated | 07/17/2014 |  | 08/05/2014
Lutron Electronics Co., Inc. | Grafik Eye | GRX-3506-*-** | Occupant / Motion / Vacancy Se |  | True | True |  | True | [17 empty] | Non Federally-Regulated | 05/09/2000 |  | 09/19/2005
Tork | Tork | 7302ZL | Automatic Time Switch Control |  | True | True |  | True | True | [16 empty] | Non Federally-Regulated | 06/03/2003 |  | 04/27/2006
Lutron Electronics Co., Inc. | HomeWorks QS | HQRD-H** | Automatic Daylighting Control | System | True | True | True | True | True | True | True | False |  |  | True | True |  | True | [7 empty] | Non Federally-Regulated | 07/10/2012 |  | 07/01/2014
Crestron Electronics | Crestron Electronics | PAC2M | Microwave Occupant / Motion Se |  | True | True |  | True | True | True | True | True | [5 empty] | True | True | True | [5 empty] | Non Federally-Regulated | 10/05/2007 |  | 01/07/2010
Legrand / Wiremold | WattStopper | CE8105 SERIES | Dimmer | System | True | True | True | True | True | True | True | True | True | True | True | True | [9 empty] | Non Federally-Regulated | 03/23/2010 |  | 07/01/2014
Legrand / Pass & Seymour | Legrand / Pass & Seymour | DLV703P* | Dimmer | Device | True | True |  | True | True | True | True | True | True | True | True | False | [9 empty] | Non Federally-Regulated | 09/14/2012 |  | 07/01/2014
Legrand / Wiremold | WattStopper | LVHUBA | Multi-Level Astronomical Time | System | True | True |  | True | True | True | True | True | True | True | [11 empty] | Non Federally-Regulated | 03/23/2010 |  | 07/01/2014
Home Automation, Inc. | Home Automation, Inc. | 21A00-1 | Automatic Time Switch Control | System | True | True |  | True | True | [16 empty] | Non Federally-Regulated | 02/21/2012 |  | 07/01/2014
Lutron Electronics Co., Inc. | Lutron | QSGRJ-************* | Multi-Level Occupant Sensor | System | True | True | True | True | True | True | True | True | True | True | True | True |  | False | [7 empty] | Non Federally-Regulated | 04/28/2010 |  | 07/01/2014
Douglas Lighting Controls | Douglas Lighting Controls | WSP-2718 | Manual-On Occupant Sensor | System | True | True |  | True | True | False | True | True | False |  |  |  |  | False | [7 empty] | Non Federally-Regulated | 05/28/2010 |  | 07/01/2014
ZHEJIANG YUANTAI ELECTRICAL TECHNOLOGY CO., LTD. | Enerware | YM182 | Manual-On Occupant Sensor | Device | True | True |  | True | True | True | True | True | False |  |  |  |  | False | [7 empty] | Non Federally-Regulated | 10/05/2011 |  | 07/01/2014
Home Automation, Inc. | Home Automation, Inc. | 21A00-1 | Automatic Time Switch Control |  | True | True |  | True | True | [16 empty] | Non Federally-Regulated | 07/26/2005 |  | 01/07/2010
Lutron Electronics Co., Inc. | LCP 128 | LCP-******-***FT | Astronomical Time Switch Contr |  | True | True |  | True | True | True | True | True | True | True | [11 empty] | Non Federally-Regulated | 09/19/2005 |  | 01/07/2010
Lighting Control & Design | Lighting Control & Design | XP-2 | Automatic Daylighting Control | System | True | True | True | True | False |  |  | True | True | True | True | True |  | True | [7 empty] | Non Federally-Regulated | 12/28/2009 |  | 07/01/2014
Lighting Control & Design | Lighting Control & Design | TELE-LINK | Automatic Daylighting Control |  | True | True |  | True | False |  | True | False | [8 empty] | True |  |  |  |  | Non Federally-Regulated | 07/20/1999 |  | 06/22/2005
Lutron Electronics Co., Inc. | Lutron | LCP72-******************* | Astronomical Time Switch Contr | System | True | True |  | True | True | True | True | True | True | True | [11 empty] | Non Federally-Regulated | 12/28/2009 |  | 07/01/2014
WattStopper, Inc. | WattStopper | DM100250H | Automatic Daylighting Control |  | True | False |  | True | False |  | True | True | [8 empty] | True |  |  |  |  | Non Federally-Regulated | 03/10/2000 |  | 01/07/2010
Douglas Power Equipment | Douglas | WRM5104 | Occupant / Motion / Vacancy Se |  | True | True |  | True | [17 empty] | Non Federally-Regulated | 10/21/1994 |  | 10/04/1999
Hubbell Incorporated | Hubbell Wiring Device Kellems | ATU1******* | Occupant / Motion / Vacancy Se | Device | True | True |  | True | True | True | True | True | True | True | True | False | [9 empty] | Non Federally-Regulated | 05/28/2010 |  | 07/01/2014
Intermatic, Inc. | Gasmaster | FM1D14-24U | Automatic Time Switch Control | Device | True | True | True | False | [17 empty] | Non Federally-Regulated | 07/17/2014 |  | 08/05/2014
Tork | Tork | EWZ120 | Automatic Time Switch Control | Device | True | True |  | True | True | [16 empty] | Non Federally-Regulated | 04/28/2010 |  | 07/01/2014
Lutron Electronics Co., Inc. | Lutron | MRF2-3PD***** | Dimmer | System | True | True |  | True | True | True | True | False |  |  |  | False | [9 empty] | Non Federally-Regulated | 03/11/2011 |  | 07/01/2014
Hubbell Building Automation | Hubbell Building Automation | OMNIIR****** | Occupant / Motion / Vacancy Se | Device | True | True |  | True | True | True | False |  |  |  |  | False | [9 empty] | Non Federally-Regulated | 03/26/2010 |  | 07/01/2014
Tridonic | Tridonic | 24135914 DALIBM4P20 | Automatic Time Switch Control |  | True | True |  | True | True | [16 empty] | Non Federally-Regulated | 08/22/2003 |  | 01/07/2010
Leviton Manufacturing Co., Inc. | Leviton | OSC10-M** | Ultrasonic Occupant / Motion S |  | True | True |  | True | True | True | True | True | [13 empty] | Non Federally-Regulated | 10/13/2006 |  | 01/07/2010
Sensor Switch, Inc. | Sensor Switch | WS-277-TW-2P | Occupant / Motion / Vacancy Se |  | True | True |  | True | [17 empty] | Non Federally-Regulated | 02/04/1997 |  | 11/19/2001
Schneider Electric | Schneider Electric | SLC5500PACA | Automatic Time Switch Control | System | True | True |  | True | True | [16 empty] | Non Federally-Regulated | 10/31/2013 |  | 07/01/2014
Convia, Inc., A Herman Miller Co. | Convia | GSE-SRC-03 | Multi-Level Astronomical Time | System | True | True |  | True | True | True | True | True | True | True | [11 empty] | Non Federally-Regulated | 03/04/2010 |  | 07/01/2014
Hubbell Incorporated | H-Moss | AU1277*1 | Ultrasonic Occupant / Motion S |  | True | True |  | True | True | True | True | True | [13 empty] | Non Federally-Regulated | 05/10/2007 |  | 01/07/2010
Convia, Inc., A Herman Miller Co. | Convia | FSN-BSI | Occupant / Motion / Vacancy Se | System | True | True | True | True | True | True | True | True | True | True | True | True |  | True | True | True | [5 empty] | Non Federally-Regulated | 03/04/2010 |  | 04/27/2011
Intermatic, Inc. | Grasslin | PC1-digi20-120-LS1+ E200 | Exterior Photocontrol Device |  | True | True | [11 empty] | True | True | True | [5 empty] | Non Federally-Regulated | 11/10/2008 |  | 01/07/2010
Lighting Control & Design | Lighting Control & Design | GR40**/**DTC***********d | Automatic Daylighting Control |  | True | True | False | True | True | True | False |  | True | True | True | True | False |  |  | True |  | True |  |  |  | Non Federally-Regulated | 06/28/2005 |  | 12/28/2009
Tork | Tork | DT100-2 (240VAC) | Automatic Time Switch Control |  | True | True |  | True | True | [16 empty] | Non Federally-Regulated | 06/08/1993 |  | 04/27/2006
Tork | Tork | DTS200A | Automatic Time Switch Control |  | True | True |  | True | True | [16 empty] | Non Federally-Regulated | 08/06/1996 |  | 01/07/2010
Signify North America Corporation | Philips Lighting Electronics North America | LRM224500 | Occupant / Motion / Vacancy Se | Device | True | True |  | True | True | False | False |  |  |  |  | False | [9 empty] | Non Federally-Regulated | 06/20/2011 |  | 07/01/2014
Enerlites, Inc. | Enerlites, Inc. | WOS18-K | Multi-Level Occupant Sensor | System | True | True | True | True | True | True | True | True | True | True | True | True |  | False | [7 empty] | Non Federally-Regulated | 08/18/2011 |  | 07/01/2014
WattStopper, Inc. | WattStopper | LS190C | Photosensor / Photocontrol Dev |  | True | True |  | True | [17 empty] | Non Federally-Regulated | 07/30/2002 |  | 01/07/2010
Lighting Control & Design | Lighting Control & Design | GR2400ACC-***DTC*******s | Automatic Daylighting Control | System | True | True | True | True | False |  |  | True | True | True | True | True |  | True | [7 empty] | Non Federally-Regulated | 12/28/2009 |  | 07/01/2014
Siemens Energy & Automation | Siemens Energy & Automation | 5WG1 704-8XB23 | Automatic Time Switch Control |  | True | True |  | True | True | [8 empty] | True | True | True | [5 empty] | Non Federally-Regulated | 12/19/2005 |  | 01/07/2010
Legrand / Wiremold | WattStopper | PROTOCOL BRIDGE | Multi-Level Astronomical Time | System | True | True |  | True | True | True | True | True | True | True | [11 empty] | Non Federally-Regulated | 03/23/2010 |  | 07/01/2014
Lutron Electronics Co., Inc. | Lutron | CNLV-603P******* | Dimmer | Device | True | True |  | True | True | True | True | True | True | True | True | False | [9 empty] | Non Federally-Regulated | 04/28/2010 |  | 01/21/2014
Litelab Corp. | Busrun Busway | EEC-8********** | Track Lighting Integral Curren | Device | True | True |  | True | True | True | True | True | [13 empty] | Non Federally-Regulated | 11/25/2009 |  | 07/01/2014
Lightolier | Sunrise | ZP260QE* | Dimmer | Device | True | True |  | True | True | True | True | True | True | True | True | False | [9 empty] | Non Federally-Regulated | 04/25/2013 |  | 07/01/2014
Lighting Control & Design | Lighting Control & Design | GR14**/****SLAVE******* | Automatic Time Switch Control |  | True | True |  | True | True | [8 empty] | True | True | True | [5 empty] | Non Federally-Regulated | 06/22/2005 |  | 12/28/2009
GE Lighting, a Savant company | GE Lighting Controls | CLCINT**-INTR**-***-**1* | Automatic Daylighting Control | System | True | True | True | True | False |  |  | False |  |  | True | True |  | True | [7 empty] | Non Federally-Regulated | 07/27/2012 |  | 07/01/2014
Lutron Electronics Co., Inc. | Lutron | CCP-********-******-** | Multi-Level Astronomical Time | System | True | True |  | True | True | True | True | True | True | True | [11 empty] | Non Federally-Regulated | 07/10/2012 |  | 07/01/2014
PLC Multipoint, Inc. | PLC Multipoint | PC9A ATRIUM | Photosensor / Photocontrol Dev |  | True | False |  | True | [17 empty] | Non Federally-Regulated | 10/06/1992 |  | 04/06/1998
Cooper Wiring Devices | Novitas | 01-400 | Occupant / Motion / Vacancy Se |  | True | True |  | True | [17 empty] | Non Federally-Regulated | 08/18/2006 |  | 04/10/2008
Legrand / Wiremold | WattStopper | CE4ATC SERIES | Occupant / Motion / Vacancy Se | System | True | True | True | True | True | True | True | True | True | True | True | True |  | True | True | True | [5 empty] | Non Federally-Regulated | 03/23/2010 |  | 07/01/2014
Lutron Electronics Co., Inc. | Lutron | LP7/********************* | Dimmer | System | True | True |  | True | True | True | True | False |  |  |  | False | [9 empty] | Non Federally-Regulated | 12/28/2009 |  | 07/01/2014
PLC Multipoint, Inc. | PLC Multipoint | PD9D SKYLIGHT | Photosensor / Photocontrol Dev |  | True | False |  | True | [17 empty] | Non Federally-Regulated | 10/06/1992 |  | 04/06/1998
Lightolier Controls | PowerTrip | 6133** | Track Lighting Integral Curren |  |  |  |  | True | True | True | True | [14 empty] | Non Federally-Regulated | 08/12/2005 |  | 01/07/2010
Legrand / Wiremold | WattStopper | GSE-SCD-WH | Multi-Level Astronomical Time | System | True | True |  | True | True | True | True | True | True | True | [11 empty] | Non Federally-Regulated | 03/23/2010 |  | 07/01/2014
Universal Energy Control, Inc. | Conserver | C-600-R | Ultrasonic Occupant / Motion S |  | False | False |  | True | True | True | True | True | [13 empty] | Non Federally-Regulated | 01/01/1989 |  | 04/06/1998
Intermatic, Inc. | Intermatic | ST01CL | Automatic Time Switch Control | Device | True | True |  | True | True | [16 empty] | Non Federally-Regulated | 01/20/2010 |  | 07/01/2014
Lutron Electronics Co., Inc. | Lutron | MIR-600********* | Dimmer | Device | True | True |  | True | True | True | True | False |  |  |  | False | [9 empty] | Non Federally-Regulated | 12/28/2009 |  | 01/21/2014
Lutron Electronics Co., Inc. | Lutron | CCP-******-******-**-CGP**** | Automatic Daylighting Control | System | True | True | True | True | True | True | True | False |  |  | True | True |  | True | [7 empty] | Non Federally-Regulated | 07/10/2012 |  | 07/01/2014
Lighting Control & Design | Lighting Control & Design | GR14**/****SLAVE******* | Multi-Level Daylighting Contro |  | True | True |  | True | True | True | True | [14 empty] | Non Federally-Regulated | 06/22/2005 |  | 12/28/2009
Lutron Electronics Co., Inc. | Lutron | MA-ALFQ35******* | Dimmer | Device | True | True |  | True | True | True | True | False |  |  |  | False | [9 empty] | Non Federally-Regulated | 12/28/2009 |  | 07/01/2014
Mytech Corp. | Mytech | SST8 | Ultrasonic Occupant / Motion S |  | True | True |  | True | True | True | True | True | [13 empty] | Non Federally-Regulated | 06/21/1993 |  | 06/04/1999
Intermatic, Inc. | Grasslin | GMXFM1D50-O-120 | Automatic Time Switch Control |  | True | True |  | True | True | [16 empty] | Non Federally-Regulated | 10/15/2008 |  | 01/07/2010
Novitas, Inc. | Novitas | 01-083-** | Ultrasonic Occupant / Motion S |  | True | True |  | True | True | True | True | True |  |  |  |  | True | True | True | False | True | False |  |  |  | Non Federally-Regulated | 09/06/2005 |  | 08/18/2006
Sensor Switch, Inc. | Sensor Switch | IP-CMR-10-** | Occupant / Motion / Vacancy Se |  | True | True |  | True | [17 empty] | Non Federally-Regulated | 03/01/2006 |  | 01/07/2010
Lutron Electronics Co., Inc. | Lutron | TGLV-600PR****** | Dimmer | Device | True | True |  | True | True | True | True | False |  |  |  | False | [9 empty] | Non Federally-Regulated | 12/28/2009 |  | 01/21/2014
Litetouch, Inc. | Litetouch, Inc. | 08-5000-00 | Automatic Time Switch Control |  | True | True |  | True | True | [16 empty] | Non Federally-Regulated | 09/29/2003 |  | 01/07/2010
Novitas, Inc. | Novitas | 01-PDI-CA | Photosensor / Photocontrol Dev |  | True | False |  | True | [17 empty] | Non Federally-Regulated | 09/06/2005 |  | 08/18/2006
Lightolier Controls | Insight | IHD2-800-W | Occupant / Motion / Vacancy Se |  | True | True |  | True | [17 empty] | Non Federally-Regulated | 08/28/1992 |  | 04/06/1998
Siemens Energy & Automation | Siemens Energy & Automation | 5WG1 705-8XK36 | Automatic Time Switch Control |  | True | True |  | True | True | [8 empty] | True | True | True | [5 empty] | Non Federally-Regulated | 12/19/2005 |  | 01/07/2010
Longjoin | Dayton | 26WA82 | Photosensor / Photocontrol Dev | Device | True | True |  | False | False | [16 empty] | Non Federally-Regulated | 07/29/2013 |  | 07/01/2014
Computer Process Controls | Computer Process Controls | 831-1031 | Automatic Time Switch Control |  | True | True |  | True | True | [16 empty] | Non Federally-Regulated | 12/24/1998 |  | 01/07/2010
Intermatic, Inc. | Intermatic | LC4535 | Photosensor / Photocontrol Dev | Device | True | True |  | False | False | [16 empty] | Non Federally-Regulated | 01/20/2010 |  | 07/01/2014
Lutron Electronics Co., Inc. | Centralized Lighting Control | DMW-RP3 | Automatic Daylighting Control |  | True | True | False | True | False |  | False |  | True | True | True | True | True |  |  | True | [5 empty] | Non Federally-Regulated | 09/19/2005 |  | 01/07/2010
Lightolier Controls | Insight | IHS2-2KVA-277-W | Occupant / Motion / Vacancy Se |  | True | True |  | True | [17 empty] | Non Federally-Regulated | 08/10/1992 |  | 04/06/1998
Hubbell Building Automation | Hubbell Building Automation | LODIA | Occupant / Motion / Vacancy Se |  | True | True |  | True | [17 empty] | Non Federally-Regulated | 05/20/2004 |  | 01/07/2010
Hubbell Building Automation | Hubbell Building Automation | DT | Automatic Daylighting Control |  | True | True |  | True | False |  | False | [9 empty] | True |  |  |  |  | Non Federally-Regulated | 05/20/2004 |  | 01/07/2010
Unenco, Inc. / Univ. Energy | Unenco | DT277V | Automatic Daylighting Control |  | True | True |  | True | False |  | True | True | [8 empty] | True |  |  |  |  | Non Federally-Regulated | 08/27/1992 |  | 01/07/2010
Sensor Switch, Inc. | Sensor Switch | CM 9***ADC*** | Automatic Daylighting Control | Device | True | True | True | True | False |  |  | True | True | True | True | True |  | True | [7 empty] | Non Federally-Regulated | 04/28/2010 |  | 07/01/2014
Convia, Inc., A Herman Miller Co. | Convia | GSE-SWD-WH | Automatic Daylighting Control | System | True | True | True | True | True | True | True | True | True | True | True | True |  | True | [7 empty] | Non Federally-Regulated | 03/04/2010 |  | 07/01/2014
Cooper Controls | Greengate | CKM-**-**-**-**-S-**-****-*** | Multi-Level Occupant Sensor | System | True | True | True | True | True | True | True | True | True | True | True | True | True | True | True | True | [5 empty] | Non Federally-Regulated | 04/15/2011 |  | 05/16/2011
Cooper Controls | Novitas | 01-083-** | Ultrasonic Occupant / Motion S |  | True | True |  | True | True | True | True | True | [13 empty] | Non Federally-Regulated | 11/07/2008 |  | 01/07/2010
Lutron Electronics Co., Inc. | Grafik Eye | RPT2/*-120***** | Photosensor / Photocontrol Dev |  | True | True |  | True | [17 empty] | Non Federally-Regulated | 09/12/2003 |  | 09/19/2005
PLC Multipoint, Inc. | PLC Multipoint | LC9F-277 SUNWATCHER | Automatic Daylighting Control |  | True | True |  | True | False |  | True | False | [8 empty] | True |  |  |  |  | Non Federally-Regulated | 08/06/1992 |  | 07/19/2006
Heathco, LLC | Heath Zenith | SL-5411 | Exterior Photocontrol Device |  | True | False | [11 empty] | True | True | True | [5 empty] | Non Federally-Regulated | 09/21/2007 |  | 01/07/2010
Lutron Electronics Co., Inc. | Lutron | MA-600G********* | Dimmer | Device | True | True |  | True | True | True | True | False |  |  |  | False | [9 empty] | Non Federally-Regulated | 12/28/2009 |  | 07/01/2014
Intelligent Lighting Controls, Inc. | LightLEEDer | LL00**** | Automatic Time Switch Control | Device | True | True |  | True | True | [16 empty] | Non Federally-Regulated | 04/30/2013 |  | 07/01/2014
Intermatic, Inc. | Grasslin | FM1D50-12 | Automatic Time Switch Control | Device | True | True |  | True | True | [16 empty] | Non Federally-Regulated | 01/20/2010 |  | 07/01/2014
Marlin Controls, Inc. | Unistar II | HERCULESRCSPHC | Exterior Photocontrol Device |  | True | True | [12 empty] | True | [6 empty] | Non Federally-Regulated | 02/06/2006 |  | 01/07/2010
Intermatic, Inc. | Grasslin | PC1-D20-120-LS2 | Photosensor / Photocontrol Dev |  | True | True |  | True | [17 empty] | Non Federally-Regulated | 11/10/2008 |  | 01/07/2010
Lutron Electronics Co., Inc. | Homeworks | HW-RPM-4E-120 | Multi-Level Astronomical Time |  | True | True |  | True | True | True | True | True | True | True | [11 empty] | Non Federally-Regulated | 08/13/2007 |  | 01/07/2010
Intermatic, Inc. | Gasmaster | TALENTO 894-120 | Automatic Time Switch Control | Device | True | True | True | False | [17 empty] | Non Federally-Regulated | 07/17/2014 |  | 08/05/2014
Lutron Electronics Co., Inc. | Homeworks | HS72-*********** | Multi-Level Astronomical Time | System | True | True |  | True | True | True | True | True | True | True | [11 empty] | Non Federally-Regulated | 01/20/2010 |  | 07/01/2014
Enerlites, Inc. | Enerlites, Inc. | MPC-50H | Multi-Level Occupant Sensor | System | True | True | True | True | True | True | True | True | True | True | True | True |  | False | [7 empty] | Non Federally-Regulated | 08/18/2011 |  | 07/01/2014
Intelligent Lighting Controls, Inc. | Light Master | 930025** | Astronomical Time Switch Contr |  | True | True |  | True | True | True | True | True | True | True | [11 empty] | Non Federally-Regulated | 10/12/2005 |  | 01/07/2010
Intermatic, Inc. | Intermatic | K4253 | Photosensor / Photocontrol Dev | Device | True | True |  | False | False | [16 empty] | Non Federally-Regulated | 01/20/2010 |  | 07/01/2014
Lighting Control & Design | Lighting Control & Design | GR24**/**-DTC2400 | Automatic Time Switch Control |  | True | True |  | True | True | [16 empty] | Non Federally-Regulated | 01/20/1998 |  | 06/22/2005
Novitas, Inc. | Novitas | 01-PCA-CA | Photosensor / Photocontrol Dev |  | True | False |  | True | [17 empty] | Non Federally-Regulated | 09/06/2005 |  | 08/18/2006
Siemens Energy & Automation | Siemens Energy & Automation | 5WG1 703-8XK31 | Automatic Time Switch Control |  | True | True |  | True | True | [8 empty] | True | True | True | [5 empty] | Non Federally-Regulated | 12/19/2005 |  | 01/07/2010
GE Industrial Systems | GE Industrial Systems | RSENUS1C | Photosensor / Photocontrol Dev |  | True | False |  | True | [17 empty] | Non Federally-Regulated | 03/20/2001 |  | 01/07/2010
PLC Multipoint, Inc. | PLC Multipoint | CES/O OUTDOOR | Exterior Photocontrol Device |  | True | True | [11 empty] | True | True | False | [5 empty] | Non Federally-Regulated | 07/19/2006 |  | 01/07/2010
PLC Multipoint, Inc. | PLC Multipoint | LPE-**R-**DI-**DF-*******V | Astronomical Time Switch Contr | System | True | True |  | True | True | True | True | True | True | True | [11 empty] | Non Federally-Regulated | 03/04/2010 |  | 07/01/2014
Sensor Switch, Inc. | Sensor Switch | CM MPT 9**** | Occupant / Motion / Vacancy Se | Device | True | True |  | True | True | False | False |  |  |  |  | False | [9 empty] | Non Federally-Regulated | 04/28/2010 |  | 07/01/2014
Blue Ridge Technologies | Mezon | MZ08************* | Automatic Time Switch Control | Device | True | True |  | True | True | [16 empty] | Non Federally-Regulated | 06/30/2010 |  | 07/01/2014
USE Lighting Control, Inc. | Enerlites, Inc. | HET02 | Automatic Time Switch Control |  | True | True |  | True | True | [8 empty] | True | False | False | [5 empty] | Non Federally-Regulated | 10/30/2008 |  | 01/07/2010
Distech Controls | Distech Controls | EC-Light-8 + EC-BOS-*** | Automatic Time Switch Control | System | True | True |  | True | True | [16 empty] | Non Federally-Regulated | 08/07/2012 |  | 07/01/2014
Vantage Controls, Inc. | Vantage Controls, Inc. | DP22* | Dimmer | System | True | True | True | True | False |  | True | False |  |  |  | True | [9 empty] | Non Federally-Regulated | 04/28/2010 |  | 07/01/2014
Hubbell Incorporated | H-Moss | AT1277I | Occupant / Motion / Vacancy Se |  | True | True |  | True | [17 empty] | Non Federally-Regulated | 05/09/2003 |  | 01/07/2010
Legrand / Wiremold | WattStopper | LRD2F | Dimmer | System | True | True | True | True | True | True | True | True | True | True | True | True | [9 empty] | Non Federally-Regulated | 03/23/2010 |  | 07/01/2014
Vantage Controls, Inc. | Vantage Controls, Inc. | SDM12* | Dimmer | System | True | True | True | True | True | True | True | False |  |  |  | True | [9 empty] | Non Federally-Regulated | 06/19/2012 |  | 07/01/2014
Tork | Tork | DGUM100 (120VAC) | Automatic Time Switch Control |  | True | True |  | True | True | [16 empty] | Non Federally-Regulated | 02/07/1994 |  | 01/07/2010
Siemens Energy & Automation | Siemens Energy & Automation | 5WG1 703-8XB01 | Automatic Time Switch Control |  | True | True |  | True | True | [8 empty] | True | True | True | [5 empty] | Non Federally-Regulated | 12/19/2005 |  | 01/07/2010
Tork | Tork | DZS200AP-12 | Astronomical Time Switch Contr |  |  |  |  | True | True | True | True | True | True | True | [11 empty] | Non Federally-Regulated | 04/27/2006 |  | 01/07/2010
Lutron Electronics Co., Inc. | LCP 128 | LCP-*******-******-** | Multi-Level Astronomical Time |  | True | True |  | True | True | True | True | True | True | True | [11 empty] | Non Federally-Regulated | 09/19/2005 |  | 01/07/2010
Intermatic, Inc. | Intermatic | EM1416MC | Astronomical Time Switch Contr |  | True | True |  | True | True | True | True | True | True | True |  |  |  | True | True | True | [5 empty] | Non Federally-Regulated | 10/12/2007 |  | 01/07/2010
Crestron Electronics | Crestron Electronics | GLXX-2DIM8 | Dimmer | System | True | True |  | True | True | True | True | False |  |  |  | False | [9 empty] | Non Federally-Regulated | 03/01/2010 |  | 07/01/2014
Cooper Controls | Greengate | OSW-P-0451-DMV-* | Occupant / Motion / Vacancy Se |  | True | True |  | True | [17 empty] | Non Federally-Regulated | 11/07/2008 |  | 01/07/2010
Lutron Electronics Co., Inc. | Homeworks | HWD-8ANS-** | Occupant / Motion / Vacancy Se | System | True | True |  | True | True | False | False |  |  |  |  | False | [9 empty] | Non Federally-Regulated | 01/20/2010 |  | 07/01/2014
Lutron Electronics Co., Inc. | Homeworks | HRD-5NE-** | Multi-Level Occupant Sensor | System | True | True | True | True | True | False | True | True | True | True | True | True |  | False | [7 empty] | Non Federally-Regulated | 01/20/2010 |  | 07/01/2014
Sensor Switch, Inc. | Sensor Switch | SBR 10 2P********** | Occupant / Motion / Vacancy Se | Device | True | True |  | True | True | False | False |  |  |  |  | False | [9 empty] | Non Federally-Regulated | 04/28/2010 |  | 07/01/2014
Lutron Electronics Co., Inc. | Lutron | GP44-******************* | Automatic Time Switch Control | System | True | True |  | True | True | [16 empty] | Non Federally-Regulated | 12/28/2009 |  | 07/01/2014
Crestron Electronics | Crestron Electronics | GLS-OIR-CSM-EX-BATT | Multi-Level Occupant Sensor | System | True | True | True | True | True | False | True | True | True | True | True | True |  | False | [7 empty] | Non Federally-Regulated | 08/15/2013 |  | 07/01/2014
Burle Industries | Heath | WS-850I | Occupant / Motion / Vacancy Se |  | True | True |  | True | [17 empty] | Non Federally-Regulated | 08/02/1993 |  | 01/07/2010
Cooper Controls | iLumin | SC277****-UN-******** | Manual-On Occupant Sensor | System | True | True | True | True | True | True | True | True | True | True | True | True |  | False | [7 empty] | Non Federally-Regulated | 04/15/2011 |  | 05/16/2011
Sensor Switch, Inc. | Sensor Switch | LWS-**-*-*-* | Occupant / Motion / Vacancy Se |  | True | True |  | True | [17 empty] | Non Federally-Regulated | 11/19/2001 |  | 03/01/2006
Lutron Electronics Co., Inc. | Lutron | G5-AR-****-*-120-******** | Automatic Time Switch Control | System | True | True |  | True | True | [16 empty] | Non Federally-Regulated | 12/28/2009 |  | 07/01/2014
Distech Controls | Distech Controls | EC-Light-16* | Multi-Level Astronomical Time | Device | True | True |  | True | True | True | True | True | True | True | [11 empty] | Non Federally-Regulated | 08/07/2012 |  | 07/01/2014
Maple Chase Co. | Paragon Electrical Products | EC77/140/24V | Automatic Time Switch Control |  | True | True |  | True | True | [16 empty] | Non Federally-Regulated | 01/21/1999 |  | 01/07/2010
Schneider Electric | Schneider Electric | SLCZ04204DTP | Multi-Level Occupant Sensor | System | True | True | True | True | True | True | True | True | True | True | True | True |  | False | [7 empty] | Non Federally-Regulated | 10/31/2013 |  | 07/01/2014
Starfield Controls, Inc. | Starfield Controls, Inc. | TR215** | Automatic Time Switch Control |  | True | True |  | True | True | [16 empty] | Non Federally-Regulated | 03/14/2006 |  | 01/07/2010
Lutron Electronics Co., Inc. | Lutron | XPS36-******************* | Occupant / Motion / Vacancy Se | System | True | True |  | True | True | True | False |  |  |  |  | False | [9 empty] | Non Federally-Regulated | 04/28/2010 |  | 07/01/2014
Schneider Electric (Square D Wiring Devices) | Square D Co. | SLSCDS2000 | Photosensor / Photocontrol Dev |  | True | True |  | True | [17 empty] | Non Federally-Regulated | 10/27/2006 |  | 01/07/2010
Automated Logic Corp. | Automated Logic Corp. | G8102 | Automatic Time Switch Control |  | True | True |  | True | True | [16 empty] | Non Federally-Regulated | 06/26/2002 |  | 01/07/2010
Convia, Inc., A Herman Miller Co. | Convia | GSE-SRC-02, | Astronomical Time Switch Contr | System | True | True |  | True | True | True | True | True | True | True | [11 empty] | Non Federally-Regulated | 03/04/2010 |  | 07/01/2014
Lutron Electronics Co., Inc. | Lutron | CCP-******-*****-**-CGP**** | Manual-On Occupant Sensor | System | True | True |  | True | True | True | True | True | False |  |  |  |  | False | [7 empty] | Non Federally-Regulated | 07/10/2012 |  | 07/01/2014
Lutron Electronics Co., Inc. | Ecosystem | CS-2L-** | Multi-Level Astronomical Time |  | True | True |  | True | True | True | True | True | True | True | [11 empty] | Non Federally-Regulated | 01/08/2008 |  | 01/07/2010
Gentec, Inc. | Schneider Electric | SERP32HS | Multi-Level Astronomical Time | System | True | True |  | True | True | True | True | True | True | True | [11 empty] | Non Federally-Regulated | 01/20/2012 |  | 07/01/2014
Cooper Wiring Devices | Aspire | 9580xx | Dimmer | Device | True | True |  | True | True | True | True | False |  |  |  | False | [9 empty] | Non Federally-Regulated | 11/12/2010 |  | 12/29/2010
Novitas, Inc. | Novitas | 01-230 | Ultrasonic Occupant / Motion S |  | True | True |  | True | True | True | True | True | [13 empty] | Non Federally-Regulated | 03/20/1998 |  | 08/18/2006
Lighting Control & Design | Lighting Control & Design | GR2400ACC-***DTC******* | Multi-Level Astronomical Time | System | True | True |  | True | True | True | True | True | True | True | [11 empty] | Non Federally-Regulated | 12/28/2009 |  | 07/01/2014
BRK Electronics | BRK Electronics | TC2100 | Automatic Time Switch Control |  | True | True |  | True | True | [16 empty] | Non Federally-Regulated | 04/29/1994 |  | 12/11/2000
Lutron Electronics Co., Inc. | Homeworks | HWV-FDB-8A*** | Dimmer | System | True | True |  | True | True | True | True | False |  |  |  | False | [9 empty] | Non Federally-Regulated | 12/17/2009 |  | 07/01/2014
Desa Specialty, LLC | Heath Zenith | SL-4162 | Exterior Photocontrol Device |  | True | False | [11 empty] | True | True | True | [5 empty] | Non Federally-Regulated | 05/26/2005 |  | 09/20/2007
Novitas, Inc. | Novitas | 01-360 | Ultrasonic Occupant / Motion S |  | True | True |  | True | True | True | True | True |  |  |  |  | True | True | True | False | True | False |  |  |  | Non Federally-Regulated | 09/06/2005 |  | 08/18/2006
Lutron Electronics Co., Inc. | Lutron | CCP-****-*****-**-CGP*** | Multi-Level Astronomical Time | System | True | True |  | True | True | True | True | True | True | True | [11 empty] | Non Federally-Regulated | 07/10/2012 |  | 07/01/2014
Convia, Inc., A Herman Miller Co. | Convia | GSE-IRH-WH | Automatic Daylighting Control | System | True | True | True | True | True | True | True | True | True | True | True | True |  | True | [7 empty] | Non Federally-Regulated | 03/04/2010 |  | 07/01/2014
Hubbell Building Automation | Hubbell Building Automation | LUXSTATOCM | Automatic Daylighting Control |  | True | True | True | True | False |  | True | True | True | True | True | True |  | True | False | False | [5 empty] | Non Federally-Regulated | 09/08/2007 |  | 01/07/2010
Lutron Electronics Co., Inc. | Lutron | XP40-******************* | Occupant / Motion / Vacancy Se | System | True | True |  | True | True | True | False |  |  |  |  | False | [9 empty] | Non Federally-Regulated | 04/28/2010 |  | 07/01/2014
Lumisys | Lumisys | LP PK | Automatic Time Switch Control |  | True | True |  | True | True | [16 empty] | Non Federally-Regulated | 03/13/2006 |  | 01/07/2010
Leviton Manufacturing Co., Inc. | Leviton | MDS15-ID* | Occupant / Motion / Vacancy Se | Device | True | True |  | True | True | False | False |  |  |  |  | False | [9 empty] | Non Federally-Regulated | 04/14/2011 |  | 07/01/2014
Lutron Electronics Co., Inc. | Grafik Eye | QSG-**120-****-*** | Photosensor / Photocontrol Dev |  | True | True |  | True | [17 empty] | Non Federally-Regulated | 05/23/2007 |  | 01/07/2010
Paragon Electric Co. | Paragon | EC71ST/277V | Automatic Time Switch Control |  | True | True |  | True | True | [16 empty] | Non Federally-Regulated | 11/23/1992 |  | 01/21/1999
Legrand / Wiremold | WattStopper | GSE-IRH-WH | Manual-On Occupant Sensor | System | True | True | True | True | True | True | True | True | True | True | True | True | True | True | True | True |  | True |  |  |  | Non Federally-Regulated | 03/23/2010 |  | 07/01/2014
Tork | Tork | ES101-2 (240VAC) | Automatic Time Switch Control |  | True | True |  | True | True | [16 empty] | Non Federally-Regulated | 02/07/1994 |  | 04/27/2006
Cooper Controls | Greengate | OEF-P-2MH0-MV-B6 | Occupant / Motion / Vacancy Se |  | True | True |  | True | [17 empty] | Non Federally-Regulated | 11/07/2008 |  | 01/07/2010
Sensor Switch, Inc. | Sensor Switch | CM-PDT-**-***-** | Occupant / Motion / Vacancy Se |  | True | True |  | True | [17 empty] | Non Federally-Regulated | 03/01/2006 |  | 01/07/2010
Legrand / Wiremold | WattStopper | GSE-SWD-WH | Automatic Daylighting Control | System | True | True | True | True | True | True | True | True | True | True | True | True |  | True | [7 empty] | Non Federally-Regulated | 03/23/2010 |  | 07/01/2014
Intermatic, Inc. | Gasmaster | PC2-277-LS1 | Photosensor / Photocontrol Dev | Device | True | True | True | [18 empty] | Non Federally-Regulated | 07/17/2014 |  | 08/05/2014
Control Systems International, Inc. | Control Systems International | 7270 | Automatic Time Switch Control |  | True | True |  | True | True | [16 empty] | Non Federally-Regulated | 06/24/1993 |  | 01/07/2010
Legrand / Pass & Seymour | Legrand | ADWR700MMUW2 | Dimmer | Device | True | True |  | True | True | True | True | False |  |  |  | False | [9 empty] | Non Federally-Regulated | 07/17/2012 |  | 07/01/2014
Lutron Electronics Co., Inc. | Homeworks | HWV-1000NS-** | Occupant / Motion / Vacancy Se |  | True | True |  | True | [17 empty] | Non Federally-Regulated | 08/13/2007 |  | 01/07/2010
Legrand / Wiremold | WattStopper | CLCBS | Manual-On Occupant Sensor | System | True | True | True | True | True | True | True | True | True | True | True | True | True | True | True | True |  | True |  |  |  | Non Federally-Regulated | 03/23/2010 |  | 07/01/2014
Siemens Energy & Automation | Siemens Energy & Automation | 5WG1 705-8XD43 | Automatic Time Switch Control |  | True | True |  | True | True | [8 empty] | True | True | True | [5 empty] | Non Federally-Regulated | 12/19/2005 |  | 01/07/2010
WattStopper, Inc. | WattStopper | WA200 | Occupant / Motion / Vacancy Se |  | True | True |  | True | [17 empty] | Non Federally-Regulated | 07/19/2002 |  | 01/07/2010
Tork | Tork | ELS-1 TRP1(120VAC) | Automatic Daylighting Control |  | True | True |  | True | False |  | True | True | [8 empty] | True |  |  |  |  | Non Federally-Regulated | 12/20/1994 |  | 01/07/2010
Tork | Tork | OSC5U | Ultrasonic Occupant / Motion S | Device | True | True |  | True | True | True | True | True | True | True | True | [10 empty] | Non Federally-Regulated | 04/28/2010 |  | 04/27/2011
Intermatic, Inc. | Gasmaster | PC1-digi20-120-LS1+ E200 | Photosensor / Photocontrol Dev | Device | True | True | True | [18 empty] | Non Federally-Regulated | 07/17/2014 |  | 08/05/2014
Legrand / Pass & Seymour | Legrand / Pass & Seymour | R1000P* | Dimmer | Device | True | True |  | True | True | True | True | False |  |  |  | False | [9 empty] | Non Federally-Regulated | 12/23/2010 |  | 07/01/2014
Philips Teletrol | Teletrol | eSC 285-*-* | Automatic Time Switch Control | Device | True | True |  | True | True | [16 empty] | Non Federally-Regulated | 11/08/2011 |  | 07/01/2014
Lutron Electronics Co., Inc. | Lutron | CCP-**********-******-** | Multi-Level Astronomical Time | System | True | True |  | True | True | True | True | True | True | True | [11 empty] | Non Federally-Regulated | 07/10/2012 |  | 07/01/2014
Sensor Switch, Inc. | Sensor Switch | RM-PDT-10-********* | Occupant / Motion / Vacancy Se |  | True | True |  | True | [17 empty] | Non Federally-Regulated | 11/20/2008 |  | 01/07/2010
Maple Chase Co. | Paragon Electrical Products | EC71D/18S/240V | Automatic Time Switch Control |  | True | True |  | True | True | [16 empty] | Non Federally-Regulated | 01/21/1999 |  | 01/07/2010
Lutron Electronics Co., Inc. | Lutron | SPSLV-600M****** | Dimmer | Device | True | True |  | True | True | True | True | False |  |  |  | False | [9 empty] | Non Federally-Regulated | 12/28/2009 |  | 01/21/2014
Leviton Manufacturing Co., Inc. | Leviton | R24SD-*** | Automatic Time Switch Control | System | True | True |  | True | True | [16 empty] | Non Federally-Regulated | 05/28/2010 |  | 07/01/2014
Intermatic, Inc. | Gasmaster | MIL72AQTUZ-240 | Automatic Time Switch Control | Device | True | True | True | False | [17 empty] | Non Federally-Regulated | 07/17/2014 |  | 08/05/2014
Sensor Switch, Inc. | Sensor Switch | CM300S | Occupant / Motion / Vacancy Se |  | True | True |  | True | [17 empty] | Non Federally-Regulated | 04/19/1993 |  | 10/25/1996
General Signal Building Systems | General Signal | FCC | Automatic Time Switch Control |  | True | True |  | True | True | [16 empty] | Non Federally-Regulated | 04/09/1993 |  | 01/07/2010
Lightstat, Inc. | Lightstat | ALC-6-52-*** | Occupant / Motion / Vacancy Se |  | True | True |  | True | [17 empty] | Non Federally-Regulated | 06/23/1998 |  | 03/14/2006
Lutron Electronics Co., Inc. | Lutron | CCP-****-*****-**-CGP**** | Manual-On Occupant Sensor | System | True | True |  | True | True | True | True | True | False |  |  |  |  | False | [7 empty] | Non Federally-Regulated | 07/10/2012 |  | 07/01/2014
Unenco, Inc. / Univ. Energy | UEC | C-500-1000-H | Ultrasonic Occupant / Motion S |  | True | True |  | True | True | True | True | True | [13 empty] | Non Federally-Regulated | 09/25/1992 |  | 01/07/2010
General Signal Building Systems | Grasslin | V86/1DSC16 | Photosensor / Photocontrol Dev |  | True | True |  | True | [17 empty] | Non Federally-Regulated | 02/27/1997 |  | 04/06/1998
WattStopper, Inc. | WattStopper | CI200 | Occupant / Motion / Vacancy Se |  | True | True |  | True | [17 empty] | Non Federally-Regulated | 06/29/1993 |  | 01/07/2010
Computer Process Controls | Computer Process Controls | 830-1010 | Automatic Time Switch Control |  | True | True |  | True | True | [16 empty] | Non Federally-Regulated | 12/24/1998 |  | 01/07/2010
Lightolier | Lytespan | 9099** | Track Lighting Integral Curren | System | True | True |  | True | True | True | True | True | [13 empty] | Non Federally-Regulated | 06/06/2011 |  | 07/01/2014
Sensor Switch, Inc. | PIR High Mount Sensor | HM-120 | Occupant / Motion / Vacancy Se |  | False | False |  | True | [17 empty] | Non Federally-Regulated | 01/01/1989 |  | 04/06/1998
Sensor Switch, Inc. | Sensor Switch | RM-9-**-** | Occupant / Motion / Vacancy Se |  | True | True |  | True | [17 empty] | Non Federally-Regulated | 11/20/2008 |  | 01/07/2010
Pass & Seymour / Legrand | Rex | 3765 | Automatic Time Switch Control |  | True | False |  | True | True | [16 empty] | Non Federally-Regulated | 02/09/1995 |  | 01/07/2010
Lutron Electronics Co., Inc. | Grafik Eye | RPT5/**-120***** | Automatic Time Switch Control |  | True | True |  | True | True | [16 empty] | Non Federally-Regulated | 09/12/2003 |  | 09/19/2005
Sensor Switch, Inc. | Sensor Switch | CMR 6 2P********** | Occupant / Motion / Vacancy Se | Device | True | True |  | True | True | False | False |  |  |  |  | False | [9 empty] | Non Federally-Regulated | 04/28/2010 |  | 07/01/2014
Siemens Energy & Automation | Siemens Energy & Automation | 5WG1 705-8XA05 | Automatic Time Switch Control |  | True | True |  | True | True | [8 empty] | True | True | True | [5 empty] | Non Federally-Regulated | 12/19/2005 |  | 01/07/2010
Legrand / Wiremold | WattStopper | NRD2A | Astronomical Time Switch Contr | System | True | True |  | True | True | True | True | True | True | True | [11 empty] | Non Federally-Regulated | 03/23/2010 |  | 07/01/2014
Lutron Electronics Co., Inc. | Lutron | GL-103********** | Dimmer | Device | True | True |  | True | True | True | True | True | True | True | True | False | [9 empty] | Non Federally-Regulated | 04/28/2010 |  | 01/21/2014
Leviton Manufacturing Co., Inc. | Leviton | D3204 | Automatic Time Switch Control | Device | True | True |  | True | True | [16 empty] | Non Federally-Regulated | 05/28/2010 |  | 07/01/2014
Sensor Switch, Inc. | Sensor Switch | RM PDT 9********* | Occupant / Motion / Vacancy Se | Device | True | True |  | True | True | False | False |  |  |  |  | False | [9 empty] | Non Federally-Regulated | 04/28/2010 |  | 07/01/2014
Sensor Switch, Inc. | Sensor Switch | CM-RR7-*-**-** | Occupant / Motion / Vacancy Se |  | True | True |  | True | [17 empty] | Non Federally-Regulated | 03/01/2006 |  | 01/07/2010
Schneider Electric | Schneider Electric | SLSWUS1500 | Occupant / Motion / Vacancy Se | Device | True | True |  | True | True | True | True | True | True | True | True | False | [9 empty] | Non Federally-Regulated | 10/31/2013 |  | 07/01/2014
Siemens Energy & Automation | Siemens Energy & Automation | 5WG1 705-8XA14 | Automatic Time Switch Control |  | True | True |  | True | True | [8 empty] | True | True | True | [5 empty] | Non Federally-Regulated | 12/19/2005 |  | 01/07/2010
Hubbell Incorporated | H-Moss | AD1277*1 | Ultrasonic Occupant / Motion S |  | True | True |  | True | True | True | True | True | [13 empty] | Non Federally-Regulated | 05/10/2007 |  | 01/07/2010
Lutron Electronics Co., Inc. | Homeworks | HWD-10*D-** | Occupant / Motion / Vacancy Se |  | True | True |  | True | [17 empty] | Non Federally-Regulated | 08/13/2007 |  | 01/07/2010
Sensor Switch, Inc. | Sensor Switch | nRM-PDT-10-******** | Occupant / Motion / Vacancy Se |  | True | True |  | True | [17 empty] | Non Federally-Regulated | 11/20/2008 |  | 01/07/2010
Lutron Electronics Co., Inc. | Homeworks | HS3-******** | Astronomical Time Switch Contr | System | True | True |  | True | True | True | True | True | True | True | [11 empty] | Non Federally-Regulated | 01/20/2010 |  | 07/01/2014
Paragon Electric Co. | Paragon | EC128/24V | Automatic Daylighting Control |  | True | True |  | True | False |  | True | True | [8 empty] | True |  |  |  |  | Non Federally-Regulated | 03/18/1993 |  | 01/21/1999
Sensor Switch, Inc. | Sensor Switch | CMRB PDT 9*********** | Occupant / Motion / Vacancy Se | Device | True | True |  | True | True | False | False |  |  |  |  | False | [9 empty] | Non Federally-Regulated | 04/28/2010 |  | 07/01/2014
PLC Multipoint, Inc. | PLC Multipoint | LC82S-*/*-*-TS/7124 | Multi-Level Daylighting Contro |  | True | True |  | True | True | True | True | [14 empty] | Non Federally-Regulated | 07/19/2006 |  | 01/07/2010
GE Lighting, a Savant company | GE Lighting Controls | CLCINT12-INTR12-***-*0*S | Automatic Time Switch Control | System | True | True |  | True | True | [16 empty] | Non Federally-Regulated | 07/27/2012 |  | 07/01/2014
Lithonia Lighting | Synergy | SYBPE 2060 | Automatic Time Switch Control |  | True | False |  | True | True | [16 empty] | Non Federally-Regulated | 07/24/2006 |  | 01/07/2010
Heathco, LLC | Heath Zenith | SL-7001 | Exterior Photocontrol Device |  | True | False | [11 empty] | True | True | True | [5 empty] | Non Federally-Regulated | 09/21/2007 |  | 01/07/2010
Leviton Manufacturing Co., Inc. | Leviton | OSWHB-RI* | Occupant / Motion / Vacancy Se | System | True | True |  | True | True | False | False |  |  |  |  | False | [9 empty] | Non Federally-Regulated | 04/14/2011 |  | 07/01/2014
Legrand / Wiremold | WattStopper | NPM44F | Multi-Level Occupant Sensor | System | True | True | True | True | True | True | True | True | True | True | True | True | True | True | True | True | True | True |  |  |  | Non Federally-Regulated | 03/23/2010 |  | 07/01/2014
Novitas, Inc. | Novitas | 01-420-BAS | Occupant / Motion / Vacancy Se |  | True | True |  | True | [8 empty] | True | True | True | True | False | False |  |  |  | Non Federally-Regulated | 09/06/2005 |  | 08/18/2006
Electronics Diversified, Inc. | Electronics Diversified, Inc. | LMS-DRC-6 | Automatic Daylighting Control |  | True | True |  | True | False |  | True | True | [8 empty] | True |  |  |  |  | Non Federally-Regulated | 01/05/2005 |  | 01/07/2010
Lutron Electronics Co., Inc. | Digital Microwatt | DMWPLP**-******-** | Photosensor / Photocontrol Dev |  | True | True |  | True | [17 empty] | Non Federally-Regulated | 09/12/2003 |  | 09/19/2005
PLC Multipoint, Inc. | PLC Multipoint | LC8-8/T | Automatic Daylighting Control |  | True | True |  | True | False |  | True | True | [8 empty] | True |  |  |  |  | Non Federally-Regulated | 08/06/1992 |  | 07/19/2006
Cooper Controls | Greengate | CK2 277** | Automatic Daylighting Control | System | True | True | True | True | False |  |  | True | True | True | True | True |  | True | [7 empty] | Non Federally-Regulated | 04/15/2011 |  | 07/01/2014
WattStopper, Inc. | WattStopper | UW-100-* | Ultrasonic Occupant / Motion S |  | True | True |  | True | True | True | True | True | [13 empty] | Non Federally-Regulated | 02/14/2008 |  | 01/07/2010
Lutron Electronics Co., Inc. | Centralized Lighting Control | SO-3****-**-*** | Occupant / Motion / Vacancy Se |  | True | True |  | True | [17 empty] | Non Federally-Regulated | 06/08/2007 |  | 01/07/2010
Convia, Inc., A Herman Miller Co. | Convia | GSE-SRC-02, | Multi-Level Astronomical Time | System | True | True |  | True | True | True | True | True | True | True | [11 empty] | Non Federally-Regulated | 03/04/2010 |  | 07/01/2014
Siemens Energy & Automation | Siemens Energy & Automation | 5WG1 705-8XE41 | Automatic Time Switch Control |  | True | True |  | True | True | [8 empty] | True | True | True | [5 empty] | Non Federally-Regulated | 12/19/2005 |  | 01/07/2010
Lutron Electronics Co., Inc. | Grafik Eye | GRX-IA-PRG | Automatic Time Switch Control |  | True | True |  | True | True | [16 empty] | Non Federally-Regulated | 04/24/2000 |  | 09/19/2005
Convia, Inc., A Herman Miller Co. | Convia | GSE-SCW-WH | Occupant / Motion / Vacancy Se |  | True | True |  | True | [8 empty] | True | True | True | True | True | True |  |  |  | Non Federally-Regulated | 04/04/2008 |  | 01/07/2010
Lutron Electronics Co., Inc. | Lutron | DCI*-*****-** | Manual-On Occupant Sensor | System | True | True |  | True | True | True | True | True | False |  |  |  |  | False | [7 empty] | Non Federally-Regulated | 07/10/2012 |  | 07/01/2014
Lutron Electronics Co., Inc. | Lutron | CCP-****-*****-**-CGP*** | Automatic Time Switch Control | System | True | True |  | True | True | [16 empty] | Non Federally-Regulated | 07/10/2012 |  | 07/01/2014
Convia, Inc., A Herman Miller Co. | Convia | GSE-SRC-01 | Automatic Daylighting Control | System | True | True | True | True | True | True | True | True | True | True | True | True |  | True | [7 empty] | Non Federally-Regulated | 03/04/2010 |  | 07/01/2014
Thomas & Betts | Lite-Sense | LCA-14 | Occupant / Motion / Vacancy Se |  | False | False |  | True | [17 empty] | Non Federally-Regulated | 04/01/1988 |  | 04/06/1998
Hubbell Incorporated | H-Moss | WSS-277 (500-277V) | Occupant / Motion / Vacancy Se |  | False | False |  | True | [17 empty] | Non Federally-Regulated | 04/01/1988 |  | 04/06/1998
Cooper Wiring Devices | Novitas | 01-101-BAS-** | Ultrasonic Occupant / Motion S |  | True | True |  | True | True | True | True | True |  |  |  |  | True | True | True | False | True | False |  |  |  | Non Federally-Regulated | 08/18/2006 |  | 04/10/2008
Lutron Electronics Co., Inc. | Lutron | G7-AR-****-*-120-******** | Multi-Level Astronomical Time | System | True | True |  | True | True | True | True | True | True | True | [11 empty] | Non Federally-Regulated | 12/28/2009 |  | 07/01/2014
Legrand / Pass & Seymour | Legrand / Pass & Seymour | CD3FB10277NA* | Dimmer | Device | True | True |  | True | True | True | True | False |  |  |  | False | [9 empty] | Non Federally-Regulated | 12/23/2010 |  | 07/01/2014
Lutron Electronics Co., Inc. | Radio RA2 | RR-15APS-* | Multi-Level Occupant Sensor | System | True | True | True | True | True | True | True | False | False | True | True | True |  | False | [7 empty] | Non Federally-Regulated | 07/10/2012 |  | 07/01/2014
Leviton Manufacturing Co., Inc. | Leviton | VPE06 | Dimmer | Device | True | True |  | True | True | True | True | False |  |  |  | False | [9 empty] | Non Federally-Regulated | 11/12/2010 |  | 07/01/2014
Lutron Electronics Co., Inc. | Lutron | DVSCLV-103P***** | Dimmer | Device | True | True |  | True | True | True | True | True | True | True | True | False | [9 empty] | Non Federally-Regulated | 04/28/2010 |  | 01/21/2014
Lutron Electronics Co., Inc. | Centralized Lighting Control | G6-AR-****-*-120 | Multi-Level Daylighting Contro |  | True | True |  | True | True | True | True | [14 empty] | Non Federally-Regulated | 09/19/2005 |  | 01/07/2010
Lightolier Controls | Lyteswitch Relay Panel | LSW42PROB120 | Multi-Level Astronomical Time |  | True | True |  | True | True | True | True | True | True | True |  |  |  | False | True | True | [5 empty] | Non Federally-Regulated | 01/21/2009 |  | 01/07/2010
Hubbell Incorporated | Hubbell Wiring Device Kellems | AU1277*2 | Multi-Level Occupant Sensor | Device | True | True | True | True | True | False | True | True | False | True | True | True | True | True | True | True | [5 empty] | Non Federally-Regulated | 05/28/2010 |  | 04/27/2011
Siemens Energy & Automation | Siemens Energy & Automation | 5WG1 703-8XJ02 | Automatic Time Switch Control |  | True | True |  | True | True | [8 empty] | True | True | True | [5 empty] | Non Federally-Regulated | 12/19/2005 |  | 01/07/2010
Heathco, LLC | Heath Zenith | SL-5511 | Exterior Photocontrol Device |  | True | False | [11 empty] | True | True | True | [5 empty] | Non Federally-Regulated | 09/21/2007 |  | 01/07/2010
WattStopper, Inc. | WattStopper | HB300***-**-*-* | Occupant / Motion / Vacancy Se |  | True | True |  | True | [8 empty] | False | True | True | True | True | False |  |  |  | Non Federally-Regulated | 02/14/2008 |  | 01/07/2010
Pass & Seymour / Legrand | Switchplan | OSC1000 | Occupant / Motion / Vacancy Se |  | True | False |  | True | [17 empty] | Non Federally-Regulated | 03/29/1993 |  | 01/07/2010
Legrand / Wiremold | WattStopper | CE8840 SERIES | Automatic Daylighting Control | System | True | True | True | True | True | True | True | True | True | True | True | True |  | True | [7 empty] | Non Federally-Regulated | 03/23/2010 |  | 07/01/2014
Lithonia Lighting | Synergy | DEQ APS | Photosensor / Photocontrol Dev |  | True | False |  | True | [17 empty] | Non Federally-Regulated | 07/24/2006 |  | 01/07/2010
Lutron Electronics Co., Inc. | Lutron | MS-B202********** | Multi-Level Occupant Sensor | Device | True | True | True | True | True | False | True | True | False | True | True | True | True | True | True | True | [5 empty] | Non Federally-Regulated | 11/25/2013 |  | 07/01/2014
Lutron Electronics Co., Inc. | Lutron | LUT-HVAC-100-244 | Multi-Level Occupant Sensor | System | True | True | True | True | True | True | True | False | True | True | True | True |  | False | [7 empty] | Non Federally-Regulated | 07/10/2012 |  | 07/01/2014
Intermatic, Inc. | Intermatic, Inc. | ET90215CRE | Astronomical Time Switch Contr | Device | True | True |  | True | True | True | True | True | True | True | [11 empty] | Non Federally-Regulated | 07/22/2011 |  | 07/01/2014
Sensor Switch, Inc. | Sensor Switch | nRMR 6 2P***** | Occupant / Motion / Vacancy Se | System | True | True |  | True | True | False | False |  |  |  |  | False | [9 empty] | Non Federally-Regulated | 04/28/2010 |  | 07/01/2014
PLC Multipoint, Inc. | PLC Multipoint | PD1 INDOOR | Photosensor / Photocontrol Dev |  | True | False |  | True | [17 empty] | Non Federally-Regulated | 10/06/1992 |  | 04/06/1998
Profile Systems LLC | Profile Systems | Profile P1810 | Automatic Time Switch Control |  | True | True |  | True | True | [16 empty] | Non Federally-Regulated | 02/29/2008 |  | 01/07/2010
Intermatic, Inc. | Intermatic, Inc. | ET91615CR | Automatic Time Switch Control | Device | True | True | True | False | [17 empty] | Non Federally-Regulated | 07/17/2014 |  | 12/03/2014
Lutron Electronics Co., Inc. | Homeworks | HRD-6ND*** | Multi-Level Occupant Sensor | System | True | True | True | True | True | False | True | True | True | True | True | True |  | False | [7 empty] | Non Federally-Regulated | 01/20/2010 |  | 07/01/2014
Convia, Inc., A Herman Miller Co. | Convia | GSE-PFC-02 | Automatic Time Switch Control | System | True | True |  | True | True | [16 empty] | Non Federally-Regulated | 03/04/2010 |  | 07/01/2014
Sensor Switch, Inc. | Sensor Switch | IPCB-MOT-50-** | Occupant / Motion / Vacancy Se |  | True | True |  | True | [17 empty] | Non Federally-Regulated | 03/01/2006 |  | 01/07/2010
Intermatic, Inc. | Grasslin | LM1-I-120-LS2 | Automatic Daylighting Control |  | True | True | False | False | False |  | False |  | True | True | True | False |  |  |  | False | [5 empty] | Non Federally-Regulated | 09/05/2008 |  | 01/07/2010
Tork | Tork | EW101S-2 (240VAC) | Automatic Time Switch Control |  | True | True |  | True | True | [16 empty] | Non Federally-Regulated | 12/20/1994 |  | 04/27/2006
Sensor Switch, Inc. | Sensor Switch | HW130 | Occupant / Motion / Vacancy Se |  | True | True |  | True | [17 empty] | Non Federally-Regulated | 04/19/1993 |  | 10/25/1996
Lutron Electronics Co., Inc. | HomeWorks QS | HQRD-6ND | Manual-On Occupant Sensor | System | True | True |  | True | True | True | True | True | False |  |  |  |  | False | [7 empty] | Non Federally-Regulated | 07/10/2012 |  | 07/01/2014
Leviton Manufacturing Co., Inc. | Leviton | ATX10 | Dimmer | Device | True | True |  | True | True | True | True | False |  |  |  | False | [9 empty] | Non Federally-Regulated | 11/12/2010 |  | 07/01/2014
Nexlight | Nexlight | WRT33719-84 | Occupant / Motion / Vacancy Se |  | True | True |  | True | [17 empty] | Non Federally-Regulated | 11/13/2001 |  | 03/20/2008
Legrand / Wiremold | WattStopper | CE4FFATC SERIES | Multi-Level Astronomical Time | System | True | True |  | True | True | True | True | True | True | True | [11 empty] | Non Federally-Regulated | 03/23/2010 |  | 07/01/2014
Sensor Switch, Inc. | Sensor Switch | nCM PDT 10******* | Occupant / Motion / Vacancy Se | System | True | True |  | True | True | False | False |  |  |  |  | False | [9 empty] | Non Federally-Regulated | 04/28/2010 |  | 07/01/2014
Siemens Energy & Automation | Siemens Energy & Automation | 5WG1 704-8XE24 | Automatic Time Switch Control |  | True | True |  | True | True | [8 empty] | True | True | True | [5 empty] | Non Federally-Regulated | 12/19/2005 |  | 01/07/2010
Intermatic, Inc. | Grasslin | FM1D50A-120 | Automatic Time Switch Control |  | True | True |  | True | True | [16 empty] | Non Federally-Regulated | 10/15/2008 |  | 01/07/2010
Tridonic | Tridonic | 86457890 DSISMT120R | Occupant / Motion / Vacancy Se |  | True | True |  | True | [17 empty] | Non Federally-Regulated | 05/11/2004 |  | 01/07/2010
Douglas Lighting Controls | Douglas | WORX***-*-* | Multi-Level Occupant Sensor | System | True | True | True | True | True | False | True | True | True | True | True | True |  | False | [7 empty] | Non Federally-Regulated | 12/24/2012 |  | 07/01/2014
Cooper Controls | Greengate | CK 16******* | Astronomical Time Switch Contr | System | True | True |  | True | True | True | True | True | True | True | [11 empty] | Non Federally-Regulated | 04/15/2011 |  | 07/01/2014
Legrand / Wiremold | WattStopper | LVHUBA | Multi-Level Occupant Sensor | System | True | True | True | True | True | True | True | True | True | True | True | True | True | True | True | True | True | True |  |  |  | Non Federally-Regulated | 03/23/2010 |  | 07/01/2014
Enerlites, Inc. | Intermatic, Inc. | IOS-DPBIF-** | Occupant / Motion / Vacancy Se | Device | True | True |  | True | True | False | False |  |  |  |  | False | [9 empty] | Non Federally-Regulated | 01/19/2012 |  | 07/01/2014
Lutron Electronics Co., Inc. | Lutron | XPS36-******************* | Automatic Time Switch Control | System | True | True |  | True | True | [16 empty] | Non Federally-Regulated | 12/28/2009 |  | 07/01/2014
Hubbell Building Automation | Hubbell Building Automation | SIMLXEN16F | Automatic Time Switch Control |  | True | True |  | True | True | [16 empty] | Non Federally-Regulated | 05/20/2004 |  | 01/07/2010
Lutron Electronics Co., Inc. | Lutron | NTLV-1500******* | Dimmer | Device | True | True |  | True | True | True | True | False |  |  |  | False | [9 empty] | Non Federally-Regulated | 12/28/2009 |  | 01/21/2014
Cooper Wiring Devices | Devine | DF8APxx | Dimmer | Device | True | True |  | True | True | True | True | True | True | True | True | False | [9 empty] | Non Federally-Regulated | 11/12/2010 |  | 12/29/2010
Siemens Energy & Automation | Siemens Energy & Automation | 5WG1 705-8XH16 | Automatic Time Switch Control |  | True | True |  | True | True | [8 empty] | True | True | True | [5 empty] | Non Federally-Regulated | 12/19/2005 |  | 01/07/2010
Cooper Wiring Devices | Trace | TI3101L | Dimmer | Device | True | True |  | True | True | True | True | True | True | True | True | False | [9 empty] | Non Federally-Regulated | 11/12/2010 |  | 12/29/2010
Lutron Electronics Co., Inc. | Lutron | LP2/********************* | Dimmer | System | True | True |  | True | True | True | True | False |  |  |  | False | [9 empty] | Non Federally-Regulated | 12/28/2009 |  | 07/01/2014
Cooper Controls | Greengate | CK2 120** | Manual-On Occupant Sensor | System | True | True | True | True | True | True | True | True | True | True | True | True |  | False | [7 empty] | Non Federally-Regulated | 04/15/2011 |  | 05/16/2011
Sensor Switch, Inc. | Sensor Switch | CMB ADC****** | Automatic Daylighting Control | Device | True | True | True | True | False |  |  | True | True | True | True | True |  | True | [7 empty] | Non Federally-Regulated | 04/28/2010 |  | 07/01/2014
Legrand / Pass & Seymour | Legrand / Pass & Seymour | 93884* | Dimmer | Device | True | True |  | True | True | True | True | False |  |  |  | False | [9 empty] | Non Federally-Regulated | 12/23/2010 |  | 07/01/2014
Lutron Electronics Co., Inc. | Lutron | CCP-****-*****-**-CGP**** | Astronomical Time Switch Contr | System | True | True |  | True | True | True | True | True | True | True | [11 empty] | Non Federally-Regulated | 07/10/2012 |  | 07/01/2014
Lutron Electronics Co., Inc. | Lutron | GP20-******************* | Photosensor / Photocontrol Dev | System | True | True |  | False | False | [16 empty] | Non Federally-Regulated | 12/28/2009 |  | 07/01/2014
Legrand / Wiremold | WattStopper | CLPA | Dimmer | System | True | True | True | True | True | True | True | True | True | True | True | True | [9 empty] | Non Federally-Regulated | 03/23/2010 |  | 07/01/2014
Intermatic, Inc. | Grasslin | LM2-O-120-LS2 | Exterior Photocontrol Device |  | True | True | [11 empty] | True | True | False | [5 empty] | Non Federally-Regulated | 11/10/2008 |  | 01/07/2010
Lutron Electronics Co., Inc. | Homeworks | HS24-*********** | Astronomical Time Switch Contr |  | True | True |  | True | True | True | True | True | True | True | [11 empty] | Non Federally-Regulated | 08/13/2007 |  | 01/07/2010
Lutron Electronics Co., Inc. | Lutron | CCP-****-*****-** | Automatic Time Switch Control | System | True | True |  | True | True | [16 empty] | Non Federally-Regulated | 07/10/2012 |  | 07/01/2014
Hubbell Building Automation | Hubbell Building Automation | DLC7 | Automatic Daylighting Control |  | True | True |  | True | True | True | False | [9 empty] | True |  |  |  |  | Non Federally-Regulated | 05/20/2004 |  | 01/07/2010
Sensor Switch, Inc. | Sensor Switch | RA-KIT | Occupant / Motion / Vacancy Se |  | True | True |  | True | [17 empty] | Non Federally-Regulated | 11/20/2008 |  | 01/07/2010
Lutron Electronics Co., Inc. | LCP 128 | LCP-***-******-** | Astronomical Time Switch Contr |  | True | True |  | True | True | True | True | True | True | True | [11 empty] | Non Federally-Regulated | 09/19/2005 |  | 01/07/2010
Vantage Controls, Inc. | Vantage Controls, Inc. | RD23* | Dimmer | System | True | True | True | True | False |  | True | False |  |  |  | True | [9 empty] | Non Federally-Regulated | 04/28/2010 |  | 07/01/2014
Convia, Inc., A Herman Miller Co. | Convia | GSE-PDC-03 | Automatic Time Switch Control | System | True | True |  | True | True | [16 empty] | Non Federally-Regulated | 03/04/2010 |  | 07/01/2014
Mytech Corp. | Mytech | SST8-DC | Ultrasonic Occupant / Motion S |  | True | True |  | True | True | True | True | True | [13 empty] | Non Federally-Regulated | 06/21/1993 |  | 06/04/1999
Siemens Energy & Automation | Siemens Energy & Automation | 5WG1 704-8XB31 | Automatic Time Switch Control |  | True | True |  | True | True | [8 empty] | True | True | True | [5 empty] | Non Federally-Regulated | 12/19/2005 |  | 01/07/2010
Intermatic, Inc. | Intermatic | EM1408MC | Multi-Level Daylighting Contro |  | True | True |  | True | True | True | True | [14 empty] | Non Federally-Regulated | 10/12/2007 |  | 01/07/2010
Lightstat, Inc. | Lightstat | ELC-2-*R-*C-*** | Multi-Level Astronomical Time | System | True | True |  | True | True | True | True | True | True | True | [11 empty] | Non Federally-Regulated | 05/02/2011 |  | 07/01/2014
Gentec, Inc. | Schneider Electric | SERPB32HS | Automatic Time Switch Control | System | True | True |  | True | True | [16 empty] | Non Federally-Regulated | 01/20/2012 |  | 07/01/2014
PCI Lighting Controls | Watchkeeper | WATCHKEEPER 32 | Automatic Daylighting Control |  | True | True |  | True | False |  | True | False | [8 empty] | True |  |  |  |  | Non Federally-Regulated | 10/19/2001 |  | 04/10/2008
The Watt Watcher | Automatic Lightswitch | W-120 | Ultrasonic Occupant / Motion S |  | False | False |  | True | True | True | True | True | [13 empty] | Non Federally-Regulated | 01/01/1989 |  | 04/06/1998
Lithonia Lighting | Litronic Series | LUS 500 **** | Ultrasonic Occupant / Motion S |  | True | True |  | True | True | True | True | True | [13 empty] | Non Federally-Regulated | 08/10/1992 |  | 01/28/1993
Legrand / Wiremold | WattStopper | CE6STSCPAV SERIES | Multi-Level Astronomical Time | System | True | True |  | True | True | True | True | True | True | True | [11 empty] | Non Federally-Regulated | 03/23/2010 |  | 07/01/2014
Intermatic, Inc. | Gasmaster | LM1-I-120-LS2 | Photosensor / Photocontrol Dev | Device | True | True | True | [18 empty] | Non Federally-Regulated | 07/17/2014 |  | 08/05/2014
Schneider Electric | Schneider Electric | SLSPIP210CT | Multi-Level Occupant Sensor | Device | True | True | True | True | True | True | True | True | True | True | True | True |  | False | [7 empty] | Non Federally-Regulated | 11/07/2013 |  | 07/01/2014
Leviton Manufacturing Co., Inc. | Leviton | MZN20-*** | Automatic Time Switch Control | System | True | True |  | True | True | [16 empty] | Non Federally-Regulated | 05/28/2010 |  | 07/01/2014
Leviton Manufacturing Co., Inc. | Leviton | VPI06 | Dimmer | Device | True | True |  | True | True | True | True | False |  |  |  | False | [9 empty] | Non Federally-Regulated | 11/12/2010 |  | 07/01/2014
Lutron Electronics Co., Inc. | Lutron | LP2/********************* | Automatic Daylighting Control | System | True | True | True | True | True | True | True | False |  |  | True | True |  | True | [7 empty] | Non Federally-Regulated | 12/28/2009 |  | 07/01/2014
Lutron Electronics Co., Inc. | Lutron | CCP-************-******-** | Astronomical Time Switch Contr | System | True | True |  | True | True | True | True | True | True | True | [11 empty] | Non Federally-Regulated | 07/10/2012 |  | 07/01/2014
Lighting Control & Design | Lighting Control & Design | GR20**T24** | Automatic Time Switch Control |  | True | True |  | True | True | [16 empty] | Non Federally-Regulated | 12/02/1994 |  | 01/20/1998
Lutron Electronics Co., Inc. | Lutron | MK-603PI******** | Dimmer | Device | True | True |  | True | True | True | True | True | True | True | True | False | [9 empty] | Non Federally-Regulated | 04/28/2010 |  | 01/21/2014
Honeywell International | Honeywell Infracon | EL7680A/EL7629A | Occupant / Motion / Vacancy Se |  | True | True |  | True | [17 empty] | Non Federally-Regulated | 08/10/1992 |  | 01/07/2010
Lutron Electronics Co., Inc. | Grafik Eye | GRX-3004-T-** | Occupant / Motion / Vacancy Se |  | True | True |  | True | [17 empty] | Non Federally-Regulated | 06/20/1994 |  | 09/19/2005
Lighting Control & Design | Lighting Control & Design | GR40**/**DTC*********** | Multi-Level Astronomical Time | System | True | True |  | True | True | True | True | True | True | True | [11 empty] | Non Federally-Regulated | 12/28/2009 |  | 07/01/2014
Lutron Electronics Co., Inc. | LCP 128 | LCP-**-******-** | Photosensor / Photocontrol Dev |  | True | True |  | True | [17 empty] | Non Federally-Regulated | 09/19/2005 |  | 01/07/2010
WattStopper, Inc. | WattStopper | RD-250-** | Occupant / Motion / Vacancy Se | Device | True | True |  | True | True | False | False |  |  |  |  | False | [9 empty] | Non Federally-Regulated | 12/17/2009 |  | 07/01/2014
Intermatic, Inc. | Gasmaster | GMX2FM2D50O-120 | Automatic Time Switch Control | Device | True | True | True | False | [17 empty] | Non Federally-Regulated | 07/17/2014 |  | 08/05/2014
Siemens Energy & Automation | Siemens Energy & Automation | 5WG1 705-8XF41 | Automatic Time Switch Control |  | True | True |  | True | True | [8 empty] | True | True | True | [5 empty] | Non Federally-Regulated | 12/19/2005 |  | 01/07/2010
Electronics Diversified, Inc. | Electronics Diversified, Inc. | LMS-2/I-120 | Automatic Daylighting Control |  | True | True |  | True | False |  | True | True | [8 empty] | True |  |  |  |  | Non Federally-Regulated | 01/05/2005 |  | 01/07/2010
Chrontrol Corp. | Chrontrol | XT-W2 | Automatic Time Switch Control |  | True | True |  | True | True | [16 empty] | Non Federally-Regulated | 02/16/1993 |  | 01/07/2010
Encelium Technologies | Encelium Technologies | ECU-100 | Multi-Level Daylighting Contro |  | True | True |  | True | True | True | True | [14 empty] | Non Federally-Regulated | 12/19/2006 |  | 01/07/2010
Lutron Electronics Co., Inc. | Lutron | AN-600P********* | Dimmer | Device | True | True |  | True | True | True | True | False |  |  |  | False | [9 empty] | Non Federally-Regulated | 12/28/2009 |  | 01/21/2014
Sensor Switch, Inc. | Sensor Switch | CMB PDT 9******** | Occupant / Motion / Vacancy Se | Device | True | True |  | True | True | False | False |  |  |  |  | False | [9 empty] | Non Federally-Regulated | 04/28/2010 |  | 07/01/2014
Sensor Switch, Inc. | Sensor Switch | WS170D2P | Occupant / Motion / Vacancy Se |  | True | True |  | True | [17 empty] | Non Federally-Regulated | 12/01/1992 |  | 11/19/2001
Siemens Energy & Automation | Siemens Energy & Automation | 5WG1 705-8XF24 | Automatic Time Switch Control |  | True | True |  | True | True | [8 empty] | True | True | True | [5 empty] | Non Federally-Regulated | 12/19/2005 |  | 01/07/2010
Tork | Tork | 1847AWL | Automatic Time Switch Control | Device | True | True |  | True | True | [16 empty] | Non Federally-Regulated | 04/28/2010 |  | 07/01/2014
Tork | Tork | EW103-24 | Automatic Time Switch Control |  | True | True |  | True | True | [16 empty] | Non Federally-Regulated | 03/22/2001 |  | 04/27/2006
Lutron Electronics Co., Inc. | Grafik 5000 | GR5MXIMP | Automatic Daylighting Control |  | True | True |  | True | False |  | False | [9 empty] | True |  |  |  |  | Non Federally-Regulated | 05/09/2000 |  | 09/19/2005
Tork | Tork | DS200-2 (240VAC) | Automatic Time Switch Control |  | True | True |  | True | True | [16 empty] | Non Federally-Regulated | 06/08/1993 |  | 04/27/2006
Paragon Electric Co. | Paragon | EC110/120V | Automatic Time Switch Control |  | True | True |  | True | True | [16 empty] | Non Federally-Regulated | 03/31/1998 |  | 04/06/1998
WattStopper, Inc. | WattStopper | LS50 | Photosensor / Photocontrol Dev |  | True | True |  | True | [17 empty] | Non Federally-Regulated | 08/20/1996 |  | 01/07/2010
Lutron Electronics Co., Inc. | Lutron | ULOS-CUS-1000*** | Multi-Level Occupant Sensor | System | True | True | True | True | True | True | True | True | True | True | True | True | True | True | True | True | [5 empty] | Non Federally-Regulated | 12/13/2012 |  | 07/01/2014
Sensor Switch, Inc. | Sensor Switch | SBR 6 2P********** | Occupant / Motion / Vacancy Se | Device | True | True |  | True | True | False | False |  |  |  |  | False | [9 empty] | Non Federally-Regulated | 04/28/2010 |  | 07/01/2014
Lutron Electronics Co., Inc. | Digital Microwatt | DMW-*ZC* | Automatic Time Switch Control |  | True | True |  | True | True | [16 empty] | Non Federally-Regulated | 09/12/2003 |  | 09/19/2005
Lutron Electronics Co., Inc. | Grafik Eye | GRX-4***-*-** | Occupant / Motion / Vacancy Se |  | True | True |  | True | [17 empty] | Non Federally-Regulated | 09/19/2005 |  | 01/07/2010
Marlin Controls, Inc. | Marlin Controls | DC IV RELAY BOARD | Automatic Time Switch Control | Device | True | True |  | True | True | [16 empty] | Non Federally-Regulated | 01/23/2012 |  | 07/01/2014
Philips Teletrol | Teletrol | eSC 280-*-* | Automatic Time Switch Control | Device | True | True |  | True | True | [16 empty] | Non Federally-Regulated | 11/08/2011 |  | 07/01/2014
Gentec, Inc. | Schneider Electric | SERPTC811 | Astronomical Time Switch Contr | Device | True | True |  | True | True | True | True | True | True | True | [11 empty] | Non Federally-Regulated | 01/20/2012 |  | 07/01/2014
Lutron Electronics Co., Inc. | Lutron | GP3-******************* | Automatic Time Switch Control | System | True | True |  | True | True | [16 empty] | Non Federally-Regulated | 12/28/2009 |  | 07/01/2014
Cooper Controls | iLumin | SC120****-UN-******** | Occupant / Motion / Vacancy Se | System | True | True |  | True | True | True | True | True | True | True | True | False | [9 empty] | Non Federally-Regulated | 04/15/2011 |  | 07/01/2014
Leviton Manufacturing Co., Inc. | Leviton | OSC10-M** | Occupant / Motion / Vacancy Se | System | True | True |  | True | True | False | True | True | True | True | True | False | [9 empty] | Non Federally-Regulated | 03/04/2010 |  | 07/01/2014
Lithonia Lighting | Panelmax Series | RCSK 32 120/277 | Automatic Time Switch Control |  | True | True |  | True | True | [16 empty] | Non Federally-Regulated | 12/13/1994 |  | 07/24/2006
Lutron Electronics Co., Inc. | Lutron | LCP12-******************* | Multi-Level Occupant Sensor | System | True | True | True | True | True | True | True | True | True | True | True | True |  | False | [7 empty] | Non Federally-Regulated | 12/28/2009 |  | 07/01/2014
Lutron Electronics Co., Inc. | Lutron | GP48-******************* | Multi-Level Occupant Sensor | System | True | True | True | True | True | True | True | True | True | True | True | True |  | False | [7 empty] | Non Federally-Regulated | 12/28/2009 |  | 07/01/2014
Intelligent Lighting Controls, Inc. | Quanta Elite | 93000372 | Photosensor / Photocontrol Dev |  | True | True |  | True | [17 empty] | Non Federally-Regulated | 10/12/2005 |  | 01/07/2010
Legrand / Wiremold | WattStopper | GSE-SCD-WH | Dimmer | System | True | True | True | True | True | True | True | True | True | True | True | True | [9 empty] | Non Federally-Regulated | 03/23/2010 |  | 07/01/2014
Leviton Manufacturing Co., Inc. | Leviton | OSWWV-I** | Occupant / Motion / Vacancy Se |  | True | True |  | True | [17 empty] | Non Federally-Regulated | 09/14/2006 |  | 01/07/2010
Douglas Lighting Controls | Douglas Lighting Controls | WPC-5621K | Photosensor / Photocontrol Dev | System | True | True |  | False | False | [16 empty] | Non Federally-Regulated | 05/28/2010 |  | 07/01/2014
Emerson Climate Technologies Retail Solutions | E2 | CX-300/400 | Automatic Time Switch Control | System | True | True |  | True | True | [16 empty] | Non Federally-Regulated | 10/04/2012 |  | 10/30/2012
Cooper Wiring Devices | Novitas | 01-170 | Ultrasonic Occupant / Motion S |  | True | True |  | True | True | True | True | True | [13 empty] | Non Federally-Regulated | 08/18/2006 |  | 04/10/2008
Siemens Energy & Automation | Siemens Energy & Automation | 5WG1 704-8XB12 | Automatic Time Switch Control |  | True | True |  | True | True | [8 empty] | True | True | True | [5 empty] | Non Federally-Regulated | 12/19/2005 |  | 01/07/2010
Legrand / Wiremold | WattStopper | NVHUBC | Occupant / Motion / Vacancy Se | System | True | True | True | True | True | True | True | True | True | True | True | True |  | True | True | True | [5 empty] | Non Federally-Regulated | 03/23/2010 |  | 07/01/2014
Gentec, Inc. | Schneider Electric | SERPL8HS | Astronomical Time Switch Contr | System | True | True |  | True | True | True | True | True | True | True | [11 empty] | Non Federally-Regulated | 01/20/2012 |  | 07/01/2014
Legrand / Pass & Seymour | Legrand / Pass & Seymour | TDDH163P* | Dimmer | Device | True | True |  | True | True | True | True | True | True | True | True | False | [9 empty] | Non Federally-Regulated | 09/14/2012 |  | 07/01/2014
Cooper Wiring Devices | Novitas | 01-R400 | Occupant / Motion / Vacancy Se |  | True | True |  | True | [8 empty] | True | True | True |  | True | True |  |  |  | Non Federally-Regulated | 08/18/2006 |  | 04/10/2008
Legrand / Pass & Seymour | Legrand / Pass & Seymour | CSU1100* | Occupant / Motion / Vacancy Se | Device | True | True |  | True | True | True | True | True | True | True | True | False | [9 empty] | Non Federally-Regulated | 12/30/2012 |  | 07/01/2014
Legrand / Wiremold | WattStopper | CE6STCP SERIES | Automatic Time Switch Control | System | True | True |  | True | True | [16 empty] | Non Federally-Regulated | 03/23/2010 |  | 07/01/2014
Hunt Dimming | Simplicity | SIU-* | Automatic Daylighting Control |  | True | True | False | True | True | True | True | True | True | True | True | False | False |  |  | True |  | True |  |  |  | Non Federally-Regulated | 10/18/2005 |  | 01/07/2010
Sensor Switch, Inc. | Sensor Switch | WS170D | Occupant / Motion / Vacancy Se |  | True | True |  | True | [17 empty] | Non Federally-Regulated | 12/01/1992 |  | 11/19/2001
Legrand / Wiremold | WattStopper | NVHUBB | Astronomical Time Switch Contr | System | True | True |  | True | True | True | True | True | True | True | [11 empty] | Non Federally-Regulated | 03/23/2010 |  | 07/01/2014
Novitas, Inc. | Novitas | 01-240 | Ultrasonic Occupant / Motion S |  | True | True |  | True | True | True | True | True | [13 empty] | Non Federally-Regulated | 03/20/1998 |  | 08/18/2006
Powerline Control Systems | GreenWorx | VSM4-277 | Automatic Time Switch Control | System | True | True |  | True | True | [16 empty] | Non Federally-Regulated | 12/10/2013 |  | 07/01/2014
Legrand / Wiremold | WattStopper | NPM44 | Multi-Level Occupant Sensor | System | True | True | True | True | True | True | True | True | True | True | True | True | True | True | True | True | True | True |  |  |  | Non Federally-Regulated | 03/23/2010 |  | 07/01/2014
Steinel America, Inc. | Steinel | RHB 200 | Occupant / Motion / Vacancy Se | Device | True | True |  | True | True | False | False |  |  |  |  | False | [9 empty] | Non Federally-Regulated | 01/04/2012 |  | 07/01/2014
Tork | Tork | 1848AL | Automatic Time Switch Control |  | True | True |  | True | True | [16 empty] | Non Federally-Regulated | 06/03/2003 |  | 04/27/2006
Lutron Electronics Co., Inc. | Lutron | PD-6WCL********* | Multi-Level Occupant Sensor | System | True | True | True | True | True | True | True | True | True | True | True | True |  | False | [7 empty] | Non Federally-Regulated | 07/23/2013 |  | 07/01/2014
Cooper Wiring Devices | Aspire | 9532-** | Dimmer | Device | True | True |  | True | True | True | True | True | True | True | True | False | [9 empty] | Non Federally-Regulated | 12/29/2010 |  | 07/01/2014
Legrand / Wiremold | WattStopper | NRD1F | Automatic Time Switch Control | System | True | True |  | True | True | [16 empty] | Non Federally-Regulated | 03/23/2010 |  | 07/01/2014
Lutron Electronics Co., Inc. | HomeWorks QS | HQR-3PD-* | Dimmer | System | True | True |  | True | True | True | True | False |  |  |  | False | [9 empty] | Non Federally-Regulated | 07/10/2012 |  | 07/01/2014
Cooper Controls | Greengate | OSW-P-0451-MV-* | Occupant / Motion / Vacancy Se | Device | True | True |  | True | True | False | False |  |  |  |  | False | [9 empty] | Non Federally-Regulated | 05/10/2011 |  | 07/01/2014
Siemens Energy & Automation | Siemens Energy & Automation | 5WG1 705-8XD13 | Automatic Time Switch Control |  | True | True |  | True | True | [8 empty] | True | True | True | [5 empty] | Non Federally-Regulated | 12/19/2005 |  | 01/07/2010
Daintree Networks, Inc. | Control Scope | WFA100-** | Manual-On Occupant Sensor | System | True | True |  | True | True | False | True | True | False |  |  |  |  | False | [7 empty] | Non Federally-Regulated | 06/12/2012 |  | 07/01/2014
Legrand / Pass & Seymour | Legrand / Pass & Seymour | D600PP* | Dimmer | Device | True | True |  | True | True | True | True | False |  |  |  | False | [9 empty] | Non Federally-Regulated | 12/23/2010 |  | 07/01/2014
Hubbell Building Automation | Hubbell Building Automation | DLCPCS | Photosensor / Photocontrol Dev | System | True | True |  | False | False | [16 empty] | Non Federally-Regulated | 03/26/2010 |  | 02/04/2014
WattStopper, Inc. | WattStopper | RS-250-N | Occupant / Motion / Vacancy Se |  | True | True |  | True | [8 empty] | True | True | True |  | True |  |  |  |  | Non Federally-Regulated | 01/24/2007 |  | 01/07/2010
Philips Teletrol | Teletrol | eSC 290-*-* | Automatic Time Switch Control | Device | True | True |  | True | True | [16 empty] | Non Federally-Regulated | 11/08/2011 |  | 07/01/2014
Vantage Controls, Inc. | Vantage Controls, Inc. | DS3B* | Dimmer | System | True | True | True | True | False |  | True | False |  |  |  | True | [9 empty] | Non Federally-Regulated | 04/28/2010 |  | 07/01/2014
Lutron Electronics Co., Inc. | Homeworks | HS24-*********** | Multi-Level Astronomical Time | System | True | True |  | True | True | True | True | True | True | True | [11 empty] | Non Federally-Regulated | 01/20/2010 |  | 07/01/2014
Sensor Switch, Inc. | Sensor Switch | CM-PC-**-** | Photosensor / Photocontrol Dev |  | True | True |  | True | [17 empty] | Non Federally-Regulated | 03/01/2006 |  | 01/07/2010
Lithonia Lighting | Panelmax Series | LPC I | Automatic Daylighting Control |  | True | False |  | True | False |  | True | False | [8 empty] | True |  |  |  |  | Non Federally-Regulated | 01/28/1993 |  | 02/24/2000
Cooper Wiring Devices | Skye | SI06Pxx | Dimmer | Device | True | True |  | True | True | True | True | True | True | True | True | False | [9 empty] | Non Federally-Regulated | 11/12/2010 |  | 12/29/2010
Blue Ridge Technologies | Blue Ridge Technologies | SCPS-** | Automatic Time Switch Control | System | True | True |  | True | True | [16 empty] | Non Federally-Regulated | 07/23/2013 |  | 07/01/2014
Lutron Electronics Co., Inc. | Grafik Eye | GRX-AV-RS232/ATC | Automatic Time Switch Control |  | True | True |  | True | True | [16 empty] | Non Federally-Regulated | 01/31/1996 |  | 09/19/2005
Siemens Energy & Automation | Siemens Energy & Automation | 5WG1 703-8XH32 | Automatic Time Switch Control |  | True | True |  | True | True | [8 empty] | True | True | True | [5 empty] | Non Federally-Regulated | 12/19/2005 |  | 01/07/2010
Lutron Electronics Co., Inc. | Lutron | LCP72-******************* | Automatic Daylighting Control | System | True | True | True | True | True | True | True | False |  |  | True | True |  | True | [7 empty] | Non Federally-Regulated | 12/28/2009 |  | 07/01/2014
Intermatic, Inc. | Gasmaster | MIL72EQWUZH-240 | Automatic Time Switch Control | Device | True | True | True | False | [17 empty] | Non Federally-Regulated | 07/17/2014 |  | 08/05/2014
Lutron Electronics Co., Inc. | Lutron | GP60-******************* | Multi-Level Astronomical Time | System | True | True |  | True | True | True | True | True | True | True | [11 empty] | Non Federally-Regulated | 12/28/2009 |  | 07/01/2014
Lutron Electronics Co., Inc. | Lutron | QSGRJ-************* | Automatic Time Switch Control | System | True | True |  | True | True | [16 empty] | Non Federally-Regulated | 04/28/2010 |  | 07/01/2014
Vantage Controls, Inc. | Vantage Controls, Inc. | RS12* | Dimmer | System | True | True | True | True | False |  | True | False |  |  |  | True | [9 empty] | Non Federally-Regulated | 04/28/2010 |  | 07/01/2014
Lutron Electronics Co., Inc. | LCP 128 | LCP-*******-******-** | Multi-Level Daylighting Contro |  | True | True |  | True | True | True | True | [14 empty] | Non Federally-Regulated | 09/19/2005 |  | 01/07/2010
Vantage Controls, Inc. | Vantage Controls, Inc. | IC-36 | Multi-Level Astronomical Time |  | True | True |  | True | True | True | True | True | True | True | [11 empty] | Non Federally-Regulated | 11/16/2007 |  | 01/07/2010
Novitas, Inc. | Novitas | 01-190 | Ultrasonic Occupant / Motion S |  | True | True |  | True | True | True | True | True | [13 empty] | Non Federally-Regulated | 03/20/1998 |  | 08/18/2006
Cooper Controls | iLumin | SCM-**-RP-MP-FT-20-S-**-**-** | Photosensor / Photocontrol Dev | System | True | True |  | False | False | [16 empty] | Non Federally-Regulated | 04/15/2011 |  | 07/01/2014
Lighting Control & Design | Lighting Control & Design | GR2400ACC-***PCC1*** | Photosensor / Photocontrol Dev |  | True | True |  | True | [17 empty] | Non Federally-Regulated | 06/22/2005 |  | 12/28/2009
PLC Multipoint, Inc. | PLC Multipoint | TC10/3 NITESWEEPER | Automatic Time Switch Control |  | True | True |  | True | True | [16 empty] | Non Federally-Regulated | 07/19/1995 |  | 07/19/2006
WattStopper, Inc. | WattStopper | DT305 | Ultrasonic Occupant / Motion S |  | True | True |  | True | True | True | True | True | [5 empty] | True | False | False | [5 empty] | Non Federally-Regulated | 11/16/2005 |  | 01/07/2010
Lutron Electronics Co., Inc. | Lutron | GP12-******************* | Automatic Time Switch Control | System | True | True |  | True | True | [16 empty] | Non Federally-Regulated | 12/28/2009 |  | 07/01/2014
Sensor Switch, Inc. | PIR High Mount Sensor | HM-100-NP | Occupant / Motion / Vacancy Se |  | False | False |  | True | [17 empty] | Non Federally-Regulated | 01/01/1989 |  | 04/06/1998
Horton Controls, Inc. | Horton Controls, Inc. | HPCPSS | Automatic Daylighting Control |  | True | True |  | True | False |  | True | False | [8 empty] | True |  |  |  |  | Non Federally-Regulated | 05/04/2000 |  | 07/30/2002
Cooper Controls | Greengate | CK T 48******* | Multi-Level Occupant Sensor | System | True | True | True | True | True | True | True | True | True | True | True | True | True | True | True | True | [5 empty] | Non Federally-Regulated | 04/15/2011 |  | 05/16/2011
Intermatic, Inc. | Intermatic, Inc. | ET90115CE | Automatic Time Switch Control | Device | True | True |  | True | True | [16 empty] | Non Federally-Regulated | 07/22/2011 |  | 07/01/2014
Cristal Controls | Cristal Controls | CCLP-CCLS4016-XX | Multi-Level Astronomical Time | Device | True | True |  | True | True | True | True | True | True | True | [11 empty] | Non Federally-Regulated | 09/15/2009 |  | 07/01/2014
WattStopper, Inc. | WattStopper | WD-180-* | Multi-Level Occupant Sensor | Device | True | True | True | True | True | False | True | True | False | False | True | True |  | False | [7 empty] | Non Federally-Regulated | 06/30/2010 |  | 07/01/2014
Lightolier Controls | Insight | IS2-1KVA-277-W | Occupant / Motion / Vacancy Se |  | True | True |  | True | [17 empty] | Non Federally-Regulated | 08/10/1992 |  | 04/06/1998
WattStopper, Inc. | WattStopper | LMLS-500 | Automatic Daylighting Control | System | True | True | True | True | True | True | True | True | True | True | True | True |  | True | [7 empty] | Non Federally-Regulated | 10/08/2010 |  | 07/01/2014
Lutron Electronics Co., Inc. | Lutron | QSGR-************* | Automatic Time Switch Control | System | True | True |  | True | True | [16 empty] | Non Federally-Regulated | 04/28/2010 |  | 07/01/2014
Lutron Electronics Co., Inc. | Lutron | NTB-600********* | Dimmer | Device | True | True |  | True | True | True | True | False |  |  |  | False | [9 empty] | Non Federally-Regulated | 12/28/2009 |  | 01/21/2014
Cooper Controls | Novitas | 01-450* | Occupant / Motion / Vacancy Se |  | True | True |  | True | [17 empty] | Non Federally-Regulated | 11/07/2008 |  | 01/07/2010
Bryant Electric, Inc. | Motion Switch | MSH130LV | Occupant / Motion / Vacancy Se |  | True | True |  | True | [17 empty] | Non Federally-Regulated | 08/28/1992 |  | 04/06/1998
Douglas Lighting Controls | Douglas | WORS***-*-* | Multi-Level Occupant Sensor | System | True | True | True | True | True | False | True | True | True | True | True | True |  | False | [7 empty] | Non Federally-Regulated | 12/24/2012 |  | 07/01/2014
Lutron Electronics Co., Inc. | Lutron | XPS24-******************* | Automatic Time Switch Control | System | True | True |  | True | True | [16 empty] | Non Federally-Regulated | 12/28/2009 |  | 07/01/2014
Intermatic, Inc. | Grasslin | TALENTO 471-120 | Automatic Time Switch Control |  | True | True |  | True | True | [16 empty] | Non Federally-Regulated | 10/15/2008 |  | 01/07/2010
Lutron Electronics Co., Inc. | Homeworks | HWD-10ND*** | Occupant / Motion / Vacancy Se | System | True | True |  | True | True | False | False |  |  |  |  | False | [9 empty] | Non Federally-Regulated | 01/20/2010 |  | 07/01/2014
Blue Ridge Technologies | Aperio | AO48************* | Automatic Time Switch Control | Device | True | True |  | True | True | [16 empty] | Non Federally-Regulated | 06/30/2010 |  | 07/01/2014
Cooper Controls | iLumin | SC120V-**-RPB-**-**-20-S-**-**-** | Multi-Level Occupant Sensor | System | True | True | True | True | True | True | True | True | True | True | True | True | True | True | True | True | [5 empty] | Non Federally-Regulated | 04/15/2011 |  | 05/16/2011
Heathco, LLC | Secure Home | SH-5411 | Exterior Photocontrol Device |  | True | False | [11 empty] | True | True | True | [5 empty] | Non Federally-Regulated | 09/21/2007 |  | 01/07/2010
Douglas Lighting Controls | Diversa | WOWL***-*-* | Multi-Level Occupant Sensor | System | True | True | True | True | True | False | True | True | True | True | True | True |  | False | [7 empty] | Non Federally-Regulated | 12/24/2012 |  | 07/01/2014
PLC Multipoint, Inc. | PLC Multipoint | LCP3 | Automatic Daylighting Control |  | True | True | True | True | False |  | True | True | True | True | True | True |  | True | False | False | [5 empty] | Non Federally-Regulated | 07/31/2006 |  | 01/07/2010
Lutron Electronics Co., Inc. | HomeWorks QS | HQR-VCRX-** | Automatic Daylighting Control | System | True | True | True | True | True | True | True | False |  |  | True | True |  | True | [7 empty] | Non Federally-Regulated | 07/12/2012 |  | 07/01/2014
Convia, Inc., A Herman Miller Co. | Convia | GSE-DCC-03 | Manual-On Occupant Sensor | System | True | True | True | True | True | True | True | True | True | True | True | True | True | True | True | True |  | True |  |  |  | Non Federally-Regulated | 03/04/2010 |  | 04/27/2011
Legrand / Wiremold | WattStopper | NRD2A | Automatic Daylighting Control | System | True | True | True | True | True | True | True | True | True | True | True | True |  | True | [7 empty] | Non Federally-Regulated | 03/23/2010 |  | 07/01/2014
GE Lighting, a Savant company | Total Lighting Controls | RINTER****PS** | Automatic Time Switch Control | System | True | True |  | True | True | [16 empty] | Non Federally-Regulated | 08/31/2010 |  | 07/01/2014
Lutron Electronics Co., Inc. | Grafik Eye | QSG-**120-****-*** | Multi-Level Astronomical Time |  | True | True |  | True | True | True | True | True | True | True | [11 empty] | Non Federally-Regulated | 05/23/2007 |  | 01/07/2010
Lutron Electronics Co., Inc. | Homeworks | HWV-1000D-** | Multi-Level Astronomical Time |  | True | True |  | True | True | True | True | True | True | True | [11 empty] | Non Federally-Regulated | 08/13/2007 |  | 01/07/2010
Electronics Diversified, Inc. | Electronics Diversified, Inc. | T6-6 | Automatic Time Switch Control |  | True | True |  | True | True | [16 empty] | Non Federally-Regulated | 01/05/2005 |  | 01/07/2010
Leviton Manufacturing Co., Inc. | Leviton | R48MD-*** | Automatic Time Switch Control | System | True | True |  | True | True | [16 empty] | Non Federally-Regulated | 05/28/2010 |  | 07/01/2014
Blue Ridge Technologies | Blue Ridge Technologies | ZCDE-**-** | Automatic Time Switch Control | System | True | True |  | True | True | [16 empty] | Non Federally-Regulated | 07/23/2013 |  | 07/01/2014
Cooper Controls | iLumin | SC347V-**-RPB-**-**-20-S-**-**-** | Occupant / Motion / Vacancy Se | System | True | True |  | True | True | True | True | True | True | True | True | False | [9 empty] | Non Federally-Regulated | 04/15/2011 |  | 07/01/2014
Lutron Electronics Co., Inc. | Lutron | CCP-****-*****-**-CGP**** | Multi-Level Astronomical Time | System | True | True |  | True | True | True | True | True | True | True | [11 empty] | Non Federally-Regulated | 07/10/2012 |  | 07/01/2014
Tork | Tork | EW120-2 (240VAC) | Automatic Time Switch Control |  | True | True |  | True | True | [16 empty] | Non Federally-Regulated | 02/07/1994 |  | 04/27/2006
Con-Tech Lighting | Regulator Series | LA-33-R**/***** | Track Lighting Integral Curren | Device | True | True |  | True | True | True | True | True | [13 empty] | Non Federally-Regulated | 08/03/2010 |  | 07/01/2014
Gentec, Inc. | Kameleon | K6-16-PA-S* | Automatic Time Switch Control | System | True | True |  | True | True | [16 empty] | Non Federally-Regulated | 01/20/2012 |  | 07/01/2014
Intermatic, Inc. | Gasmaster | GMXFM1D50-O-12 | Automatic Time Switch Control | Device | True | True | True | False | [17 empty] | Non Federally-Regulated | 07/17/2014 |  | 08/05/2014
Tork | Tork | DGU100 (120VAC) | Automatic Time Switch Control |  | True | True |  | True | True | [16 empty] | Non Federally-Regulated | 02/07/1994 |  | 01/07/2010
Lutron Electronics Co., Inc. | Lutron | GP60-******************* | Photosensor / Photocontrol Dev | System | True | True |  | False | False | [16 empty] | Non Federally-Regulated | 12/28/2009 |  | 07/01/2014
Pass & Seymour / Legrand | Rex | 3766 | Automatic Time Switch Control |  | True | False |  | True | True | [16 empty] | Non Federally-Regulated | 02/27/1997 |  | 04/06/1998
Leviton Manufacturing Co., Inc. | Leviton | ODW12-M** | Ultrasonic Occupant / Motion S |  | True | True |  | True | True | True | True | True | [13 empty] | Non Federally-Regulated | 06/29/2000 |  | 01/07/2010
Litetouch, Inc. | Litetouch, Inc. | 08-8024-08 | Automatic Time Switch Control |  | True | True |  | True | True | [16 empty] | Non Federally-Regulated | 09/29/2003 |  | 01/07/2010
Electronics Diversified, Inc. | Electronics Diversified, Inc. | LMS-D1/ND-240 | Automatic Daylighting Control |  | True | True |  | True | False |  | True | True | [8 empty] | True |  |  |  |  | Non Federally-Regulated | 01/05/2005 |  | 01/07/2010
Maple Chase Co. | Paragon Electrical Products | EC7001/120V | Automatic Time Switch Control |  | True | True |  | True | True | [16 empty] | Non Federally-Regulated | 01/21/1999 |  | 01/07/2010
Tork | Tork | EW120A | Automatic Time Switch Control |  | True | True |  | True | True | [16 empty] | Non Federally-Regulated | 10/08/2002 |  | 04/27/2006
Emerson Climate Technologies Retail Solutions | E2 | BX--*** | Multi-Level Astronomical Time |  | True | True |  | True | True | True | True | True | True | True |  |  |  | True | True | True | [5 empty] | Non Federally-Regulated | 01/08/2007 |  | 01/07/2010
WattStopper, Inc. | WattStopper | CX100 | Occupant / Motion / Vacancy Se |  | True | True |  | True | [17 empty] | Non Federally-Regulated | 02/25/2000 |  | 01/07/2010
Novitas, Inc. | Novitas | 01-077-** | Ultrasonic Occupant / Motion S |  | True | True |  | True | True | True | True | True |  |  |  |  | True | True | True | False | True | False |  |  |  | Non Federally-Regulated | 09/06/2005 |  | 08/18/2006
Cooper Controls | Greengate | OSW-U-0721-24AC-R-* | Occupant / Motion / Vacancy Se | Device | True | True |  | True | True | False | True | True | True | True | True | False | [9 empty] | Non Federally-Regulated | 04/15/2011 |  | 05/10/2011
Cooper Controls | Greengate | OEC-U-1500-25-AF | Ultrasonic Occupant / Motion S |  | True | True |  | True | True | True | True | True | [13 empty] | Non Federally-Regulated | 11/07/2008 |  | 01/07/2010
Digital Lighting Systems | Douglas | DLS-**** | Dimmer | System | True | True |  | True | True | True | True | False |  |  |  | False | [9 empty] | Non Federally-Regulated | 11/05/2013 |  | 07/01/2014
Douglas Lighting Controls | Diversa | WORS***-*-* | Multi-Level Occupant Sensor | System | True | True | True | True | True | False | True | True | True | True | True | True |  | False | [7 empty] | Non Federally-Regulated | 12/24/2012 |  | 07/01/2014
Sensor Switch, Inc. | Sensor Switch | CMR-PDT-*-** | Occupant / Motion / Vacancy Se |  | True | True |  | True | [17 empty] | Non Federally-Regulated | 11/19/2001 |  | 03/01/2006
Intermatic, Inc. | Intermatic | ET279C | Automatic Time Switch Control |  | True | True |  | True | True | [16 empty] | Non Federally-Regulated | 03/04/2002 |  | 01/07/2010
Lutron Electronics Co., Inc. | Grafik Eye | GRX-4102-T-** | Automatic Time Switch Control |  | True | True |  | True | True | [16 empty] | Non Federally-Regulated | 01/31/1996 |  | 05/09/2000
Distech Controls | Distech Controls | ECL-VAV + EC-LIGHT-SCHEDULER | Astronomical Time Switch Contr | System | True | True |  | True | True | True | True | True | True | True | [11 empty] | Non Federally-Regulated | 08/07/2012 |  | 07/01/2014
Sensor Switch, Inc. | Sensor Switch | nRM 10******* | Occupant / Motion / Vacancy Se | System | True | True |  | True | True | False | False |  |  |  |  | False | [9 empty] | Non Federally-Regulated | 04/28/2010 |  | 07/01/2014
Lutron Electronics Co., Inc. | Homeworks | HWI-CCO-8 | Occupant / Motion / Vacancy Se | System | True | True |  | True | True | False | False |  |  |  |  | False | [9 empty] | Non Federally-Regulated | 01/20/2010 |  | 07/01/2014
Siemens Energy & Automation | Siemens Energy & Automation | 5WG1 705-8XE33 | Automatic Time Switch Control |  | True | True |  | True | True | [8 empty] | True | True | True | [5 empty] | Non Federally-Regulated | 12/19/2005 |  | 01/07/2010
Lutron Electronics Co., Inc. | Lutron | DVSCFTU-5A3P**** | Dimmer | Device | True | True |  | True | True | True | True | True | True | True | True | False | [9 empty] | Non Federally-Regulated | 04/28/2010 |  | 01/21/2014
Lutron Electronics Co., Inc. | Lutron | LGCL-*********** | Dimmer | Device | True | True |  | True | True | True | True | False |  |  |  | False | [9 empty] | Non Federally-Regulated | 03/19/2013 |  | 01/21/2014
Marlin Controls, Inc. | Unistar II | TPCPHC | Automatic Time Switch Control |  | True | True |  | True | True | [8 empty] | True | True | [6 empty] | Non Federally-Regulated | 02/06/2006 |  | 01/07/2010
Lutron Electronics Co., Inc. | Microwatt | MW-LC | Automatic Daylighting Control |  | True | True |  | True | True | True | False | [9 empty] | True |  |  |  |  | Non Federally-Regulated | 05/09/2000 |  | 09/19/2005
Sensor Switch, Inc. | Sensor Switch | RMR PC******* | Photosensor / Photocontrol Dev | Device | True | True |  | False | False | [16 empty] | Non Federally-Regulated | 04/28/2010 |  | 07/01/2014
Lutron Electronics Co., Inc. | Grafik Eye | RPT8/**-120***** | Automatic Time Switch Control |  | True | True |  | True | True | [16 empty] | Non Federally-Regulated | 09/12/2003 |  | 09/19/2005
Cooper Controls | Greengate | ONW-P-1001-MV-* | Occupant / Motion / Vacancy Se | Device | True | True |  | True | True | False | False |  |  |  |  | False | [9 empty] | Non Federally-Regulated | 07/22/2010 |  | 07/01/2014
Douglas Lighting Controls | Douglas | LITEPAK | Multi-Level Daylighting Contro |  | True | True |  | True | True | True | True | [14 empty] | Non Federally-Regulated | 10/31/2005 |  | 01/07/2010
Hubbell Building Automation | Hubbell Building Automation | WIH-OS-DIA* | Occupant / Motion / Vacancy Se | System | True | True |  | True | True | True | False |  |  |  |  | False | [9 empty] | Non Federally-Regulated | 02/28/2012 |  | 07/01/2014
Cyber Switching, Inc. | PM-8 | 1001426 | Automatic Time Switch Control | Device | True | True |  | True | True | [16 empty] | Non Federally-Regulated | 03/24/2011 |  | 07/01/2014
Automated Logic Corp. | Automated Logic Corp. | ME812U | Automatic Time Switch Control | System | True | True |  | True | True | [16 empty] | Non Federally-Regulated | 11/12/2010 |  | 07/01/2014
Triatek, Inc. | Triatek | L29** KIT | Automatic Time Switch Control |  | True | True |  | True | True | [16 empty] | Non Federally-Regulated | 01/12/2004 |  | 03/13/2006
Siemens Energy & Automation | Siemens Energy & Automation | 5WG1 705-8XA26 | Automatic Time Switch Control |  | True | True |  | True | True | [8 empty] | True | True | True | [5 empty] | Non Federally-Regulated | 12/19/2005 |  | 01/07/2010
Siemens Energy & Automation | Siemens Energy & Automation | 5WG1 704-8XD11 | Automatic Time Switch Control |  | True | True |  | True | True | [8 empty] | True | True | True | [5 empty] | Non Federally-Regulated | 12/19/2005 |  | 01/07/2010
Synergy | SwitchPak | SPAK 4S2D 120/277 | Multi-Level Astronomical Time | Device | True | True |  | True | True | True | True | True | True | True | [11 empty] | Non Federally-Regulated | 10/10/2011 |  | 07/01/2014
Lutron Electronics Co., Inc. | Lutron | LXF-103PL******* | Dimmer | Device | True | True |  | True | True | True | True | True | True | True | True | False | [9 empty] | Non Federally-Regulated | 04/28/2010 |  | 07/01/2014
Blue Ridge Technologies | BR Series | BRSC**-** | Automatic Time Switch Control | Device | True | True |  | True | True | [16 empty] | Non Federally-Regulated | 01/25/2013 |  | 07/01/2014
Legrand / Wiremold | WattStopper | LVHUBF | Dimmer | System | True | True | True | True | True | True | True | True | True | True | True | True | [9 empty] | Non Federally-Regulated | 03/23/2010 |  | 07/01/2014
Leviton Manufacturing Co., Inc. | Leviton | a2d3*-*** | Multi-Level Daylighting Contro |  | True | True |  | True | True | True | True | [14 empty] | Non Federally-Regulated | 05/11/2005 |  | 01/07/2010
Legrand / Pass & Seymour | Legrand | ADTP700MMUM2 | Dimmer | Device | True | True |  | True | True | True | True | False |  |  |  | False | [9 empty] | Non Federally-Regulated | 07/17/2012 |  | 07/01/2014
Schneider Electric (Square D Wiring Devices) | Powerlink | RMC2000G3*** | Multi-Level Astronomical Time |  | True | True |  | True | True | True | True | True | True | True |  |  |  | True | True | True | [5 empty] | Non Federally-Regulated | 12/24/2007 |  | 03/14/2008
Leviton Manufacturing Co., Inc. | Leviton | OPB15-*** | Occupant / Motion / Vacancy Se | System | True | True |  | True | True | False | True | True | True | True | True | False | [9 empty] | Non Federally-Regulated | 03/04/2010 |  | 07/01/2014
Cooper Wiring Devices | Greengate | OEC-U-1001 | Ultrasonic Occupant / Motion S |  | True | True |  | True | True | True | True | True |  |  |  |  | True | True | True | False | True | False |  |  |  | Non Federally-Regulated | 04/10/2008 |  | 11/07/2008
Lutron Electronics Co., Inc. | Lutron | SZ-3PD***** | Dimmer | System | True | True |  | True | True | True | True | False |  |  |  | False | [9 empty] | Non Federally-Regulated | 03/11/2011 |  | 01/21/2014
Legrand / Wiremold | WattStopper | LRD2C | Manual-On Occupant Sensor | System | True | True | True | True | True | True | True | True | True | True | True | True | True | True | True | True |  | True |  |  |  | Non Federally-Regulated | 03/23/2010 |  | 07/01/2014
Cooper Wiring Devices | Aspire | 9535xx | Dimmer | Device | True | True |  | True | True | True | True | False |  |  |  | False | [9 empty] | Non Federally-Regulated | 11/12/2010 |  | 12/29/2010
Gentec, Inc. | Schneider Electric | SERPL48HS | Automatic Time Switch Control | System | True | True |  | True | True | [16 empty] | Non Federally-Regulated | 01/20/2012 |  | 07/01/2014
Leviton Manufacturing Co., Inc. | Leviton | R48ND-*** | Photosensor / Photocontrol Dev |  | True | True |  | True | [17 empty] | Non Federally-Regulated | 08/17/2004 |  | 01/07/2010
Lutron Electronics Co., Inc. | Homeworks | HRD-8ANS-** | Automatic Time Switch Control |  | True | True |  | True | True | [16 empty] | Non Federally-Regulated | 08/13/2007 |  | 01/07/2010
Lutron Electronics Co., Inc. | Homeworks | HS4-******* | Automatic Time Switch Control | System | True | True |  | True | True | [16 empty] | Non Federally-Regulated | 01/20/2010 |  | 07/01/2014
Pass & Seymour / Legrand | Rex | 3789 | Automatic Time Switch Control |  | True | True |  | True | True | [16 empty] | Non Federally-Regulated | 02/09/1995 |  | 01/07/2010
Hubbell Building Automation | Hubbell Building Automation | LB3EXTP1 | Occupant / Motion / Vacancy Se |  | True | True |  | True | [17 empty] | Non Federally-Regulated | 05/20/2004 |  | 01/07/2010
Lutron Electronics Co., Inc. | Ecosystem | EC5T******** | Multi-Level Astronomical Time |  | True | True |  | True | True | True | True | True | True | True | [11 empty] | Non Federally-Regulated | 01/08/2008 |  | 01/07/2010
Lutron Electronics Co., Inc. | Lutron | GP4-******************* | Astronomical Time Switch Contr | System | True | True |  | True | True | True | True | True | True | True | [11 empty] | Non Federally-Regulated | 12/28/2009 |  | 07/01/2014
Lutron Electronics Co., Inc. | Softswitch 128 | XPS12-******-** | Automatic Time Switch Control |  | True | True |  | True | True | [16 empty] | Non Federally-Regulated | 09/19/2005 |  | 01/07/2010
Leviton Manufacturing Co., Inc. | Leviton | AWRMG-I** | Dimmer | Device | True | True |  | True | True | True | True | False |  |  |  | False | [9 empty] | Non Federally-Regulated | 12/16/2010 |  | 07/01/2014
Novitas, Inc. | Novitas | 01-092 | Ultrasonic Occupant / Motion S |  | True | True |  | True | True | True | True | True | [13 empty] | Non Federally-Regulated | 08/11/1992 |  | 09/06/2005
WattStopper, Inc. | WattStopper | DRD4-* | Dimmer | System | True | True |  | True | True | True | True | False |  |  |  | False | [9 empty] | Non Federally-Regulated | 03/23/2010 |  | 07/01/2014
Cooper Controls | Greengate | CK T 48******* | Occupant / Motion / Vacancy Se | System | True | True |  | True | True | True | True | True | True | True | True | False | [9 empty] | Non Federally-Regulated | 04/15/2011 |  | 07/01/2014
Siemens Energy & Automation | Siemens Energy & Automation | 5WG1 703-8XC41 | Automatic Time Switch Control |  | True | True |  | True | True | [8 empty] | True | True | True | [5 empty] | Non Federally-Regulated | 12/19/2005 |  | 01/07/2010
Crestron Electronics | Crestron Electronics | CP3 | Multi-Level Astronomical Time | System | True | True |  | True | True | True | True | True | True | True | [11 empty] | Non Federally-Regulated | 06/24/2013 |  | 07/01/2014
Legrand / Pass & Seymour | Legrand / Pass & Seymour | 90610* | Dimmer | Device | True | True |  | True | True | True | True | False |  |  |  | False | [9 empty] | Non Federally-Regulated | 12/23/2010 |  | 07/01/2014
Lightstat, Inc. | Lightstat | ALT-2-**-*-*** | Multi-Level Occupant Sensor | System | True | True | True | True | True | False | True | True | False | True | True | True |  | False | [7 empty] | Non Federally-Regulated | 05/02/2011 |  | 07/01/2014
Lutron Electronics Co., Inc. | Ecosystem | C5-BMF-2A | Occupant / Motion / Vacancy Se |  | True | True |  | True | [9 empty] | True | True | True | [5 empty] | Non Federally-Regulated | 01/08/2008 |  | 01/07/2010
Lutron Electronics Co., Inc. | Lutron | XPS48-******************* | Multi-Level Astronomical Time | System | True | True |  | True | True | True | True | True | True | True | [11 empty] | Non Federally-Regulated | 12/28/2009 |  | 07/01/2014
Legrand / Wiremold | WattStopper | CE8STCP SERIES | Manual-On Occupant Sensor | System | True | True | True | True | True | True | True | True | True | True | True | True | True | True | True | True |  | True |  |  |  | Non Federally-Regulated | 03/23/2010 |  | 07/01/2014
Legrand / Pass & Seymour | Legrand | ADWR703HM4 | Dimmer | Device | True | True |  | True | True | True | True | True | True | True | True | False | [9 empty] | Non Federally-Regulated | 09/14/2012 |  | 07/01/2014
WattStopper, Inc. | WattStopper | WA300 | Occupant / Motion / Vacancy Se |  | True | True |  | True | [17 empty] | Non Federally-Regulated | 07/01/2005 |  | 01/07/2010
Cooper Controls | Greengate | OAWC-P-* | Multi-Level Occupant Sensor | System | True | True | True | True | True | True | True | True | True | True | True | True |  | False | [7 empty] | Non Federally-Regulated | 04/15/2011 |  | 07/01/2014
Electronics Diversified, Inc. | Electronics Diversified, Inc. | SM-MLCD | Automatic Time Switch Control |  | True | True |  | True | True | [16 empty] | Non Federally-Regulated | 01/05/2005 |  | 01/07/2010
Lighting Control & Design | Lighting Control & Design | GR2400SBP******SLAVE** | Astronomical Time Switch Contr | System | True | True |  | True | True | True | True | True | True | True | [11 empty] | Non Federally-Regulated | 12/28/2009 |  | 07/01/2014
Sensor Switch, Inc. | Sensor Switch | nCMR PDT 9******* | Occupant / Motion / Vacancy Se | System | True | True |  | True | True | False | False |  |  |  |  | False | [9 empty] | Non Federally-Regulated | 04/28/2010 |  | 07/01/2014
Lutron Electronics Co., Inc. | Lutron | G7-AR-****-*-120-******** | Automatic Time Switch Control | System | True | True |  | True | True | [16 empty] | Non Federally-Regulated | 12/28/2009 |  | 07/01/2014
Lutron Electronics Co., Inc. | LCP 128 | LCP-****-******-** | Astronomical Time Switch Contr |  | True | True |  | True | True | True | True | True | True | True | [11 empty] | Non Federally-Regulated | 09/19/2005 |  | 01/07/2010
Lutron Electronics Co., Inc. | LCP 128 | LCP-*****-***FT | Occupant / Motion / Vacancy Se |  | True | True |  | True | [17 empty] | Non Federally-Regulated | 09/19/2005 |  | 01/07/2010
Sensor Switch, Inc. | Sensor Switch | CMR-6-2P-AR-LT-*-** | Occupant / Motion / Vacancy Se |  | True | True |  | True | [17 empty] | Non Federally-Regulated | 03/01/2006 |  | 01/07/2010
Lutron Electronics Co., Inc. | Homeworks | HS3-******** | Multi-Level Occupant Sensor | System | True | True | True | True | True | False | True | True | True | True | True | True |  | False | [7 empty] | Non Federally-Regulated | 01/20/2010 |  | 07/01/2014
WattStopper, Inc. | WattStopper | CX105 | Occupant / Motion / Vacancy Se |  | True | True |  | True | [17 empty] | Non Federally-Regulated | 02/25/2000 |  | 01/07/2010
Lutron Electronics Co., Inc. | Centralized Lighting Control | SO-2****-**-*** | Photosensor / Photocontrol Dev |  | True | True |  | True | [17 empty] | Non Federally-Regulated | 06/08/2007 |  | 01/07/2010
Siemens Energy & Automation | Siemens Energy & Automation | 5WG1 703-8XH02 | Automatic Time Switch Control |  | True | True |  | True | True | [8 empty] | True | True | True | [5 empty] | Non Federally-Regulated | 12/19/2005 |  | 01/07/2010
Legrand / Wiremold | WattStopper | CE6ATCFF SERIES | Dimmer | System | True | True | True | True | True | True | True | True | True | True | True | True | [9 empty] | Non Federally-Regulated | 03/23/2010 |  | 07/01/2014
Lithonia Lighting | SwitchPak | SPAK 4S 120/277 | Multi-Level Astronomical Time |  | True | True |  | True | True | True | True | True | True | True |  |  |  | True | True | True | [5 empty] | Non Federally-Regulated | 07/24/2006 |  | 01/07/2010
Unenco, Inc. / Univ. Energy | Unenco | SOM-1200-2-HD | Occupant / Motion / Vacancy Se |  | True | True |  | True | [17 empty] | Non Federally-Regulated | 10/06/1992 |  | 01/07/2010
Lutron Electronics Co., Inc. | Lutron | LCP28-******************* | Photosensor / Photocontrol Dev | System | True | True |  | False | False | [16 empty] | Non Federally-Regulated | 12/28/2009 |  | 07/01/2014
Cooper Wiring Devices | Novitas | 01-087-** | Ultrasonic Occupant / Motion S |  | True | True |  | True | True | True | True | True |  |  |  |  | True | True | True | False | True | False |  |  |  | Non Federally-Regulated | 08/18/2006 |  | 04/10/2008
Marlin Controls, Inc. | Unistar II | TCP | Automatic Time Switch Control |  | True | True |  | True | True | [16 empty] | Non Federally-Regulated | 08/22/2003 |  | 02/06/2006
Cooper Controls | Greengate | OSW-P-0451-MV-* | Occupant / Motion / Vacancy Se |  | True | True |  | True | [17 empty] | Non Federally-Regulated | 11/07/2008 |  | 01/07/2010
Cooper Controls | iLumin | SC120****-UN-******** | Dimmer | System | True | True | True | True | True | True | True | True | True | True | True | True | [9 empty] | Non Federally-Regulated | 04/15/2011 |  | 07/01/2014
Leviton Manufacturing Co., Inc. | Leviton | R48ND-*** | Automatic Time Switch Control |  | True | True |  | True | True | [16 empty] | Non Federally-Regulated | 08/17/2004 |  | 01/07/2010
Sensor Switch, Inc. | Sensor Switch | IP-CMR-9-** | Occupant / Motion / Vacancy Se |  | True | True |  | True | [17 empty] | Non Federally-Regulated | 03/01/2006 |  | 01/07/2010
Siemens Energy & Automation | Siemens Energy & Automation | 5WG1 703-8XG01 | Automatic Time Switch Control |  | True | True |  | True | True | [8 empty] | True | True | True | [5 empty] | Non Federally-Regulated | 12/19/2005 |  | 01/07/2010
Echoflex Solutions, Inc. | Echoflex | MOS-21** | Occupant Sensing Device | Device | True | True | True | True | True | False |  |  |  | False |  |  | True | True | False |  | True | True | True | True | True | Non Federally-Regulated | 03/17/2014 |  | 03/24/2015
Lutron Electronics Co., Inc. | Grafik Eye | GRX-PRG | Automatic Time Switch Control |  | True | True |  | True | True | [16 empty] | Non Federally-Regulated | 04/24/2000 |  | 01/07/2010
Blue Ridge Technologies | Global | GL32************* | Automatic Time Switch Control | Device | True | True |  | True | True | [16 empty] | Non Federally-Regulated | 06/30/2010 |  | 07/01/2014
Powerline Communications | Watchkeeper | WATCHKEEPER 16 | Photosensor / Photocontrol Dev |  | True | True |  | True | [17 empty] | Non Federally-Regulated | 08/06/1992 |  | 10/19/2001
Douglas Lighting Controls | Douglas | LITEPAK | Automatic Time Switch Control |  | True | True |  | True | True | [8 empty] | True | True | True | [5 empty] | Non Federally-Regulated | 10/31/2005 |  | 01/07/2010
Adura Technologies | Adura Technologies | ALPS | Automatic Time Switch Control | System | True | True |  | True | True | [16 empty] | Non Federally-Regulated | 05/28/2010 |  | 07/01/2014
Schneider Electric (Square D Wiring Devices) | Powerlink | NF3000G3C | Multi-Level Astronomical Time |  | True | True |  | True | True | True | True | True | True | True | [11 empty] | Non Federally-Regulated | 03/14/2008 |  | 01/07/2010
Gentec, Inc. | Schneider Electric | SERPL32HS | Multi-Level Astronomical Time | System | True | True |  | True | True | True | True | True | True | True | [11 empty] | Non Federally-Regulated | 01/20/2012 |  | 07/01/2014
Orion Energy Systems, Inc. | InteLite | 2WT-915 | Occupant / Motion / Vacancy Se |  | True | False |  | True | [9 empty] | True | True | True | [5 empty] | Non Federally-Regulated | 02/17/2009 |  | 01/07/2010
Electronics Diversified, Inc. | Electronics Diversified, Inc. | LMS-D1/I-277 | Automatic Daylighting Control |  | True | True |  | True | False |  | True | True | [8 empty] | True |  |  |  |  | Non Federally-Regulated | 01/05/2005 |  | 01/07/2010
Litetouch, Inc. | Litetouch, Inc. | 08-8610-01 | Automatic Time Switch Control |  | True | True |  | True | True | [16 empty] | Non Federally-Regulated | 09/29/2003 |  | 01/07/2010
Intermatic, Inc. | Intermatic, Inc. | ET8115CM | Automatic Time Switch Control | Device | True | True |  | True | True | [16 empty] | Non Federally-Regulated | 04/15/2011 |  | 07/01/2014
Lutron Electronics Co., Inc. | Homeworks | HW-RPM-4M-120 | Occupant / Motion / Vacancy Se | System | True | True |  | True | True | False | False |  |  |  |  | False | [9 empty] | Non Federally-Regulated | 01/20/2010 |  | 07/01/2014
Intelliswitch, S.A. de C.V. | Intelliswitch, S.A. de C.V. | IDSW 2H4-IS-120 | Automatic Daylighting Control | Device | True | True | True | True | True | True | True | True | True | True | True | True |  | True | [7 empty] | Non Federally-Regulated | 03/15/2012 |  | 07/01/2014
Legrand / Wiremold | WattStopper | NPM22F | Dimmer | System | True | True | True | True | True | True | True | True | True | True | True | True | [9 empty] | Non Federally-Regulated | 03/23/2010 |  | 07/01/2014
Tork | Tork | 611D | Automatic Time Switch Control | Device | True | True |  | True | True | [16 empty] | Non Federally-Regulated | 03/11/2011 |  | 07/01/2014
Intermatic, Inc. | Gasmaster | PC1-digi20-120-LS2+E300 | Photosensor / Photocontrol Dev | Device | True | True | True | [18 empty] | Non Federally-Regulated | 07/17/2014 |  | 08/05/2014
Carolina Products, Inc. | Carolina Products | CPI800 | Automatic Time Switch Control |  | True | True |  | True | True | [8 empty] | True | True | True | [5 empty] | Non Federally-Regulated | 02/17/2005 |  | 01/07/2010
Lutron Electronics Co., Inc. | Lutron | LCP8-******************* | Occupant / Motion / Vacancy Se | System | True | True |  | True | True | True | False |  |  |  |  | False | [9 empty] | Non Federally-Regulated | 04/28/2010 |  | 07/01/2014
General Signal Building Systems | E.S.T. | FCC | Automatic Time Switch Control |  | True | True |  | True | True | [16 empty] | Non Federally-Regulated | 04/09/1993 |  | 01/07/2010
Cutler-Hammer | Pow-R-Command | PRCEC | Automatic Time Switch Control |  | True | True |  | True | True | [16 empty] | Non Federally-Regulated | 06/16/1999 |  | 01/07/2010
Pass & Seymour / Legrand | Rex | 49737 | Automatic Time Switch Control |  | True | False |  | True | True | [16 empty] | Non Federally-Regulated | 02/09/1995 |  | 01/07/2010
Lutron Electronics Co., Inc. | Softswitch 48 | XPS36-******-** | Occupant / Motion / Vacancy Se |  | True | True |  | True | [17 empty] | Non Federally-Regulated | 09/12/2003 |  | 09/19/2005
Lutron Electronics Co., Inc. | Lutron | GP8-******************* | Occupant / Motion / Vacancy Se | System | True | True |  | True | True | True | False |  |  |  |  | False | [9 empty] | Non Federally-Regulated | 04/28/2010 |  | 07/01/2014
Lutron Electronics Co., Inc. | Lutron | ULOS-CUS-1000*** | Occupant / Motion / Vacancy Se | System | True | True |  | True | True | True | True | True | True | True | True | False | [9 empty] | Non Federally-Regulated | 12/13/2012 |  | 07/01/2014
Lutron Electronics Co., Inc. | LCP 128 | LCP-***-******-** | Multi-Level Daylighting Contro |  | True | True |  | True | True | True | True | [14 empty] | Non Federally-Regulated | 09/19/2005 |  | 01/07/2010
Lutron Electronics Co., Inc. | Lutron | LCP44-******************* | Astronomical Time Switch Contr | System | True | True |  | True | True | True | True | True | True | True | [11 empty] | Non Federally-Regulated | 12/28/2009 |  | 07/01/2014
Tork | Tork | 5737TZ | Exterior Photocontrol Device | [14 empty] | True | True | True | [5 empty] | Non Federally-Regulated | 04/27/2006 |  | 01/07/2010
Litelab Corp. | Busrun Busway | TEC-1.5******** | Track Lighting Integral Curren | Device | True | True |  | True | True | True | True | True | [13 empty] | Non Federally-Regulated | 11/25/2009 |  | 07/01/2014
CDL | Trane | LCC8 | Automatic Time Switch Control |  | True | True |  | True | True | [16 empty] | Non Federally-Regulated | 04/06/1994 |  | 01/07/2010
Unenco, Inc. / Univ. Energy | Unenco | C-500-2000 | Ultrasonic Occupant / Motion S |  | True | True |  | True | True | True | True | True | [13 empty] | Non Federally-Regulated | 09/25/1992 |  | 01/07/2010
Triatek, Inc. | Triatek | LP-26** | Automatic Time Switch Control |  | True | True |  | True | True | [16 empty] | Non Federally-Regulated | 10/08/1999 |  | 01/12/2004
Cooper Controls | Greengate | OAWC-DT-* | Occupant / Motion / Vacancy Se | System | True | True |  | True | True | True | True | True | True | True | True | False | [9 empty] | Non Federally-Regulated | 04/15/2011 |  | 07/01/2014
Lutron Electronics Co., Inc. | Sensor | CPW1058 | Occupant / Motion / Vacancy Se |  | True | True |  | True | [17 empty] | Non Federally-Regulated | 12/10/2008 |  | 01/07/2010
Sensor Switch, Inc. | Sensor Switch | nRM-6-2P-*-** | Occupant / Motion / Vacancy Se |  | True | True |  | True | [17 empty] | Non Federally-Regulated | 11/20/2008 |  | 01/07/2010
Lutron Electronics Co., Inc. | Lutron | LCP28-******************* | Astronomical Time Switch Contr | System | True | True |  | True | True | True | True | True | True | True | [11 empty] | Non Federally-Regulated | 12/28/2009 |  | 07/01/2014
Legrand / Pass & Seymour | Legrand / Pass & Seymour | TLV1003* | Dimmer | Device | True | True |  | True | True | True | True | True | True | True | True | False | [9 empty] | Non Federally-Regulated | 09/14/2012 |  | 07/01/2014
Convia, Inc., A Herman Miller Co. | Convia | GSE-OSC-03 | Automatic Daylighting Control | System | True | True | True | True | True | True | True | True | True | True | True | True |  | True | [7 empty] | Non Federally-Regulated | 03/04/2010 |  | 07/01/2014
Lutron Electronics Co., Inc. | Softswitch 128 | XPS16-******-** | Photosensor / Photocontrol Dev |  | True | True |  | True | [17 empty] | Non Federally-Regulated | 09/19/2005 |  | 01/07/2010
Grasslin Controls Corp. | Grasslin | GM2DIGI42 | Automatic Time Switch Control |  | True | True |  | True | True | [16 empty] | Non Federally-Regulated | 05/12/1997 |  | 02/25/2008
Legrand / Wiremold | WattStopper | NPM44F | Multi-Level Astronomical Time | System | True | True |  | True | True | True | True | True | True | True | [11 empty] | Non Federally-Regulated | 03/23/2010 |  | 07/01/2014
Lutron Electronics Co., Inc. | Softswitch 128 | XPS20-******-** | Exterior Photocontrol Device |  | True | True |  | True | True | True | [15 empty] | Non Federally-Regulated | 09/19/2005 |  | 01/07/2010
Lutron Electronics Co., Inc. | Lutron | CCP-******-*****-** | Manual-On Occupant Sensor | System | True | True |  | True | True | True | True | True | False |  |  |  |  | False | [7 empty] | Non Federally-Regulated | 07/10/2012 |  | 07/01/2014
Harvard Engineering, PLC | Venture Leafnut™ | DRA-BN-320-875-002 | Automatic Time Switch Control | System | True | True |  | True | True | [16 empty] | Non Federally-Regulated | 10/17/2013 |  | 07/01/2014
Schneider Electric (Square D Wiring Devices) | Powerlink | NF2000G3 | Multi-Level Astronomical Time |  | True | True |  | True | True | True | True | True | True | True |  |  |  | True | True | True | [5 empty] | Non Federally-Regulated | 08/24/2006 |  | 03/14/2008
Intermatic, Inc. | Grasslin | TALENTO 882 | Automatic Time Switch Control | Device | True | True | True | False | [17 empty] | Non Federally-Regulated | 08/05/2014 |  | 12/03/2014
Hubbell Building Automation | Hubbell Building Automation | SIMLK44120 | Automatic Time Switch Control |  | True | True |  | True | True | [16 empty] | Non Federally-Regulated | 05/20/2004 |  | 01/07/2010
Lightolier Controls | Insight | OSPS-10A | Occupant / Motion / Vacancy Se |  | True | True |  | True | [17 empty] | Non Federally-Regulated | 08/28/1992 |  | 04/06/1998
Unenco, Inc. / Univ. Energy | UEC | DT277V | Automatic Daylighting Control |  | True | True |  | True | False |  | True | True | [8 empty] | True |  |  |  |  | Non Federally-Regulated | 08/27/1992 |  | 01/07/2010
Intermatic, Inc. | Intermatic, Inc. | EI500LAC | Automatic Time Switch Control | Device | True | True |  | True | True | [16 empty] | Non Federally-Regulated | 04/15/2011 |  | 07/01/2014
Lightolier Controls | Insight | IHS2-6EB-120-I | Occupant / Motion / Vacancy Se |  | True | True |  | True | [17 empty] | Non Federally-Regulated | 08/27/1993 |  | 01/07/2010
Legrand / Wiremold | WattStopper | CE9A15TC SERIES | Automatic Time Switch Control | System | True | True |  | True | True | [16 empty] | Non Federally-Regulated | 03/23/2010 |  | 07/01/2014
Legrand / Wiremold | WattStopper | PROTOCOL BRIDGE | Automatic Time Switch Control | System | True | True |  | True | True | [16 empty] | Non Federally-Regulated | 03/23/2010 |  | 07/01/2014
Intermatic, Inc. | Intermatic | EM1416SC | Astronomical Time Switch Contr | Device | True | True |  | True | True | True | True | True | True | True | [11 empty] | Non Federally-Regulated | 01/20/2010 |  | 07/01/2014
Lighting Control & Design | Lighting Control & Design | GR2400SBP******DTC***** | Astronomical Time Switch Contr |  | True | True |  | True | True | True | True | True | True | True |  |  |  | True | True | True | [5 empty] | Non Federally-Regulated | 06/22/2005 |  | 12/28/2009
Lutron Electronics Co., Inc. | Lutron | MS-B202-V********** | Manual-On Occupant Sensor | Device | True | True | True | True | True | False | True | True | True | True | True | True |  | False | [7 empty] | Non Federally-Regulated | 11/19/2013 |  | 07/01/2014
Sensor Switch, Inc. | Sensor Switch | CMB 50********* | Occupant / Motion / Vacancy Se | Device | True | True |  | True | True | False | False |  |  |  |  | False | [9 empty] | Non Federally-Regulated | 04/28/2010 |  | 07/01/2014
Blue Ridge Technologies | Automated Logic Corp. | LC16************* | Automatic Time Switch Control | Device | True | True |  | True | True | [16 empty] | Non Federally-Regulated | 06/30/2010 |  | 07/01/2014
Lutron Electronics Co., Inc. | Grafik Eye | GRX-4003-T-** | Automatic Time Switch Control |  | True | True |  | True | True | [16 empty] | Non Federally-Regulated | 07/19/1994 |  | 09/19/2005
Hubbell Incorporated | Hubbell Wiring Device Kellems | LVPR1500R | Occupant / Motion / Vacancy Se | Device | True | True |  | True | True | False | False |  |  |  |  | False | [9 empty] | Non Federally-Regulated | 05/28/2010 |  | 07/01/2014
Siemens Energy & Automation | Siemens Energy & Automation | 5WG1 703-8XH11 | Automatic Time Switch Control |  | True | True |  | True | True | [8 empty] | True | True | True | [5 empty] | Non Federally-Regulated | 12/19/2005 |  | 01/07/2010
Lumisys | FlexNet | FN_32** | Automatic Time Switch Control |  | True | True |  | True | True | [16 empty] | Non Federally-Regulated | 02/23/2009 |  | 01/07/2010
Lutron Electronics Co., Inc. | Radio RA2 | RR-MAIN-REP*** | Multi-Level Astronomical Time | System | True | True |  | True | True | True | True | True | True | True | [11 empty] | Non Federally-Regulated | 12/17/2009 |  | 07/01/2014
Gentec, Inc. | Kameleon | K4-32-PA-S* | Multi-Level Astronomical Time | System | True | True |  | True | True | True | True | True | True | True | [11 empty] | Non Federally-Regulated | 01/20/2012 |  | 07/01/2014
Hubbell Building Automation | Hubbell Building Automation | TC44277 | Automatic Time Switch Control |  | True | True |  | True | True | [16 empty] | Non Federally-Regulated | 09/08/2007 |  | 01/07/2010
Convia, Inc., A Herman Miller Co. | Convia | GSA-GCA | Manual-On Occupant Sensor | System | True | True | True | True | True | True | True | True | True | True | True | True | True | True | True | True |  | True |  |  |  | Non Federally-Regulated | 03/04/2010 |  | 04/27/2011
Cooper Wiring Devices | Novitas | 01-352 | Occupant / Motion / Vacancy Se |  | True | True |  | True | [17 empty] | Non Federally-Regulated | 08/18/2006 |  | 04/10/2008
Lutron Electronics Co., Inc. | HomeWorks QS | HQR-VCRX-** | Photosensor / Photocontrol Dev | System | True | True |  | False | False | [16 empty] | Non Federally-Regulated | 07/10/2012 |  | 07/01/2014
Lighting Control & Design | Lighting Control & Design | GR40**/**DTC*********** | Multi-Level Astronomical Time |  | True | True |  | True | True | True | True | True | True | True |  |  |  | True | True | True | [5 empty] | Non Federally-Regulated | 06/22/2005 |  | 12/28/2009
Maple Chase Co. | Paragon Electrical Products | EL7100/208-240V | Automatic Time Switch Control |  | True | True |  | True | True | [16 empty] | Non Federally-Regulated | 12/15/1998 |  | 01/07/2010
RAB Electric Manufacturing, Inc. | RAB Electric Manufacturing, Inc. | LOS2400RC | Occupant / Motion / Vacancy Se |  | True | True |  | True | [17 empty] | Non Federally-Regulated | 07/12/1993 |  | 04/06/1998
Lutron Electronics Co., Inc. | Radio RA | RA-6*D-** | Automatic Time Switch Control |  | True | True |  | True | True | [16 empty] | Non Federally-Regulated | 08/13/2007 |  | 01/07/2010
Lutron Electronics Co., Inc. | Homeworks | HW-RPM-4R | Occupant / Motion / Vacancy Se |  | True | True |  | True | [17 empty] | Non Federally-Regulated | 08/13/2007 |  | 01/07/2010
Legrand / Wiremold | WattStopper | NPM44 | Automatic Time Switch Control | System | True | True |  | True | True | [16 empty] | Non Federally-Regulated | 03/23/2010 |  | 07/01/2014
Tork | Tork | SA400 | Automatic Time Switch Control | Device | True | True |  | True | True | [16 empty] | Non Federally-Regulated | 11/12/2013 |  | 07/01/2014
Distech Controls | Distech Controls | ECL-VAVS-O | Automatic Time Switch Control | Device | True | True |  | True | True | [16 empty] | Non Federally-Regulated | 08/07/2012 |  | 07/01/2014
Lutron Electronics Co., Inc. | Grafik Eye | RPT2/*-120***** | Occupant / Motion / Vacancy Se |  | True | True |  | True | [17 empty] | Non Federally-Regulated | 09/12/2003 |  | 09/19/2005
Siemens Energy & Automation | Siemens Energy & Automation | 5WG1 704-8XJ04 | Automatic Time Switch Control |  | True | True |  | True | True | [8 empty] | True | True | True | [5 empty] | Non Federally-Regulated | 12/19/2005 |  | 01/07/2010
Leviton Manufacturing Co., Inc. | Leviton | 6775-*** | Occupant / Motion / Vacancy Se |  | True | True |  | True | [17 empty] | Non Federally-Regulated | 10/06/1992 |  | 04/06/1998
Lutron Electronics Co., Inc. | Softswitch 128 | XPS36-******-** | Exterior Photocontrol Device |  | True | True |  | True | True | True | [15 empty] | Non Federally-Regulated | 09/19/2005 |  | 01/07/2010
PLC Multipoint, Inc. | PLC Multipoint | LCM-RO | Multi-Level Daylighting Contro |  | True | True |  | True | True | True | True | [14 empty] | Non Federally-Regulated | 07/19/2006 |  | 01/07/2010
Cooper Controls | Greengate | CK T 16******* | Multi-Level Astronomical Time | System | True | True |  | True | True | True | True | True | True | True | [11 empty] | Non Federally-Regulated | 04/15/2011 |  | 07/01/2014
Delta Controls, Inc. | Delta Controls, Inc. | DLC-P* | Automatic Time Switch Control |  | True | True |  | True | True | [8 empty] | True | True | True | [5 empty] | Non Federally-Regulated | 04/03/2009 |  | 01/07/2010
Lithonia Lighting | Litronic Series | LIRC H | Occupant / Motion / Vacancy Se |  | True | True |  | True | [9 empty] | True | True | False | [5 empty] | Non Federally-Regulated | 07/24/2006 |  | 01/07/2010
Sensor Switch, Inc. | Sensor Switch | nCMB 9 ADC*********** | Automatic Daylighting Control | System | True | True | True | True | False |  |  | True | True | True | True | True |  | True | [7 empty] | Non Federally-Regulated | 04/28/2010 |  | 07/01/2014
Schneider Electric (Square D Wiring Devices) | Powerlink | NF1000G3 | Multi-Level Astronomical Time |  | True | True |  | True | True | True | True | True | True | True | [11 empty] | Non Federally-Regulated | 03/14/2008 |  | 01/07/2010
Legrand / Wiremold | WattStopper | NRD2C | Occupant / Motion / Vacancy Se | System | True | True | True | True | True | True | True | True | True | True | True | True |  | True | True | True | [5 empty] | Non Federally-Regulated | 03/23/2010 |  | 07/01/2014
KBS Controls | KBS | 852 | Automatic Time Switch Control |  | True | True |  | True | True | [16 empty] | Non Federally-Regulated | 04/14/1993 |  | 01/07/2010
Lutron Electronics Co., Inc. | Lutron | XP24-******************* | Automatic Daylighting Control | System | True | True | True | True | False |  |  | False |  |  | True | True |  | True | [7 empty] | Non Federally-Regulated | 12/28/2009 |  | 07/01/2014
Lightstat, Inc. | Lightstat | ELC-6-*R-*C-*** | Multi-Level Astronomical Time | System | True | True |  | True | True | True | True | True | True | True | [11 empty] | Non Federally-Regulated | 05/02/2011 |  | 07/01/2014
Lutron Electronics Co., Inc. | Grafik 6000 | OMX-4606-*-** | Automatic Time Switch Control |  | True | True |  | True | True | [16 empty] | Non Federally-Regulated | 05/24/2000 |  | 09/19/2005
Intelligent Lighting Controls, Inc. | ILC Apprentice II | 930028** | Astronomical Time Switch Contr |  | True | True |  | True | True | True | True | True | True | True | [11 empty] | Non Federally-Regulated | 08/29/2006 |  | 01/07/2010
Lutron Electronics Co., Inc. | Radio RA | RA-GRX-3***** | Dimmer | System | True | True |  | True | True | True | True | False |  |  |  | False | [9 empty] | Non Federally-Regulated | 12/17/2009 |  | 01/21/2014
Lutron Electronics Co., Inc. | Lutron | PD-3PDCL******** | Manual-On Occupant Sensor | System | True | True |  | True | True | True | True | True | False |  |  |  |  | False | [7 empty] | Non Federally-Regulated | 07/23/2013 |  | 07/01/2014
Lighting Control & Design | Lighting Control & Design | GR30** | Automatic Time Switch Control |  | True | True |  | True | True | [16 empty] | Non Federally-Regulated | 01/20/1998 |  | 06/22/2005
Lutron Electronics Co., Inc. | Lutron | LOS-WIR*** | Occupant / Motion / Vacancy Se | System | True | True |  | True | True | True | False |  |  |  |  | False | [9 empty] | Non Federally-Regulated | 11/08/2012 |  | 07/01/2014
Intermatic, Inc. | Intermatic | K4121C | Photosensor / Photocontrol Dev | Device | True | True |  | False | False | [16 empty] | Non Federally-Regulated | 01/20/2010 |  | 07/01/2014
Lutron Electronics Co., Inc. | Homeworks | HWD-10*D-** | Automatic Time Switch Control |  | True | True |  | True | True | [16 empty] | Non Federally-Regulated | 08/13/2007 |  | 01/07/2010
Tork | Tork | TW220L | Automatic Time Switch Control | Device | True | True |  | True | True | [16 empty] | Non Federally-Regulated | 11/12/2013 |  | 07/01/2014
Sensor Switch, Inc. | Sensor Switch | CMR-PDT-*-***-*-* | Occupant / Motion / Vacancy Se |  | True | True |  | True | [17 empty] | Non Federally-Regulated | 03/01/2006 |  | 01/07/2010
Legrand / Wiremold | WattStopper | NRD2B | Occupant / Motion / Vacancy Se | System | True | True | True | True | True | True | True | True | True | True | True | True |  | True | True | True | [5 empty] | Non Federally-Regulated | 03/23/2010 |  | 07/01/2014
Tork | Tork | TW200L | Automatic Time Switch Control | Device | True | True |  | True | True | [16 empty] | Non Federally-Regulated | 04/28/2010 |  | 11/12/2013
Lutron Electronics Co., Inc. | Lutron | LCP3-******************* | Dimmer | System | True | True |  | True | True | True | True | False |  |  |  | False | [9 empty] | Non Federally-Regulated | 12/28/2009 |  | 07/01/2014
Sensor Switch, Inc. | Sensor Switch | nWSD-*********** | Occupant / Motion / Vacancy Se |  | True | True |  | True | [17 empty] | Non Federally-Regulated | 11/20/2008 |  | 01/07/2010
Cooper Controls | Fifthlight | FLT-LCP-* | Manual-On Occupant Sensor | System | True | True |  | True | True | False | True | True | False |  |  |  |  | False | [7 empty] | Non Federally-Regulated | 08/24/2012 |  | 07/01/2014
Intermatic, Inc. | Intermatic, Inc. | EI210LA | Automatic Time Switch Control | Device | True | True |  | True | True | [16 empty] | Non Federally-Regulated | 04/15/2011 |  | 07/01/2014
Intermatic, Inc. | Gasmaster | PC1-digi20-277-LS1+ E200 | Photosensor / Photocontrol Dev | Device | True | True | True | [18 empty] | Non Federally-Regulated | 07/17/2014 |  | 08/05/2014
Siemens Energy & Automation | Siemens Energy & Automation | 5WG1 704-8XJ42 | Automatic Time Switch Control |  | True | True |  | True | True | [8 empty] | True | True | True | [5 empty] | Non Federally-Regulated | 12/19/2005 |  | 01/07/2010
Lutron Electronics Co., Inc. | Homeworks | HWD-5NE-** | Multi-Level Astronomical Time |  | True | True |  | True | True | True | True | True | True | True | [11 empty] | Non Federally-Regulated | 08/13/2007 |  | 01/07/2010
Legrand / Wiremold | WattStopper | CLCS | Multi-Level Occupant Sensor | System | True | True | True | True | True | True | True | True | True | True | True | True | True | True | True | True | True | True |  |  |  | Non Federally-Regulated | 03/23/2010 |  | 07/01/2014
Sensor Switch, Inc. | Sensor Switch | WV-16-**-** | Occupant / Motion / Vacancy Se |  | True | True |  | True | [17 empty] | Non Federally-Regulated | 11/19/2001 |  | 01/07/2010
Schneider Electric (Square D Wiring Devices) | Powerlink | RMC3000G3xxx | Multi-Level Astronomical Time |  | True | True |  | True | True | True | True | True | True | True |  |  |  | True | True | True | [5 empty] | Non Federally-Regulated | 08/24/2006 |  | 03/14/2008
Sensor Switch, Inc. | Sensor Switch | nRM-10-2P-***** | Occupant / Motion / Vacancy Se |  | True | True |  | True | [17 empty] | Non Federally-Regulated | 11/20/2008 |  | 01/07/2010
Intermatic, Inc. | Intermatic, Inc. | ET90115C | Automatic Time Switch Control | Device | True | True |  | True | True | [16 empty] | Non Federally-Regulated | 07/22/2011 |  | 07/01/2014
Cooper Controls | Greengate | VAC-DT-* | Manual-On Occupant Sensor | System | True | True | True | True | True | True | True | True | True | True | True | True |  | False | [7 empty] | Non Federally-Regulated | 08/07/2013 |  | 07/01/2014
Tork | Tork | K600Z | Astronomical Time Switch Contr | Device | True | True |  | True | True | True | True | True | True | True | [11 empty] | Non Federally-Regulated | 04/28/2010 |  | 07/01/2014
Intermatic, Inc. | Intermatic | K4136 | Photosensor / Photocontrol Dev | Device | True | True |  | False | False | [16 empty] | Non Federally-Regulated | 01/20/2010 |  | 07/01/2014
Intermatic, Inc. | Intermatic | K4535 | Photosensor / Photocontrol Dev | Device | True | True |  | False | False | [16 empty] | Non Federally-Regulated | 01/20/2010 |  | 07/01/2014
Lutron Electronics Co., Inc. | Lutron | CCP-******-*****-** | Astronomical Time Switch Contr | System | True | True |  | True | True | True | True | True | True | True | [11 empty] | Non Federally-Regulated | 07/10/2012 |  | 07/01/2014
Lutron Electronics Co., Inc. | Lutron | SLV-600P******** | Dimmer | Device | True | True |  | True | True | True | True | False |  |  |  | False | [9 empty] | Non Federally-Regulated | 12/28/2009 |  | 01/21/2014
Intermatic, Inc. | Gasmaster | LM1-O-277-LS1 | Photosensor / Photocontrol Dev | Device | True | True | True | [18 empty] | Non Federally-Regulated | 07/17/2014 |  | 08/05/2014
Intermatic, Inc. | Grasslin | PC2-digi30-120-LS2 | Photosensor / Photocontrol Dev | Device | True | True |  | False | False | [16 empty] | Non Federally-Regulated | 01/20/2010 |  | 07/01/2014
Cooper Wiring Devices | Nexion | AHOEC-U-0100-H | Occupant / Motion / Vacancy Se | System | True | True |  | True | True | False | True | True | True | True | True | False | [9 empty] | Non Federally-Regulated | 03/28/2012 |  | 07/01/2014
Schneider Electric | Powerlink | NF MB POWERLINK PNL (Master Included) | Multi-Level Astronomical Time | System | True | True |  | True | True | True | True | True | True | True | [11 empty] | Non Federally-Regulated | 01/12/2012 |  | 07/01/2014
Gentec, Inc. | Kameleon | K6-64-PA-S* | Astronomical Time Switch Contr | System | True | True |  | True | True | True | True | True | True | True | [11 empty] | Non Federally-Regulated | 01/20/2012 |  | 07/01/2014
Mytech Corp. | Mytech | LAS-3300SF-DLC | Automatic Daylighting Control |  | True | True |  | True | False |  | True | False | [8 empty] | True |  |  |  |  | Non Federally-Regulated | 02/01/1993 |  | 06/04/1999
Convia, Inc., A Herman Miller Co. | Convia | GSE-SWD-WH | Automatic Time Switch Control | System | True | True |  | True | True | [16 empty] | Non Federally-Regulated | 03/04/2010 |  | 07/01/2014
Unenco, Inc. / Univ. Energy | Unenco | C-600-R | Ultrasonic Occupant / Motion S |  | True | True |  | True | True | True | True | True | [13 empty] | Non Federally-Regulated | 09/25/1992 |  | 01/07/2010
Lutron Electronics Co., Inc. | Lutron | DVW-603P******** | Dimmer | Device | True | True |  | True | True | True | True | True | True | True | True | False | [9 empty] | Non Federally-Regulated | 04/28/2010 |  | 01/21/2014
Sensor Switch, Inc. | Sensor Switch | CM ADC****** | Automatic Daylighting Control | Device | True | True | True | True | False |  |  | True | True | True | True | True |  | True | [7 empty] | Non Federally-Regulated | 04/28/2010 |  | 07/01/2014
Leviton Manufacturing Co., Inc. | Leviton | OSS10-I** | Occupant / Motion / Vacancy Se |  | True | True |  | True | [17 empty] | Non Federally-Regulated | 09/14/2006 |  | 01/07/2010
Tork | Tork | K801-2 (240VAC) | Automatic Time Switch Control |  | True | True |  | True | True | [16 empty] | Non Federally-Regulated | 06/08/1993 |  | 02/07/1994
Lutron Electronics Co., Inc. | Homeworks | HWD-10ND*** | Astronomical Time Switch Contr | System | True | True |  | True | True | True | True | True | True | True | [11 empty] | Non Federally-Regulated | 01/20/2010 |  | 07/01/2014
Convia, Inc., A Herman Miller Co. | Convia | GSE-PDC-03 | Astronomical Time Switch Contr |  | True | True |  | True | True | True | True | True | True | True |  |  |  | False | True | True | [5 empty] | Non Federally-Regulated | 04/04/2008 |  | 01/07/2010
Lumisys | Mezon | MZ_60** | Automatic Time Switch Control |  | True | True |  | True | True | [16 empty] | Non Federally-Regulated | 02/23/2009 |  | 01/07/2010
Lutron Electronics Co., Inc. | Homeworks | HW-RPM-4R | Manual-On Occupant Sensor | System | True | True |  | True | True | False | True | True | False |  |  |  |  | False | [7 empty] | Non Federally-Regulated | 01/20/2010 |  | 07/01/2014
Cooper Wiring Devices | React | RI061-** | Dimmer | Device | True | True |  | True | True | True | True | False |  |  |  | False | [9 empty] | Non Federally-Regulated | 12/29/2010 |  | 07/01/2014
Tork | Tork | DGM100-2 (240VAC) | Automatic Time Switch Control |  | True | True |  | True | True | [16 empty] | Non Federally-Regulated | 02/07/1994 |  | 01/07/2010
Tork | Tork | DZM200BP | Multi-Level Astronomical Time | Device | True | True |  | True | True | True | True | True | True | True | [11 empty] | Non Federally-Regulated | 04/28/2010 |  | 07/01/2014
Mytech Corp. | Mytech | RRSST8-W | Ultrasonic Occupant / Motion S |  | True | True |  | True | True | True | True | True | [13 empty] | Non Federally-Regulated | 06/04/1999 |  | 01/07/2010
Intermatic, Inc. | Grasslin | PC1-digi20-277-LS2+ E300 | Photosensor / Photocontrol Dev | Device | True | True |  | False | False | [16 empty] | Non Federally-Regulated | 01/20/2010 |  | 07/01/2014
Siemens Energy & Automation | Siemens Energy & Automation | 5WG1 705-8XJ05 | Automatic Time Switch Control |  | True | True |  | True | True | [8 empty] | True | True | True | [5 empty] | Non Federally-Regulated | 12/19/2005 |  | 01/07/2010
Signify North America Corporation | Philips Lighting Electronics North America | LRM227000 | Occupant / Motion / Vacancy Se | System | True | True |  | True | True | False | False |  |  |  |  | False | [9 empty] | Non Federally-Regulated | 06/20/2011 |  | 07/01/2014
Lutron Electronics Co., Inc. | LCP 128 | LCP-********-***FT | Automatic Time Switch Control |  | True | True |  | True | True | [16 empty] | Non Federally-Regulated | 09/19/2005 |  | 01/07/2010
GE Industrial Systems | GE Industrial Systems | RSENDT1 | Photosensor / Photocontrol Dev |  | True | False |  | True | [17 empty] | Non Federally-Regulated | 03/20/2001 |  | 01/07/2010
Emerson Climate Technologies Retail Solutions | E2 | BX--*** | Photosensor / Photocontrol Dev |  | True | True |  | True | [17 empty] | Non Federally-Regulated | 01/08/2007 |  | 01/07/2010
Lutron Electronics Co., Inc. | Centralized Lighting Control | G7-AR-****-*-120 | Automatic Time Switch Control |  | True | True |  | True | True | [16 empty] | Non Federally-Regulated | 09/19/2005 |  | 01/07/2010
Sensor Switch, Inc. | Sensor Switch | RMR 50 480*** | Occupant / Motion / Vacancy Se | Device | True | True |  | True | True | False | False |  |  |  |  | False | [9 empty] | Non Federally-Regulated | 04/28/2010 |  | 07/01/2014
Lutron Electronics Co., Inc. | Softswitch 128 | XPS4-******-** | Astronomical Time Switch Contr |  | True | True |  | True | True | True | True | True | True | True | [11 empty] | Non Federally-Regulated | 09/19/2005 |  | 01/07/2010
Legrand / Pass & Seymour | Legrand | ADTP703HM2 | Dimmer | Device | True | True |  | True | True | True | True | True | True | True | True | False | [9 empty] | Non Federally-Regulated | 09/14/2012 |  | 07/01/2014
Lutron Electronics Co., Inc. | Lutron | XPS28-******************* | Multi-Level Astronomical Time | System | True | True |  | True | True | True | True | True | True | True | [11 empty] | Non Federally-Regulated | 12/28/2009 |  | 07/01/2014
Heath Co. | Heath | HC-3600-5 | Occupant / Motion / Vacancy Se |  | True | True |  | True | [17 empty] | Non Federally-Regulated | 06/03/1994 |  | 01/07/2010
Lutron Electronics Co., Inc. | Grafik Eye | GRX-4502-*-** | Occupant / Motion / Vacancy Se |  | True | True |  | True | [17 empty] | Non Federally-Regulated | 05/09/2000 |  | 09/19/2005
Lutron Electronics Co., Inc. | Lutron | LSP-*P**************** | Photosensor / Photocontrol Dev | System | True | True |  | False | False | [16 empty] | Non Federally-Regulated | 12/28/2009 |  | 07/01/2014
WattStopper, Inc. | WattStopper | LS156 | Photosensor / Photocontrol Dev |  | True | True |  | True | [17 empty] | Non Federally-Regulated | 07/30/2002 |  | 01/07/2010
Tork | Tork | 7200ZL | Automatic Time Switch Control | Device | True | True |  | True | True | [16 empty] | Non Federally-Regulated | 04/28/2010 |  | 07/01/2014
Hubbell Incorporated | H-Moss | HMC1AC | Occupant / Motion / Vacancy Se |  | True | True |  | True | [17 empty] | Non Federally-Regulated | 05/19/1995 |  | 01/07/2010
Cooper Controls | Greengate | OMC-U-2000 | Ultrasonic Occupant / Motion S |  | True | True |  | True | True | True | True | True | [13 empty] | Non Federally-Regulated | 11/07/2008 |  | 01/07/2010
Siemens Energy & Automation | Siemens Energy & Automation | 5WG1 705-8XH01 | Automatic Time Switch Control |  | True | True |  | True | True | [8 empty] | True | True | True | [5 empty] | Non Federally-Regulated | 12/19/2005 |  | 01/07/2010
Integrated Systems & Control | Trimax | 432 | Automatic Time Switch Control |  | True | True |  | True | True | [16 empty] | Non Federally-Regulated | 12/29/1993 |  | 01/07/2010
Hubbell Building Automation | Hubbell Building Automation | OMNIIRRP | Occupant / Motion / Vacancy Se |  | True | True |  | True | [17 empty] | Non Federally-Regulated | 05/20/2004 |  | 01/07/2010
Intermatic, Inc. | Grasslin | PC2-D30-277-LS1 | Photosensor / Photocontrol Dev |  | True | True |  | True | [17 empty] | Non Federally-Regulated | 11/10/2008 |  | 01/07/2010
Cooper Controls | Greengate | OMC-U-0501-32 | Ultrasonic Occupant / Motion S |  | True | True |  | True | True | True | True | True | [13 empty] | Non Federally-Regulated | 11/07/2008 |  | 01/07/2010
Siemens Energy & Automation | Siemens Energy & Automation | 5WG1 704-8XB42 | Automatic Time Switch Control |  | True | True |  | True | True | [8 empty] | True | True | True | [5 empty] | Non Federally-Regulated | 12/19/2005 |  | 01/07/2010
Convia, Inc., A Herman Miller Co. | Convia | GSE-DCC-02 | Automatic Daylighting Control | System | True | True | True | True | True | True | True | True | True | True | True | True |  | True | [7 empty] | Non Federally-Regulated | 03/04/2010 |  | 07/01/2014
Lutron Electronics Co., Inc. | Lutron | NLV-1000******** | Dimmer | Device | True | True |  | True | True | True | True | False |  |  |  | False | [9 empty] | Non Federally-Regulated | 12/28/2009 |  | 01/21/2014
Lutron Electronics Co., Inc. | HomeWorks QS | HQRD-F6AN-DV | Manual-On Occupant Sensor | System | True | True |  | True | True | True | True | True | False |  |  |  |  | False | [7 empty] | Non Federally-Regulated | 07/10/2012 |  | 07/01/2014
Lutron Electronics Co., Inc. | Radio RA | RA-SBT-CHR | Occupant / Motion / Vacancy Se |  | True | True |  | True | [17 empty] | Non Federally-Regulated | 08/13/2007 |  | 01/07/2010
Lutron Electronics Co., Inc. | Lutron | XPS8-******************* | Automatic Daylighting Control | System | True | True | True | True | False |  |  | False |  |  | True | True |  | True | [7 empty] | Non Federally-Regulated | 12/28/2009 |  | 07/01/2014
Lutron Electronics Co., Inc. | Homeworks | HWI-WPM-6D-120 | Dimmer | System | True | True |  | True | True | True | True | False |  |  |  | False | [9 empty] | Non Federally-Regulated | 12/17/2009 |  | 07/01/2014
Lutron Electronics Co., Inc. | Homeworks | HWI-CCO-8 | Astronomical Time Switch Contr |  | True | True |  | True | True | True | True | True | True | True | [11 empty] | Non Federally-Regulated | 08/13/2007 |  | 01/07/2010
Lutron Electronics Co., Inc. | Lutron | LP4/********************* | Dimmer | System | True | True |  | True | True | True | True | False |  |  |  | False | [9 empty] | Non Federally-Regulated | 12/28/2009 |  | 07/01/2014
Lighting Control & Design | Lighting Control & Design | T-LINK | Automatic Daylighting Control |  | True | True |  | True | False |  | True | False | [8 empty] | True |  |  |  |  | Non Federally-Regulated | 07/20/1999 |  | 06/22/2005
Cooper Controls | iLumin | SC277V-**-RPB-**-**-20-S-**-**-** | Automatic Time Switch Control | System | True | True |  | True | True | [16 empty] | Non Federally-Regulated | 04/15/2011 |  | 07/01/2014
Siemens Energy & Automation | Siemens Energy & Automation | 5WG1 704-8XH04 | Automatic Time Switch Control |  | True | True |  | True | True | [8 empty] | True | True | True | [5 empty] | Non Federally-Regulated | 12/19/2005 |  | 01/07/2010
Schneider Electric (Square D Wiring Devices) | IPaCS Integrated Equipment Business | LM-Z10 | Automatic Daylighting Control |  | True | True | True | True | False |  | True | True | True | True | True | True |  | True | False | False | [5 empty] | Non Federally-Regulated | 10/26/2007 |  | 01/07/2010
GE Industrial Systems | GE Industrial Systems | RTPACK347 | Photosensor / Photocontrol Dev |  | True | False |  | True | [17 empty] | Non Federally-Regulated | 03/20/2001 |  | 01/07/2010
Vantage Controls, Inc. | Vision II | AT108 | Automatic Daylighting Control |  | True | True |  | True | False |  | False | [9 empty] | True |  |  |  |  | Non Federally-Regulated | 07/01/1996 |  | 01/07/2010
Lighting Control & Design | Lighting Control & Design | XP-1 | Automatic Time Switch Control | System | True | True |  | True | True | [16 empty] | Non Federally-Regulated | 12/28/2009 |  | 07/01/2014
Lightolier Controls | PowerTrip | 9099** | Track Lighting Integral Curren |  |  |  |  | True | True | True | True | [14 empty] | Non Federally-Regulated | 08/12/2005 |  | 01/07/2010
WattStopper, Inc. | WattStopper | WT600 | Ultrasonic Occupant / Motion S |  | True | True |  | True | True | True | True | True | [13 empty] | Non Federally-Regulated | 03/17/2000 |  | 01/07/2010
Cooper Controls | Greengate | LK4 120** | Astronomical Time Switch Contr | System | True | True |  | True | True | True | True | True | True | True | [11 empty] | Non Federally-Regulated | 04/15/2011 |  | 07/01/2014
Legrand / Wiremold | WattStopper | CE6STSCPAV SERIES | Automatic Daylighting Control | System | True | True | True | True | True | True | True | True | True | True | True | True |  | True | [7 empty] | Non Federally-Regulated | 03/23/2010 |  | 07/01/2014
Sensor Switch, Inc. | Sensor Switch | CMRB PDT 9 2P********** | Occupant / Motion / Vacancy Se | Device | True | True |  | True | True | False | False |  |  |  |  | False | [9 empty] | Non Federally-Regulated | 04/28/2010 |  | 07/01/2014
GE Lighting, a Savant company | GE Lighting Controls | CLCINT24-INTD24-000-005* | Automatic Daylighting Control | System | True | True | True | True | False |  |  | False |  |  | True | True |  | True | [7 empty] | Non Federally-Regulated | 07/27/2012 |  | 07/01/2014
Legrand / Wiremold | WattStopper | LRD2A | Multi-Level Occupant Sensor | System | True | True | True | True | True | True | True | True | True | True | True | True | True | True | True | True | True | True |  |  |  | Non Federally-Regulated | 03/23/2010 |  | 07/01/2014
Lighting Control & Design | Lighting Control & Design | XP-2 | Multi-Level Astronomical Time | System | True | True |  | True | True | True | True | True | True | True | [11 empty] | Non Federally-Regulated | 12/28/2009 |  | 07/01/2014
Intelligent Lighting Controls, Inc. | Apprentice II | 930025** | Automatic Daylighting Control | System | True | True | True | True | False |  |  | True | True | True | True | True |  | True | [7 empty] | Non Federally-Regulated | 02/09/2010 |  | 07/01/2014
Distech Controls | Distech Controls | ECB-*** + EC-BOS-*** | Multi-Level Astronomical Time | System | True | True |  | True | True | True | True | True | True | True | [11 empty] | Non Federally-Regulated | 08/07/2012 |  | 07/01/2014
Lutron Electronics Co., Inc. | Homeworks | HW-RPM-4R | Occupant / Motion / Vacancy Se | System | True | True |  | True | True | False | False |  |  |  |  | False | [9 empty] | Non Federally-Regulated | 01/20/2010 |  | 07/01/2014
Tork | Tork | DLC400 | Automatic Time Switch Control |  | True | True |  | True | True | [16 empty] | Non Federally-Regulated | 06/03/2003 |  | 01/07/2010
Sensor Switch, Inc. | Sensor Switch | IPD-*-*-*-*-*-** | Occupant / Motion / Vacancy Se |  | True | True |  | True | [17 empty] | Non Federally-Regulated | 03/01/2006 |  | 01/07/2010
Tork | Tork | 7220 | Automatic Time Switch Control |  | True | True |  | True | True | [16 empty] | Non Federally-Regulated | 06/03/2003 |  | 04/27/2006
Intermatic, Inc. | Gasmaster | GMXFM1D50-I-24 | Automatic Time Switch Control | Device | True | True | True | False | [17 empty] | Non Federally-Regulated | 07/17/2014 |  | 08/05/2014
PLC Multipoint, Inc. | PLC Multipoint | PC9AD SKYLIGHT DARK | Photosensor / Photocontrol Dev |  | True | True |  | True | [17 empty] | Non Federally-Regulated | 07/19/2006 |  | 01/07/2010
Sensor Switch, Inc. | Sensor Switch | RM ADC****** | Automatic Daylighting Control | Device | True | True | True | True | False |  |  | True | True | True | True | True |  | True | [7 empty] | Non Federally-Regulated | 04/28/2010 |  | 07/01/2014
Convia, Inc., A Herman Miller Co. | Convia | GSE-DCC-02 | Multi-Level Daylighting Contro |  | True | True |  | True | True | True | True | [14 empty] | Non Federally-Regulated | 04/04/2008 |  | 01/07/2010
Lutron Electronics Co., Inc. | Lutron | SO-1****-**-*** | Automatic Daylighting Control | System | True | True | True | True | False |  |  | True | True | True | True | True |  | True | [7 empty] | Non Federally-Regulated | 05/19/2010 |  | 07/01/2014
WattStopper, Inc. | WattStopper | UW-200-* | Ultrasonic Occupant / Motion S |  | True | True |  | True | True | True | True | True | [13 empty] | Non Federally-Regulated | 02/14/2008 |  | 01/07/2010
Chrontrol Corp. | Chrontrol | XT-W8 | Automatic Time Switch Control |  | True | True |  | True | True | [16 empty] | Non Federally-Regulated | 02/16/1993 |  | 01/07/2010
Sensor Switch, Inc. | Sensor Switch | nCMRB-PC-****** | Photosensor / Photocontrol Dev |  | True | True |  | True | [17 empty] | Non Federally-Regulated | 11/20/2008 |  | 01/07/2010
Gentec, Inc. | Schneider Electric | SERPB16HS | Multi-Level Astronomical Time | System | True | True |  | True | True | True | True | True | True | True | [11 empty] | Non Federally-Regulated | 01/20/2012 |  | 07/01/2014
Pass & Seymour / Legrand | Rex | 3758 | Automatic Time Switch Control |  | True | False |  | True | True | [16 empty] | Non Federally-Regulated | 02/27/1997 |  | 04/06/1998
Lutron Electronics Co., Inc. | Lutron | LCP128-******************* | Multi-Level Astronomical Time | System | True | True |  | True | True | True | True | True | True | True | [11 empty] | Non Federally-Regulated | 12/28/2009 |  | 07/01/2014
Emerson Climate Technologies Retail Solutions | E2 | CX-300/400 | Multi-Level Astronomical Time | System | True | True |  | True | True | True | True | True | True | True | [11 empty] | Non Federally-Regulated | 04/14/2011 |  | 10/04/2012
Intermatic, Inc. | Grasslin | PC2-digi30-277-LS1 | Automatic Daylighting Control | Device | True | True | True | True | False |  |  | False |  |  | True | True |  | True | [7 empty] | Non Federally-Regulated | 01/20/2010 |  | 07/01/2014
Lutron Electronics Co., Inc. | Homeworks | HS36-*********** | Astronomical Time Switch Contr | System | True | True |  | True | True | True | True | True | True | True | [11 empty] | Non Federally-Regulated | 01/20/2010 |  | 07/01/2014
Lutron Electronics Co., Inc. | Grafik Eye | GRX-4108-*-** | Occupant / Motion / Vacancy Se |  | True | True |  | True | [17 empty] | Non Federally-Regulated | 05/09/2000 |  | 09/19/2005
WattStopper, Inc. | WattStopper | EW100120 | Occupant / Motion / Vacancy Se |  | True | False |  | True | [17 empty] | Non Federally-Regulated | 03/10/2000 |  | 01/07/2010
Douglas Power Equipment | Douglas | WPC5577 | Automatic Daylighting Control |  | True | True |  | True | False |  | True | False | [8 empty] | True |  |  |  |  | Non Federally-Regulated | 11/12/1996 |  | 10/04/1999
Lutron Electronics Co., Inc. | Lutron | XP28-******************* | Photosensor / Photocontrol Dev | System | True | True |  | False | False | [16 empty] | Non Federally-Regulated | 12/28/2009 |  | 07/01/2014
Leviton Manufacturing Co., Inc. | Leviton | ODC0P-*** | Photosensor / Photocontrol Dev | System | True | True |  | False | False | [16 empty] | Non Federally-Regulated | 03/04/2010 |  | 07/01/2014
Lutron Electronics Co., Inc. | Homeworks | HRD-10D*** | Occupant / Motion / Vacancy Se | System | True | True |  | True | True | False | False |  |  |  |  | False | [9 empty] | Non Federally-Regulated | 01/20/2010 |  | 07/01/2014
Intermatic, Inc. | Intermatic, Inc. | ET91215CR | Automatic Time Switch Control | Device | True | True |  | True | True | [16 empty] | Non Federally-Regulated | 07/22/2011 |  | 07/01/2014
WattStopper, Inc. | WattStopper | LMCP24F-*-*-*-*-* | Automatic Time Switch Control | Device | True | True |  | True | True | [16 empty] | Non Federally-Regulated | 05/22/2013 |  | 07/01/2014
Lutron Electronics Co., Inc. | Softswitch 128 | XPS8-******-** | Multi-Level Daylighting Contro |  | True | True |  | True | True | True | True | [14 empty] | Non Federally-Regulated | 09/19/2005 |  | 01/07/2010
Tork | Tork | DZM200A | Astronomical Time Switch Contr |  |  |  |  | True | True | True | True | True | True | True | [11 empty] | Non Federally-Regulated | 04/27/2006 |  | 01/07/2010
Cooper Wiring Devices | Aspire | 9539-** | Dimmer | Device | True | True |  | True | True | True | True | True | True | True | True | False | [9 empty] | Non Federally-Regulated | 12/29/2010 |  | 07/01/2014
Crestron Electronics | Crestron Electronics | CP3 | Astronomical Time Switch Contr | System | True | True |  | True | True | True | True | True | True | True | [11 empty] | Non Federally-Regulated | 06/24/2013 |  | 07/01/2014
Lutron Electronics Co., Inc. | Lutron | ULOS-WDT*** | Occupant / Motion / Vacancy Se | System | True | True |  | True | True | True | True | True | True | True | True | False | [9 empty] | Non Federally-Regulated | 12/13/2012 |  | 07/01/2014
Intermatic, Inc. | Intermatic | ET1725C | Automatic Time Switch Control | Device | True | True |  | True | True | [16 empty] | Non Federally-Regulated | 01/20/2010 |  | 07/01/2014
Cooper Controls | Greengate | LK8 ****** | Occupant / Motion / Vacancy Se | System | True | True |  | True | True | True | True | True | True | True | True | False | [9 empty] | Non Federally-Regulated | 04/15/2011 |  | 07/01/2014
Intermatic, Inc. | Intermatic | EI205 | Automatic Time Switch Control | Device | True | True |  | True | True | [16 empty] | Non Federally-Regulated | 01/20/2010 |  | 07/01/2014
Tork | Tork | EW101 (120VAC) | Automatic Time Switch Control |  | True | True |  | True | True | [16 empty] | Non Federally-Regulated | 02/07/1994 |  | 04/27/2006
Lutron Electronics Co., Inc. | Lutron | LP5/********************* | Multi-Level Occupant Sensor | System | True | True | True | True | True | True | True | True | True | True | True | True |  | False | [7 empty] | Non Federally-Regulated | 12/28/2009 |  | 07/01/2014
Lighting Control & Design | Lighting Control & Design | GR2400SBP******DTC*****d | Automatic Daylighting Control | System | True | True | True | True | True | True | True | False |  |  | True | True |  | True | [7 empty] | Non Federally-Regulated | 12/28/2009 |  | 07/01/2014
Intelliswitch, S.A. de C.V. | Intelliswitch, S.A. de C.V. | IDSW 2H3-IS-120 | Multi-Level Occupant Sensor | Device | True | True | True | True | True | True | True | True | True | False | True | True |  | False | [7 empty] | Non Federally-Regulated | 03/15/2012 |  | 07/01/2014
Leviton Manufacturing Co., Inc. | Leviton | PCC1D-*** | Photosensor / Photocontrol Dev | Device | True | True |  | False | False | [16 empty] | Non Federally-Regulated | 09/10/2013 |  | 07/01/2014
Lutron Electronics Co., Inc. | Homeworks | HS3-******** | Astronomical Time Switch Contr |  | True | True |  | True | True | True | True | True | True | True | [11 empty] | Non Federally-Regulated | 08/13/2007 |  | 01/07/2010
Convia, Inc., A Herman Miller Co. | Convia | GSE-PFC-01 | Occupant / Motion / Vacancy Se | System | True | True | True | True | True | True | True | True | True | True | True | True |  | True | True | True | [5 empty] | Non Federally-Regulated | 03/04/2010 |  | 04/27/2011
Lutron Electronics Co., Inc. | Homeworks | HS72-*********** | Automatic Time Switch Control | System | True | True |  | True | True | [16 empty] | Non Federally-Regulated | 01/20/2010 |  | 07/01/2014
Lutron Electronics Co., Inc. | Lutron | C5-BMJ-16A | Multi-Level Occupant Sensor | System | True | True | True | True | True | True | True | True | True | True | True | True |  | False | [7 empty] | Non Federally-Regulated | 05/19/2010 |  | 07/01/2014
Lutron Electronics Co., Inc. | Lutron | LP3/********************* | Automatic Daylighting Control | System | True | True | True | True | True | True | True | False |  |  | True | True |  | True | [7 empty] | Non Federally-Regulated | 12/28/2009 |  | 07/01/2014
Novitas, Inc. | Light-o-matic | 01-061 | Ultrasonic Occupant / Motion S |  | False | False |  | True | True | True | True | True | [13 empty] | Non Federally-Regulated | 09/01/1984 |  | 04/06/1998
Earlwood Technologies | Lights-Out | LO5 0 | Ultrasonic Occupant / Motion S |  | True | False |  | True | True | True | True | True | [13 empty] | Non Federally-Regulated | 12/10/1992 |  | 01/07/2010
Legrand / Pass & Seymour | Legrand / Pass & Seymour | 941904* | Dimmer | Device | True | True |  | True | True | True | True | False |  |  |  | False | [9 empty] | Non Federally-Regulated | 12/23/2010 |  | 07/01/2014
Lithonia Control Systems | Litronic Series | US | Ultrasonic Occupant / Motion S |  | False | False |  | True | True | True | True | True | [13 empty] | Non Federally-Regulated | 04/01/1988 |  | 04/06/1998
Mytech Corp. | Mytech | LO-DT1600-RP | Ultrasonic Occupant / Motion S |  | True | True |  | True | True | True | True | True | [13 empty] | Non Federally-Regulated | 11/05/1997 |  | 06/04/1999
Lutron Electronics Co., Inc. | Grafik Eye | RPT6/**-120***** | Automatic Time Switch Control |  | True | True |  | True | True | [16 empty] | Non Federally-Regulated | 09/12/2003 |  | 09/19/2005
Cooper Controls | Greengate | OSW-P-0451-347 | Occupant / Motion / Vacancy Se | Device | True | True |  | True | True | False | False |  |  |  |  | False | [9 empty] | Non Federally-Regulated | 07/22/2010 |  | 07/01/2014
Convia, Inc., A Herman Miller Co. | Convia | GSA-GCA | Occupant / Motion / Vacancy Se | System | True | True | True | True | True | True | True | True | True | True | True | True |  | True | True | True | [5 empty] | Non Federally-Regulated | 03/04/2010 |  | 04/27/2011
Hubbell Building Automation | Hubbell Building Automation | LODT | Ultrasonic Occupant / Motion S |  | True | True |  | True | True | True | True | True | [13 empty] | Non Federally-Regulated | 05/20/2004 |  | 01/07/2010
Burle Industries | Honeywell | EL7650-A-1001 | Occupant / Motion / Vacancy Se |  | True | True |  | True | [17 empty] | Non Federally-Regulated | 08/02/1993 |  | 01/07/2010
BRK Electronics | BRK Electronics | TS110M | Automatic Time Switch Control |  | True | True |  | True | True | [16 empty] | Non Federally-Regulated | 04/29/1994 |  | 12/11/2000
Electronics Diversified, Inc. | Electronics Diversified, Inc. | T6-8 | Automatic Time Switch Control |  | True | True |  | True | True | [16 empty] | Non Federally-Regulated | 01/05/2005 |  | 01/07/2010
Lutron Electronics Co., Inc. | Microwatt | MW-LC-2 | Automatic Time Switch Control |  | True | True |  | True | True | [16 empty] | Non Federally-Regulated | 05/09/2000 |  | 01/07/2010
Convia, Inc., A Herman Miller Co. | Convia | GSE-DCC-02 | Automatic Time Switch Control |  | True | True |  | True | True | [8 empty] | True | True | True | [5 empty] | Non Federally-Regulated | 04/04/2008 |  | 01/07/2010
Lightstat, Inc. | Lightstat | ALT-**-**-*-*** | Occupant / Motion / Vacancy Se |  | True | True |  | True | [9 empty] | True | True | True | [5 empty] | Non Federally-Regulated | 03/14/2006 |  | 01/07/2010
Mytech Corp. | Mytech | LAS-1000SF-DLC | Automatic Daylighting Control |  | True | True |  | True | False |  | True | False | [8 empty] | True |  |  |  |  | Non Federally-Regulated | 02/01/1993 |  | 06/04/1999
Lutron Electronics Co., Inc. | Lutron | CCP-************-******-**-CGP**** | Manual-On Occupant Sensor | System | True | True |  | True | True | True | True | True | False |  |  |  |  | False | [7 empty] | Non Federally-Regulated | 07/10/2012 |  | 07/01/2014
Lutron Electronics Co., Inc. | Centralized Lighting Control | G6-AR-****-*-120 | Exterior Photocontrol Device |  | True | True | [19 empty] | Non Federally-Regulated | 09/19/2005 |  | 01/07/2010
Tork | Tork | K601 C120VAC) | Automatic Time Switch Control |  | True | True |  | True | True | [16 empty] | Non Federally-Regulated | 09/29/1993 |  | 04/06/1998
Lutron Electronics Co., Inc. | Softswitch 128 | XPS16-******-** | Automatic Time Switch Control |  | True | True |  | True | True | [16 empty] | Non Federally-Regulated | 09/19/2005 |  | 01/07/2010
Powerline Control Systems | GreenWorx | GWS-277 | Automatic Time Switch Control | System | True | True |  | True | True | [16 empty] | Non Federally-Regulated | 12/10/2013 |  | 07/01/2014
Tork | Tork | DZS100-2 (240VAC) | Automatic Time Switch Control |  | True | True |  | True | True | [16 empty] | Non Federally-Regulated | 06/08/1993 |  | 04/27/2006
Lutron Electronics Co., Inc. | Grafik Eye | GRX-4504-*-** | Occupant / Motion / Vacancy Se |  | True | True |  | True | [17 empty] | Non Federally-Regulated | 05/09/2000 |  | 09/19/2005
Siemens Energy & Automation | Siemens Energy & Automation | 5WG1 705-8XF21 | Automatic Time Switch Control |  | True | True |  | True | True | [8 empty] | True | True | True | [5 empty] | Non Federally-Regulated | 12/19/2005 |  | 01/07/2010
Mytech Corp. | Mytech | LH-US-RR-W | Ultrasonic Occupant / Motion S |  | True | True |  | True | True | True | True | True | [13 empty] | Non Federally-Regulated | 06/04/1999 |  | 01/07/2010
Siemens Energy & Automation | Siemens Energy & Automation | 5WG1 704-8XG11 | Automatic Time Switch Control |  | True | True |  | True | True | [8 empty] | True | True | True | [5 empty] | Non Federally-Regulated | 12/19/2005 |  | 01/07/2010
Lutron Electronics Co., Inc. | Lutron | MALV-600******** | Dimmer | Device | True | True |  | True | True | True | True | False |  |  |  | False | [9 empty] | Non Federally-Regulated | 12/28/2009 |  | 01/21/2014
Siemens Energy & Automation | Siemens Energy & Automation | 5WG1 705-8XD24 | Automatic Time Switch Control |  | True | True |  | True | True | [8 empty] | True | True | True | [5 empty] | Non Federally-Regulated | 12/19/2005 |  | 01/07/2010
Automated Logic Corp. | Automated Logic Corp. | M220 | Automatic Time Switch Control |  | True | True |  | True | True | [16 empty] | Non Federally-Regulated | 06/26/2002 |  | 01/07/2010
Leviton Manufacturing Co., Inc. | Leviton | AWRMG-E** | Dimmer | Device | True | True |  | True | True | True | True | False |  |  |  | False | [9 empty] | Non Federally-Regulated | 12/16/2010 |  | 07/01/2014
Lutron Electronics Co., Inc. | Lutron | CCP-**********-******-** | Dimmer | System | True | True |  | True | True | True | True | False |  |  |  | False | [9 empty] | Non Federally-Regulated | 07/10/2012 |  | 07/01/2014
ZHEJIANG YUANTAI ELECTRICAL TECHNOLOGY CO., LTD. | Enerware | YM183 | Manual-On Occupant Sensor | Device | True | True |  | True | True | True | True | True | False |  |  |  |  | False | [7 empty] | Non Federally-Regulated | 10/05/2011 |  | 07/01/2014
Legrand / Wiremold | WattStopper | NVHUBC | Automatic Daylighting Control | System | True | True | True | True | True | True | True | True | True | True | True | True |  | True | [7 empty] | Non Federally-Regulated | 03/23/2010 |  | 07/01/2014
Tork | Tork | K800Z-2 | Astronomical Time Switch Contr |  |  |  |  | True | True | True | True | True | True | True | [11 empty] | Non Federally-Regulated | 04/27/2006 |  | 01/07/2010
Lutron Electronics Co., Inc. | LCP 128 | LCP-******-***FT | Automatic Daylighting Control |  | True | True | False | True | True | True | False |  | False |  | True | False |  |  |  | False | [5 empty] | Non Federally-Regulated | 09/19/2005 |  | 01/07/2010
Intermatic, Inc. | Gasmaster | FM1QTUZ-24U | Automatic Time Switch Control | Device | True | True | True | False | [17 empty] | Non Federally-Regulated | 07/17/2014 |  | 08/05/2014
PLC Multipoint, Inc. | PLC Multipoint | LC81-120 DAYWATCHER | Automatic Daylighting Control |  | True | True |  | True | False |  | True | True | [8 empty] | True |  |  |  |  | Non Federally-Regulated | 08/06/1992 |  | 07/19/2006
Douglas Lighting Controls | Douglas | LITEPAK | Automatic Daylighting Control |  | True | True | False | True | False |  | True | True | True | True | True | True |  |  |  | False | [5 empty] | Non Federally-Regulated | 10/31/2005 |  | 01/07/2010
BRK Electronics | BRK Electronics | TS212R | Automatic Time Switch Control |  | True | True |  | True | True | [16 empty] | Non Federally-Regulated | 04/29/1994 |  | 12/11/2000
Lightstat, Inc. | Lightstat | ALC-4-20-*** | Occupant / Motion / Vacancy Se |  | True | True |  | True | [17 empty] | Non Federally-Regulated | 06/23/1998 |  | 03/14/2006
Signify North America Corporation | Philips Lighting Electronics North America | LRC2410/00 | Automatic Time Switch Control | Device | True | True |  | True | True | [16 empty] | Non Federally-Regulated | 11/09/2011 |  | 07/01/2014
Lightstat, Inc. | Lightstat | ELC-C-** | Multi-Level Astronomical Time | System | True | True |  | True | True | True | True | True | True | True | [11 empty] | Non Federally-Regulated | 05/02/2011 |  | 07/01/2014
Lutron Electronics Co., Inc. | Homeworks | HRD-5NE-** | Automatic Time Switch Control |  | True | True |  | True | True | [16 empty] | Non Federally-Regulated | 08/13/2007 |  | 01/07/2010
Lutron Electronics Co., Inc. | Lutron | CCP-****-*****-** | Dimmer | System | True | True |  | True | True | True | True | False |  |  |  | False | [9 empty] | Non Federally-Regulated | 07/10/2012 |  | 07/01/2014
Lighting Control & Design | Lighting Control & Design | GR240*IDIM******* | Multi-Level Astronomical Time |  | True | True |  | True | True | True | True | True | True | True |  |  |  | True | True | True | [5 empty] | Non Federally-Regulated | 06/22/2005 |  | 12/28/2009
Legrand / Wiremold | WattStopper | LVHUBA | Astronomical Time Switch Contr | System | True | True |  | True | True | True | True | True | True | True | [11 empty] | Non Federally-Regulated | 03/23/2010 |  | 07/01/2014
Integrated Building Solutions | Smart Relay Modules | SRM880 | Automatic Time Switch Control |  | True | True |  | True | True | [16 empty] | Non Federally-Regulated | 08/10/1995 |  | 12/27/2000
Enerlites, Inc. | Intermatic, Inc. | IOS-DOV-NL-** | Occupant / Motion / Vacancy Se | Device | True | True |  | True | True | False | False |  |  |  |  | False | [9 empty] | Non Federally-Regulated | 01/19/2012 |  | 07/01/2014
Mytech Corp. | Mytech | LPH-CS | Occupant / Motion / Vacancy Se |  | True | True |  | True | [17 empty] | Non Federally-Regulated | 12/06/1993 |  | 06/04/1999
Cooper Controls | Greengate | OEC-U-0051-25-H | Ultrasonic Occupant / Motion S |  | True | True |  | True | True | True | True | True | [13 empty] | Non Federally-Regulated | 11/07/2008 |  | 01/07/2010
Tork | Tork | 1849A | Automatic Time Switch Control |  | True | True |  | True | True | [16 empty] | Non Federally-Regulated | 06/03/2003 |  | 04/27/2006
Lutron Electronics Co., Inc. | Lutron | LCP12-******************* | Photosensor / Photocontrol Dev | System | True | True |  | False | False | [16 empty] | Non Federally-Regulated | 12/28/2009 |  | 07/01/2014
Crestron Electronics | Crestron Electronics | GLPAC-DIMFLV*-PM | Multi-Level Astronomical Time | Device | True | True |  | True | True | True | True | True | True | True | [11 empty] | Non Federally-Regulated | 10/08/2010 |  | 07/01/2014
Trane U.S. Inc. | Tracer | BMTX********* | Automatic Time Switch Control | No Match | True | True |  | True | True | [8 empty] | True | True | True | [5 empty] | Non Federally-Regulated | 08/20/2009 |  | 01/07/2010
Lutron Electronics Co., Inc. | Lutron | GP24-******************* | Astronomical Time Switch Contr | System | True | True |  | True | True | True | True | True | True | True | [11 empty] | Non Federally-Regulated | 12/28/2009 |  | 07/01/2014
Siemens Energy & Automation | Siemens Energy & Automation | 5WG1 704-8XG04 | Automatic Time Switch Control |  | True | True |  | True | True | [8 empty] | True | True | True | [5 empty] | Non Federally-Regulated | 12/19/2005 |  | 01/07/2010
Leviton Manufacturing Co., Inc. | Leviton | 6621 | Dimmer | Device | True | True |  | True | True | True | True | False |  |  |  | False | [9 empty] | Non Federally-Regulated | 11/12/2010 |  | 07/01/2014
Tork | Tork | DLC400B | Multi-Level Astronomical Time |  |  |  |  | True | True | True | True | True | True | True | [11 empty] | Non Federally-Regulated | 01/04/2007 |  | 04/06/2007
Intermatic, Inc. | Intermatic, Inc. | EI500C | Automatic Time Switch Control | Device | True | True |  | True | True | [16 empty] | Non Federally-Regulated | 04/15/2011 |  | 07/01/2014
Legrand / Pass & Seymour | Legrand / Pass & Seymour | 90611* | Dimmer | Device | True | True |  | True | True | True | True | False |  |  |  | False | [9 empty] | Non Federally-Regulated | 12/23/2010 |  | 07/01/2014
Unenco, Inc. / Univ. Energy | UEC | UMD700120V | Ultrasonic Occupant / Motion S |  | True | True |  | True | True | True | True | True | [13 empty] | Non Federally-Regulated | 09/25/1992 |  | 01/07/2010
Intermatic, Inc. | Gasmaster | LM2-I-120-LS1 | Photosensor / Photocontrol Dev | Device | True | True | True | [18 empty] | Non Federally-Regulated | 07/17/2014 |  | 08/05/2014
Sensor Switch, Inc. | Sensor Switch | nCMR PDT 10******* | Occupant / Motion / Vacancy Se | System | True | True |  | True | True | False | False |  |  |  |  | False | [9 empty] | Non Federally-Regulated | 04/28/2010 |  | 07/01/2014
Leviton Manufacturing Co., Inc. | Leviton | R08BD-*** | Automatic Time Switch Control | System | True | True |  | True | True | [16 empty] | Non Federally-Regulated | 05/28/2010 |  | 07/01/2014
Emerson Climate Technologies Retail Solutions | E2 | BX--*** | Exterior Photocontrol Device |  | True | True | [11 empty] | True | True | True | [5 empty] | Non Federally-Regulated | 01/08/2007 |  | 01/07/2010
Maple Chase Co. | Paragon Electrical Products | EC11D/240V | Automatic Time Switch Control |  | True | True |  | True | True | [16 empty] | Non Federally-Regulated | 01/21/1999 |  | 01/07/2010
Legrand / Wiremold | WattStopper | NVHUBA | Astronomical Time Switch Contr | System | True | True |  | True | True | True | True | True | True | True | [11 empty] | Non Federally-Regulated | 03/23/2010 |  | 07/01/2014
Lutron Electronics Co., Inc. | Lutron | CCP-****-******-**-CGP*** | Automatic Daylighting Control | System | True | True | True | True | True | True | True | False |  |  | True | True |  | True | [7 empty] | Non Federally-Regulated | 07/10/2012 |  | 07/01/2014
Intermatic, Inc. | Grasslin | FM1D20A-240 | Automatic Time Switch Control |  | True | True |  | True | True | [16 empty] | Non Federally-Regulated | 10/15/2008 |  | 01/07/2010
Lighting Control & Design | Lighting Control & Design | GR240*IDIM******* | Automatic Time Switch Control | System | True | True |  | True | True | [16 empty] | Non Federally-Regulated | 12/28/2009 |  | 07/01/2014
Sensor Switch, Inc. | Sensor Switch | CMR-6-LT | Occupant / Motion / Vacancy Se |  | True | True |  | True | [17 empty] | Non Federally-Regulated | 11/19/2001 |  | 03/01/2006
Matsushita / Honeywell | Honeywell | 2WIRE/2WAY/W7505 | Automatic Time Switch Control |  | True | True |  | True | True | [16 empty] | Non Federally-Regulated | 08/11/1992 |  | 01/07/2010
Vantage Controls, Inc. | Vantage Controls, Inc. | DS3A* | Dimmer | System | True | True | True | True | False |  | True | False |  |  |  | True | [9 empty] | Non Federally-Regulated | 04/28/2010 |  | 07/01/2014
Lutron Electronics Co., Inc. | Ecosystem | C5-BMJ-16A | Occupant / Motion / Vacancy Se |  | True | True |  | True | [9 empty] | True | True | True | [5 empty] | Non Federally-Regulated | 01/08/2008 |  | 01/07/2010
Lutron Electronics Co., Inc. | Lutron | LCP60-******************* | Dimmer | System | True | True |  | True | True | True | True | False |  |  |  | False | [9 empty] | Non Federally-Regulated | 12/28/2009 |  | 07/01/2014
Marlin Controls, Inc. | Unistar II | HERCULESRMSPHC | Exterior Photocontrol Device |  | True | True | [12 empty] | True | [6 empty] | Non Federally-Regulated | 02/06/2006 |  | 01/07/2010
Watt Warrior | Watt Warrior | WW100480N3R | Automatic Daylighting Control |  | True | True |  | True | True | True | False | [9 empty] | True |  |  |  |  | Non Federally-Regulated | 04/29/2004 |  | 01/07/2010
Automatic Switch Co. | Asco | 641S***C-C24 | Photosensor / Photocontrol Dev |  | True | True |  | True | [17 empty] | Non Federally-Regulated | 12/23/1994 |  | 01/07/2010
Lutron Electronics Co., Inc. | Lutron | NLV-1500******** | Dimmer | Device | True | True |  | True | True | True | True | False |  |  |  | False | [9 empty] | Non Federally-Regulated | 12/28/2009 |  | 01/21/2014
Vantage Controls, Inc. | Vantage Controls, Inc. | MC | Multi-Level Daylighting Contro |  | True | True |  | True | True | True | True | [14 empty] | Non Federally-Regulated | 09/13/2006 |  | 01/07/2010
Tork | Tork | Z400B-2 (240VAC) | Automatic Time Switch Control |  | True | True |  | True | True | [16 empty] | Non Federally-Regulated | 02/07/1994 |  | 04/27/2006
Cooper Controls | Greengate | CK4 120** | Occupant / Motion / Vacancy Se | System | True | True |  | True | True | True | True | True | True | True | True | False | [9 empty] | Non Federally-Regulated | 04/15/2011 |  | 07/01/2014
Hubbell Building Automation | Hubbell Building Automation | OMNIUS500 | Ultrasonic Occupant / Motion S |  | True | True |  | True | True | True | True | True | [13 empty] | Non Federally-Regulated | 05/20/2004 |  | 01/07/2010
Legrand / Pass & Seymour | Legrand / Pass & Seymour | PSHB120277L2 | Occupant / Motion / Vacancy Se | Device | True | True |  | True | True | True | False |  |  |  |  | False | [9 empty] | Non Federally-Regulated | 12/30/2012 |  | 07/01/2014
Leviton Manufacturing Co., Inc. | Leviton | VPX12 | Dimmer | Device | True | True |  | True | True | True | True | False |  |  |  | False | [9 empty] | Non Federally-Regulated | 11/12/2010 |  | 07/01/2014
Tridonic | Tridonic | 86457892 DSISMT270R | Automatic Daylighting Control |  | True | True |  | True | True | True | False | [9 empty] | True |  |  |  |  | Non Federally-Regulated | 05/11/2004 |  | 01/07/2010
Lutron Electronics Co., Inc. | Lutron | DVSCELV-300P**** | Dimmer | Device | True | True |  | True | True | True | True | False |  |  |  | False | [9 empty] | Non Federally-Regulated | 12/28/2009 |  | 01/21/2014
Pass & Seymour / Legrand | Rex | 49818 | Automatic Time Switch Control |  | True | False |  | True | True | [16 empty] | Non Federally-Regulated | 02/09/1995 |  | 01/07/2010
WattStopper, Inc. | WattStopper | WT-1105 | Occupant / Motion / Vacancy Se | Device | True | True |  | True | True | False | True | True | True | True | True | False | [9 empty] | Non Federally-Regulated | 05/28/2010 |  | 07/01/2014
Sensor Switch, Inc. | Sensor Switch | CMB 9********* | Occupant / Motion / Vacancy Se | Device | True | True |  | True | True | False | False |  |  |  |  | False | [9 empty] | Non Federally-Regulated | 04/28/2010 |  | 07/01/2014
WattStopper, Inc. | WattStopper | EW200120 | Occupant / Motion / Vacancy Se |  | True | False |  | True | [17 empty] | Non Federally-Regulated | 03/10/2000 |  | 01/07/2010
Tork | Tork | OSC20UP | Ultrasonic Occupant / Motion S | Device | True | True |  | True | True | True | True | True | True | True | True | [10 empty] | Non Federally-Regulated | 04/28/2010 |  | 04/27/2011
Energy Conservation Engineering | Passive Infrared-Rokonet-Detector | RK-4000PIR | Occupant / Motion / Vacancy Se |  | False | False |  | True | [17 empty] | Non Federally-Regulated | 04/01/1988 |  | 04/06/1998
Lutron Electronics Co., Inc. | Centralized Lighting Control | DMWP**-******-** | Occupant / Motion / Vacancy Se |  | True | True |  | True | [17 empty] | Non Federally-Regulated | 09/19/2005 |  | 01/07/2010
Paragon Electric Co. | Paragon | EC11D/120V | Automatic Time Switch Control |  | True | True |  | True | True | [16 empty] | Non Federally-Regulated | 11/23/1992 |  | 01/21/1999
Vantage Controls, Inc. | Vantage Controls, Inc. | DP2A* | Dimmer | System | True | True | True | True | False |  | True | False |  |  |  | True | [9 empty] | Non Federally-Regulated | 04/28/2010 |  | 07/01/2014
Lutron Electronics Co., Inc. | Softswitch 128 | XPS12-******-** | Photosensor / Photocontrol Dev |  | True | True |  | True | [17 empty] | Non Federally-Regulated | 09/19/2005 |  | 01/07/2010
Lutron Electronics Co., Inc. | Lutron | MS-OPS6-DDV***** | Occupant / Motion / Vacancy Se | Device | True | True |  | True | True | True | False |  |  |  |  | False | [9 empty] | Non Federally-Regulated | 07/19/2013 |  | 07/01/2014
Lutron Electronics Co., Inc. | Lutron | GP144-******************* | Dimmer | System | True | True |  | True | True | True | True | False |  |  |  | False | [9 empty] | Non Federally-Regulated | 12/28/2009 |  | 07/01/2014
Colorado Electro-Optics, Inc. | Light Watch 9 Automatic Lighting Control | 9EA75 | Occupant / Motion / Vacancy Se |  | False | False |  | True | [17 empty] | Non Federally-Regulated | 09/01/1984 |  | 04/06/1998
Lutron Electronics Co., Inc. | Grafik Eye | GRX-4108-A-** | Automatic Time Switch Control |  | True | True |  | True | True | [16 empty] | Non Federally-Regulated | 01/31/1996 |  | 05/09/2000
Lutron Electronics Co., Inc. | Lutron | GP44-******************* | Occupant / Motion / Vacancy Se | System | True | True |  | True | True | True | False |  |  |  |  | False | [9 empty] | Non Federally-Regulated | 04/28/2010 |  | 07/01/2014
Leviton Manufacturing Co., Inc. | Leviton | RPI06 | Dimmer | Device | True | True |  | True | True | True | True | False |  |  |  | False | [9 empty] | Non Federally-Regulated | 11/12/2010 |  | 07/01/2014
Leviton Manufacturing Co., Inc. | Leviton | L979-T/L206-CT | Occupant / Motion / Vacancy Se |  | True | True |  | True | [17 empty] | Non Federally-Regulated | 01/30/2001 |  | 01/07/2010
Lutron Electronics Co., Inc. | Lutron | LP4/********************* | Photosensor / Photocontrol Dev | System | True | True |  | False | False | [16 empty] | Non Federally-Regulated | 12/28/2009 |  | 07/01/2014
Longjoin | Longjoin | JL-401* | Photosensor / Photocontrol Dev | Device | True | True |  | False | False | [16 empty] | Non Federally-Regulated | 05/28/2013 |  | 07/01/2014
Sensor Switch, Inc. | Sensor Switch | CU202P | Occupant / Motion / Vacancy Se |  | True | True |  | True | [17 empty] | Non Federally-Regulated | 12/01/1992 |  | 11/19/2001
Lightolier Controls | Insight | IHD2-800-I | Occupant / Motion / Vacancy Se |  | True | True |  | True | [17 empty] | Non Federally-Regulated | 08/28/1992 |  | 04/06/1998
WattStopper, Inc. | WattStopper | DM100320MP | Automatic Daylighting Control |  | True | False |  | True | False |  | True | True | [8 empty] | True |  |  |  |  | Non Federally-Regulated | 03/10/2000 |  | 01/07/2010
Home Automation, Inc. | Home Automation, Inc. | 20A00-50 | Automatic Time Switch Control | System | True | True |  | True | True | [16 empty] | Non Federally-Regulated | 02/21/2012 |  | 07/01/2014
Lutron Electronics Co., Inc. | Homeworks | H8P5-******120 | Multi-Level Astronomical Time | System | True | True |  | True | True | True | True | True | True | True | [11 empty] | Non Federally-Regulated | 01/20/2010 |  | 07/01/2014
Lutron Electronics Co., Inc. | HomeWorks QS | HQRD-8ANS | Manual-On Occupant Sensor | System | True | True |  | True | True | True | True | True | False |  |  |  |  | False | [7 empty] | Non Federally-Regulated | 07/10/2012 |  | 07/01/2014
Intermatic, Inc. | Gasmaster | FM1QTUZ-120U | Automatic Time Switch Control | Device | True | True | True | False | [17 empty] | Non Federally-Regulated | 07/17/2014 |  | 08/05/2014
Lutron Electronics Co., Inc. | Ecosystem | C5-BMJ-16A | Multi-Level Astronomical Time |  | True | True |  | True | True | True | True | True | True | True | [11 empty] | Non Federally-Regulated | 01/08/2008 |  | 01/07/2010
Tork | Tork | DGM100-24 (24VAC) | Automatic Time Switch Control |  | True | True |  | True | True | [16 empty] | Non Federally-Regulated | 02/07/1994 |  | 01/07/2010
Cooper Wiring Devices | Greengate | OSW-U-0721-MV | Ultrasonic Occupant / Motion S |  | True | True |  | True | True | True | True | True | [13 empty] | Non Federally-Regulated | 04/10/2008 |  | 11/07/2008
Lighting Control & Design | Lighting Control & Design | GR40**/**DTC***********s | Automatic Daylighting Control |  | True | True | True | True | False |  | True | True | True | True | True | True |  | False | True | False | [5 empty] | Non Federally-Regulated | 06/28/2005 |  | 12/28/2009
Syserco | Alerton | MS1010 | Automatic Time Switch Control |  | True | True |  | True | True | [16 empty] | Non Federally-Regulated | 02/05/1993 |  | 01/07/2010
Lutron Electronics Co., Inc. | Grafik Eye | GRX-4106-A-** | Occupant / Motion / Vacancy Se |  | True | True |  | True | [17 empty] | Non Federally-Regulated | 01/31/1996 |  | 05/09/2000
Hubbell Building Automation | Hubbell Building Automation | DLCPCO | Photosensor / Photocontrol Dev | System | True | True |  | False | False | [16 empty] | Non Federally-Regulated | 03/26/2010 |  | 02/04/2014
Intermatic, Inc. | Grasslin | PC1-digi20-120-LS2 | Photosensor / Photocontrol Dev | Device | True | True | True | [18 empty] | Non Federally-Regulated | 08/05/2014 |  | 01/09/2015
Sensor Switch, Inc. | Sensor Switch | nRMR-PC-****** | Photosensor / Photocontrol Dev |  | True | True |  | True | [17 empty] | Non Federally-Regulated | 11/20/2008 |  | 01/07/2010
Marlin Controls, Inc. | Marlin Controls | DC V RELAY BOARD | Automatic Time Switch Control | Device | True | True |  | True | True | [16 empty] | Non Federally-Regulated | 01/23/2012 |  | 07/01/2014
Convia, Inc., A Herman Miller Co. | Convia | GSE-PFC-02 | Automatic Daylighting Control | System | True | True | True | True | True | True | True | True | True | True | True | True |  | True | [7 empty] | Non Federally-Regulated | 03/04/2010 |  | 07/01/2014
Siemens Energy & Automation | Siemens Energy & Automation | 5WG1 704-8XA01 | Automatic Time Switch Control |  | True | True |  | True | True | [8 empty] | True | True | True | [5 empty] | Non Federally-Regulated | 12/19/2005 |  | 01/07/2010
Lutron Electronics Co., Inc. | Lutron | GP8-******************* | Automatic Daylighting Control | System | True | True | True | True | True | True | True | False |  |  | True | True |  | True | [7 empty] | Non Federally-Regulated | 12/28/2009 |  | 07/01/2014
Echoflex Solutions, Inc. | Echoflex | ER1C-*L*-***/***/*** | Automatic Daylighting Control | System | True | True | True | True | False |  |  | False |  |  | True | True |  | True | [7 empty] | Non Federally-Regulated | 10/28/2013 |  | 07/01/2014
Lutron Electronics Co., Inc. | Lutron | NTF-10********** | Dimmer | Device | True | True |  | True | True | True | True | False |  |  |  | False | [9 empty] | Non Federally-Regulated | 12/28/2009 |  | 01/21/2014
Sensor Switch, Inc. | Sensor Switch | LWSH-**-*-*-*-** | Occupant / Motion / Vacancy Se |  | True | True |  | True | [17 empty] | Non Federally-Regulated | 03/01/2006 |  | 01/07/2010
General Electric Wiring Device | Total Lighting Controls | RPSEN-ATR | Photosensor / Photocontrol Dev |  | True | False |  | True | [17 empty] | Non Federally-Regulated | 06/15/1993 |  | 01/07/2010
Siemens Energy & Automation | Siemens Energy & Automation | 5WG1 705-8XE34 | Automatic Time Switch Control |  | True | True |  | True | True | [8 empty] | True | True | True | [5 empty] | Non Federally-Regulated | 12/19/2005 |  | 01/07/2010
Lutron Electronics Co., Inc. | Centralized Lighting Control | G6-AR-****-*-120 | Astronomical Time Switch Contr |  | True | True |  | True | True | True | True | True | True | True | [11 empty] | Non Federally-Regulated | 09/19/2005 |  | 01/07/2010
Siemens Energy & Automation | Siemens Energy & Automation | 5WG1 704-8XD33 | Automatic Time Switch Control |  | True | True |  | True | True | [8 empty] | True | True | True | [5 empty] | Non Federally-Regulated | 12/19/2005 |  | 01/07/2010
Schneider Electric | Schneider Electric | SLSCLD2000 | Occupant / Motion / Vacancy Se | Device | True | True |  | True | True | True | True | True | True | True | True | False | [9 empty] | Non Federally-Regulated | 11/07/2013 |  | 07/01/2014
Vantage Controls, Inc. | Vantage Controls, Inc. | DRD40-* | Dimmer | System | True | True |  | True | True | True | True | False |  |  |  | False | [9 empty] | Non Federally-Regulated | 03/23/2010 |  | 07/01/2014
Intermatic, Inc. | Intermatic | EJ500C | Automatic Time Switch Control |  | True | True |  | True | True | [16 empty] | Non Federally-Regulated | 01/07/2005 |  | 01/07/2010
General Electric Wiring Device | Total Lighting Controls | RPSEN-SKY | Photosensor / Photocontrol Dev |  | True | False |  | True | [17 empty] | Non Federally-Regulated | 06/15/1993 |  | 01/07/2010
Leviton Manufacturing Co., Inc. | Leviton | R48SD-*** | Photosensor / Photocontrol Dev |  | True | True |  | True | [17 empty] | Non Federally-Regulated | 08/17/2004 |  | 01/07/2010
Schneider Electric (Square D Wiring Devices) | Powerlink | NF3000G3 | Automatic Time Switch Control |  | True | True |  | True | True | [16 empty] | Non Federally-Regulated | 03/01/2004 |  | 08/24/2006
Blue Ridge Technologies | Blue Ridge Technologies | RPSS**-**-*-**-**-** | Automatic Time Switch Control | System | True | True |  | True | True | [16 empty] | Non Federally-Regulated | 07/23/2013 |  | 07/01/2014
Burle Industries | Pass & Seymour | OSC3000-I | Occupant / Motion / Vacancy Se |  | True | True |  | True | [17 empty] | Non Federally-Regulated | 08/28/1992 |  | 01/07/2010
Cooper Wiring Devices | Greengate | ODC-U-1001 | Ultrasonic Occupant / Motion S |  | True | True |  | True | True | True | True | True | [13 empty] | Non Federally-Regulated | 04/10/2008 |  | 11/07/2008
Intermatic, Inc. | Intermatic | ET70215C | Astronomical Time Switch Contr |  | True | True |  | True | True | True | True | True | True | True |  |  |  | False | False | False | [5 empty] | Non Federally-Regulated | 06/29/2006 |  | 01/07/2010
Sensor Switch, Inc. | Sensor Switch | CMB 10***ADC*** | Automatic Daylighting Control | Device | True | True | True | True | False |  |  | True | True | True | True | True |  | True | [7 empty] | Non Federally-Regulated | 04/28/2010 |  | 07/01/2014
Hubbell Building Automation | Hubbell Building Automation | LHIR**** | Occupant / Motion / Vacancy Se | Device | True | True |  | True | True | False | False |  |  |  |  | False | [9 empty] | Non Federally-Regulated | 03/26/2010 |  | 07/01/2014
Legrand / Pass & Seymour | Legrand / Pass & Seymour | 91583* | Dimmer | Device | True | True |  | True | True | True | True | True | True | True | True | False | [9 empty] | Non Federally-Regulated | 09/14/2012 |  | 07/01/2014
Siemens Energy & Automation | Siemens Energy & Automation | 5WG1 704-8XC31 | Automatic Time Switch Control |  | True | True |  | True | True | [8 empty] | True | True | True | [5 empty] | Non Federally-Regulated | 12/19/2005 |  | 01/07/2010
Intelligent Lighting Controls, Inc. | LightLEEDer | LSPC | Automatic Daylighting Control | System | True | True | True | True | True | True | True | True | True | True | True | True |  | True | [7 empty] | Non Federally-Regulated | 04/30/2013 |  | 07/01/2014
Litetouch, Inc. | Litetouch, Inc. | 08-2108-01 | Automatic Time Switch Control |  | True | True |  | True | True | [16 empty] | Non Federally-Regulated | 09/29/2003 |  | 01/07/2010
Siemens Energy & Automation | Siemens Energy & Automation | 5WG1 703-8XA31 | Automatic Time Switch Control |  | True | True |  | True | True | [8 empty] | True | True | True | [5 empty] | Non Federally-Regulated | 12/19/2005 |  | 01/07/2010
Cooper Wiring Devices | Aspire | 9534xx | Dimmer | Device | True | True |  | True | True | True | True | False |  |  |  | False | [9 empty] | Non Federally-Regulated | 11/12/2010 |  | 12/29/2010
Siemens Energy & Automation | Siemens Energy & Automation | 5WG1 703-8XG31 | Automatic Time Switch Control |  | True | True |  | True | True | [8 empty] | True | True | True | [5 empty] | Non Federally-Regulated | 12/19/2005 |  | 01/07/2010
Heathco, LLC | Portfolio | PF-4162 | Exterior Photocontrol Device |  | True | False | [11 empty] | True | True | True | [5 empty] | Non Federally-Regulated | 09/21/2007 |  | 01/07/2010
Lightolier Controls | Prospec | 26S99** | Track Lighting Integral Curren | System | True | True |  | True | True | True | True | True | [13 empty] | Non Federally-Regulated | 06/03/2011 |  | 06/06/2011
Signify North America Corporation | Philips Lighting Electronics North America | LRM2355 | Occupant / Motion / Vacancy Se | Device | True | True |  | True | True | False | False |  |  |  |  | False | [9 empty] | Non Federally-Regulated | 06/20/2011 |  | 07/01/2014
Paragon Electric Co. | Paragon | EC74/50S/24V | Automatic Time Switch Control |  | True | True |  | True | True | [16 empty] | Non Federally-Regulated | 11/23/1992 |  | 01/21/1999
Lutron Electronics Co., Inc. | Quantum | QP3-1PL-100-242 | Automatic Time Switch Control | System | True | True |  | True | True | [16 empty] | Non Federally-Regulated | 07/10/2012 |  | 07/01/2014
Lutron Electronics Co., Inc. | Lutron | LCP20-******************* | Photosensor / Photocontrol Dev | System | True | True |  | False | False | [16 empty] | Non Federally-Regulated | 12/28/2009 |  | 07/01/2014
PLC Multipoint, Inc. | PLC Multipoint | PC5A OUTDOOR | Exterior Photocontrol Device |  | True | True | [11 empty] | True | True | False | [5 empty] | Non Federally-Regulated | 07/19/2006 |  | 01/07/2010
Sensor Switch, Inc. | Sensor Switch | IPC-MOT-6-** | Occupant / Motion / Vacancy Se |  | True | True |  | True | [17 empty] | Non Federally-Regulated | 03/01/2006 |  | 01/07/2010
Sensor Switch, Inc. | Sensor Switch | WV1600S | Occupant / Motion / Vacancy Se |  | True | True |  | True | [17 empty] | Non Federally-Regulated | 10/25/1996 |  | 11/19/2001
Unenco, Inc. / Univ. Energy | Unenco | C-600-H | Ultrasonic Occupant / Motion S |  | True | True |  | True | True | True | True | True | [13 empty] | Non Federally-Regulated | 09/25/1992 |  | 01/07/2010
Siemens Energy & Automation | Siemens Energy & Automation | 5WG1 704-8XA22 | Automatic Time Switch Control |  | True | True |  | True | True | [8 empty] | True | True | True | [5 empty] | Non Federally-Regulated | 12/19/2005 |  | 01/07/2010
Lutron Electronics Co., Inc. | Lutron | LCP4-******************* | Astronomical Time Switch Contr | System | True | True |  | True | True | True | True | True | True | True | [11 empty] | Non Federally-Regulated | 12/28/2009 |  | 07/01/2014
Sensor Switch, Inc. | Sensor Switch | nCMB-10-2P-***** | Occupant / Motion / Vacancy Se |  | True | True |  | True | [17 empty] | Non Federally-Regulated | 11/20/2008 |  | 01/07/2010
Tork | Tork | OSCW5P | Occupant / Motion / Vacancy Se |  | True | True |  | True | [17 empty] | Non Federally-Regulated | 01/17/2008 |  | 01/07/2010
Crestron Electronics | Crestron Electronics | GLPP-1DIMFLV*CN | Dimmer | System | True | True | True | True | True | True | True | False |  |  |  | True | [9 empty] | Non Federally-Regulated | 05/25/2012 |  | 07/01/2014
Intermatic, Inc. | Gasmaster | PC2-D30-277-LS1 | Photosensor / Photocontrol Dev | Device | True | True | True | [18 empty] | Non Federally-Regulated | 07/17/2014 |  | 08/05/2014
Leviton Manufacturing Co., Inc. | Leviton | L777-T/L206-CT | Occupant / Motion / Vacancy Se |  | True | True |  | True | [17 empty] | Non Federally-Regulated | 08/01/1997 |  | 01/07/2010
Intermatic, Inc. | Intermatic | SS7C | Automatic Time Switch Control |  | True | True |  | True | True | [16 empty] | Non Federally-Regulated | 06/03/2002 |  | 01/07/2010
Schneider Electric (Square D Wiring Devices) | Square D Co. | SLSU*S****** | Ultrasonic Occupant / Motion S |  | True | True |  | True | True | True | True | True | [13 empty] | Non Federally-Regulated | 01/26/2009 |  | 01/07/2010
Hubbell Building Automation | Hubbell Building Automation | WIH-OS-OMDT** | Occupant / Motion / Vacancy Se | System | True | True |  | True | True | True | True | True | True | True | True | False | [9 empty] | Non Federally-Regulated | 02/28/2012 |  | 07/01/2014
Leviton Manufacturing Co., Inc. | Leviton | ATE06 | Dimmer | Device | True | True |  | True | True | True | True | False |  |  |  | False | [9 empty] | Non Federally-Regulated | 11/12/2010 |  | 07/01/2014
Leviton Manufacturing Co., Inc. | Leviton | R08BD-*** | Photosensor / Photocontrol Dev |  | True | True |  | True | [17 empty] | Non Federally-Regulated | 08/17/2004 |  | 01/07/2010
Siemens Energy & Automation | Siemens Energy & Automation | 5WG1 704-8XH23 | Automatic Time Switch Control |  | True | True |  | True | True | [8 empty] | True | True | True | [5 empty] | Non Federally-Regulated | 12/19/2005 |  | 01/07/2010
Leviton Manufacturing Co., Inc. | Leviton | ODC10-*** | Occupant / Motion / Vacancy Se | Device | True | True |  | True | True | True | True | True | True | True | True | False | [9 empty] | Non Federally-Regulated | 09/10/2013 |  | 07/01/2014
Siemens Energy & Automation | Siemens Energy & Automation | 5WG1 705-8XH33 | Automatic Time Switch Control |  | True | True |  | True | True | [8 empty] | True | True | True | [5 empty] | Non Federally-Regulated | 12/19/2005 |  | 01/07/2010
Cooper Wiring Devices | Aspire | 9536xx | Dimmer | Device | True | True |  | True | True | True | True | False |  |  |  | False | [9 empty] | Non Federally-Regulated | 11/12/2010 |  | 12/29/2010
Lighting Control & Design | Lighting Control & Design | GRRXP********s | Automatic Daylighting Control | System | True | True | True | True | False |  |  | True | True | True | True | True |  | True | [7 empty] | Non Federally-Regulated | 12/28/2009 |  | 07/01/2014
Cooper Controls | Greengate | OMC-U-1001 | Ultrasonic Occupant / Motion S |  | True | True |  | True | True | True | True | True | [13 empty] | Non Federally-Regulated | 11/07/2008 |  | 01/07/2010
Lutron Electronics Co., Inc. | Lutron | GP24-******************* | Multi-Level Occupant Sensor | System | True | True | True | True | True | True | True | True | True | True | True | True |  | False | [7 empty] | Non Federally-Regulated | 12/28/2009 |  | 07/01/2014
Eaton Corp. | Pow-R-Command | PRC2000B | Astronomical Time Switch Contr | System | True | True |  | True | True | True | True | True | True | True | [11 empty] | Non Federally-Regulated | 02/04/2010 |  | 07/01/2014
Lutron Electronics Co., Inc. | Lutron | XPS40-******************* | Automatic Daylighting Control | System | True | True | True | True | False |  |  | False |  |  | True | True |  | True | [7 empty] | Non Federally-Regulated | 12/28/2009 |  | 07/01/2014
Tork | Tork | W402A | Automatic Time Switch Control |  | True | True |  | True | True | [16 empty] | Non Federally-Regulated | 06/03/2003 |  | 04/27/2006
Lutron Electronics Co., Inc. | Homeworks | HWV-FDB-8A-** | Occupant / Motion / Vacancy Se | System | True | True |  | True | True | False | False |  |  |  |  | False | [9 empty] | Non Federally-Regulated | 01/20/2010 |  | 07/01/2014
Sensor Switch, Inc. | Sensor Switch | CMRB 6*************** | Occupant / Motion / Vacancy Se | Device | True | True |  | True | True | False | False |  |  |  |  | False | [9 empty] | Non Federally-Regulated | 04/28/2010 |  | 07/01/2014
CentraLite Systems, Inc. | CentraLite Systems, Inc. | JetStream | Automatic Time Switch Control |  | True | True |  | True | True | [16 empty] | Non Federally-Regulated | 10/12/2007 |  | 01/07/2010
Lutron Electronics Co., Inc. | Digital Microwatt | DMWPLP**-******-** | Occupant / Motion / Vacancy Se |  | True | True |  | True | [17 empty] | Non Federally-Regulated | 09/12/2003 |  | 09/19/2005
Lutron Electronics Co., Inc. | Grafik Eye | GRX-CI-PRG | Automatic Time Switch Control |  | True | True |  | True | True | [8 empty] | False | False | False | [5 empty] | Non Federally-Regulated | 08/22/2008 |  | 01/07/2010
Lutron Electronics Co., Inc. | Lutron | N-1500********** | Dimmer | Device | True | True |  | True | True | True | True | False |  |  |  | False | [9 empty] | Non Federally-Regulated | 12/28/2009 |  | 01/21/2014
Legrand / Pass & Seymour | Legrand / Pass & Seymour | D1103PT* | Dimmer | Device | True | True |  | True | True | True | True | True | True | True | True | False | [9 empty] | Non Federally-Regulated | 09/14/2012 |  | 07/01/2014
Sensor Switch, Inc. | Sensor Switch | RMR-9-2P-********* | Occupant / Motion / Vacancy Se |  | True | True |  | True | [17 empty] | Non Federally-Regulated | 11/20/2008 |  | 01/07/2010
Litetouch, Inc. | Litetouch, Inc. | 08-2210-03 | Automatic Time Switch Control |  | True | True |  | True | True | [16 empty] | Non Federally-Regulated | 09/29/2003 |  | 01/07/2010
Siemens Energy & Automation | Siemens Energy & Automation | 5WG1 704-8XC34 | Automatic Time Switch Control |  | True | True |  | True | True | [8 empty] | True | True | True | [5 empty] | Non Federally-Regulated | 12/19/2005 |  | 01/07/2010
Lutron Electronics Co., Inc. | Homeworks | HRD-8ANS-** | Occupant / Motion / Vacancy Se | System | True | True |  | True | True | False | False |  |  |  |  | False | [9 empty] | Non Federally-Regulated | 01/20/2010 |  | 07/01/2014
Sensor Switch, Inc. | Sensor Switch | nRMR-10-2P-***** | Occupant / Motion / Vacancy Se |  | True | True |  | True | [17 empty] | Non Federally-Regulated | 11/20/2008 |  | 01/07/2010
Lutron Electronics Co., Inc. | Lutron | CCP-******-*****-**-CGP*** | Multi-Level Occupant Sensor | System | True | True | True | True | True | True | True | False | True | True | True | True |  | False | [7 empty] | Non Federally-Regulated | 07/10/2012 |  | 07/01/2014
Digital Lumens | Digital Lumens | DLE-**-** | Automatic Daylighting Control | Device | True | True | True | True | True | False |  | False |  |  | True | True |  | True | [7 empty] | Non Federally-Regulated | 11/14/2013 |  | 07/01/2014
Schneider Electric (Square D Wiring Devices) | Powerlink | RSC16G3120*** | Automatic Time Switch Control |  | True | True |  | True | True | [16 empty] | Non Federally-Regulated | 12/24/2007 |  | 03/14/2008
Siemens Energy & Automation | Siemens Energy & Automation | 5WG1 704-8XD42 | Automatic Time Switch Control |  | True | True |  | True | True | [8 empty] | True | True | True | [5 empty] | Non Federally-Regulated | 12/19/2005 |  | 01/07/2010
Legrand / Pass & Seymour | Legrand / Pass & Seymour | CDDH16* | Dimmer | Device | True | True |  | True | True | True | True | False |  |  |  | False | [9 empty] | Non Federally-Regulated | 12/23/2010 |  | 07/01/2014
Vantage Controls, Inc. | Vantage Controls, Inc. | RD41* | Dimmer | System | True | True | True | True | False |  | True | False |  |  |  | True | [9 empty] | Non Federally-Regulated | 04/28/2010 |  | 07/01/2014
Siemens Energy & Automation | Siemens Energy & Automation | 5WG1 704-8XH41 | Automatic Time Switch Control |  | True | True |  | True | True | [8 empty] | True | True | True | [5 empty] | Non Federally-Regulated | 12/19/2005 |  | 01/07/2010
Lutron Electronics Co., Inc. | Lutron | CCP-**********-******-**-CGP**** | Occupant / Motion / Vacancy Se | System | True | True |  | True | True | True | False |  |  |  |  | False | [9 empty] | Non Federally-Regulated | 07/10/2012 |  | 07/01/2014
Daintree Networks, Inc. | Control Scope | WFA100-** | Photosensor / Photocontrol Dev | System | True | True |  | False | False | [16 empty] | Non Federally-Regulated | 06/12/2012 |  | 07/01/2014
Legrand / Wiremold | WattStopper | NRD1F | Manual-On Occupant Sensor | System | True | True | True | True | True | True | True | True | True | True | True | True | True | True | True | True |  | True |  |  |  | Non Federally-Regulated | 03/23/2010 |  | 07/01/2014
Intermatic, Inc. | Gasmaster | WHQ7 | Automatic Time Switch Control | Device | True | True | True | False | [17 empty] | Non Federally-Regulated | 07/17/2014 |  | 08/05/2014
Sensor Switch, Inc. | Sensor Switch | nRM 10 2P****** | Occupant / Motion / Vacancy Se | System | True | True |  | True | True | False | False |  |  |  |  | False | [9 empty] | Non Federally-Regulated | 04/28/2010 |  | 07/01/2014
Legrand / Wiremold | WattStopper | NPM24F | Occupant / Motion / Vacancy Se | System | True | True | True | True | True | True | True | True | True | True | True | True |  | True | True | True | [5 empty] | Non Federally-Regulated | 03/23/2010 |  | 07/01/2014
Convia, Inc., A Herman Miller Co. | Convia | GSE-DCC-02 | Microwave Occupant / Motion Se |  | True | True |  | True | True | True | True | True |  |  |  |  | True | True | True | True | True | True |  |  |  | Non Federally-Regulated | 04/04/2008 |  | 01/07/2010
Lutron Electronics Co., Inc. | Lutron | D-600P********** | Dimmer | Device | True | True |  | True | True | True | True | False |  |  |  | False | [9 empty] | Non Federally-Regulated | 12/28/2009 |  | 01/21/2014
Lutron Electronics Co., Inc. | Lutron | LCP-******************* | Dimmer | System | True | True |  | True | True | True | True | False |  |  |  | False | [9 empty] | Non Federally-Regulated | 12/28/2009 |  | 07/01/2014
GE Lighting, a Savant company | General Electric | RSENUS2AFT | Photosensor / Photocontrol Dev |  | True | False |  | True | [17 empty] | Non Federally-Regulated | 10/15/2001 |  | 09/03/2015
Echoflex Solutions, Inc. | Echoflex | ER1S-*C*-*** | Automatic Daylighting Control | System | True | True | True | True | True | True | True | True | True | True | True | True |  | True | [7 empty] | Non Federally-Regulated | 10/28/2013 |  | 07/01/2014
Cooper Controls | iLumin | SC277****-UN-******** | Multi-Level Occupant Sensor | System | True | True | True | True | True | True | True | True | True | True | True | True | True | True | True | True | [5 empty] | Non Federally-Regulated | 04/15/2011 |  | 05/16/2011
Lithonia Lighting | Panelmax Series | LPC S | Photosensor / Photocontrol Dev |  | True | False |  | True | [17 empty] | Non Federally-Regulated | 01/28/1993 |  | 02/24/2000
Legrand / Pass & Seymour | Legrand / Pass & Seymour | DLV600M* | Dimmer | Device | True | True |  | True | True | True | True | True | True | True | True | False | [9 empty] | Non Federally-Regulated | 09/14/2012 |  | 07/01/2014
Lutron Electronics Co., Inc. | Lutron | LP6/********************* | Photosensor / Photocontrol Dev | System | True | True |  | False | False | [16 empty] | Non Federally-Regulated | 12/28/2009 |  | 07/01/2014
Cooper Controls | Novitas | 01-362-PC | Occupant / Motion / Vacancy Se |  | True | True |  | True | [17 empty] | Non Federally-Regulated | 11/07/2008 |  | 01/07/2010
Cooper Wiring Devices | Aspire | 95687-** | Dimmer | Device | True | True |  | True | True | True | True | True | True | True | True | False | [9 empty] | Non Federally-Regulated | 12/29/2010 |  | 07/01/2014
Legrand / Pass & Seymour | Legrand / Pass & Seymour | DFB600M* | Dimmer | Device | True | True |  | True | True | True | True | True | True | True | True | False | [9 empty] | Non Federally-Regulated | 09/14/2012 |  | 07/01/2014
Schneider Electric | Powerlink | MVP NF POWERLINK PANEL (Master Included) | Automatic Time Switch Control | System | True | True |  | True | True | [16 empty] | Non Federally-Regulated | 10/31/2013 |  | 07/01/2014
Schneider Electric | SERP | SERPB48HS | Astronomical Time Switch Contr | System | True | True |  | True | True | True | True | True | True | True | [11 empty] | Non Federally-Regulated | 09/11/2012 |  | 07/01/2014
Lutron Electronics Co., Inc. | Radio RA | RA-DZS-200A/24 | Automatic Time Switch Control |  | True | True |  | True | True | [16 empty] | Non Federally-Regulated | 08/13/2007 |  | 01/07/2010
Legrand / Wiremold | WattStopper | NRD2F | Dimmer | System | True | True | True | True | True | True | True | True | True | True | True | True | [9 empty] | Non Federally-Regulated | 03/23/2010 |  | 07/01/2014
Lutron Electronics Co., Inc. | Lutron | MRFA-3LD-URC**** | Dimmer | Device | True | True |  | True | True | True | True | False |  |  |  | False | [9 empty] | Non Federally-Regulated | 12/28/2009 |  | 01/21/2014
Cooper Controls | iLumin | SC120-12-HE-1P-ML-20 | Multi-Level Astronomical Time |  | True | True |  | True | True | True | True | True | True | True | [11 empty] | Non Federally-Regulated | 11/07/2008 |  | 01/07/2010
Lutron Electronics Co., Inc. | Lutron | LCP20-******************* | Dimmer | System | True | True |  | True | True | True | True | False |  |  |  | False | [9 empty] | Non Federally-Regulated | 12/28/2009 |  | 07/01/2014
Lightolier Controls | PowerTrip | 6033** | Track Lighting Integral Curren |  |  |  |  | True | True | True | True | [14 empty] | Non Federally-Regulated | 08/12/2005 |  | 01/07/2010
Lutron Electronics Co., Inc. | HomeWorks QS | HQR-3PD-* | Automatic Time Switch Control | System | True | True |  | True | True | [16 empty] | Non Federally-Regulated | 07/10/2012 |  | 07/01/2014
Marlin Controls, Inc. | Stellar | GPRB | Automatic Time Switch Control |  | True | True |  | True | True | [16 empty] | Non Federally-Regulated | 04/07/2008 |  | 01/07/2010
Lutron Electronics Co., Inc. | HomeWorks QS | HQR-REP-120 | Dimmer | System | True | True |  | True | True | True | True | False |  |  |  | False | [9 empty] | Non Federally-Regulated | 07/10/2012 |  | 07/01/2014
Legrand / Wiremold | WattStopper | NPM44F | Dimmer | System | True | True | True | True | True | True | True | True | True | True | True | True | [9 empty] | Non Federally-Regulated | 03/23/2010 |  | 07/01/2014
Tork | Tork | DGS100-2 (240VAC) | Automatic Time Switch Control |  | True | True |  | True | True | [16 empty] | Non Federally-Regulated | 02/07/1994 |  | 01/07/2010
PLC Multipoint, Inc. | PLC Multipoint | AC-PD | Exterior Photocontrol Device |  | True | True | [11 empty] | True | True | False | [5 empty] | Non Federally-Regulated | 07/19/2006 |  | 01/07/2010
Grasslin Controls Corp. | Grasslin | DIGI322-45/2Y | Automatic Time Switch Control |  | True | True |  | True | True | [16 empty] | Non Federally-Regulated | 05/18/1993 |  | 02/25/2008
Sensor Switch, Inc. | Sensor Switch | nCM 10******* | Occupant / Motion / Vacancy Se | System | True | True |  | True | True | False | False |  |  |  |  | False | [9 empty] | Non Federally-Regulated | 04/28/2010 |  | 07/01/2014
Sensor Switch, Inc. | Sensor Switch | nCMR 9 2P****** | Occupant / Motion / Vacancy Se | System | True | True |  | True | True | False | False |  |  |  |  | False | [9 empty] | Non Federally-Regulated | 04/28/2010 |  | 07/01/2014
Siemens Energy & Automation | LCP1800 | LCP1800 | Photosensor / Photocontrol Dev |  | True | True |  | True | [17 empty] | Non Federally-Regulated | 11/09/2001 |  | 01/07/2010
Cooper Wiring Devices | Aspire | 9538-** | Dimmer | Device | True | True |  | True | True | True | True | True | True | True | True | False | [9 empty] | Non Federally-Regulated | 12/29/2010 |  | 07/01/2014
Convia, Inc., A Herman Miller Co. | Convia | GSE-PDC-02 | Automatic Time Switch Control | System | True | True |  | True | True | [16 empty] | Non Federally-Regulated | 03/04/2010 |  | 07/01/2014
GE Lighting, a Savant company | Total Lighting Controls | RPS12OUT** | Automatic Time Switch Control | System | True | True |  | True | True | [16 empty] | Non Federally-Regulated | 08/31/2010 |  | 07/01/2014
Siemens Energy & Automation | Siemens Energy & Automation | 5WG1 703-8XC22 | Automatic Time Switch Control |  | True | True |  | True | True | [8 empty] | True | True | True | [5 empty] | Non Federally-Regulated | 12/19/2005 |  | 01/07/2010
Payne Sparkman Manufacturing | Litetalk | LTR2-SLV-A-JB8 | Automatic Time Switch Control |  | True | True |  | True | True | [16 empty] | Non Federally-Regulated | 04/15/1999 |  | 01/07/2010
Sensor Switch, Inc. | Sensor Switch | nRM PDT 9 2P****** | Occupant / Motion / Vacancy Se | System | True | True |  | True | True | False | False |  |  |  |  | False | [9 empty] | Non Federally-Regulated | 04/28/2010 |  | 07/01/2014
Lithonia Lighting | Synergy | LSA APS IN | Photosensor / Photocontrol Dev |  | True | False |  | True | [17 empty] | Non Federally-Regulated | 07/24/2006 |  | 01/07/2010
Cooper Controls | Greengate | VNW-P-1001-RR7-* | Occupant / Motion / Vacancy Se | Device | True | True |  | True | True | True | False |  |  |  |  | False | [9 empty] | Non Federally-Regulated | 08/07/2013 |  | 07/01/2014
Leviton Manufacturing Co., Inc. | Leviton | L778-T/L720-CT | Occupant / Motion / Vacancy Se |  | True | True |  | True | [17 empty] | Non Federally-Regulated | 08/01/1997 |  | 01/07/2010
Novitas, Inc. | Novitas | 01-DL400 | Occupant / Motion / Vacancy Se |  | True | True |  | True | [17 empty] | Non Federally-Regulated | 03/25/2003 |  | 08/18/2006
Echoflex Solutions, Inc. | Echoflex | ERDRC-*C*-***/***/*** | Manual-On Occupant Sensor | System | True | True |  | True | True | False | True | True | False |  |  |  |  | False | [7 empty] | Non Federally-Regulated | 10/28/2013 |  | 07/01/2014
Cooper Controls | Greengate | CK2-****** | Automatic Daylighting Control |  | True | True | True | True | False |  | True | True | True | True | True | True |  | True | True | False | [5 empty] | Non Federally-Regulated | 11/07/2008 |  | 01/07/2010
Powerline Control Systems | GreenWorx | LCM4-120 | Automatic Time Switch Control | System | True | True |  | True | True | [16 empty] | Non Federally-Regulated | 12/10/2013 |  | 07/01/2014
Pass & Seymour / Legrand | Rex | 49657 | Automatic Time Switch Control |  | True | True |  | True | True | [16 empty] | Non Federally-Regulated | 02/09/1995 |  | 01/07/2010
Leviton Manufacturing Co., Inc. | Leviton | AWSMT-M** | Dimmer | Device | True | True |  | True | True | True | True | False |  |  |  | False | [9 empty] | Non Federally-Regulated | 12/16/2010 |  | 07/01/2014
Gentec, Inc. | Kameleon | KC-811 | Astronomical Time Switch Contr | Device | True | True |  | True | True | True | True | True | True | True | [11 empty] | Non Federally-Regulated | 01/20/2012 |  | 07/01/2014
Cooper Controls | Greengate | VNW-D-1001-347-* | Occupant / Motion / Vacancy Se | Device | True | True |  | True | True | True | True | True | True | True | True | False | [9 empty] | Non Federally-Regulated | 08/07/2013 |  | 07/01/2014
Vantage Controls, Inc. | Vantage Controls, Inc. | IC-36** | Multi-Level Astronomical Time | System | True | True |  | True | True | True | True | True | True | True | [11 empty] | Non Federally-Regulated | 03/23/2010 |  | 07/01/2014
Vantage Controls, Inc. | Vantage Controls, Inc. | CLMNES050 | Automatic Time Switch Control | System | True | True |  | True | True | [16 empty] | Non Federally-Regulated | 03/23/2010 |  | 07/01/2014
The Watt Watcher | The Watt Watcher | 10W700 | Ultrasonic Occupant / Motion S |  | False | False |  | True | True | True | True | True | [13 empty] | Non Federally-Regulated | 03/01/1986 |  | 04/06/1998
Gentec, Inc. | Kameleon | K411 | Automatic Time Switch Control | Device | True | True |  | True | True | [16 empty] | Non Federally-Regulated | 01/20/2012 |  | 07/01/2014
Legrand / Wiremold | WattStopper | LRD2C | Occupant / Motion / Vacancy Se | System | True | True | True | True | True | True | True | True | True | True | True | True |  | True | True | True | [5 empty] | Non Federally-Regulated | 03/23/2010 |  | 07/01/2014
Schneider Electric | Schneider Electric | SLC5080CTCL2** | Automatic Time Switch Control | System | True | True |  | True | True | [16 empty] | Non Federally-Regulated | 10/31/2013 |  | 07/01/2014
Cooper Wiring Devices | Trace | TI061L-** | Dimmer | Device | True | True |  | True | True | True | True | True | True | True | True | False | [9 empty] | Non Federally-Regulated | 12/29/2010 |  | 07/01/2014
Legrand / Wiremold | WattStopper | NRD1A | Manual-On Occupant Sensor | System | True | True | True | True | True | True | True | True | True | True | True | True | True | True | True | True |  | True |  |  |  | Non Federally-Regulated | 03/23/2010 |  | 07/01/2014
Lutron Electronics Co., Inc. | HomeWorks QS | HQR-REP-120 | Multi-Level Astronomical Time | System | True | True |  | True | True | True | True | True | True | True | [11 empty] | Non Federally-Regulated | 07/10/2012 |  | 07/01/2014
Siemens Energy & Automation | Siemens Energy & Automation | 5WG1 704-8XB14 | Automatic Time Switch Control |  | True | True |  | True | True | [8 empty] | True | True | True | [5 empty] | Non Federally-Regulated | 12/19/2005 |  | 01/07/2010
Distech Controls | Distech Controls | ECL-*** + EC-LIGHT-SCHEDULER | Multi-Level Astronomical Time | System | True | True |  | True | True | True | True | True | True | True | [11 empty] | Non Federally-Regulated | 08/07/2012 |  | 07/01/2014
Leviton Manufacturing Co., Inc. | Leviton | ODS10-I** | Occupant / Motion / Vacancy Se | Device | True | True |  | True | True | False | False |  |  |  |  | False | [9 empty] | Non Federally-Regulated | 03/04/2010 |  | 07/01/2014
Intermatic, Inc. | Grasslin | FM1D50A-12 | Automatic Time Switch Control | Device | True | True |  | True | True | [16 empty] | Non Federally-Regulated | 01/20/2010 |  | 07/01/2014
Legrand / Wiremold | WattStopper | CE6STCP SERIES | Dimmer | System | True | True | True | True | True | True | True | True | True | True | True | True | [9 empty] | Non Federally-Regulated | 03/23/2010 |  | 07/01/2014
Strand Lighting | Strand | 74381 | Lumen Maintenance Lighting Con |  | True | True |  | True | True | True | True | [14 empty] | Non Federally-Regulated | 05/08/1997 |  | 08/28/2001
Lutron Electronics Co., Inc. | Radio RA2 | RRD-8ANS*** | Manual-On Occupant Sensor | System | True | True |  | True | True |  | True | True | False |  |  |  |  | False | [7 empty] | Non Federally-Regulated | 12/17/2009 |  | 07/01/2014
Lutron Electronics Co., Inc. | Lutron | MSC-AD********** | Dimmer | Device | True | True |  | True | True | True | True | False |  |  |  | False | [9 empty] | Non Federally-Regulated | 12/28/2009 |  | 07/01/2014
WattStopper, Inc. | WattStopper | ADFE-16A-* | Dimmer | Device | True | True |  | True | True | True | True | True | True | True | True | False | [9 empty] | Non Federally-Regulated | 08/31/2010 |  | 07/01/2014
Lightolier Controls | Insight | IHS2-1000VA-I | Occupant / Motion / Vacancy Se |  | True | True |  | True | [17 empty] | Non Federally-Regulated | 08/10/1992 |  | 04/06/1998
GE Lighting, a Savant company | GE Lighting Controls | CLCINT12-INTD12-000-0030 | Automatic Daylighting Control | System | True | True | True | True | False |  |  | False |  |  | True | True |  | True | [7 empty] | Non Federally-Regulated | 07/27/2012 |  | 07/01/2014
GE Industrial Systems | GE Industrial Systems | RTPACKBAS | Photosensor / Photocontrol Dev |  | True | False |  | True | [17 empty] | Non Federally-Regulated | 03/20/2001 |  | 01/07/2010
Sensor Switch, Inc. | PIR Wall Switch | WS-120 | Occupant / Motion / Vacancy Se |  | False | False |  | True | [17 empty] | Non Federally-Regulated | 01/01/1989 |  | 04/06/1998
Lutron Electronics Co., Inc. | Lutron | XP8-******************* | Occupant / Motion / Vacancy Se | System | True | True |  | True | True | True | False |  |  |  |  | False | [9 empty] | Non Federally-Regulated | 04/28/2010 |  | 07/01/2014
Sensor Switch, Inc. | Sensor Switch | PP-2PAR | Occupant / Motion / Vacancy Se |  | True | True |  | True | [17 empty] | Non Federally-Regulated | 03/01/2006 |  | 11/20/2008
Echoflex Solutions, Inc. | Echoflex | ERM-FL*-*** | Occupant Sensing Device | Device | True | True | True | True | True | False |  |  |  | False |  |  | False |  | False |  | True | True | True | True | True | Non Federally-Regulated | 09/08/2014 |  | 03/24/2015
Hubbell Building Automation | Hubbell Building Automation | SIMLXIN4800 | Automatic Time Switch Control |  | True | True |  | True | True | [16 empty] | Non Federally-Regulated | 05/20/2004 |  | 01/07/2010
Electronics Diversified, Inc. | Electronics Diversified, Inc. | LMS-2/ND-240 | Automatic Daylighting Control |  | True | True |  | True | False |  | True | True | [8 empty] | True |  |  |  |  | Non Federally-Regulated | 01/05/2005 |  | 01/07/2010
Lutron Electronics Co., Inc. | Lutron | SPSLV-600******* | Dimmer | Device | True | True |  | True | True | True | True | False |  |  |  | False | [9 empty] | Non Federally-Regulated | 12/28/2009 |  | 01/21/2014
Legrand / Wiremold | WattStopper | CECRFB SERIES | Manual-On Occupant Sensor | System | True | True | True | True | True | True | True | True | True | True | True | True | True | True | True | True |  | True |  |  |  | Non Federally-Regulated | 03/23/2010 |  | 07/01/2014
Schneider Electric (Square D Wiring Devices) | Powerlink | NF3000G3C | Exterior Photocontrol Device |  | True | True | [19 empty] | Non Federally-Regulated | 03/14/2008 |  | 01/07/2010
Mytech Corp. | Mytech | OMNI-US1000-RP | Ultrasonic Occupant / Motion S |  | True | True |  | True | True | True | True | True | [13 empty] | Non Federally-Regulated | 11/05/1997 |  | 01/07/2010
Siemens Energy & Automation | Siemens Energy & Automation | 5WG1 705-8XJ25 | Automatic Time Switch Control |  | True | True |  | True | True | [8 empty] | True | True | True | [5 empty] | Non Federally-Regulated | 12/19/2005 |  | 01/07/2010
Intermatic, Inc. | Intermatic | EI205LA | Automatic Time Switch Control | Device | True | True |  | True | True | [16 empty] | Non Federally-Regulated | 01/20/2010 |  | 07/01/2014
Lutron Electronics Co., Inc. | Centralized Lighting Control | OMX-DACPI-*-** | Multi-Level Daylighting Contro |  | True | True |  | True | True | True | True | [14 empty] | Non Federally-Regulated | 09/19/2005 |  | 01/07/2010
Siemens Energy & Automation | Siemens Energy & Automation | 5WG1 704-8XC44 | Automatic Time Switch Control |  | True | True |  | True | True | [8 empty] | True | True | True | [5 empty] | Non Federally-Regulated | 12/19/2005 |  | 01/07/2010
Convia, Inc., A Herman Miller Co. | Convia | GSE-SRC-03 | Multi-Level Occupant Sensor | System | True | True | True | True | True | True | True | True | True | True | True | True | True | True | True | True | True | True |  |  |  | Non Federally-Regulated | 03/04/2010 |  | 04/27/2011
Computer Process Controls | Computer Process Controls | 831-1011 | Automatic Time Switch Control |  | True | True |  | True | True | [16 empty] | Non Federally-Regulated | 12/24/1998 |  | 01/07/2010
Lutron Electronics Co., Inc. | Lutron | GP72-******************* | Occupant / Motion / Vacancy Se | System | True | True |  | True | True | True | False |  |  |  |  | False | [9 empty] | Non Federally-Regulated | 04/28/2010 |  | 07/01/2014
Lutron Electronics Co., Inc. | Softswitch 128 | XPS16-******-** | Multi-Level Astronomical Time |  | True | True |  | True | True | True | True | True | True | True | [11 empty] | Non Federally-Regulated | 09/19/2005 |  | 01/07/2010
Hunt Dimming | Simplicity | SCP-22-*/SIU-* | Automatic Daylighting Control |  | True | True | False | True | True | True | True | True | True | True | True | False | False |  |  | True |  | True |  |  |  | Non Federally-Regulated | 10/18/2005 |  | 01/07/2010
Gentec, Inc. | Schneider Electric | SERP32HS | Automatic Time Switch Control | System | True | True |  | True | True | [16 empty] | Non Federally-Regulated | 01/20/2012 |  | 07/01/2014
Intermatic, Inc. | Grasslin | PC1-digi20-120-LS1+ E300 | Exterior Photocontrol Device |  | True | True | [11 empty] | True | True | True | [5 empty] | Non Federally-Regulated | 11/10/2008 |  | 01/07/2010
Mytech Corp. | Mytech | LO-DT1600 | Ultrasonic Occupant / Motion S |  | True | True |  | True | True | True | True | True | [13 empty] | Non Federally-Regulated | 11/05/1997 |  | 06/04/1999
Mytech Corp. | Mytech | CS-2-DLC | Automatic Daylighting Control |  | True | True |  | True | False |  | True | False | [8 empty] | True |  |  |  |  | Non Federally-Regulated | 02/01/1993 |  | 06/04/1999
Leviton Manufacturing Co., Inc. | Leviton | 6643 | Dimmer | Device | True | True |  | True | True | True | True | False |  |  |  | False | [9 empty] | Non Federally-Regulated | 11/12/2010 |  | 07/01/2014
Tork | Tork | 5007S | Exterior Photocontrol Device | [14 empty] | True | True | True | [5 empty] | Non Federally-Regulated | 04/27/2006 |  | 01/07/2010
Lutron Electronics Co., Inc. | Homeworks | HW-RPM-4U-120 | Dimmer | System | True | True |  | True | True | True | True | False |  |  |  | False | [9 empty] | Non Federally-Regulated | 12/17/2009 |  | 07/01/2014
Cooper Wiring Devices | Nexion | OSP10SP-** | Occupant / Motion / Vacancy Se | Device | True | True |  | True | True | False | False |  |  |  |  | False | [9 empty] | Non Federally-Regulated | 02/02/2011 |  | 07/01/2014
Lutron Electronics Co., Inc. | Grafik Eye | GRX-3106-*-** | Automatic Time Switch Control |  | True | True |  | True | True | [16 empty] | Non Federally-Regulated | 05/09/2000 |  | 09/19/2005
Lutron Electronics Co., Inc. | Ecosystem | CS-1L-** | Automatic Time Switch Control |  | True | True |  | True | True | [8 empty] | True | True | True | [5 empty] | Non Federally-Regulated | 01/08/2008 |  | 01/07/2010
Intermatic, Inc. | Intermatic, Inc. | EI200LA | Automatic Time Switch Control | Device | True | True |  | True | True | [16 empty] | Non Federally-Regulated | 04/15/2011 |  | 07/01/2014
Grasslin Controls Corp. | Grasslin | V86/2D5C32 | Photosensor / Photocontrol Dev |  | True | True |  | True | [17 empty] | Non Federally-Regulated | 09/29/1993 |  | 04/06/1998
Siemens Energy & Automation | Siemens Energy & Automation | 5WG1 705-8XC04 | Automatic Time Switch Control |  | True | True |  | True | True | [8 empty] | True | True | True | [5 empty] | Non Federally-Regulated | 12/19/2005 |  | 01/07/2010
Sensor Switch, Inc. | Sensor Switch | WV-PDT-**-** | Occupant / Motion / Vacancy Se |  | True | True |  | True | [17 empty] | Non Federally-Regulated | 11/19/2001 |  | 01/07/2010
Lutron Electronics Co., Inc. | Softswitch 128 | XPS44-******-** | Exterior Photocontrol Device |  | True | True |  | True | True | True | [15 empty] | Non Federally-Regulated | 09/19/2005 |  | 01/07/2010
Lutron Electronics Co., Inc. | HomeWorks QS | HQRD-8ANS | Automatic Daylighting Control | System | True | True | True | True | True | True | True | False |  |  | True | True |  | True | [7 empty] | Non Federally-Regulated | 07/12/2012 |  | 07/01/2014
Lutron Electronics Co., Inc. | Lutron | GP4-******************* | Multi-Level Astronomical Time | System | True | True |  | True | True | True | True | True | True | True | [11 empty] | Non Federally-Regulated | 12/28/2009 |  | 07/01/2014
Thomas Controls | Plus Lighting | PL400-****12B* | Automatic Daylighting Control |  | True | True |  | True | False |  | True | True | [8 empty] | True |  |  |  |  | Non Federally-Regulated | 12/30/1992 |  | 07/30/2002
Douglas Lighting Controls | Douglas Lighting Controls | MC-6000 | Automatic Time Switch Control | System | True | True |  | True | True | [16 empty] | Non Federally-Regulated | 05/28/2010 |  | 07/01/2014
Legrand / Pass & Seymour | Legrand / Pass & Seymour | 91181* | Dimmer | Device | True | True |  | True | True | True | True | False |  |  |  | False | [9 empty] | Non Federally-Regulated | 12/23/2010 |  | 07/01/2014
Lutron Electronics Co., Inc. | Grafik Eye | GRX-4104-*-** | Automatic Time Switch Control |  | True | True |  | True | True | [16 empty] | Non Federally-Regulated | 05/09/2000 |  | 09/19/2005
Lutron Electronics Co., Inc. | Sensors | LOS-WDT-R-WH | Ultrasonic Occupant / Motion S |  | True | True |  | True | True | True | True | True |  |  |  |  | True | True | True |  | True |  |  |  |  | Non Federally-Regulated | 09/23/2005 |  | 01/07/2010
Lutron Electronics Co., Inc. | Radio RA2 | RRD-3LD*** | Multi-Level Occupant Sensor | System | True | True | True | True | True | False | True | True | True | True | True | True |  | False | [7 empty] | Non Federally-Regulated | 12/17/2009 |  | 07/01/2014
Lighting Control & Design | Lighting Control & Design | GR240*IDH******* | Multi-Level Astronomical Time | System | True | True |  | True | True | True | True | True | True | True | [11 empty] | Non Federally-Regulated | 12/28/2009 |  | 07/01/2014
Sensor Switch, Inc. | Sensor Switch | RMR-9-********* | Occupant / Motion / Vacancy Se |  | True | True |  | True | [17 empty] | Non Federally-Regulated | 11/20/2008 |  | 01/07/2010
Tork | Tork | A 1600 | Automatic Time Switch Control |  | True | True |  | True | True | [16 empty] | Non Federally-Regulated | 05/20/1997 |  | 04/06/1998
Hubbell Building Automation | Hubbell Building Automation | RWSOS********* | Occupant / Motion / Vacancy Se | Device | True | True |  | True | True | False | False |  |  |  |  | False | [9 empty] | Non Federally-Regulated | 03/26/2010 |  | 07/01/2014
Intermatic, Inc. | Grasslin | PC1-digi20-277-LS1+ E200 | Exterior Photocontrol Device |  | True | True | [11 empty] | True | True | True | [5 empty] | Non Federally-Regulated | 11/10/2008 |  | 01/07/2010
Siemens Energy & Automation | Siemens Energy & Automation | 5WG1 704-8XC11 | Automatic Time Switch Control |  | True | True |  | True | True | [8 empty] | True | True | True | [5 empty] | Non Federally-Regulated | 12/19/2005 |  | 01/07/2010
Lightolier Controls | Insight | IHD3-1200VA-I | Occupant / Motion / Vacancy Se |  | True | True |  | True | [17 empty] | Non Federally-Regulated | 08/28/1992 |  | 04/06/1998
Intermatic, Inc. | Grasslin | PC2-digi30-277-LS1 | Photosensor / Photocontrol Dev | Device | True | True | True | [18 empty] | Non Federally-Regulated | 08/05/2014 |  | 01/09/2015
Legrand / Wiremold | WattStopper | NVHUBD | Multi-Level Astronomical Time | System | True | True |  | True | True | True | True | True | True | True | [11 empty] | Non Federally-Regulated | 03/23/2010 |  | 07/01/2014
WattStopper, Inc. | WattStopper | WI277A | Occupant / Motion / Vacancy Se |  | True | True |  | True | [17 empty] | Non Federally-Regulated | 08/10/1992 |  | 04/06/1998
PLC Multipoint, Inc. | PLC Multipoint | PD1 INDOOR | Photosensor / Photocontrol Dev |  | True | True |  | True | [17 empty] | Non Federally-Regulated | 07/19/2006 |  | 01/07/2010
Lutron Electronics Co., Inc. | Homeworks | HWD-8ANS-** | Manual-On Occupant Sensor | System | True | True |  | True | True | False | True | True | False |  |  |  |  | False | [7 empty] | Non Federally-Regulated | 01/20/2010 |  | 07/01/2014
Lutron Electronics Co., Inc. | Radio RA2 | RRD-10ND*** | Dimmer | System | True | True |  | True | True | True | True | False |  |  |  | False | [9 empty] | Non Federally-Regulated | 12/17/2009 |  | 01/21/2014
Cooper Controls | Greengate | VNW-D-1001-SP-* | Manual-On Occupant Sensor | Device | True | True | True | True | True | True | True | True | True | True | True | True |  | False | [7 empty] | Non Federally-Regulated | 08/07/2013 |  | 07/01/2014
Sensor Switch, Inc. | Sensor Switch | HW-13-*-** | Occupant / Motion / Vacancy Se |  | True | True |  | True | [17 empty] | Non Federally-Regulated | 11/19/2001 |  | 03/01/2006
WattStopper, Inc. | WattStopper | EW200277 | Occupant / Motion / Vacancy Se |  | True | False |  | True | [17 empty] | Non Federally-Regulated | 03/10/2000 |  | 01/07/2010
WattStopper, Inc. | WattStopper | PDMLV-1103-* | Dimmer | Device | True | True |  | True | False |  | True | True | True | True | True | False | [9 empty] | Non Federally-Regulated | 08/31/2010 |  | 07/01/2014
Lutron Electronics Co., Inc. | Lutron | MALV-1000******* | Dimmer | Device | True | True |  | True | True | True | True | False |  |  |  | False | [9 empty] | Non Federally-Regulated | 12/28/2009 |  | 01/21/2014
Sensor Switch, Inc. | Sensor Switch | CM-ADC-**-** | Automatic Daylighting Control |  | True | True | True | True | False |  | True | True | True | True | True | True | True | True | False | True |  | False |  |  |  | Non Federally-Regulated | 03/01/2006 |  | 01/07/2010
Hubbell Building Automation | Hubbell Building Automation | RWSVS******* | Occupant / Motion / Vacancy Se |  | True | True |  | True | [17 empty] | Non Federally-Regulated | 09/08/2007 |  | 01/07/2010
Convia, Inc., A Herman Miller Co. | Convia | GSE-OSC-03 | Manual-On Occupant Sensor | System | True | True | True | True | True | True | True | True | True | True | True | True | True | True | True | True |  | True |  |  |  | Non Federally-Regulated | 03/04/2010 |  | 04/27/2011
PLC Multipoint, Inc. | Panasonic | WRT3540K-8 | Automatic Time Switch Control | Device | True | True |  | True | True | [16 empty] | Non Federally-Regulated | 03/04/2010 |  | 07/01/2014
Leviton Manufacturing Co., Inc. | Leviton | AWSMG-7** | Dimmer | Device | True | True |  | True | True | True | True | False |  |  |  | False | [9 empty] | Non Federally-Regulated | 12/16/2010 |  | 07/01/2014
Lutron Electronics Co., Inc. | Homeworks | HRD-6ND*** | Astronomical Time Switch Contr | System | True | True |  | True | True | True | True | True | True | True | [11 empty] | Non Federally-Regulated | 01/20/2010 |  | 07/01/2014
Crestron Electronics | Crestron Electronics | GLX-DIMFLV8 | Dimmer | System | True | True |  | True | True | True | True | False |  |  |  | False | [9 empty] | Non Federally-Regulated | 03/01/2010 |  | 07/01/2014
Siemens Energy & Automation | LCP2000 | LCP2000 | Automatic Time Switch Control |  | True | True |  | True | True | [16 empty] | Non Federally-Regulated | 11/09/2001 |  | 01/07/2010
Convia, Inc., A Herman Miller Co. | Convia | GSE-DCC-01 | Automatic Daylighting Control |  | True | True | True | True | True | True | True | True | True | True | True | True | True | True | True | True |  | True |  |  |  | Non Federally-Regulated | 03/20/2009 |  | 01/07/2010
Vantage Controls, Inc. | Vantage Controls, Inc. | RD3B* | Dimmer | System | True | True | True | True | False |  | True | False |  |  |  | True | [9 empty] | Non Federally-Regulated | 04/28/2010 |  | 07/01/2014
Legrand / Wiremold | WattStopper | NPM24 | Multi-Level Astronomical Time | System | True | True |  | True | True | True | True | True | True | True | [11 empty] | Non Federally-Regulated | 03/23/2010 |  | 07/01/2014
Lutron Electronics Co., Inc. | Centralized Lighting Control | OMX-DACPI-*-** | Photosensor / Photocontrol Dev |  | True | True |  | True | [17 empty] | Non Federally-Regulated | 09/19/2005 |  | 01/07/2010
Siemens Energy & Automation | Siemens Energy & Automation | 5WG1 704-8XA42 | Automatic Time Switch Control |  | True | True |  | True | True | [8 empty] | True | True | True | [5 empty] | Non Federally-Regulated | 12/19/2005 |  | 01/07/2010
Litetouch, Inc. | Litetouch, Inc. | 08-2210-01 | Automatic Time Switch Control |  | True | True |  | True | True | [16 empty] | Non Federally-Regulated | 09/29/2003 |  | 01/07/2010
Siemens Energy & Automation | Siemens Energy & Automation | 5WG1 705-8XC22 | Automatic Time Switch Control |  | True | True |  | True | True | [8 empty] | True | True | True | [5 empty] | Non Federally-Regulated | 12/19/2005 |  | 01/07/2010
Cooper Controls | Greengate | OXWC-P-* | Occupant / Motion / Vacancy Se | Device | True | True |  | True | True | False | False |  |  |  |  | False | [9 empty] | Non Federally-Regulated | 04/15/2011 |  | 05/10/2011
Lutron Electronics Co., Inc. | Lutron | MRF2-6ELV*** | Dimmer | System | True | True |  | True | True | True | True | False |  |  |  | False | [9 empty] | Non Federally-Regulated | 03/11/2011 |  | 07/01/2014
Lighting Control & Design | Lighting Control & Design | GR41**/**DTC***********s | Automatic Daylighting Control | System | True | True | True | True | False |  |  | True | True | True | True | True |  | True | [7 empty] | Non Federally-Regulated | 12/28/2009 |  | 07/01/2014
Leviton Manufacturing Co., Inc. | Leviton | D3206 | Automatic Time Switch Control |  | True | True |  | True | True | [16 empty] | Non Federally-Regulated | 12/08/2003 |  | 01/07/2010
Sensor Switch, Inc. | Sensor Switch | SB 9********* | Occupant / Motion / Vacancy Se | Device | True | True |  | True | True | False | False |  |  |  |  | False | [9 empty] | Non Federally-Regulated | 04/28/2010 |  | 07/01/2014
Lutron Electronics Co., Inc. | Radio RA | RA-6D*** | Dimmer | System | True | True |  | True | True | True | True | False |  |  |  | False | [9 empty] | Non Federally-Regulated | 12/17/2009 |  | 07/01/2014
Tork | Tork | 7302Z | Automatic Time Switch Control |  | True | True |  | True | True | [16 empty] | Non Federally-Regulated | 06/03/2003 |  | 04/27/2006
Tork | Tork | DIN 101A (120VAC) | Automatic Time Switch Control |  | True | True |  | True | True | [16 empty] | Non Federally-Regulated | 02/07/1994 |  | 12/20/1994
Lutron Electronics Co., Inc. | Homeworks | HW-RPM-4U-120 | Multi-Level Astronomical Time | System | True | True |  | True | True | True | True | True | True | True | [11 empty] | Non Federally-Regulated | 01/20/2010 |  | 07/01/2014
Pass & Seymour / Legrand | Rex | 3675 | Automatic Time Switch Control |  | True | True |  | True | True | [16 empty] | Non Federally-Regulated | 02/27/1997 |  | 04/06/1998
Lutron Electronics Co., Inc. | Lutron | MRF2-F6AN-DV*** | Dimmer | System | True | True |  | True | True | True | True | False |  |  |  | False | [9 empty] | Non Federally-Regulated | 03/11/2011 |  | 07/01/2014
Siemens Energy & Automation | Siemens Energy & Automation | 5WG1 705-8XB26 | Automatic Time Switch Control |  | True | True |  | True | True | [8 empty] | True | True | True | [5 empty] | Non Federally-Regulated | 12/19/2005 |  | 01/07/2010
Intermatic, Inc. | Intermatic | ET70215CR24 | Automatic Time Switch Control |  | True | True |  | True | True | [16 empty] | Non Federally-Regulated | 01/22/1997 |  | 06/29/2006
Desa Specialty, LLC | Portfolio | PF-4162 | Exterior Photocontrol Device |  | True | False | [11 empty] | True | True | True | [5 empty] | Non Federally-Regulated | 06/07/2005 |  | 09/20/2007
Intelligent Lighting Controls, Inc. | LightLEEDer | LSDM | Astronomical Time Switch Contr | Device | True | True |  | True | True | True | True | True | True | True | [11 empty] | Non Federally-Regulated | 04/30/2013 |  | 07/01/2014
Intermatic, Inc. | Intermatic | ET8215CR | Astronomical Time Switch Contr | Device | True | True |  | True | True | True | True | True | True | True | [11 empty] | Non Federally-Regulated | 01/20/2010 |  | 07/01/2014
Cooper Controls | Novitas | 01-440* | Occupant / Motion / Vacancy Se | Device | True | True |  | True | True | False | False |  |  |  |  | False | [9 empty] | Non Federally-Regulated | 07/22/2010 |  | 07/01/2014
Lutron Electronics Co., Inc. | Lutron | CCP-******-******-**-CGP**** | Automatic Time Switch Control | System | True | True |  | True | True | [16 empty] | Non Federally-Regulated | 07/10/2012 |  | 07/01/2014
Tridonic | Tridonic | 24135912 DALIBM2P20 | Automatic Time Switch Control |  | True | True |  | True | True | [16 empty] | Non Federally-Regulated | 08/22/2003 |  | 01/07/2010
Sensor Switch, Inc. | Sensor Switch | MP-20 | Occupant / Motion / Vacancy Se |  | True | True |  | True | [17 empty] | Non Federally-Regulated | 03/01/2006 |  | 11/20/2008
GE Industrial Systems | GE Industrial Systems | RSEN2H | Photosensor / Photocontrol Dev |  | True | False |  | True | [17 empty] | Non Federally-Regulated | 03/20/2001 |  | 01/07/2010
Lithonia Lighting | Panelmax Series | RC PC A IN | Photosensor / Photocontrol Dev |  | True | True |  | True | [17 empty] | Non Federally-Regulated | 12/13/1994 |  | 01/07/2010
Lighting Control & Design | Lighting Control & Design | GR14**/****DTC*********** | Astronomical Time Switch Contr | System | True | True |  | True | True | True | True | True | True | True | [11 empty] | Non Federally-Regulated | 12/28/2009 |  | 07/01/2014
Lithonia Lighting | Synergy | SYBPC MLX | Automatic Time Switch Control |  | True | True |  | True | True | [8 empty] | True | True | True | [5 empty] | Non Federally-Regulated | 07/24/2006 |  | 01/07/2010
Lutron Electronics Co., Inc. | Lutron | PD-6WCL********* | Automatic Time Switch Control | System | True | True |  | True | True | [16 empty] | Non Federally-Regulated | 07/23/2013 |  | 07/01/2014
PLC Multipoint, Inc. | Horton Controls, Inc. | HPCSOT | Automatic Daylighting Control |  | True | True |  | True | False |  | True | False | [8 empty] | True |  |  |  |  | Non Federally-Regulated | 05/04/2000 |  | 01/07/2010
Lighting Control & Design | Lighting Control & Design | GR24**/**DTC***********d | Automatic Daylighting Control | System | True | True | True | True | True | True | True | False |  |  | True | True |  | True | [7 empty] | Non Federally-Regulated | 12/28/2009 |  | 07/01/2014
Blue Ridge Technologies | FlexNet | FN64************* | Automatic Time Switch Control | Device | True | True |  | True | True | [16 empty] | Non Federally-Regulated | 06/30/2010 |  | 07/01/2014
Cristal Controls | Cristal Controls | CCLP-BACNET-08 | Multi-Level Astronomical Time | Device | True | True |  | True | True | True | True | True | True | True | [11 empty] | Non Federally-Regulated | 09/15/2009 |  | 07/01/2014
Emerson Climate Technologies Retail Solutions | E2 | RX-100/300/400 | Automatic Daylighting Control | System | True | True | True | True | True | True | True | True | True | True | True | True |  | True | [7 empty] | Non Federally-Regulated | 10/04/2012 |  | 10/30/2012
Lutron Electronics Co., Inc. | Lutron | NF-20*********** | Dimmer | Device | True | True |  | True | True | True | True | False |  |  |  | False | [9 empty] | Non Federally-Regulated | 12/28/2009 |  | 01/21/2014
WattStopper, Inc. | WattStopper | WI277-4 | Occupant / Motion / Vacancy Se |  | True | True |  | True | [17 empty] | Non Federally-Regulated | 08/10/1992 |  | 04/06/1998
Convia, Inc., A Herman Miller Co. | Convia | GSE-DCC-02 | Automatic Time Switch Control | System | True | True |  | True | True | [16 empty] | Non Federally-Regulated | 03/04/2010 |  | 07/01/2014
Intermatic, Inc. | Grasslin | FM1D20-120 | Automatic Time Switch Control |  | True | True |  | True | True | [16 empty] | Non Federally-Regulated | 10/15/2008 |  | 01/07/2010
Legrand / Wiremold | WattStopper | CNCBS | Occupant / Motion / Vacancy Se | System | True | True | True | True | True | True | True | True | True | True | True | True |  | True | True | True | [5 empty] | Non Federally-Regulated | 03/23/2010 |  | 07/01/2014
Cooper Wiring Devices | Novitas | 01-340-BAS | Occupant / Motion / Vacancy Se |  | True | True |  | True | [8 empty] | True | True | True | False | True | False |  |  |  | Non Federally-Regulated | 08/18/2006 |  | 04/10/2008
WattStopper, Inc. | WattStopper | EN200277 | Occupant / Motion / Vacancy Se |  | True | False |  | True | [17 empty] | Non Federally-Regulated | 03/10/2000 |  | 01/07/2010
Lithonia Lighting | Panelmax Series | LCP1 64 120/277 | Automatic Time Switch Control |  | True | True |  | True | True | [16 empty] | Non Federally-Regulated | 04/29/1993 |  | 02/24/2000
Lutron Electronics Co., Inc. | Softswitch 48 | XPS32-******-** | Automatic Time Switch Control |  | True | True |  | True | True | [16 empty] | Non Federally-Regulated | 09/12/2003 |  | 09/19/2005
Lutron Electronics Co., Inc. | Lutron | CCP-********-******-** | Manual-On Occupant Sensor | System | True | True |  | True | True | True | True | True | False |  |  |  |  | False | [7 empty] | Non Federally-Regulated | 07/10/2012 |  | 07/01/2014
Intermatic, Inc. | Gasmaster | TALENTO 882 | Automatic Time Switch Control | Device | True | True | True | False | [17 empty] | Non Federally-Regulated | 07/17/2014 |  | 08/05/2014
Legrand / Pass & Seymour | Legrand / Pass & Seymour | CDFB5* | Dimmer | Device | True | True |  | True | True | True | True | False |  |  |  | False | [9 empty] | Non Federally-Regulated | 12/23/2010 |  | 07/01/2014
Lightstat, Inc. | Lightstat | ALC-6-32-*** | Occupant / Motion / Vacancy Se |  | True | True |  | True | [17 empty] | Non Federally-Regulated | 06/23/1998 |  | 03/14/2006
Lighting Control & Design | Lighting Control & Design | GR2400ACC-*************** | Automatic Time Switch Control | System | True | True |  | True | True | [16 empty] | Non Federally-Regulated | 12/28/2009 |  | 07/01/2014
Legrand / Wiremold | WattStopper | NPM12 | Automatic Daylighting Control | System | True | True | True | True | True | True | True | True | True | True | True | True |  | True | [7 empty] | Non Federally-Regulated | 03/23/2010 |  | 07/01/2014
Hubbell Building Automation | Hubbell Building Automation | Z5-OS-OMDT2000RP | Occupant / Motion / Vacancy Se | System | True | True |  | True | True | True | True | True | True | True | True | False | [9 empty] | Non Federally-Regulated | 07/21/2011 |  | 07/01/2014
Lutron Electronics Co., Inc. | Microwatt | MW-LC-2 | Occupant / Motion / Vacancy Se |  | True | True |  | True | [17 empty] | Non Federally-Regulated | 05/09/2000 |  | 01/07/2010
Siemens Energy & Automation | LCP2000 | LCP2000 | Automatic Daylighting Control |  | True | True |  | True | False |  | False | [9 empty] | True |  |  |  |  | Non Federally-Regulated | 11/09/2001 |  | 01/07/2010
Lutron Electronics Co., Inc. | Lutron | XPS4-******************* | Automatic Daylighting Control | System | True | True | True | True | False |  |  | False |  |  | True | True |  | True | [7 empty] | Non Federally-Regulated | 12/28/2009 |  | 07/01/2014
Legrand / Wiremold | WattStopper | GSE-IRH-WH | Multi-Level Astronomical Time | System | True | True |  | True | True | True | True | True | True | True | [11 empty] | Non Federally-Regulated | 03/23/2010 |  | 07/01/2014
Lutron Electronics Co., Inc. | Lutron | MS-VP600M******* | Dimmer | Device | True | True |  | True | True | True | True | False |  |  |  | False | [9 empty] | Non Federally-Regulated | 12/28/2009 |  | 07/01/2014
Sensor Switch, Inc. | Sensor Switch | nRM-PC-ADC-**-** | Automatic Daylighting Control |  | True | True | True | True | False |  | True | True | True | True | True | True | True | True | True | True |  | True |  |  |  | Non Federally-Regulated | 11/20/2008 |  | 01/07/2010
Siemens Energy & Automation | Siemens Energy & Automation | 5WG1 703-8XC12 | Automatic Time Switch Control |  | True | True |  | True | True | [8 empty] | True | True | True | [5 empty] | Non Federally-Regulated | 12/19/2005 |  | 01/07/2010
Lutron Electronics Co., Inc. | Lutron | LCP60-******************* | Multi-Level Astronomical Time | System | True | True |  | True | True | True | True | True | True | True | [11 empty] | Non Federally-Regulated | 12/28/2009 |  | 07/01/2014
Marlin Controls, Inc. | Stellar | PHC | Photosensor / Photocontrol Dev |  | True | False |  | True | [17 empty] | Non Federally-Regulated | 04/07/2008 |  | 01/07/2010
Lutron Electronics Co., Inc. | Lutron | G7-AR-****-*-120-******** | Photosensor / Photocontrol Dev | System | True | True |  | False | False | [16 empty] | Non Federally-Regulated | 12/28/2009 |  | 07/01/2014
Paragon Electric Co. | Paragon | EC72D/12VDC | Automatic Time Switch Control |  | True | True |  | True | True | [16 empty] | Non Federally-Regulated | 11/23/1992 |  | 01/21/1999
Hubbell Incorporated | Hubbell Wiring Device Kellems | LVDT****R*** | Occupant / Motion / Vacancy Se | Device | True | True |  | True | True | True | True | True | True | True | True | False | [9 empty] | Non Federally-Regulated | 05/28/2010 |  | 07/01/2014
PLC Multipoint, Inc. | PLC Multipoint | LPB-**R-**DI-**DF-*******V | Astronomical Time Switch Contr | System | True | True |  | True | True | True | True | True | True | True | [11 empty] | Non Federally-Regulated | 03/04/2010 |  | 07/01/2014
WattStopper, Inc. | WattStopper | WP2255 | Ultrasonic Occupant / Motion S |  | True | True |  | True | True | True | True | True | [13 empty] | Non Federally-Regulated | 07/30/2002 |  | 01/07/2010
Convia, Inc., A Herman Miller Co. | Convia | GSE-WCD-WH | Occupant / Motion / Vacancy Se | System | True | True | True | True | True | True | True | True | True | True | True | True |  | True | True | True | [5 empty] | Non Federally-Regulated | 03/04/2010 |  | 04/27/2011
Intermatic, Inc. | Intermatic, Inc. | ET90115CE | Automatic Time Switch Control | Device | True | True | True | False | [17 empty] | Non Federally-Regulated | 07/17/2014 |  | 12/03/2014
Sensor Switch, Inc. | Sensor Switch | nCMR-6-2P-**** | Occupant / Motion / Vacancy Se |  | True | True |  | True | [17 empty] | Non Federally-Regulated | 11/20/2008 |  | 01/07/2010
Lutron Electronics Co., Inc. | Ecosystem | C5-BMF-2A | Automatic Time Switch Control |  | True | True |  | True | True | [8 empty] | True | True | True | [5 empty] | Non Federally-Regulated | 01/08/2008 |  | 01/07/2010
Lithonia Lighting | Litronic Series | LIRC LR | Occupant / Motion / Vacancy Se |  | True | True |  | True | [17 empty] | Non Federally-Regulated | 12/13/1994 |  | 01/07/2010
Legrand / Wiremold | WattStopper | NPM44F | Astronomical Time Switch Contr | System | True | True |  | True | True | True | True | True | True | True | [11 empty] | Non Federally-Regulated | 03/23/2010 |  | 07/01/2014
Intermatic, Inc. | Intermatic | EI205LA | Automatic Time Switch Control |  | True | True |  | True | True | [16 empty] | Non Federally-Regulated | 02/16/2007 |  | 01/07/2010
Marlin Controls, Inc. | Stellar | PHC | Exterior Photocontrol Device |  | True | False | [19 empty] | Non Federally-Regulated | 04/07/2008 |  | 01/07/2010
Legrand / Wiremold | WattStopper | GSE-SWD-WH | Dimmer | System | True | True | True | True | True | True | True | True | True | True | True | True | [9 empty] | Non Federally-Regulated | 03/23/2010 |  | 07/01/2014
Blue Ridge Technologies | FlexNet | FN08************* | Automatic Time Switch Control | Device | True | True |  | True | True | [16 empty] | Non Federally-Regulated | 06/30/2010 |  | 07/01/2014
Schneider Electric (Square D Wiring Devices) | Square D Co. | SLSCPS1000 | Photosensor / Photocontrol Dev |  | True | True |  | True | [17 empty] | Non Federally-Regulated | 10/27/2006 |  | 01/07/2010
Leviton Manufacturing Co., Inc. | Leviton | 6691 | Dimmer | Device | True | True |  | True | True | True | True | False |  |  |  | False | [9 empty] | Non Federally-Regulated | 11/12/2010 |  | 07/01/2014
Siemens Energy & Automation | Siemens Energy & Automation | 5WG1 705-8XD32 | Automatic Time Switch Control |  | True | True |  | True | True | [8 empty] | True | True | True | [5 empty] | Non Federally-Regulated | 12/19/2005 |  | 01/07/2010
Lighting Control & Design | Lighting Control & Design | GR40**/**SLAVE******* | Multi-Level Daylighting Contro |  | True | True |  | True | True | True | True | [14 empty] | Non Federally-Regulated | 06/22/2005 |  | 12/28/2009
Crestron Electronics | Crestron Electronics | AV3 | Multi-Level Astronomical Time | System | True | True |  | True | True | True | True | True | True | True | [11 empty] | Non Federally-Regulated | 06/24/2013 |  | 07/01/2014
Lutron Electronics Co., Inc. | Radio RA2 | RR-MAIN-REP*** | Astronomical Time Switch Contr | System | True | True |  | True | True | True | True | True | True | True | [11 empty] | Non Federally-Regulated | 12/17/2009 |  | 07/01/2014
Leviton Manufacturing Co., Inc. | Leviton | MCX10 | Dimmer | Device | True | True |  | True | True | True | True | False |  |  |  | False | [9 empty] | Non Federally-Regulated | 11/12/2010 |  | 07/01/2014
Schneider Electric (Square D Wiring Devices) | Powerlink | RMC3000G3C**** | Photosensor / Photocontrol Dev |  | True | True |  | True | [17 empty] | Non Federally-Regulated | 03/14/2008 |  | 01/07/2010
GE Lighting, a Savant company | GE Lighting Controls | CUS-20-360 | Occupant / Motion / Vacancy Se | Device | True | True |  | True | True | False | True | True | True | True | True | False | [9 empty] | Non Federally-Regulated | 04/13/2012 |  | 07/01/2014
Sensor Switch, Inc. | Sensor Switch | SBR 9 ADC******* | Automatic Daylighting Control | Device | True | True | True | True | False |  |  | True | True | True | True | True |  | True | [7 empty] | Non Federally-Regulated | 04/28/2010 |  | 07/01/2014
Grasslin Controls Corp. | Grasslin | DIGI128-45/4 | Automatic Time Switch Control |  | True | True |  | True | True | [16 empty] | Non Federally-Regulated | 05/18/1993 |  | 02/25/2008
Hubbell Incorporated | H-Moss | ATU1277RRW | Occupant / Motion / Vacancy Se |  | True | True |  | True | [17 empty] | Non Federally-Regulated | 05/04/2004 |  | 01/07/2010
Lutron Electronics Co., Inc. | Digital Microwatt | DMW-SVR-* | Occupant / Motion / Vacancy Se |  | True | True |  | True | [17 empty] | Non Federally-Regulated | 09/12/2003 |  | 09/19/2005
WattStopper, Inc. | WattStopper | WT2250 | Ultrasonic Occupant / Motion S |  | True | True |  | True | True | True | True | True | [13 empty] | Non Federally-Regulated | 03/17/2000 |  | 01/07/2010
Cooper Wiring Devices | Devine | DE06P-** | Dimmer | Device | True | True |  | True | True | True | True | True | True | True | True | False | [9 empty] | Non Federally-Regulated | 12/29/2010 |  | 07/01/2014
Intermatic, Inc. | Grasslin | GMXFM1D20-I-240 | Automatic Time Switch Control | Device | True | True |  | True | True | [16 empty] | Non Federally-Regulated | 01/20/2010 |  | 07/01/2014
Lutron Electronics Co., Inc. | Sensor | CPW1049 | Occupant / Motion / Vacancy Se |  | True | True |  | True | [17 empty] | Non Federally-Regulated | 12/10/2008 |  | 01/07/2010
Sensor Switch, Inc. | PIR Wideview | WV-1600-S-CU | Occupant / Motion / Vacancy Se |  | False | False |  | True | [17 empty] | Non Federally-Regulated | 01/01/1989 |  | 04/06/1998
Lutron Electronics Co., Inc. | Lutron | QSGRJ-**E*********** | Dimmer | System | True | True |  | True | True | True | True | False |  |  |  | False | [9 empty] | Non Federally-Regulated | 05/19/2010 |  | 07/01/2014
Cooper Wiring Devices | Greengate | OSW-U-0721-24AC-R | Ultrasonic Occupant / Motion S |  | True | True |  | True | True | True | True | True |  |  |  |  | True | True | True | False | True | False |  |  |  | Non Federally-Regulated | 04/10/2008 |  | 11/07/2008
Intermatic, Inc. | Intermatic | ET7115C | Automatic Time Switch Control |  | True | True |  | True | True | [16 empty] | Non Federally-Regulated | 12/16/1992 |  | 06/29/2006
Intermatic, Inc. | Grasslin | PC2-digi30-277-LS2 | Photosensor / Photocontrol Dev |  | True | True |  | True | [17 empty] | Non Federally-Regulated | 11/10/2008 |  | 01/07/2010
Desa Specialty, LLC | Heath Zenith | SL-5666 | Exterior Photocontrol Device |  | True | False | [11 empty] | True | True | True | [5 empty] | Non Federally-Regulated | 05/26/2005 |  | 09/20/2007
Hubbell Building Automation | Hubbell Building Automation | OMNIDT2000 | Ultrasonic Occupant / Motion S |  | True | True |  | True | True | True | True | True | [13 empty] | Non Federally-Regulated | 05/20/2004 |  | 01/07/2010
Legrand / Wiremold | WattStopper | NPM24F | Automatic Time Switch Control | System | True | True |  | True | True | [16 empty] | Non Federally-Regulated | 03/23/2010 |  | 07/01/2014
Automated Logic Corp. | Automated Logic Corp. | M4106 | Automatic Time Switch Control |  | True | True |  | True | True | [16 empty] | Non Federally-Regulated | 06/26/2002 |  | 01/07/2010
Sensor Switch, Inc. | Sensor Switch | CM PDT 10 RR7******** | Occupant / Motion / Vacancy Se | Device | True | True |  | True | True | False | False |  |  |  |  | False | [9 empty] | Non Federally-Regulated | 04/28/2010 |  | 07/01/2014
Intermatic, Inc. | Grasslin | GMXFM1D20-O-24 | Automatic Time Switch Control | Device | True | True |  | True | True | [16 empty] | Non Federally-Regulated | 01/20/2010 |  | 07/01/2014
Leviton Manufacturing Co., Inc. | Leviton | L778-T/L730-MC | Occupant / Motion / Vacancy Se |  | True | True |  | True | [17 empty] | Non Federally-Regulated | 01/30/2001 |  | 01/07/2010
Lightolier | Momentum | MP1000* | Dimmer | Device | True | True |  | True | True | True | True | True | True | True | True | False | [9 empty] | Non Federally-Regulated | 12/30/2012 |  | 07/01/2014
Enerlites, Inc. | Intermatic, Inc. | IOS-DSIMF-** | Occupant Sensing Device | Device | True | True | True | True | True | False |  |  |  | False |  |  | False |  | False |  | False | False | False |  |  | Non Federally-Regulated | 07/17/2014 |  | 07/17/2014
Lithonia Lighting | Litronic Series | LIRW 120/277 | Occupant / Motion / Vacancy Se |  | True | True |  | True | [17 empty] | Non Federally-Regulated | 12/13/1994 |  | 01/07/2010
Hubbell Building Automation | Hubbell Building Automation | OMNIDT2000RP | Ultrasonic Occupant / Motion S |  | True | True |  | True | True | True | True | True | [13 empty] | Non Federally-Regulated | 05/20/2004 |  | 01/07/2010
Convia, Inc., A Herman Miller Co. | Convia | GSE-SRC-02, | Dimmer | System | True | True | True | True | True | True | True | True | True | True | True | True | [9 empty] | Non Federally-Regulated | 03/04/2010 |  | 07/01/2014
Sensor Switch, Inc. | Sensor Switch | CMR-6-2P-*-** | Occupant / Motion / Vacancy Se |  | True | True |  | True | [17 empty] | Non Federally-Regulated | 03/01/2006 |  | 01/07/2010
Lighting Control & Design | Lighting Control & Design | GR14**/****DTC*********** | Exterior Photocontrol Device |  | True | True | [11 empty] | True | True | True | [5 empty] | Non Federally-Regulated | 06/22/2005 |  | 12/28/2009
Distech Controls | Distech Controls | ECL-*** + EC-BOS-*** | Astronomical Time Switch Contr | System | True | True |  | True | True | True | True | True | True | True | [11 empty] | Non Federally-Regulated | 08/07/2012 |  | 07/01/2014
Tork | Tork | K800Z | Astronomical Time Switch Contr | Device | True | True |  | True | True | True | True | True | True | True | [11 empty] | Non Federally-Regulated | 04/28/2010 |  | 07/01/2014
Sensor Switch, Inc. | Sensor Switch | HMMOTS | Occupant / Motion / Vacancy Se |  | True | True |  | True | [17 empty] | Non Federally-Regulated | 04/19/1993 |  | 11/19/2001
Crestron Electronics | Crestron Electronics | GLPP-1SW*CN | Automatic Daylighting Control | System | True | True | True | True | False |  |  | True | True | True | True | True |  | True | [7 empty] | Non Federally-Regulated | 05/25/2012 |  | 07/01/2014
WattStopper, Inc. | WattStopper | CD-250-* | Occupant / Motion / Vacancy Se | No Match | True | True |  | True | [8 empty] | True | True | True | True | True | True |  |  |  | Non Federally-Regulated | 08/04/2009 |  | 01/07/2010
Sensor Switch, Inc. | Sensor Switch | nRM-PDT-10-2P-***** | Occupant / Motion / Vacancy Se |  | True | True |  | True | [17 empty] | Non Federally-Regulated | 11/20/2008 |  | 01/07/2010
Paragon Electric Co. | Paragon | EC365/CRP-120 | Automatic Time Switch Control |  | True | True |  | True | True | [16 empty] | Non Federally-Regulated | 03/18/1993 |  | 01/21/1999
Cooper Controls | Greengate | VAC-P-* | Manual-On Occupant Sensor | System | True | True | True | True | True | True | True | True | True | True | True | True |  | False | [7 empty] | Non Federally-Regulated | 08/07/2013 |  | 07/01/2014
Siemens Energy & Automation | Siemens Energy & Automation | 5WG1 705-8XJ44 | Automatic Time Switch Control |  | True | True |  | True | True | [8 empty] | True | True | True | [5 empty] | Non Federally-Regulated | 12/19/2005 |  | 01/07/2010
Siemens Energy & Automation | Siemens Energy & Automation | 5WG1 704-8XJ12 | Automatic Time Switch Control |  | True | True |  | True | True | [8 empty] | True | True | True | [5 empty] | Non Federally-Regulated | 12/19/2005 |  | 01/07/2010
Intermatic, Inc. | Grasslin | PC2-digi30-120-LS1 | Automatic Daylighting Control |  | True | True | True | True | False |  | True | True | True | True | True | False |  | True | False | False | [5 empty] | Non Federally-Regulated | 09/05/2008 |  | 01/07/2010
Novitas, Inc. | Novitas | 01-100-BAS-** | Ultrasonic Occupant / Motion S |  | True | True |  | True | True | True | True | True |  |  |  |  | True | True | True | False | True | False |  |  |  | Non Federally-Regulated | 09/06/2005 |  | 08/18/2006
Convia, Inc., A Herman Miller Co. | Convia | GSE-SCD-WH | Multi-Level Daylighting Contro |  | True | True |  | True | True | True | True | [14 empty] | Non Federally-Regulated | 04/04/2008 |  | 01/07/2010
Cooper Controls | Greengate | OMC-DT-2000-R | Ultrasonic Occupant / Motion S |  | True | True |  | True | True | True | True | True | [13 empty] | Non Federally-Regulated | 11/07/2008 |  | 01/07/2010
Siemens Energy & Automation | Siemens Energy & Automation | 5WG1 705-8XJ22 | Automatic Time Switch Control |  | True | True |  | True | True | [8 empty] | True | True | True | [5 empty] | Non Federally-Regulated | 12/19/2005 |  | 01/07/2010
Lutron Electronics Co., Inc. | Radio RA | RA-5NE-** | Astronomical Time Switch Contr |  | True | True |  | True | True | True | True | True | True | True | [11 empty] | Non Federally-Regulated | 08/13/2007 |  | 01/07/2010
Lutron Electronics Co., Inc. | Lutron | LCP40-******************* | Multi-Level Astronomical Time | System | True | True |  | True | True | True | True | True | True | True | [11 empty] | Non Federally-Regulated | 12/28/2009 |  | 07/01/2014
Blue Ridge Technologies | Automated Logic Corp. | LC08************* | Automatic Time Switch Control | Device | True | True |  | True | True | [16 empty] | Non Federally-Regulated | 06/30/2010 |  | 07/01/2014
Lutron Electronics Co., Inc. | Lutron | XPS12-******************* | Astronomical Time Switch Contr | System | True | True |  | True | True | True | True | True | True | True | [11 empty] | Non Federally-Regulated | 12/28/2009 |  | 07/01/2014
Intermatic, Inc. | Intermatic | ET8015C | Automatic Time Switch Control |  | True | True |  | True | True | [16 empty] | Non Federally-Regulated | 06/29/2006 |  | 01/07/2010
Acuity Brands Lighting | Juno | RCLF**** | Track Lighting Integral Curren | System | True | True |  | True | True | True | True | True | [13 empty] | Non Federally-Regulated | 09/21/2009 |  | 07/01/2014
Echoflex Solutions, Inc. | Echoflex | TAP-21* | Photosensor / Photocontrol Dev | System | True | True |  | False | False | [16 empty] | Non Federally-Regulated | 10/28/2013 |  | 07/01/2014
CDL | Day Light Controls | CDL-*-**-PDA | Automatic Daylighting Control |  | True | True |  | True | False |  | True | True | [8 empty] | True |  |  |  |  | Non Federally-Regulated | 02/13/1996 |  | 01/07/2010
Mytech Corp. | Mytech | RRSSTS-DC | Ultrasonic Occupant / Motion S |  | True | True |  | True | True | True | True | True | [13 empty] | Non Federally-Regulated | 03/31/1998 |  | 04/06/1998
Encelium Technologies | Encelium Technologies | IOM-300 | Photosensor / Photocontrol Dev |  | True | True |  | True | [17 empty] | Non Federally-Regulated | 12/19/2006 |  | 01/07/2010
Sensor Switch, Inc. | Sensor Switch | CMRB-50-*-***-**-*-** | Occupant / Motion / Vacancy Se |  | True | True |  | True | [17 empty] | Non Federally-Regulated | 03/01/2006 |  | 01/07/2010
Siemens Energy & Automation | Siemens Energy & Automation | 5WG1 704-8XA23 | Automatic Time Switch Control |  | True | True |  | True | True | [8 empty] | True | True | True | [5 empty] | Non Federally-Regulated | 12/19/2005 |  | 01/07/2010
Schneider Electric (Square D Wiring Devices) | Powerlink | RMC2000G3*** | Astronomical Time Switch Contr |  | True | True |  | True | True | True | True | True | True | True |  |  |  | True | True | True | [5 empty] | Non Federally-Regulated | 12/24/2007 |  | 03/14/2008
Lithonia Lighting | Litronic Series | LUS700 | Ultrasonic Occupant / Motion S |  | True | True |  | True | True | True | True | True | [13 empty] | Non Federally-Regulated | 01/28/1993 |  | 07/24/2006
Lutron Electronics Co., Inc. | Grafik Eye | GRX-4106-*-** | Occupant / Motion / Vacancy Se |  | True | True |  | True | [17 empty] | Non Federally-Regulated | 05/09/2000 |  | 09/19/2005
Siemens Energy & Automation | Siemens Energy & Automation | 5WG1 705-8XK44 | Automatic Time Switch Control |  | True | True |  | True | True | [8 empty] | True | True | True | [5 empty] | Non Federally-Regulated | 12/19/2005 |  | 01/07/2010
Lutron Electronics Co., Inc. | Lutron | QSGR-*E*********** | Dimmer | System | True | True |  | True | True | True | True | False |  |  |  | False | [9 empty] | Non Federally-Regulated | 05/19/2010 |  | 07/01/2014
Legrand / Wiremold | WattStopper | CE10105 SERIES | Occupant / Motion / Vacancy Se | System | True | True | True | True | True | True | True | True | True | True | True | True |  | True | True | True | [5 empty] | Non Federally-Regulated | 03/23/2010 |  | 07/01/2014
General Signal Building Systems | F.A.S.T. | IRC-3 | Automatic Time Switch Control |  | True | True |  | True | True | [16 empty] | Non Federally-Regulated | 04/09/1993 |  | 01/07/2010
WattStopper, Inc. | WattStopper | HB340D | Occupant / Motion / Vacancy Se |  | True | True |  | True | [8 empty] | False | True | True | False | True | False |  |  |  | Non Federally-Regulated | 02/14/2008 |  | 01/07/2010
Cooper Controls | iLumin | SC277****-UN-******** | Multi-Level Astronomical Time | System | True | True |  | True | True | True | True | True | True | True | [11 empty] | Non Federally-Regulated | 04/15/2011 |  | 07/01/2014
Lutron Electronics Co., Inc. | Lutron | DVWCL-********** | Dimmer | Device | True | True |  | True | True | True | True | False |  |  |  | False | [9 empty] | Non Federally-Regulated | 03/19/2013 |  | 01/21/2014
Legrand / Wiremold | WattStopper | GSE-SWD-WH | Automatic Time Switch Control | System | True | True |  | True | True | [16 empty] | Non Federally-Regulated | 03/23/2010 |  | 07/01/2014
Lutron Electronics Co., Inc. | Lutron | CCP-******-*****-**-CGP*** | Occupant / Motion / Vacancy Se | System | True | True |  | True | True | True | False |  |  |  |  | False | [9 empty] | Non Federally-Regulated | 07/10/2012 |  | 07/01/2014
Siemens Energy & Automation | Siemens Energy & Automation | 5WG1 704-8XD13 | Automatic Time Switch Control |  | True | True |  | True | True | [8 empty] | True | True | True | [5 empty] | Non Federally-Regulated | 12/19/2005 |  | 01/07/2010
Intermatic, Inc. | Grasslin | LM1-O-120-LS2 | Photosensor / Photocontrol Dev |  | True | True |  | True | [17 empty] | Non Federally-Regulated | 11/10/2008 |  | 01/07/2010
Lutron Electronics Co., Inc. | Centralized Lighting Control | DMW-*ZC* | Photosensor / Photocontrol Dev |  | True | True |  | True | [17 empty] | Non Federally-Regulated | 09/19/2005 |  | 01/07/2010
GE Lighting, a Savant company | GE Lighting Controls | WDT-10-SR-G-D-* | Occupant / Motion / Vacancy Se | Device | True | True |  | True | True | False | True | True | True | True | True | False | [9 empty] | Non Federally-Regulated | 04/13/2012 |  | 07/01/2014
Powerline Control Systems | GreenWorx | ISM4-120 | Automatic Time Switch Control | System | True | True |  | True | True | [16 empty] | Non Federally-Regulated | 12/10/2013 |  | 07/01/2014
Legrand / Pass & Seymour | Legrand / Pass & Seymour | CDFB73P277* | Dimmer | Device | True | True |  | True | True | True | True | True | True | True | True | False | [9 empty] | Non Federally-Regulated | 09/14/2012 |  | 07/01/2014
Enerlites, Inc. | Intermatic, Inc. | IOS-DSR-** | Occupant / Motion / Vacancy Se | Device | True | True |  | True | True | False | False |  |  |  |  | False | [9 empty] | Non Federally-Regulated | 01/19/2012 |  | 07/01/2014
Lithonia Lighting | Synergy | SYES | Automatic Time Switch Control |  | True | True |  | True | True | [16 empty] | Non Federally-Regulated | 01/20/1999 |  | 01/07/2010
Lutron Electronics Co., Inc. | Lutron | GP3-******************* | Dimmer | System | True | True |  | True | True | True | True | False |  |  |  | False | [9 empty] | Non Federally-Regulated | 12/28/2009 |  | 07/01/2014
Leviton Manufacturing Co., Inc. | Leviton | WSC04-I** | Occupant / Motion / Vacancy Se |  | True | True |  | True | [17 empty] | Non Federally-Regulated | 02/13/2009 |  | 01/07/2010
Leviton Manufacturing Co., Inc. | Leviton | RE4BD-*** | Occupant / Motion / Vacancy Se | System | True | True |  | True | True | False | True | True | True | True | True | False | [9 empty] | Non Federally-Regulated | 03/04/2010 |  | 07/01/2014
Pass & Seymour / Legrand | Rex | 49814 | Automatic Time Switch Control |  | True | False |  | True | True | [16 empty] | Non Federally-Regulated | 02/09/1995 |  | 01/07/2010
Lightstat, Inc. | Lightstat | ALC-4-**-*** | Multi-Level Occupant Sensor | System | True | True | True | True | True | False | True | True | False | True | True | True |  | False | [7 empty] | Non Federally-Regulated | 05/02/2011 |  | 07/01/2014
Leviton Manufacturing Co., Inc. | Leviton | ODCOS-I** | Occupant / Motion / Vacancy Se |  | True | True |  | True | [17 empty] | Non Federally-Regulated | 09/14/2006 |  | 01/07/2010
Convia, Inc., A Herman Miller Co. | Convia | GSE-DCC-03 | Exterior Photocontrol Device |  | True | True | [11 empty] | False | True | True | [5 empty] | Non Federally-Regulated | 04/04/2008 |  | 01/07/2010
Lutron Electronics Co., Inc. | HomeWorks QS | HQRD-10D | Dimmer | System | True | True |  | True | True | True | True | False |  |  |  | False | [9 empty] | Non Federally-Regulated | 07/12/2012 |  | 01/21/2014
Legrand / Wiremold | WattStopper | NPM12 | Manual-On Occupant Sensor | System | True | True | True | True | True | True | True | True | True | True | True | True | True | True | True | True |  | True |  |  |  | Non Federally-Regulated | 03/23/2010 |  | 07/01/2014
BRK Electronics | BRK Electronics | TS114C | Automatic Time Switch Control |  | True | True |  | True | True | [16 empty] | Non Federally-Regulated | 04/29/1994 |  | 12/11/2000
Lightolier | ONSET | OS1000LV* | Dimmer | Device | True | True |  | True | True | True | True | True | True | True | True | False | [9 empty] | Non Federally-Regulated | 04/25/2013 |  | 07/01/2014
Legrand / Wiremold | WattStopper | CESAF SERIES | Automatic Daylighting Control | System | True | True | True | True | True | True | True | True | True | True | True | True |  | True | [7 empty] | Non Federally-Regulated | 03/23/2010 |  | 07/01/2014
Computer Process Controls | Computer Process Controls | 831-1021 | Automatic Time Switch Control |  | True | True |  | True | True | [16 empty] | Non Federally-Regulated | 12/24/1998 |  | 01/07/2010
Convia, Inc., A Herman Miller Co. | Convia | GSE-OSC-02 | Multi-Level Occupant Sensor | System | True | True | True | True | True | True | True | True | True | True | True | True | True | True | True | True | True | True |  |  |  | Non Federally-Regulated | 03/04/2010 |  | 04/27/2011
Tork | Tork | DT100 | Automatic Time Switch Control |  | True | True |  | True | True | [16 empty] | Non Federally-Regulated | 02/08/1993 |  | 06/24/1993
Lutron Electronics Co., Inc. | Ecosystem | EC5T******** | Automatic Daylighting Control |  | True | True | True | True | True | True | False |  | False |  | True | True | False | False | True | True |  | True |  |  |  | Non Federally-Regulated | 01/08/2008 |  | 01/07/2010
Payne Sparkman Manufacturing | Litetalk | LTR1-SLV-A-JB8 | Automatic Time Switch Control |  | True | True |  | True | True | [16 empty] | Non Federally-Regulated | 04/15/1999 |  | 01/07/2010
Lightolier Controls | PowerTrip | CLD1080** | Track Lighting Integral Curren |  |  |  |  | True | True | True | True | [14 empty] | Non Federally-Regulated | 08/12/2005 |  | 01/07/2010
Delta Controls, Inc. | Delta Controls, Inc. | DLS-E* | Astronomical Time Switch Contr |  | True | True |  | True | True | True | True | True | True | True |  |  |  | False | True | True | [5 empty] | Non Federally-Regulated | 04/03/2009 |  | 01/07/2010
Acuity Brands Lighting | Juno | T90CLF-36-** | Track Lighting Integral Curren | System | True | True |  | True | True | True | True | True | [13 empty] | Non Federally-Regulated | 05/21/2013 |  | 07/01/2014
Cooper Controls | Greengate | ODC-U-0501-R | Ultrasonic Occupant / Motion S |  | True | True |  | True | True | True | True | True | [13 empty] | Non Federally-Regulated | 11/07/2008 |  | 01/07/2010
CDL | CDL | OS1PR | Automatic Daylighting Control |  | True | False |  | True | False |  | False | [9 empty] | True |  |  |  |  | Non Federally-Regulated | 06/20/1994 |  | 01/07/2010
Crestron Electronics | Crestron Electronics | PAC2M | Astronomical Time Switch Contr |  | True | True |  | True | True | True | True | True | True | True |  |  |  | False | True | True | [5 empty] | Non Federally-Regulated | 10/05/2007 |  | 01/07/2010
Convia, Inc., A Herman Miller Co. | Convia | GSE-PDC-02 | Automatic Time Switch Control |  | True | True |  | True | True | [8 empty] | True | True | True | [5 empty] | Non Federally-Regulated | 04/04/2008 |  | 01/07/2010
Lutron Electronics Co., Inc. | Sensor | MS-OP600****** | Occupant / Motion / Vacancy Se |  | True | True |  | True | [17 empty] | Non Federally-Regulated | 06/05/2009 |  | 01/07/2010
Legrand / Wiremold | WattStopper | CE2KC SERIES | Automatic Time Switch Control | System | True | True |  | True | True | [16 empty] | Non Federally-Regulated | 03/23/2010 |  | 07/01/2014
Tork | Tork | DGS100 | Automatic Time Switch Control | Device | True | True |  | True | True | [16 empty] | Non Federally-Regulated | 04/28/2010 |  | 11/12/2013
Legrand / Wiremold | WattStopper | CE9A15TC SERIES | Automatic Daylighting Control | System | True | True | True | True | True | True | True | True | True | True | True | True |  | True | [7 empty] | Non Federally-Regulated | 03/23/2010 |  | 07/01/2014
Sensor Switch, Inc. | Sensor Switch | SBR PC ADC******* | Automatic Daylighting Control | Device | True | True | True | True | False |  |  | True | True | True | True | True |  | True | [7 empty] | Non Federally-Regulated | 04/28/2010 |  | 07/01/2014
Lutron Electronics Co., Inc. | Lutron | GP48-******************* | Multi-Level Astronomical Time | System | True | True |  | True | True | True | True | True | True | True | [11 empty] | Non Federally-Regulated | 12/28/2009 |  | 07/01/2014
Leviton Manufacturing Co., Inc. | Leviton | ODC0S-I** | Occupant / Motion / Vacancy Se | Device | True | True |  | True | True | False | False |  |  |  |  | False | [9 empty] | Non Federally-Regulated | 03/04/2010 |  | 07/01/2014
Earlwood Associates | Lights-Out | LO-600 | Ultrasonic Occupant / Motion S |  | False | False |  | True | True | True | True | True | [13 empty] | Non Federally-Regulated | 04/01/1988 |  | 04/06/1998
Sensor Switch, Inc. | Sensor Switch | CMR 6 2P A******** | Occupant / Motion / Vacancy Se | Device | True | True |  | True | True | False | False |  |  |  |  | False | [9 empty] | Non Federally-Regulated | 04/28/2010 |  | 07/01/2014
Schneider Electric | Powerlink | NF MB POWERLINK PNL (Master Included) | Automatic Time Switch Control | System | True | True |  | True | True | [16 empty] | Non Federally-Regulated | 01/12/2012 |  | 07/01/2014
Cutler-Hammer | Pow-R-Command | PRC100SRP | Automatic Time Switch Control |  | True | True |  | True | True | [16 empty] | Non Federally-Regulated | 06/16/1999 |  | 01/07/2010
Leviton Manufacturing Co., Inc. | Leviton | MDM06 | Dimmer | Device | True | True |  | True | True | True | True | False |  |  |  | False | [9 empty] | Non Federally-Regulated | 11/12/2010 |  | 07/01/2014
Lutron Electronics Co., Inc. | HomeWorks QS | HQR-3LD | Automatic Daylighting Control | System | True | True | True | True | True | True | True | False |  |  | True | True |  | True | [7 empty] | Non Federally-Regulated | 07/10/2012 |  | 07/01/2014
Tork | Tork | ELS-1 TRP2(277VAC) | Automatic Daylighting Control |  | True | True |  | True | False |  | True | True | [8 empty] | True |  |  |  |  | Non Federally-Regulated | 12/20/1994 |  | 01/07/2010
Lutron Electronics Co., Inc. | Lutron | LSP-*P**************** | Astronomical Time Switch Contr | System | True | True |  | True | True | True | True | True | True | True | [11 empty] | Non Federally-Regulated | 12/28/2009 |  | 07/01/2014
Lighting Control & Design | Lighting Control & Design | GR2400SBP******DTC***** | Multi-Level Daylighting Contro |  | True | True |  | True | True | True | True | [14 empty] | Non Federally-Regulated | 06/22/2005 |  | 12/28/2009
Lutron Electronics Co., Inc. | Lutron | SO-2****-**-*** | Automatic Daylighting Control | System | True | True | True | True | False |  |  | True | True | True | True | True |  | True | [7 empty] | Non Federally-Regulated | 05/19/2010 |  | 07/01/2014
Lutron Electronics Co., Inc. | Sensors | LOS-CDT-500R-WH | Ultrasonic Occupant / Motion S |  | True | True |  | True | True | True | True | True |  |  |  |  | True | True | True |  | True |  |  |  |  | Non Federally-Regulated | 09/23/2005 |  | 01/07/2010
WattStopper, Inc. | WattStopper | LMCP48S-*-*-*-*-* | Automatic Time Switch Control | Device | True | True |  | True | True | [16 empty] | Non Federally-Regulated | 05/22/2013 |  | 07/01/2014
Lutron Electronics Co., Inc. | Radio RA2 | RRD-6D*** | Dimmer | System | True | True |  | True | True | True | True | False |  |  |  | False | [9 empty] | Non Federally-Regulated | 12/17/2009 |  | 07/01/2014
Siemens Energy & Automation | Siemens Energy & Automation | 5WG1 705-8XB43 | Automatic Time Switch Control |  | True | True |  | True | True | [8 empty] | True | True | True | [5 empty] | Non Federally-Regulated | 12/19/2005 |  | 01/07/2010
Lutron Electronics Co., Inc. | Lutron | GP28-******************* | Automatic Time Switch Control | System | True | True |  | True | True | [16 empty] | Non Federally-Regulated | 12/28/2009 |  | 07/01/2014
Lutron Electronics Co., Inc. | Lutron | XPS12-******************* | Occupant / Motion / Vacancy Se | System | True | True |  | True | True | True | False |  |  |  |  | False | [9 empty] | Non Federally-Regulated | 04/28/2010 |  | 07/01/2014
Legrand / Pass & Seymour | Legrand / Pass & Seymour | CSU600* | Occupant / Motion / Vacancy Se | Device | True | True |  | True | True | True | True | True | True | True | True | False | [9 empty] | Non Federally-Regulated | 12/30/2012 |  | 07/01/2014
Novitas, Inc. | Novitas | 01-076-** | Ultrasonic Occupant / Motion S |  | True | True |  | True | True | True | True | True |  |  |  |  | True | True | True | False | True | False |  |  |  | Non Federally-Regulated | 09/06/2005 |  | 08/18/2006
Lutron Electronics Co., Inc. | Lutron | QSGRJ-************* | Multi-Level Astronomical Time | System | True | True |  | True | True | True | True | True | True | True | [11 empty] | Non Federally-Regulated | 04/28/2010 |  | 07/01/2014
Lutron Electronics Co., Inc. | HomeWorks QS | HQRD-10D | Automatic Time Switch Control | System | True | True |  | True | True | [16 empty] | Non Federally-Regulated | 07/10/2012 |  | 07/01/2014
Sensor Switch, Inc. | Sensor Switch | CMB-50-**-***-** | Occupant / Motion / Vacancy Se |  | True | True |  | True | [17 empty] | Non Federally-Regulated | 03/01/2006 |  | 01/07/2010
Lutron Electronics Co., Inc. | LCP 128 | LCP-******-***FT | Multi-Level Daylighting Contro |  | True | True |  | True | True | True | True | [14 empty] | Non Federally-Regulated | 09/19/2005 |  | 01/07/2010
Energy Conservation Engineering | Passive Infrared-Visonic-Detector | SRN2000E | Occupant / Motion / Vacancy Se |  | False | False |  | True | [17 empty] | Non Federally-Regulated | 01/01/1989 |  | 04/06/1998
Intermatic, Inc. | Grasslin | PC1-digi20-277-LS1 | Photosensor / Photocontrol Dev | Device | True | True |  | False | False | [16 empty] | Non Federally-Regulated | 01/20/2010 |  | 07/01/2014
Lutron Electronics Co., Inc. | Homeworks | HW-RPM-4A-120 | Multi-Level Occupant Sensor | System | True | True | True | True | True | False | True | True | True | True | True | True |  | False | [7 empty] | Non Federally-Regulated | 01/20/2010 |  | 07/01/2014
Sensor Switch, Inc. | Sensor Switch | nCMRB PDT 9 ADC*********** | Automatic Daylighting Control | System | True | True | True | True | False |  |  | True | True | True | True | True |  | True | [7 empty] | Non Federally-Regulated | 04/28/2010 |  | 07/01/2014
Lutron Electronics Co., Inc. | Lutron | PD-3PDCL******** | Dimmer | System | True | True |  | True | True | True | True | False |  |  |  | False | [9 empty] | Non Federally-Regulated | 07/23/2013 |  | 01/21/2014
Lutron Electronics Co., Inc. | Lutron | G5-AR-****-*-120-******** | Occupant / Motion / Vacancy Se | System | True | True |  | True | True | True | False |  |  |  |  | False | [9 empty] | Non Federally-Regulated | 12/28/2009 |  | 07/01/2014
Lutron Electronics Co., Inc. | Softswitch 128 | XPS20-******-** | Automatic Time Switch Control |  | True | True |  | True | True | [16 empty] | Non Federally-Regulated | 09/19/2005 |  | 01/07/2010
Lutron Electronics Co., Inc. | Lutron | QSWS2-***-**-*** | Automatic Daylighting Control | System | True | True | True | True | False |  |  | True | True | True | True | True |  | True | [7 empty] | Non Federally-Regulated | 05/19/2010 |  | 07/01/2014
Lutron Electronics Co., Inc. | Lutron | XP12-******************* | Multi-Level Astronomical Time | System | True | True |  | True | True | True | True | True | True | True | [11 empty] | Non Federally-Regulated | 12/28/2009 |  | 07/01/2014
WattStopper, Inc. | WattStopper | HB340C | Occupant / Motion / Vacancy Se |  | True | True |  | True | [8 empty] | False | True | True | False | True | False |  |  |  | Non Federally-Regulated | 02/14/2008 |  | 01/07/2010
Siemens Energy & Automation | Siemens Energy & Automation | 5WG1 705-8XA01 | Automatic Time Switch Control |  | True | True |  | True | True | [8 empty] | True | True | True | [5 empty] | Non Federally-Regulated | 12/19/2005 |  | 01/07/2010
Lutron Electronics Co., Inc. | Grafik Eye | GRX-4004-A-** | Occupant / Motion / Vacancy Se |  | True | True |  | True | [17 empty] | Non Federally-Regulated | 07/19/1994 |  | 09/19/2005
Siemens Energy & Automation | Siemens Energy & Automation | 5WG1 705-8XK32 | Automatic Time Switch Control |  | True | True |  | True | True | [8 empty] | True | True | True | [5 empty] | Non Federally-Regulated | 12/19/2005 |  | 01/07/2010
Intermatic, Inc. | Grasslin | LM1-O-277-LS2 | Automatic Daylighting Control |  | True | True | False | False | False |  | False |  | True | True | True | False |  |  |  | False | [5 empty] | Non Federally-Regulated | 09/05/2008 |  | 01/07/2010
Paragon Electric Co. | Paragon | EC7000/208-240V | Automatic Time Switch Control |  | True | True |  | True | True | [16 empty] | Non Federally-Regulated | 06/25/1993 |  | 01/21/1999
Tork | Tork | 454D | Automatic Time Switch Control | Device | True | True |  | True | True | [16 empty] | Non Federally-Regulated | 03/11/2011 |  | 07/01/2014
Legrand / Pass & Seymour | Legrand / Pass & Seymour | CDLV1500* | Dimmer | Device | True | True |  | True | True | True | True | False |  |  |  | False | [9 empty] | Non Federally-Regulated | 12/23/2010 |  | 07/01/2014
Vantage Controls, Inc. | Vantage Controls, Inc. | DCD26-* | Dimmer | Device | True | True |  | True | False |  | True | False |  |  |  | False | [9 empty] | Non Federally-Regulated | 03/23/2010 |  | 07/01/2014
Cooper Wiring Devices | React | RI06PL-** | Dimmer | Device | True | True |  | True | True | True | True | True | True | True | True | False | [9 empty] | Non Federally-Regulated | 12/29/2010 |  | 07/01/2014
Legrand / Wiremold | WattStopper | CE8850 SERIES | Dimmer | System | True | True | True | True | True | True | True | True | True | True | True | True | [9 empty] | Non Federally-Regulated | 03/23/2010 |  | 07/01/2014
Intermatic, Inc. | Gasmaster | PC1-digi20-120 | Automatic Time Switch Control | Device | True | True | True | False | [17 empty] | Non Federally-Regulated | 07/17/2014 |  | 08/05/2014
Cooper Controls | Greengate | ODC-U-0501-32 | Ultrasonic Occupant / Motion S |  | True | True |  | True | True | True | True | True | [13 empty] | Non Federally-Regulated | 11/07/2008 |  | 01/07/2010
Marlin Controls, Inc. | Unistar II | XP | Automatic Time Switch Control |  | True | True |  | True | True | [8 empty] | True | True | [6 empty] | Non Federally-Regulated | 02/06/2006 |  | 01/07/2010
Hunt Dimming | Simplicity | SCP-14-*/SIU-* | Automatic Daylighting Control |  | True | True | False | True | True | True | True | True | True | True | True | False | False |  |  | True |  | True |  |  |  | Non Federally-Regulated | 10/18/2005 |  | 01/07/2010
Paragon Electric Co. | Paragon | EC72D/120V | Automatic Time Switch Control |  | True | True |  | True | True | [16 empty] | Non Federally-Regulated | 11/23/1992 |  | 01/21/1999
Mytech Corp. | Mytech | SST8-DC-I | Ultrasonic Occupant / Motion S |  | True | True |  | True | True | True | True | True | [13 empty] | Non Federally-Regulated | 06/04/1999 |  | 01/07/2010
Current – HLI Brands – HLI Solutions, Inc. | Architrak | AKTCLC61**/AKTCLS62** | Track Lighting Integral Curren |  |  |  |  | True | True | True | True | [14 empty] | Non Federally-Regulated | 09/27/2007 |  | 09/02/2015
Sensor Switch, Inc. | Sensor Switch | WVR-PDT-**-* | Occupant / Motion / Vacancy Se |  | True | True |  | True | [17 empty] | Non Federally-Regulated | 11/19/2001 |  | 03/01/2006
Powerline Control Systems | GreenWorx | FCM2R-277 | Automatic Time Switch Control | System | True | True |  | True | True | [16 empty] | Non Federally-Regulated | 12/10/2013 |  | 07/01/2014
Lutron Electronics Co., Inc. | LCP 128 | LCP-***-******-** | Occupant / Motion / Vacancy Se |  | True | True |  | True | [17 empty] | Non Federally-Regulated | 09/19/2005 |  | 01/07/2010
Sensor Switch, Inc. | Sensor Switch | SBR PDT 9 2P********** | Occupant / Motion / Vacancy Se | Device | True | True |  | True | True | False | False |  |  |  |  | False | [9 empty] | Non Federally-Regulated | 04/28/2010 |  | 07/01/2014
Lithonia Lighting | SwitchPak | SPAK 4S 120/277 | Multi-Level Daylighting Contro |  | True | True |  | True | True | True | True | [14 empty] | Non Federally-Regulated | 07/24/2006 |  | 01/07/2010
Legrand / Wiremold | WattStopper | LRD2C | Dimmer | System | True | True | True | True | True | True | True | True | True | True | True | True | [9 empty] | Non Federally-Regulated | 03/23/2010 |  | 07/01/2014
Siemens Energy & Automation | Siemens Energy & Automation | 5WG1 705-8XA06 | Automatic Time Switch Control |  | True | True |  | True | True | [8 empty] | True | True | True | [5 empty] | Non Federally-Regulated | 12/19/2005 |  | 01/07/2010
Electronics Diversified, Inc. | Electronics Diversified, Inc. | LMS-DRC-2 | Automatic Daylighting Control |  | True | True |  | True | False |  | True | True | [8 empty] | True |  |  |  |  | Non Federally-Regulated | 01/05/2005 |  | 01/07/2010
Lutron Electronics Co., Inc. | Lutron | TG-600PNL******* | Dimmer | Device | True | True |  | True | True | True | True | False |  |  |  | False | [9 empty] | Non Federally-Regulated | 12/28/2009 |  | 07/01/2014
Sensor Switch, Inc. | Sensor Switch | CMR-10-2P-*-*-** | Occupant / Motion / Vacancy Se |  | True | True |  | True | [17 empty] | Non Federally-Regulated | 03/01/2006 |  | 01/07/2010
Legrand / Pass & Seymour | Legrand / Pass & Seymour | 91500* | Dimmer | Device | True | True |  | True | True | True | True | False |  |  |  | False | [9 empty] | Non Federally-Regulated | 12/23/2010 |  | 07/01/2014
Hubbell Incorporated | H-Moss | US100HWC | Ultrasonic Occupant / Motion S |  | True | True |  | True | True | True | True | True | [13 empty] | Non Federally-Regulated | 06/01/1998 |  | 01/07/2010
Lutron Electronics Co., Inc. | Grafik Eye | GRX-4103-*-** | Occupant / Motion / Vacancy Se |  | True | True |  | True | [17 empty] | Non Federally-Regulated | 05/09/2000 |  | 09/19/2005
Sensor Switch, Inc. | Sensor Switch | AR20 | Occupant / Motion / Vacancy Se |  | True | True |  | True | [17 empty] | Non Federally-Regulated | 12/01/1992 |  | 11/19/2001
Legrand / Pass & Seymour | Legrand | ADTH700MMUW2 | Dimmer | Device | True | True |  | True | True | True | True | False |  |  |  | False | [9 empty] | Non Federally-Regulated | 11/27/2012 |  | 07/01/2014
Cooper Controls | Greengate | CK 32******* | Automatic Daylighting Control | System | True | True | True | True | False |  |  | True | True | True | True | True |  | True | [7 empty] | Non Federally-Regulated | 04/15/2011 |  | 07/01/2014
Mytech Corp. | Mytech | CS-CORNER-DLC | Automatic Daylighting Control |  | True | True |  | True | False |  | True | False | [8 empty] | True |  |  |  |  | Non Federally-Regulated | 02/01/1993 |  | 06/04/1999
Tork | Tork | DGLC (120VAC) | Automatic Time Switch Control |  | True | True |  | True | True | [16 empty] | Non Federally-Regulated | 02/07/1994 |  | 01/07/2010
Lutron Electronics Co., Inc. | Micro OS | MOS-CM-15-WH | Ultrasonic Occupant / Motion S |  | True | True |  | True | True | True | True | True | [13 empty] | Non Federally-Regulated | 05/09/2000 |  | 09/19/2005
Distech Controls | Distech Controls | ECL-VAVS-O + EC-BOS-*** | Astronomical Time Switch Contr | System | True | True |  | True | True | True | True | True | True | True | [11 empty] | Non Federally-Regulated | 08/07/2012 |  | 07/01/2014
Lutron Electronics Co., Inc. | Softswitch 128 | XPS4-******-** | Multi-Level Daylighting Contro |  | True | True |  | True | True | True | True | [14 empty] | Non Federally-Regulated | 09/19/2005 |  | 01/07/2010
Tork | Tork | 457Z | Automatic Time Switch Control | Device | True | True |  | True | True | [16 empty] | Non Federally-Regulated | 03/11/2011 |  | 07/01/2014
Lutron Electronics Co., Inc. | Lutron | GP72-******************* | Astronomical Time Switch Contr | System | True | True |  | True | True | True | True | True | True | True | [11 empty] | Non Federally-Regulated | 12/28/2009 |  | 07/01/2014
Lutron Electronics Co., Inc. | HomeWorks QS | HQRD-6NA | Manual-On Occupant Sensor | System | True | True |  | True | True | True | True | True | False |  |  |  |  | False | [7 empty] | Non Federally-Regulated | 07/10/2012 |  | 07/01/2014
Lutron Electronics Co., Inc. | Lutron | QSGR-************* | Astronomical Time Switch Contr | System | True | True |  | True | True | True | True | True | True | True | [11 empty] | Non Federally-Regulated | 04/28/2010 |  | 07/01/2014
Lutron Electronics Co., Inc. | Softswitch 48 | XPS40-******-** | Automatic Time Switch Control |  | True | True |  | True | True | [16 empty] | Non Federally-Regulated | 09/12/2003 |  | 09/19/2005
Vantage Controls, Inc. | Vantage Controls, Inc. | RP2B* | Dimmer | System | True | True | True | True | False |  | True | False |  |  |  | True | [9 empty] | Non Federally-Regulated | 04/28/2010 |  | 07/01/2014
Siemens Energy & Automation | Siemens Energy & Automation | 5WG1 703-8XK32 | Automatic Time Switch Control |  | True | True |  | True | True | [8 empty] | True | True | True | [5 empty] | Non Federally-Regulated | 12/19/2005 |  | 01/07/2010
Siemens Energy & Automation | Siemens Energy & Automation | 5WG1 703-8XF21 | Automatic Time Switch Control |  | True | True |  | True | True | [8 empty] | True | True | True | [5 empty] | Non Federally-Regulated | 12/19/2005 |  | 01/07/2010
Lutron Electronics Co., Inc. | LCP 128 | LCP-*-***FT | Photosensor / Photocontrol Dev |  | True | True |  | True | [17 empty] | Non Federally-Regulated | 09/19/2005 |  | 01/07/2010
Intermatic, Inc. | Grasslin | PC1-digi20-277-LS2+ E200 | Photosensor / Photocontrol Dev | Device | True | True |  | False | False | [16 empty] | Non Federally-Regulated | 01/20/2010 |  | 07/01/2014
Lutron Electronics Co., Inc. | Homeworks | HW-RPM-4A-120 | Astronomical Time Switch Contr | System | True | True |  | True | True | True | True | True | True | True | [11 empty] | Non Federally-Regulated | 01/20/2010 |  | 07/01/2014
Andover Controls Corp. | Infinity | LCX890 | Automatic Time Switch Control |  | True | True |  | True | True | [16 empty] | Non Federally-Regulated | 06/21/1993 |  | 01/07/2010
Lutron Electronics Co., Inc. | Lutron | GP20-******************* | Multi-Level Astronomical Time | System | True | True |  | True | True | True | True | True | True | True | [11 empty] | Non Federally-Regulated | 12/28/2009 |  | 07/01/2014
Lutron Electronics Co., Inc. | Homeworks | HRD-5NE-** | Occupant / Motion / Vacancy Se | System | True | True |  | True | True | False | False |  |  |  |  | False | [9 empty] | Non Federally-Regulated | 01/20/2010 |  | 07/01/2014
Siemens Energy & Automation | Siemens Energy & Automation | 5WG1 704-8XJ01 | Automatic Time Switch Control |  | True | True |  | True | True | [8 empty] | True | True | True | [5 empty] | Non Federally-Regulated | 12/19/2005 |  | 01/07/2010
Microlite Corp. | Microlite | 800B*** | Automatic Time Switch Control |  | True | True |  | True | True | [16 empty] | Non Federally-Regulated | 08/02/1993 |  | 01/07/2010
Lutron Electronics Co., Inc. | HomeWorks QS | HQR-15APS-* | Automatic Time Switch Control | System | True | True |  | True | True | [16 empty] | Non Federally-Regulated | 07/10/2012 |  | 07/01/2014
Lutron Electronics Co., Inc. | Lutron | LCP48-******************* | Multi-Level Occupant Sensor | System | True | True | True | True | True | True | True | True | True | True | True | True |  | False | [7 empty] | Non Federally-Regulated | 12/28/2009 |  | 07/01/2014
Cooper Controls | Greengate | CK4 120** | Photosensor / Photocontrol Dev | System | True | True |  | False | False | [16 empty] | Non Federally-Regulated | 04/15/2011 |  | 07/01/2014
Lutron Electronics Co., Inc. | Lutron | LOS-WDT-R*** | Multi-Level Occupant Sensor | System | True | True | True | True | True | True | True | True | True | True | True | True | True | True | True | True | [5 empty] | Non Federally-Regulated | 12/13/2012 |  | 07/01/2014
Schneider Electric | Schneider Electric | SLCZ04204ATP | Multi-Level Occupant Sensor | System | True | True | True | True | True | True | True | True | True | True | True | True |  | False | [7 empty] | Non Federally-Regulated | 10/31/2013 |  | 07/01/2014
Intermatic, Inc. | Gasmaster | TALENTO 472-120 | Automatic Time Switch Control | Device | True | True | True | False | [17 empty] | Non Federally-Regulated | 07/17/2014 |  | 08/05/2014
Leviton Manufacturing Co., Inc. | Leviton | mzb02-*02 | Automatic Daylighting Control |  | True | True | True | True | False |  | True | True | True | True | True | True |  | True | False | False | [5 empty] | Non Federally-Regulated | 09/14/2006 |  | 01/07/2010
Novitas, Inc. | Novitas | 01-076 | Ultrasonic Occupant / Motion S |  | True | True |  | True | True | True | True | True | [13 empty] | Non Federally-Regulated | 03/20/1998 |  | 09/06/2005
Intermatic, Inc. | Gasmaster | PC2-digi30-277-LS1+E200 | Photosensor / Photocontrol Dev | Device | True | True | True | [18 empty] | Non Federally-Regulated | 07/17/2014 |  | 08/05/2014
Novitas, Inc. | Light-o-matic | 01-013 | Ultrasonic Occupant / Motion S |  | False | False |  | True | True | True | True | True | [13 empty] | Non Federally-Regulated | 09/01/1984 |  | 04/06/1998
Lutron Electronics Co., Inc. | Lutron | XPS44-******************* | Astronomical Time Switch Contr | System | True | True |  | True | True | True | True | True | True | True | [11 empty] | Non Federally-Regulated | 12/28/2009 |  | 07/01/2014
Tork | Tork | SA170 | Automatic Time Switch Control | Device | True | True |  | True | True | [16 empty] | Non Federally-Regulated | 11/12/2013 |  | 07/01/2014
Lutron Electronics Co., Inc. | Grafik Eye | GRX-PRG | Occupant / Motion / Vacancy Se |  | True | True |  | True | [17 empty] | Non Federally-Regulated | 09/19/2005 |  | 01/07/2010
Heath Co. | Heath | WS-850 | Occupant / Motion / Vacancy Se |  | True | True |  | True | [17 empty] | Non Federally-Regulated | 04/02/1993 |  | 01/07/2010
Lithonia Lighting | Panelmax Series | RC PC A AT | Automatic Daylighting Control |  | True | True |  | True | False |  | True | False | [8 empty] | True |  |  |  |  | Non Federally-Regulated | 12/13/1994 |  | 01/07/2010
Starfield Controls, Inc. | Starfield Controls, Inc. | TR342** | Automatic Time Switch Control |  | True | True |  | True | True | [16 empty] | Non Federally-Regulated | 03/14/2006 |  | 01/07/2010
Tork | Tork | TZ222L | Automatic Time Switch Control | Device | True | True |  | True | True | [16 empty] | Non Federally-Regulated | 04/28/2010 |  | 07/01/2014
Lutron Electronics Co., Inc. | Lutron | GP48-******************* | Automatic Time Switch Control | System | True | True |  | True | True | [16 empty] | Non Federally-Regulated | 12/28/2009 |  | 07/01/2014
Lutron Electronics Co., Inc. | Grafik Eye | QSWS2-***-**-*** | Ultrasonic Occupant / Motion S |  | True | True |  | True | [17 empty] | Non Federally-Regulated | 05/23/2007 |  | 01/07/2010
Intelliswitch, S.A. de C.V. | Intelliswitch, S.A. de C.V. | IDSW 2H3-IS-120 | Automatic Daylighting Control | Device | True | True | True | True | True | True | True | True | True | True | True | True |  | True | [7 empty] | Non Federally-Regulated | 03/15/2012 |  | 07/01/2014
Lutron Electronics Co., Inc. | HomeWorks QS | HQR-REP-120 | Automatic Time Switch Control | System | True | True |  | True | True | [16 empty] | Non Federally-Regulated | 07/10/2012 |  | 07/01/2014
Hubbell Building Automation | Hubbell Building Automation | LODIA***** | Occupant / Motion / Vacancy Se | Device | True | True |  | True | True | True | False |  |  |  |  | False | [9 empty] | Non Federally-Regulated | 03/26/2010 |  | 07/01/2014
Lutron Electronics Co., Inc. | Radio RA | RA-SCI | Occupant / Motion / Vacancy Se |  | True | True |  | True | [17 empty] | Non Federally-Regulated | 08/13/2007 |  | 01/07/2010
Hubbell Building Automation | Hubbell Building Automation | LUXSTATLS | Photosensor / Photocontrol Dev |  | True | True |  | True | [17 empty] | Non Federally-Regulated | 09/08/2007 |  | 01/07/2010
Lighting Control & Design | Lighting Control & Design | GR2400ACC-***DTC***s | Automatic Daylighting Control |  | True | True | True | True | False |  | True | True | True | True | True | True |  | False | True | False | [5 empty] | Non Federally-Regulated | 06/28/2005 |  | 12/28/2009
Lutron Electronics Co., Inc. | Lutron | LG-600P********* | Dimmer | Device | True | True |  | True | True | True | True | False |  |  |  | False | [9 empty] | Non Federally-Regulated | 12/28/2009 |  | 01/21/2014
Legrand / Pass & Seymour | Legrand | ADTP703UW4 | Dimmer | Device | True | True |  | True | True | True | True | True | True | True | True | False | [9 empty] | Non Federally-Regulated | 09/14/2012 |  | 07/01/2014
Sensor Switch, Inc. | Sensor Switch | CMRB PC ADC******* | Automatic Daylighting Control | Device | True | True | True | True | False |  |  | True | True | True | True | True |  | True | [7 empty] | Non Federally-Regulated | 04/28/2010 |  | 07/01/2014
Lithonia Lighting | Synergy | SYBPC MLX | Astronomical Time Switch Contr |  | True | True |  | True | True | True | True | True | True | True |  |  |  | True | True | True | [5 empty] | Non Federally-Regulated | 07/24/2006 |  | 01/07/2010
Tork | Tork | DZS400A-12 | Automatic Time Switch Control |  | True | True |  | True | True | [16 empty] | Non Federally-Regulated | 03/22/2001 |  | 01/07/2010
Intermatic, Inc. | Intermatic | EM1408MC | Multi-Level Astronomical Time | Device | True | True |  | True | True | True | True | True | True | True | [11 empty] | Non Federally-Regulated | 01/20/2010 |  | 07/01/2014
Lutron Electronics Co., Inc. | Lutron | T-1000********** | Dimmer | Device | True | True |  | True | True | True | True | False |  |  |  | False | [9 empty] | Non Federally-Regulated | 12/28/2009 |  | 01/21/2014
Siemens Energy & Automation | Siemens Energy & Automation | 5WG1 703-8XF42 | Automatic Time Switch Control |  | True | True |  | True | True | [8 empty] | True | True | True | [5 empty] | Non Federally-Regulated | 12/19/2005 |  | 01/07/2010
Lutron Electronics Co., Inc. | Lutron | XPS44-******************* | Automatic Daylighting Control | System | True | True | True | True | False |  |  | False |  |  | True | True |  | True | [7 empty] | Non Federally-Regulated | 12/28/2009 |  | 07/01/2014
Schneider Electric (Square D Wiring Devices) | Powerlink | RMC1000G3*** | Multi-Level Astronomical Time |  | True | True |  | True | True | True | True | True | True | True | [11 empty] | Non Federally-Regulated | 03/14/2008 |  | 01/07/2010
Lutron Electronics Co., Inc. | Grafik Eye | GRX-3002-A-** | Automatic Time Switch Control |  | True | True |  | True | True | [16 empty] | Non Federally-Regulated | 06/20/1994 |  | 09/19/2005
Lithonia Control Systems | Litronic Series | LUS 700 | Ultrasonic Occupant / Motion S |  | False | False |  | True | True | True | True | True | [13 empty] | Non Federally-Regulated | 01/01/1989 |  | 04/06/1998
Siemens Energy & Automation | Siemens Energy & Automation | 5WG1 704-8XB13 | Automatic Time Switch Control |  | True | True |  | True | True | [8 empty] | True | True | True | [5 empty] | Non Federally-Regulated | 12/19/2005 |  | 01/07/2010
Lutron Electronics Co., Inc. | Lutron | PD-5SDV********* | Automatic Daylighting Control | System | True | True | True | True | False | True | True | False |  |  | True | True |  | True | [7 empty] | Non Federally-Regulated | 07/23/2013 |  | 07/01/2014
Lumisys | FlexNet | FN_16** | Automatic Time Switch Control |  | True | True |  | True | True | [16 empty] | Non Federally-Regulated | 02/23/2009 |  | 01/07/2010
WattStopper, Inc. | WattStopper | HB350DR | Occupant / Motion / Vacancy Se |  | True | True |  | True | [8 empty] | False | True | True | True | True | False |  |  |  | Non Federally-Regulated | 02/14/2008 |  | 01/07/2010
Intermatic, Inc. | Intermatic | ET8015C | Automatic Time Switch Control | Device | True | True |  | True | True | [16 empty] | Non Federally-Regulated | 01/20/2010 |  | 07/01/2014
Lutron Electronics Co., Inc. | Lutron | PD-6WCL********* | Automatic Daylighting Control | System | True | True | True | True | True | True | True | False |  |  | True | True |  | True | [7 empty] | Non Federally-Regulated | 07/23/2013 |  | 07/01/2014
Lutron Electronics Co., Inc. | Radio RA2 | RRD-10D*** | Multi-Level Occupant Sensor | System | True | True | True | True | True | False | True | True | True | True | True | True |  | False | [7 empty] | Non Federally-Regulated | 12/17/2009 |  | 07/01/2014
Eaton Corp. | Pow-R-Command | PRC2000B | Automatic Daylighting Control | System | True | True | True | True | True | True | True | True | True | True | True | True |  | True | [7 empty] | Non Federally-Regulated | 02/04/2010 |  | 07/01/2014
Lutron Electronics Co., Inc. | Lutron | CCP-****-*****-** | Occupant / Motion / Vacancy Se | System | True | True |  | True | True | True | False |  |  |  |  | False | [9 empty] | Non Federally-Regulated | 07/10/2012 |  | 07/01/2014
Maple Chase Co. | Paragon Electrical Products | EC7001/24V | Automatic Time Switch Control |  | True | True |  | True | True | [16 empty] | Non Federally-Regulated | 01/21/1999 |  | 01/07/2010
Lutron Electronics Co., Inc. | Homeworks | HWV-FDB-8A-** | Astronomical Time Switch Contr | System | True | True |  | True | True | True | True | True | True | True | [11 empty] | Non Federally-Regulated | 01/20/2010 |  | 07/01/2014
Andover Controls Corp. | Infinity | LCX898 | Automatic Time Switch Control |  | True | True |  | True | True | [16 empty] | Non Federally-Regulated | 06/21/1993 |  | 01/07/2010
Lutron Electronics Co., Inc. | Lutron | CCP-********-******-**-CGP**** | Multi-Level Occupant Sensor | System | True | True | True | True | True | True | True | False | True | True | True | True |  | False | [7 empty] | Non Federally-Regulated | 07/10/2012 |  | 07/01/2014
Lutron Electronics Co., Inc. | Ecosystem | C5-BMF-2A | Automatic Daylighting Control |  | True | True | True | True | True | True | False |  | False |  | True | True | False | False | True | True |  | True |  |  |  | Non Federally-Regulated | 01/08/2008 |  | 01/07/2010
Lutron Electronics Co., Inc. | Lutron | LCP4-******************* | Photosensor / Photocontrol Dev | System | True | True |  | False | False | [16 empty] | Non Federally-Regulated | 12/28/2009 |  | 07/01/2014
Sensor Switch, Inc. | Sensor Switch | CMR PDT 10 2P********** | Occupant / Motion / Vacancy Se | Device | True | True |  | True | True | False | False |  |  |  |  | False | [9 empty] | Non Federally-Regulated | 04/28/2010 |  | 07/01/2014
Profile Systems LLC | Profile Systems | PROFILE P1810 | Automatic Time Switch Control |  | True | True |  | True | True | [8 empty] | True | False | True | [5 empty] | Non Federally-Regulated | 02/18/2005 |  | 02/29/2008
WattStopper, Inc. | WattStopper | LCO103 | Automatic Daylighting Control |  | True | True |  | True | True | True | False | [9 empty] | True |  |  |  |  | Non Federally-Regulated | 07/30/2002 |  | 01/07/2010
Novitas, Inc. | Novitas | 01-PCI-CA | Photosensor / Photocontrol Dev |  | True | False |  | True | [17 empty] | Non Federally-Regulated | 09/06/2005 |  | 08/18/2006
Lutron Electronics Co., Inc. | Grafik Eye | GRX-4102-A-** | Automatic Time Switch Control |  | True | True |  | True | True | [16 empty] | Non Federally-Regulated | 01/31/1996 |  | 05/09/2000
WattStopper, Inc. | WattStopper | DM100400H | Automatic Daylighting Control |  | True | False |  | True | False |  | True | True | [8 empty] | True |  |  |  |  | Non Federally-Regulated | 03/10/2000 |  | 01/07/2010
Sensor Switch, Inc. | Sensor Switch | LWSH 2P************ | Occupant / Motion / Vacancy Se | Device | True | True |  | True | True | False | False |  |  |  |  | False | [9 empty] | Non Federally-Regulated | 04/28/2010 |  | 07/01/2014
WattStopper, Inc. | WattStopper | ADFM-16A-* | Dimmer | Device | True | True |  | True | True | True | True | True | True | True | True | False | [9 empty] | Non Federally-Regulated | 08/31/2010 |  | 07/01/2014
Lutron Electronics Co., Inc. | Centralized Lighting Control | OMX-360*-*-** | Automatic Daylighting Control |  | True | True |  | True | True | True | True | True |  |  | True | True | [9 empty] | Non Federally-Regulated | 09/19/2005 |  | 01/07/2010
Lutron Electronics Co., Inc. | Lutron | CCP-******-******-** | Astronomical Time Switch Contr | System | True | True |  | True | True | True | True | True | True | True | [11 empty] | Non Federally-Regulated | 07/10/2012 |  | 07/01/2014
Tridonic | Tridonic | 24135917 DALIBM7P20 | Automatic Time Switch Control |  | True | True |  | True | True | [16 empty] | Non Federally-Regulated | 08/22/2003 |  | 01/07/2010
Lutron Electronics Co., Inc. | Grafik Eye | GRX-4***-*-** | Automatic Time Switch Control |  | True | True |  | True | True | [16 empty] | Non Federally-Regulated | 09/19/2005 |  | 01/07/2010
Hubbell Incorporated | H-Moss | WSS1500 | Occupant / Motion / Vacancy Se |  | True | True |  | True | [17 empty] | Non Federally-Regulated | 08/27/1992 |  | 04/06/1998
Lutron Electronics Co., Inc. | Lutron | LCP-******************* | Multi-Level Occupant Sensor | System | True | True | True | True | True | True | True | True | True | True | True | True |  | False | [7 empty] | Non Federally-Regulated | 12/28/2009 |  | 07/01/2014
Lutron Electronics Co., Inc. | Radio Touch | RTA-SCI | Automatic Time Switch Control |  | True | True |  | True | True | [16 empty] | Non Federally-Regulated | 09/19/2005 |  | 01/07/2010
Lutron Electronics Co., Inc. | Homeworks | HS144-*********** | Automatic Time Switch Control | System | True | True |  | True | True | [16 empty] | Non Federally-Regulated | 01/20/2010 |  | 07/01/2014
Leviton Manufacturing Co., Inc. | Leviton | ODC20-M** | Ultrasonic Occupant / Motion S |  | True | True |  | True | True | True | True | True | [13 empty] | Non Federally-Regulated | 06/29/2000 |  | 01/07/2010
Lithonia Lighting | Panelmax Series | RCWK 32 120/277 | Photosensor / Photocontrol Dev |  | True | True |  | True | [17 empty] | Non Federally-Regulated | 12/13/1994 |  | 07/24/2006
WattStopper, Inc. | WattStopper | W-2000A | Occupant / Motion / Vacancy Se | Device | True | True |  | True | True | False | True | True | True | True | True | False | [9 empty] | Non Federally-Regulated | 05/28/2010 |  | 07/01/2014
Distech Controls | Distech Controls | EC-Light-16 + EC-BOS-*** | Astronomical Time Switch Contr | System | True | True |  | True | True | True | True | True | True | True | [11 empty] | Non Federally-Regulated | 08/07/2012 |  | 07/01/2014
Lutron Electronics Co., Inc. | Radio Powr Savr | LRF2-OCRB-P*** | Multi-Level Occupant Sensor | System | True | True | True | True | True | False | True | True | True | True | True | True |  | False | [7 empty] | Non Federally-Regulated | 01/20/2010 |  | 07/01/2014
Cooper Controls | Greengate | LK16 | Automatic Daylighting Control |  | True | True | True | True | False |  | True | True | True | True | True | True |  | True | True | False | [5 empty] | Non Federally-Regulated | 11/07/2008 |  | 01/07/2010
Crestron Electronics | Crestron Electronics | GLS-ODT-C-** | Multi-Level Occupant Sensor | System | True | True | True | True | True | False | True | True | True | True | True | True | True | True | True | True | [5 empty] | Non Federally-Regulated | 08/15/2013 |  | 07/01/2014
Lutron Electronics Co., Inc. | Grafik Eye | GRX-4124-*-** | Occupant / Motion / Vacancy Se |  | True | True |  | True | [17 empty] | Non Federally-Regulated | 05/09/2000 |  | 09/19/2005
Schneider Electric | Schneider Electric | SLCZ082000T | Multi-Level Occupant Sensor | System | True | True | True | True | True | True | True | True | True | True | True | True |  | False | [7 empty] | Non Federally-Regulated | 10/31/2013 |  | 07/01/2014
Lutron Electronics Co., Inc. | Homeworks | H8P5-******120 | Astronomical Time Switch Contr |  | True | True |  | True | True | True | True | True | True | True | [11 empty] | Non Federally-Regulated | 08/13/2007 |  | 01/07/2010
Computer Process Controls | Computer Process Controls | 831-1001 | Automatic Time Switch Control |  | True | True |  | True | True | [16 empty] | Non Federally-Regulated | 12/24/1998 |  | 01/07/2010
Lutron Electronics Co., Inc. | Lutron | NTB-1000******** | Dimmer | Device | True | True |  | True | True | True | True | False |  |  |  | False | [9 empty] | Non Federally-Regulated | 12/28/2009 |  | 01/21/2014
Cooper Controls | Greengate | CK 32******* | Photosensor / Photocontrol Dev | System | True | True |  | False | False | [16 empty] | Non Federally-Regulated | 04/15/2011 |  | 07/01/2014
Paragon Electric Co. | Paragon | EC72ST/277V | Automatic Time Switch Control |  | True | True |  | True | True | [16 empty] | Non Federally-Regulated | 11/23/1992 |  | 01/21/1999
Chrontrol Corp. | Chrontrol | XT-W6 | Automatic Time Switch Control |  | True | True |  | True | True | [16 empty] | Non Federally-Regulated | 02/16/1993 |  | 01/07/2010
Lutron Electronics Co., Inc. | Grafik Eye | GRX-3503-*-** | Automatic Time Switch Control |  | True | True |  | True | True | [16 empty] | Non Federally-Regulated | 05/09/2000 |  | 09/19/2005
Lutron Electronics Co., Inc. | Lutron | MSCF-6AM-277**** | Dimmer | Device | True | True |  | True | True | True | True | False |  |  |  | False | [9 empty] | Non Federally-Regulated | 12/28/2009 |  | 07/01/2014
Intermatic, Inc. | Intermatic | ET715C | Automatic Time Switch Control |  | True | True |  | True | True | [16 empty] | Non Federally-Regulated | 06/24/1993 |  | 06/29/2006
Lutron Electronics Co., Inc. | Lutron | GP60-******************* | Automatic Time Switch Control | System | True | True |  | True | True | [16 empty] | Non Federally-Regulated | 12/28/2009 |  | 07/01/2014
Leviton Manufacturing Co., Inc. | Leviton | OSC20-M** | Occupant / Motion / Vacancy Se | System | True | True |  | True | True | False | True | True | True | True | True | False | [9 empty] | Non Federally-Regulated | 03/04/2010 |  | 07/01/2014
Lutron Electronics Co., Inc. | Lutron | XPS20-******************* | Photosensor / Photocontrol Dev | System | True | True |  | False | False | [16 empty] | Non Federally-Regulated | 12/28/2009 |  | 07/01/2014
Lutron Electronics Co., Inc. | Radio RA | RA-6*D-** | Astronomical Time Switch Contr |  | True | True |  | True | True | True | True | True | True | True | [11 empty] | Non Federally-Regulated | 08/13/2007 |  | 01/07/2010
Lutron Electronics Co., Inc. | Lutron | GP24-******************* | Photosensor / Photocontrol Dev | System | True | True |  | False | False | [16 empty] | Non Federally-Regulated | 12/28/2009 |  | 07/01/2014
Lutron Electronics Co., Inc. | HomeWorks QS | HQR-3PD-* | Manual-On Occupant Sensor | System | True | True |  | True | True | True | True | True | False |  |  |  |  | False | [7 empty] | Non Federally-Regulated | 07/10/2012 |  | 07/01/2014
Vantage Controls, Inc. | Vantage Controls, Inc. | DIN*CLMNES050 | Automatic Time Switch Control | System | True | True |  | True | True | [16 empty] | Non Federally-Regulated | 03/23/2010 |  | 07/01/2014
Siemens Energy & Automation | Siemens Energy & Automation | 5WG1 705-8XC05 | Automatic Time Switch Control |  | True | True |  | True | True | [8 empty] | True | True | True | [5 empty] | Non Federally-Regulated | 12/19/2005 |  | 01/07/2010
Intermatic, Inc. | Grasslin | FM1D20E-120 | Automatic Time Switch Control | Device | True | True |  | True | True | [16 empty] | Non Federally-Regulated | 01/20/2010 |  | 07/01/2014
Cooper Wiring Devices | Aspire | 95687xx | Dimmer | Device | True | True |  | True | True | True | True | True | True | True | True | False | [9 empty] | Non Federally-Regulated | 11/12/2010 |  | 12/29/2010
Cooper Controls | Novitas | 01-100BAS-** | Ultrasonic Occupant / Motion S |  | True | True |  | True | True | True | True | True | [13 empty] | Non Federally-Regulated | 11/07/2008 |  | 01/07/2010
Legrand / Wiremold | WattStopper | CE9A15TC SERIES | Occupant / Motion / Vacancy Se | System | True | True | True | True | True | True | True | True | True | True | True | True |  | True | True | True | [5 empty] | Non Federally-Regulated | 03/23/2010 |  | 07/01/2014
Vantage Controls, Inc. | Vantage Controls, Inc. | DS4A* | Dimmer | System | True | True | True | True | False |  | True | False |  |  |  | True | [9 empty] | Non Federally-Regulated | 04/28/2010 |  | 07/01/2014
Intermatic, Inc. | Intermatic, Inc. | ET8215CPD82 | Automatic Time Switch Control | Device | True | True |  | True | True | [16 empty] | Non Federally-Regulated | 04/15/2011 |  | 07/01/2014
Lutron Electronics Co., Inc. | Softswitch 128 | XPS4-******-** | Multi-Level Astronomical Time |  | True | True |  | True | True | True | True | True | True | True | [11 empty] | Non Federally-Regulated | 09/19/2005 |  | 01/07/2010
Computer Process Controls | Computer Process Controls | 830-1100 | Automatic Time Switch Control |  | True | True |  | True | True | [16 empty] | Non Federally-Regulated | 12/24/1998 |  | 01/07/2010
Lutron Electronics Co., Inc. | Centralized Lighting Control | DMWPL-LZC* | Occupant / Motion / Vacancy Se |  | True | True |  | True | [17 empty] | Non Federally-Regulated | 09/19/2005 |  | 01/07/2010
Sensor Switch, Inc. | Sensor Switch | CMRB-PC-ADC-*-** | Photosensor / Photocontrol Dev |  | True | True |  | True | [17 empty] | Non Federally-Regulated | 03/01/2006 |  | 01/07/2010
WattStopper, Inc. | WattStopper | UT300 | Ultrasonic Occupant / Motion S |  | True | True |  | True | True | True | True | True | [5 empty] | True | True | False | [5 empty] | Non Federally-Regulated | 11/16/2005 |  | 01/07/2010
Intermatic, Inc. | Gasmaster | GMXQW-O-120 | Automatic Time Switch Control | Device | True | True | True | False | [17 empty] | Non Federally-Regulated | 07/17/2014 |  | 08/05/2014
Lighting Control & Design | Lighting Control & Design | GR24**/**SLAVE******* | Automatic Daylighting Control | System | True | True | True | True | False |  |  | True | True | True | True | True |  | True | [7 empty] | Non Federally-Regulated | 12/28/2009 |  | 07/01/2014
Schneider Electric | SERP | SERPB32HS | Multi-Level Astronomical Time | System | True | True |  | True | True | True | True | True | True | True | [11 empty] | Non Federally-Regulated | 09/11/2012 |  | 07/01/2014
Leviton Manufacturing Co., Inc. | Leviton | L779-TT/L730-MC | Occupant / Motion / Vacancy Se |  | True | True |  | True | [17 empty] | Non Federally-Regulated | 01/30/2001 |  | 01/07/2010
Lutron Electronics Co., Inc. | Sensor | MRF-S6AM-** | Occupant / Motion / Vacancy Se |  | True | True |  | True | [17 empty] | Non Federally-Regulated | 12/10/2008 |  | 01/07/2010
Lutron Electronics Co., Inc. | HomeWorks QS | HQP6-2-120 | Multi-Level Astronomical Time | System | True | True |  | True | True | True | True | True | True | True | [11 empty] | Non Federally-Regulated | 07/10/2012 |  | 07/01/2014
Lutron Electronics Co., Inc. | Lutron | VF-10*********** | Dimmer | Device | True | True |  | True | True | True | True | False |  |  |  | False | [9 empty] | Non Federally-Regulated | 12/28/2009 |  | 01/21/2014
Intermatic, Inc. | Intermatic, Inc. | EI400C | Automatic Time Switch Control | Device | True | True |  | True | True | [16 empty] | Non Federally-Regulated | 04/15/2011 |  | 07/01/2014
WattStopper, Inc. | WattStopper | FSPP | Occupant / Motion / Vacancy Se |  | True | True |  | True | [8 empty] | True | True | True | False | True | False |  |  |  | Non Federally-Regulated | 02/14/2008 |  | 01/07/2010
Lutron Electronics Co., Inc. | HomeWorks QS | HQRD-H** | Dimmer | System | True | True |  | True | True | True | True | False |  |  |  | False | [9 empty] | Non Federally-Regulated | 07/12/2012 |  | 07/01/2014
Thomas Controls | Plus Lighting | PL205~*******-*C | Automatic Time Switch Control |  | True | True |  | True | True | [16 empty] | Non Federally-Regulated | 02/27/1997 |  | 04/06/1998
The Watt Watcher | Automatic Lightswitch | W-277,A,B | Ultrasonic Occupant / Motion S |  | False | False |  | True | True | True | True | True | [13 empty] | Non Federally-Regulated | 04/01/1988 |  | 04/06/1998
Lithonia Lighting | Litronic Series | LIRW DS MVOLT | Occupant / Motion / Vacancy Se |  | True | True |  | True | [9 empty] | True | True | True | [5 empty] | Non Federally-Regulated | 07/24/2006 |  | 01/07/2010
Lutron Electronics Co., Inc. | Lutron | N-1503P********* | Dimmer | Device | True | True |  | True | True | True | True | True | True | True | True | False | [9 empty] | Non Federally-Regulated | 04/28/2010 |  | 01/21/2014
Thomas Controls | Plus Lighting | PL310-****-*C | Automatic Time Switch Control |  | True | True |  | True | True | [16 empty] | Non Federally-Regulated | 12/30/1992 |  | 07/30/2002
Tork | Tork | DTS200B | Automatic Time Switch Control |  |  |  |  | True | True | [16 empty] | Non Federally-Regulated | 01/04/2007 |  | 01/07/2010
Legrand / Wiremold | WattStopper | CE8850 SERIES | Occupant / Motion / Vacancy Se | System | True | True | True | True | True | True | True | True | True | True | True | True |  | True | True | True | [5 empty] | Non Federally-Regulated | 03/23/2010 |  | 07/01/2014
Leviton Manufacturing Co., Inc. | Leviton | TGI06 | Dimmer | Device | True | True |  | True | True | True | True | False |  |  |  | False | [9 empty] | Non Federally-Regulated | 11/12/2010 |  | 07/01/2014
Lutron Electronics Co., Inc. | Lutron | MIR-1000T******* | Dimmer | Device | True | True |  | True | True | True | True | False |  |  |  | False | [9 empty] | Non Federally-Regulated | 12/28/2009 |  | 07/01/2014
Lutron Electronics Co., Inc. | Softswitch 128 | XPS40-******-** | Photosensor / Photocontrol Dev |  | True | True |  | True | [17 empty] | Non Federally-Regulated | 09/19/2005 |  | 01/07/2010
Siemens Energy & Automation | Siemens Energy & Automation | 5WG1 705-8XG44 | Automatic Time Switch Control |  | True | True |  | True | True | [8 empty] | True | True | True | [5 empty] | Non Federally-Regulated | 12/19/2005 |  | 01/07/2010
Lighting Control & Design | Lighting Control & Design | GR40**/**SLAVE*******s | Automatic Daylighting Control | System | True | True | True | True | False |  |  | True | True | True | True | True |  | True | [7 empty] | Non Federally-Regulated | 12/28/2009 |  | 07/01/2014
Sensor Switch, Inc. | Passive Infrared Wall Switch | WS-277 | Occupant / Motion / Vacancy Se |  | False | False |  | True | [17 empty] | Non Federally-Regulated | 04/01/1988 |  | 04/06/1998
Lithonia Lighting | Litronic Series | LUS250H | Ultrasonic Occupant / Motion S |  | True | True |  | True | True | True | True | True | [13 empty] | Non Federally-Regulated | 04/29/1993 |  | 02/24/2000
Intermatic, Inc. | Grasslin | LM2-O-120-LS1 | Photosensor / Photocontrol Dev | Device | True | True |  | False | False | [16 empty] | Non Federally-Regulated | 01/20/2010 |  | 07/01/2014
Lumisys | Global | GL_60** | Automatic Time Switch Control |  | True | True |  | True | True | [16 empty] | Non Federally-Regulated | 02/23/2009 |  | 01/07/2010
Legrand / Wiremold | WattStopper | NRD1F | Automatic Daylighting Control | System | True | True | True | True | True | True | True | True | True | True | True | True |  | True | [7 empty] | Non Federally-Regulated | 03/23/2010 |  | 07/01/2014
Lightstat, Inc. | Lightstat | ELC-5-*R-*C-*** | Multi-Level Astronomical Time | System | True | True |  | True | True | True | True | True | True | True | [11 empty] | Non Federally-Regulated | 05/02/2011 |  | 07/01/2014
Legrand / Wiremold | WattStopper | CE10105 SERIES | Automatic Daylighting Control | System | True | True | True | True | True | True | True | True | True | True | True | True |  | True | [7 empty] | Non Federally-Regulated | 03/23/2010 |  | 07/01/2014
Lutron Electronics Co., Inc. | Centralized Lighting Control | DMW-RP3 | Photosensor / Photocontrol Dev |  | True | True |  | True | [17 empty] | Non Federally-Regulated | 09/19/2005 |  | 01/07/2010
Cooper Controls | Greengate | PC-I | Photosensor / Photocontrol Dev | System | True | True |  | False | False | [16 empty] | Non Federally-Regulated | 04/15/2011 |  | 07/01/2014
Lutron Electronics Co., Inc. | Lutron | GP8-******************* | Photosensor / Photocontrol Dev | System | True | True |  | False | False | [16 empty] | Non Federally-Regulated | 12/28/2009 |  | 07/01/2014
Heathco, LLC | Heath Zenith | SL-4131 | Exterior Photocontrol Device |  | True | False | [11 empty] | True | True | True | [5 empty] | Non Federally-Regulated | 09/21/2007 |  | 01/07/2010
Chrontrol Corp. | Chrontrol | XT-W6F | Automatic Time Switch Control |  | True | True |  | True | True | [16 empty] | Non Federally-Regulated | 02/16/1993 |  | 01/07/2010
Lutron Electronics Co., Inc. | Lutron | CCP-********-******-** | Occupant / Motion / Vacancy Se | System | True | True |  | True | True | True | False |  |  |  |  | False | [9 empty] | Non Federally-Regulated | 07/10/2012 |  | 07/01/2014
Hubbell Incorporated | H-Moss | WS1277W2 | Occupant / Motion / Vacancy Se |  | True | True |  | True | [17 empty] | Non Federally-Regulated | 06/01/1998 |  | 01/07/2010
Convia, Inc., A Herman Miller Co. | Convia | GSE-PFC-02 | Multi-Level Occupant Sensor | System | True | True | True | True | True | True | True | True | True | True | True | True | True | True | True | True | True | True |  |  |  | Non Federally-Regulated | 03/04/2010 |  | 04/27/2011
Legrand / Wiremold | WattStopper | CE7ATC SERIES | Multi-Level Astronomical Time | System | True | True |  | True | True | True | True | True | True | True | [11 empty] | Non Federally-Regulated | 03/23/2010 |  | 07/01/2014
Lutron Electronics Co., Inc. | Grafik Eye | GRX-3103-*-** | Occupant / Motion / Vacancy Se |  | True | True |  | True | [17 empty] | Non Federally-Regulated | 05/09/2000 |  | 09/19/2005
WattStopper, Inc. | WattStopper | WA200-24 | Occupant / Motion / Vacancy Se |  | True | True |  | True | [17 empty] | Non Federally-Regulated | 07/19/2002 |  | 01/07/2010
Illumination Dynamics | Lithonia Lighting | OMS 3000 120 *** | Occupant / Motion / Vacancy Se | Device | True | True |  | True | True | True | False |  |  |  |  | False | [9 empty] | Non Federally-Regulated | 09/18/2013 |  | 07/01/2014
BRK Electronics | BRK Electronics | TE300 | Automatic Time Switch Control |  | True | True |  | True | True | [16 empty] | Non Federally-Regulated | 04/29/1994 |  | 12/11/2000
Convia, Inc., A Herman Miller Co. | Convia | GSE-SRC-02, | Automatic Daylighting Control | System | True | True | True | True | True | True | True | True | True | True | True | True |  | True | [7 empty] | Non Federally-Regulated | 03/04/2010 |  | 07/01/2014
Lutron Electronics Co., Inc. | Lutron | GP144-******************* | Astronomical Time Switch Contr | System | True | True |  | True | True | True | True | True | True | True | [11 empty] | Non Federally-Regulated | 12/28/2009 |  | 07/01/2014
Gentec, Inc. | Kameleon | K8-32-PA-S* | Multi-Level Astronomical Time | System | True | True |  | True | True | True | True | True | True | True | [11 empty] | Non Federally-Regulated | 01/20/2012 |  | 07/01/2014
Legrand / Wiremold | WattStopper | NRD1C | Automatic Daylighting Control | System | True | True | True | True | True | True | True | True | True | True | True | True |  | True | [7 empty] | Non Federally-Regulated | 03/23/2010 |  | 07/01/2014
Siemens Energy & Automation | Siemens Energy & Automation | 5WG1 704-8XD24 | Automatic Time Switch Control |  | True | True |  | True | True | [8 empty] | True | True | True | [5 empty] | Non Federally-Regulated | 12/19/2005 |  | 01/07/2010
Lutron Electronics Co., Inc. | Sensors | LOS-CUS-500-WH | Ultrasonic Occupant / Motion S |  | True | True |  | True | True | True | True | True |  |  |  |  | True | True | True |  | True |  |  |  |  | Non Federally-Regulated | 09/23/2005 |  | 01/07/2010
Vantage Controls, Inc. | Vantage Controls, Inc. | MCD267-* | Dimmer | Device | True | True |  | True | True | True | True | False |  |  |  | False | [9 empty] | Non Federally-Regulated | 03/23/2010 |  | 07/01/2014
Electronic Theatre Controls, Inc. | SmartPack | SP1210-** | Dimmer | System | True | True |  | True | True | True | True | False |  |  |  | False | [9 empty] | Non Federally-Regulated | 08/19/2011 |  | 07/01/2014
Lithonia Lighting | Synergy | SYBPD 2060** | Automatic Time Switch Control |  | True | False |  | True | True | [16 empty] | Non Federally-Regulated | 07/24/2006 |  | 01/07/2010
Intermatic, Inc. | Intermatic | K4221C | Photosensor / Photocontrol Dev | Device | True | True |  | False | False | [16 empty] | Non Federally-Regulated | 01/20/2010 |  | 07/01/2014
Tork | Tork | PC10A | Occupant / Motion / Vacancy Se |  | True | True |  | True | [17 empty] | Non Federally-Regulated | 12/20/1994 |  | 04/01/1997
Intermatic, Inc. | Intermatic, Inc. | ET8215CM | Automatic Time Switch Control | Device | True | True |  | True | True | [16 empty] | Non Federally-Regulated | 04/15/2011 |  | 07/01/2014
Gentec, Inc. | Kameleon | K4-32-PA-S* | Automatic Time Switch Control | System | True | True |  | True | True | [16 empty] | Non Federally-Regulated | 01/20/2012 |  | 07/01/2014
Lutron Electronics Co., Inc. | Radio Touch | RTA-RX-F | Photosensor / Photocontrol Dev |  | True | True |  | True | [17 empty] | Non Federally-Regulated | 09/12/2003 |  | 01/07/2010
Cooper Controls | Fifthlight | FLT-HPDM-* | Dimmer | System | True | True | True | True | True | True | True | False |  |  |  | True | [9 empty] | Non Federally-Regulated | 08/24/2012 |  | 07/01/2014
Lutron Electronics Co., Inc. | Lutron | LCP40-******************* | Astronomical Time Switch Contr | System | True | True |  | True | True | True | True | True | True | True | [11 empty] | Non Federally-Regulated | 12/28/2009 |  | 07/01/2014
Intelligent Lighting Controls, Inc. | LightLEEDer | LSPC-4 | Multi-Level Astronomical Time | Device | True | True |  | True | True | True | True | True | True | True | [11 empty] | Non Federally-Regulated | 04/30/2013 |  | 07/01/2014
GE Lighting, a Savant company | GE Lighting Controls | SDT-WIDE-* | Occupant / Motion / Vacancy Se | Device | True | True |  | True | True | True | True | True | True | True | True | False | [9 empty] | Non Federally-Regulated | 06/28/2011 |  | 07/01/2014
Intermatic, Inc. | Gasmaster | FM1QWUZH-BW-24U | Automatic Time Switch Control | Device | True | True | True | False | [17 empty] | Non Federally-Regulated | 07/17/2014 |  | 08/05/2014
Intermatic, Inc. | Grasslin | GM40AVE | Automatic Time Switch Control | Device | True | True |  | True | True | [16 empty] | Non Federally-Regulated | 04/28/2010 |  | 07/01/2014
Cooper Wiring Devices | Greengate | OEC-U-0501 | Ultrasonic Occupant / Motion S |  | True | True |  | True | True | True | True | True |  |  |  |  | True | True | True | False | True | False |  |  |  | Non Federally-Regulated | 04/10/2008 |  | 11/07/2008
Schneider Electric | Schneider Electric | SLCLE5504HAMP | Dimmer | System | True | True |  | True | True | True | True | False |  |  |  | False | [9 empty] | Non Federally-Regulated | 10/31/2013 |  | 07/01/2014
Leviton Manufacturing Co., Inc. | Leviton | L779-T/L210-MC | Occupant / Motion / Vacancy Se |  | True | True |  | True | [17 empty] | Non Federally-Regulated | 01/30/2001 |  | 01/07/2010
Lightolier | Momentum | MP600VA* | Dimmer | Device | True | True |  | True | True | True | True | True | True | True | True | False | [9 empty] | Non Federally-Regulated | 04/25/2013 |  | 07/01/2014
Sensor Switch, Inc. | Sensor Switch | nRMR-PDT-2P-***** | Occupant / Motion / Vacancy Se |  | True | True |  | True | [17 empty] | Non Federally-Regulated | 11/20/2008 |  | 01/07/2010
Lutron Electronics Co., Inc. | Lutron | GP20-******************* | Dimmer | System | True | True |  | True | True | True | True | False |  |  |  | False | [9 empty] | Non Federally-Regulated | 12/28/2009 |  | 07/01/2014
Siemens Energy & Automation | Siemens Energy & Automation | 5WG1 705-8XF14 | Automatic Time Switch Control |  | True | True |  | True | True | [8 empty] | True | True | True | [5 empty] | Non Federally-Regulated | 12/19/2005 |  | 01/07/2010
Lutron Electronics Co., Inc. | LCP 128 | LCP-***-***FT | Photosensor / Photocontrol Dev |  | True | True |  | True | [17 empty] | Non Federally-Regulated | 09/19/2005 |  | 01/07/2010
Convia, Inc., A Herman Miller Co. | Convia | GSE-PDC-01 | Multi-Level Daylighting Contro |  | True | True |  | True | True | True | True | [14 empty] | Non Federally-Regulated | 04/04/2008 |  | 01/07/2010
Novitas, Inc. | Novitas | 01-310-BAS | Ultrasonic Occupant / Motion S |  | True | True |  | True | True | True | True | True |  |  |  |  | True | True | True | False | True | False |  |  |  | Non Federally-Regulated | 09/06/2005 |  | 08/18/2006
PCI Lighting Controls | Watchkeeper | WATCHKEEPER 16 | Photosensor / Photocontrol Dev |  | True | True |  | True | [17 empty] | Non Federally-Regulated | 10/19/2001 |  | 04/10/2008
Gentec, Inc. | Kameleon | K8-16-PA-S* | Astronomical Time Switch Contr | System | True | True |  | True | True | True | True | True | True | True | [11 empty] | Non Federally-Regulated | 01/20/2012 |  | 07/01/2014
Universal Energy Control, Inc. | Conserver | C-400 | Ultrasonic Occupant / Motion S |  | False | False |  | True | True | True | True | True | [13 empty] | Non Federally-Regulated | 09/01/1984 |  | 04/06/1998
Legrand / Wiremold | WattStopper | NPM12 | Dimmer | System | True | True | True | True | True | True | True | True | True | True | True | True | [9 empty] | Non Federally-Regulated | 03/23/2010 |  | 07/01/2014
Vantage Controls, Inc. | Vantage Controls, Inc. | RP21* | Dimmer | System | True | True | True | True | False |  | True | False |  |  |  | True | [9 empty] | Non Federally-Regulated | 04/28/2010 |  | 07/01/2014
Lutron Electronics Co., Inc. | Homeworks | H8P5-******120 | Multi-Level Astronomical Time |  | True | True |  | True | True | True | True | True | True | True | [11 empty] | Non Federally-Regulated | 08/13/2007 |  | 01/07/2010
Schneider Electric (Square D Wiring Devices) | Powerlink | RMC3000G3**** | Astronomical Time Switch Contr |  | True | True |  | True | True | True | True | True | True | True | [11 empty] | Non Federally-Regulated | 03/14/2008 |  | 01/07/2010
Daintree Networks, Inc. | Control Scope | WFA100-** | Occupant / Motion / Vacancy Se | System | True | True |  | True | True | False | False |  |  |  |  | False | [9 empty] | Non Federally-Regulated | 06/12/2012 |  | 07/01/2014
Sensor Switch, Inc. | Sensor Switch | CMRB 9 2P********** | Occupant / Motion / Vacancy Se | Device | True | True |  | True | True | False | False |  |  |  |  | False | [9 empty] | Non Federally-Regulated | 04/28/2010 |  | 07/01/2014
Lutron Electronics Co., Inc. | Homeworks | HW-RPM-4M-120 | Automatic Time Switch Control | System | True | True |  | True | True | [16 empty] | Non Federally-Regulated | 01/20/2010 |  | 07/01/2014
Intermatic, Inc. | Grasslin | PC2-digi30-120-LS2+E200 | Exterior Photocontrol Device |  | True | True | [11 empty] | True | True | True | [5 empty] | Non Federally-Regulated | 11/10/2008 |  | 01/07/2010
Cooper Controls | Greengate | CK2 120** | Occupant / Motion / Vacancy Se | System | True | True |  | True | True | True | True | True | True | True | True | False | [9 empty] | Non Federally-Regulated | 04/15/2011 |  | 07/01/2014
Tork | Tork | DGS180 (120VAC) | Automatic Time Switch Control |  | True | True |  | True | True | [16 empty] | Non Federally-Regulated | 02/07/1994 |  | 01/07/2010
Schneider Electric | Schneider Electric | 5752PP/2R | Multi-Level Occupant Sensor | Device | True | True | True | True | True | True | True | True | True | True | True | True |  | False | [7 empty] | Non Federally-Regulated | 10/31/2013 |  | 07/01/2014
Intermatic, Inc. | Gasmaster | GMXFM1D20-I-240 | Automatic Time Switch Control | Device | True | True | True | False | [17 empty] | Non Federally-Regulated | 07/17/2014 |  | 08/05/2014
Lutron Electronics Co., Inc. | Softswitch 128 | XPS16-******-** | Astronomical Time Switch Contr |  | True | True |  | True | True | True | True | True | True | True | [11 empty] | Non Federally-Regulated | 09/19/2005 |  | 01/07/2010
Siemens Energy & Automation | Siemens Energy & Automation | 5WG1 705-8XJ35 | Automatic Time Switch Control |  | True | True |  | True | True | [8 empty] | True | True | True | [5 empty] | Non Federally-Regulated | 12/19/2005 |  | 01/07/2010
Watt Warrior | Watt Warrior | WW30480N3R | Automatic Daylighting Control |  | True | True |  | True | True | True | False | [9 empty] | True |  |  |  |  | Non Federally-Regulated | 04/29/2004 |  | 01/07/2010
WattStopper, Inc. | WattStopper | WS347 | Occupant / Motion / Vacancy Se |  | True | True |  | True | [17 empty] | Non Federally-Regulated | 02/25/2000 |  | 01/07/2010
Carrier Corp. | Carrier | 33CSFANCTRL | Automatic Time Switch Control |  | True | True |  | True | True | [8 empty] | True | True | True | [5 empty] | Non Federally-Regulated | 03/13/2008 |  | 07/24/2015
Intermatic, Inc. | Intermatic | EI205W | Automatic Time Switch Control | Device | True | True |  | True | True | [16 empty] | Non Federally-Regulated | 01/20/2010 |  | 07/01/2014
Paragon Electric Co. | Paragon | EC71ST-N3/120V | Automatic Time Switch Control |  | True | True |  | True | True | [16 empty] | Non Federally-Regulated | 11/23/1992 |  | 01/21/1999
Legrand / Wiremold | WattStopper | CE4FFATC SERIES | Dimmer | System | True | True | True | True | True | True | True | True | True | True | True | True | [9 empty] | Non Federally-Regulated | 03/23/2010 |  | 07/01/2014
Lighting Control & Design | Lighting Control & Design | XP-2 | Automatic Time Switch Control | System | True | True |  | True | True | [16 empty] | Non Federally-Regulated | 12/28/2009 |  | 07/01/2014
Cooper Controls | iLumin | SC277V-**-RPB-**-**-20-S-**-**-** | Automatic Daylighting Control | System | True | True | True | True | True | True | True | True | True | True | True | True |  | True | [7 empty] | Non Federally-Regulated | 04/15/2011 |  | 07/01/2014
Lighting Control & Design | Lighting Control & Design | GR14**/****SLAVE******* | Multi-Level Astronomical Time |  | True | True |  | True | True | True | True | True | True | True |  |  |  | True | True | True | [5 empty] | Non Federally-Regulated | 06/22/2005 |  | 12/28/2009
Siemens Energy & Automation | Siemens Energy & Automation | 5WG1 705-8XG04 | Automatic Time Switch Control |  | True | True |  | True | True | [8 empty] | True | True | True | [5 empty] | Non Federally-Regulated | 12/19/2005 |  | 01/07/2010
Paragon Electric Co. | Paragon | EC404/24V | Automatic Time Switch Control |  | True | True |  | True | True | [16 empty] | Non Federally-Regulated | 03/18/1993 |  | 01/21/1999
Heathco, LLC | Heath Zenith | SL-5666 | Exterior Photocontrol Device |  | True | False | [11 empty] | True | True | True | [5 empty] | Non Federally-Regulated | 09/21/2007 |  | 01/07/2010
Legrand / Wiremold | WattStopper | CE10105 SERIES | Automatic Time Switch Control | System | True | True |  | True | True | [16 empty] | Non Federally-Regulated | 03/23/2010 |  | 07/01/2014
Siemens Energy & Automation | Siemens Energy & Automation | 5WG1 705-8XJ23 | Automatic Time Switch Control |  | True | True |  | True | True | [8 empty] | True | True | True | [5 empty] | Non Federally-Regulated | 12/19/2005 |  | 01/07/2010
Legrand / Pass & Seymour | Legrand / Pass & Seymour | CDFB7277* | Dimmer | Device | True | True |  | True | True | True | True | False |  |  |  | False | [9 empty] | Non Federally-Regulated | 12/23/2010 |  | 07/01/2014
Siemens Energy & Automation | LCP1000 | LCP1000 | Photosensor / Photocontrol Dev |  | True | True |  | True | [17 empty] | Non Federally-Regulated | 11/09/2001 |  | 01/07/2010
Lutron Electronics Co., Inc. | Lutron | AY-10P********** | Dimmer | Device | True | True |  | True | True | True | True | False |  |  |  | False | [9 empty] | Non Federally-Regulated | 12/28/2009 |  | 01/21/2014
Siemens Energy & Automation | Siemens Energy & Automation | 5WG1 704-8XE22 | Automatic Time Switch Control |  | True | True |  | True | True | [8 empty] | True | True | True | [5 empty] | Non Federally-Regulated | 12/19/2005 |  | 01/07/2010
Lutron Electronics Co., Inc. | Lutron | CCP-********-******-**-CGP*** | Occupant / Motion / Vacancy Se | System | True | True |  | True | True | True | False |  |  |  |  | False | [9 empty] | Non Federally-Regulated | 07/10/2012 |  | 07/01/2014
Lighting Control & Design | Lighting Control & Design | GR24**/**DTC*********** | Astronomical Time Switch Contr |  | True | True |  | True | True | True | True | True | True | True |  |  |  | True | True | True | [5 empty] | Non Federally-Regulated | 06/22/2005 |  | 12/28/2009
Schneider Electric | Schneider Electric | 752PP/2R | Multi-Level Occupant Sensor | Device | True | True | True | True | True | True | True | True | True | True | True | True |  | False | [7 empty] | Non Federally-Regulated | 10/31/2013 |  | 07/01/2014
INNCOM by Honeywell | Novar | Lingo-** | Automatic Time Switch Control | Device | True | True |  | True | True | [16 empty] | Non Federally-Regulated | 10/08/2010 |  | 07/01/2014
Siemens Energy & Automation | Siemens Energy & Automation | 5WG1 704-8XK24 | Automatic Time Switch Control |  | True | True |  | True | True | [8 empty] | True | True | True | [5 empty] | Non Federally-Regulated | 12/19/2005 |  | 01/07/2010
Lutron Electronics Co., Inc. | Lutron | SF-12P-277-3**** | Dimmer | Device | True | True |  | True | True | True | True | True | True | True | True | False | [9 empty] | Non Federally-Regulated | 04/28/2010 |  | 07/01/2014
Schneider Electric | SERP | SERPB16HS | Astronomical Time Switch Contr | System | True | True |  | True | True | True | True | True | True | True | [11 empty] | Non Federally-Regulated | 09/11/2012 |  | 07/01/2014
Lutron Electronics Co., Inc. | LCP 128 | LCP-*****-******-** | Automatic Daylighting Control |  | True | True | False | True | True | True | False |  | False |  | True | False |  |  |  | False | [5 empty] | Non Federally-Regulated | 09/19/2005 |  | 01/07/2010
Steinel America, Inc. | Steinel | HBS 200 | Occupant / Motion / Vacancy Se | Device | True | True |  | True | True | False | False |  |  |  |  | False | [9 empty] | Non Federally-Regulated | 01/04/2012 |  | 07/01/2014
Tork | Tork | 1847A | Automatic Time Switch Control |  | True | True |  | True | True | [16 empty] | Non Federally-Regulated | 06/03/2003 |  | 04/27/2006
WattStopper, Inc. | WattStopper | LC8-120/277-* | Multi-Level Astronomical Time | System | True | True |  | True | True | True | True | True | True | True | [11 empty] | Non Federally-Regulated | 05/20/2013 |  | 07/01/2014
Intelligent Lighting Controls, Inc. | LightLEEDer | LL00**** | Automatic Daylighting Control | System | True | True | True | True | True | True | True | True | True | True | True | True |  | True | [7 empty] | Non Federally-Regulated | 04/30/2013 |  | 07/01/2014
Lightolier | Lytespan | 6133** | Track Lighting Integral Curren | System | True | True |  | True | True | True | True | True | [13 empty] | Non Federally-Regulated | 06/06/2011 |  | 07/01/2014
Tork | Tork | DG120 | Automatic Time Switch Control | Device | True | True |  | True | True | [16 empty] | Non Federally-Regulated | 04/28/2010 |  | 11/12/2013
Siemens Energy & Automation | Siemens Energy & Automation | 5WG1 704-8XH03 | Automatic Time Switch Control |  | True | True |  | True | True | [8 empty] | True | True | True | [5 empty] | Non Federally-Regulated | 12/19/2005 |  | 01/07/2010
Unenco, Inc. / Univ. Energy | Unenco | AICS277V | Occupant / Motion / Vacancy Se |  | True | True |  | True | [17 empty] | Non Federally-Regulated | 09/25/1992 |  | 04/06/1998
Triatek, Inc. | Triatek | TI-PK | Automatic Time Switch Control |  | True | True |  | True | True | [16 empty] | Non Federally-Regulated | 10/08/1999 |  | 03/13/2006
Hubbell Incorporated | H-Moss | ATU1000C | Ultrasonic Occupant / Motion S |  | True | True |  | True | True | True | True | True | [13 empty] | Non Federally-Regulated | 06/01/1998 |  | 01/07/2010
Lutron Electronics Co., Inc. | Centralized Lighting Control | SO-4****-**-*** | Photosensor / Photocontrol Dev |  | True | True |  | True | [17 empty] | Non Federally-Regulated | 06/08/2007 |  | 01/07/2010
Echoflex Solutions, Inc. | Echoflex | ERM-FL*-*** | Photosensor / Photocontrol Dev | Device | True | True | True | [18 empty] | Non Federally-Regulated | 09/08/2014 |  | 03/24/2015
Lutron Electronics Co., Inc. | Lutron | SPS-AS********** | Dimmer | Device | True | True |  | True | True | True | True | False |  |  |  | False | [9 empty] | Non Federally-Regulated | 12/28/2009 |  | 07/01/2014
Convia, Inc., A Herman Miller Co. | Convia | GSE-DCC-03 | Astronomical Time Switch Contr | System | True | True |  | True | True | True | True | True | True | True | [11 empty] | Non Federally-Regulated | 03/04/2010 |  | 07/01/2014
Sensor Switch, Inc. | Sensor Switch | RMR-6-208-*-** | Occupant / Motion / Vacancy Se |  | True | True |  | True | [17 empty] | Non Federally-Regulated | 11/20/2008 |  | 01/07/2010
Tork | Tork | PSC20 | Ultrasonic Occupant / Motion S |  |  |  |  | True | True | True | True | True | [13 empty] | Non Federally-Regulated | 01/04/2007 |  | 01/07/2010
Sensor Switch, Inc. | Sensor Switch | RMR 6 208****** | Occupant / Motion / Vacancy Se | Device | True | True |  | True | True | False | False |  |  |  |  | False | [9 empty] | Non Federally-Regulated | 04/28/2010 |  | 07/01/2014
Leviton Manufacturing Co., Inc. | Leviton | IPM06 | Dimmer | Device | True | True |  | True | True | True | True | False |  |  |  | False | [9 empty] | Non Federally-Regulated | 11/12/2010 |  | 07/01/2014
Intermatic, Inc. | Gasmaster | FM1D50E-12 | Automatic Time Switch Control | Device | True | True | True | False | [17 empty] | Non Federally-Regulated | 07/17/2014 |  | 08/05/2014
Lutron Electronics Co., Inc. | Lutron | GP32-******************* | Photosensor / Photocontrol Dev | System | True | True |  | False | False | [16 empty] | Non Federally-Regulated | 12/28/2009 |  | 07/01/2014
Acuity Brands Lighting | Juno | TCLFM11** | Track Lighting Integral Curren | System | True | True |  | True | True | True | True | True | [13 empty] | Non Federally-Regulated | 05/24/2013 |  | 07/01/2014
Legrand / Wiremold | WattStopper | GSE-IRH-WH | Astronomical Time Switch Contr | System | True | True |  | True | True | True | True | True | True | True | [11 empty] | Non Federally-Regulated | 03/23/2010 |  | 07/01/2014
Paragon Electric Co. | Paragon | EC71D/18S/120V | Automatic Time Switch Control |  | True | True |  | True | True | [16 empty] | Non Federally-Regulated | 11/23/1992 |  | 01/21/1999
Sensor Switch, Inc. | Sensor Switch | SB PDT 10***ADC******* | Automatic Daylighting Control | Device | True | True | True | True | False |  |  | True | True | True | True | True |  | True | [7 empty] | Non Federally-Regulated | 04/28/2010 |  | 07/01/2014
Intermatic, Inc. | Intermatic | ET8115CPD | Automatic Time Switch Control | Device | True | True |  | True | True | [16 empty] | Non Federally-Regulated | 03/04/2010 |  | 07/01/2014
Tridonic | Tridonic | 86457890 DSISMT120R | Automatic Daylighting Control |  | True | True |  | True | True | True | False | [9 empty] | True |  |  |  |  | Non Federally-Regulated | 05/11/2004 |  | 01/07/2010
PLC Multipoint, Inc. | PLC Multipoint | LCS-S/T | Automatic Daylighting Control |  | True | True |  | True | False |  | True | True | [8 empty] | True |  |  |  |  | Non Federally-Regulated | 05/20/1997 |  | 04/06/1998
Sensor Switch, Inc. | Sensor Switch | CM-9-**-***-** | Occupant / Motion / Vacancy Se |  | True | True |  | True | [17 empty] | Non Federally-Regulated | 03/01/2006 |  | 01/07/2010
Lutron Electronics Co., Inc. | Lutron | N-2000********** | Dimmer | Device | True | True |  | True | True | True | True | False |  |  |  | False | [9 empty] | Non Federally-Regulated | 12/28/2009 |  | 01/21/2014
Carolina Products, Inc. | Carolina Products | CPI-2000 | Astronomical Time Switch Contr | Device | True | True |  | True | True | True | True | True | True | True | [11 empty] | Non Federally-Regulated | 02/23/2012 |  | 07/01/2014
Hubbell Building Automation | Hubbell Building Automation | LOIRWVRP | Occupant / Motion / Vacancy Se |  | True | True |  | True | [17 empty] | Non Federally-Regulated | 05/20/2004 |  | 01/07/2010
Tork | Tork | DTS100A | Automatic Time Switch Control |  | True | True |  | True | True | [16 empty] | Non Federally-Regulated | 08/06/1996 |  | 01/07/2010
Convia, Inc., A Herman Miller Co. | Convia | FSN-BSI | Automatic Time Switch Control | System | True | True |  | True | True | [16 empty] | Non Federally-Regulated | 03/04/2010 |  | 07/01/2014
Legrand / Wiremold | WattStopper | CE6ATCFF SERIES | Astronomical Time Switch Contr | System | True | True |  | True | True | True | True | True | True | True | [11 empty] | Non Federally-Regulated | 03/23/2010 |  | 07/01/2014
Intermatic, Inc. | Grasslin | PC1-digi20-277-LS1+ E300 | Exterior Photocontrol Device |  | True | True | [11 empty] | True | True | True | [5 empty] | Non Federally-Regulated | 11/10/2008 |  | 01/07/2010
Lutron Electronics Co., Inc. | LCP 128 | LCP-********-***FT | Photosensor / Photocontrol Dev |  | True | True |  | True | [17 empty] | Non Federally-Regulated | 09/19/2005 |  | 01/07/2010
Mytech Corp. | Mytech | LP-S-277-I | Occupant / Motion / Vacancy Se |  | True | True |  | True | [17 empty] | Non Federally-Regulated | 06/04/1999 |  | 01/07/2010
Intermatic, Inc. | Grasslin | PC2-D30-120-LS1 | Photosensor / Photocontrol Dev | Device | True | True |  | False | False | [16 empty] | Non Federally-Regulated | 01/20/2010 |  | 07/01/2014
Tork | Tork | ES120A | Automatic Time Switch Control |  | True | True |  | True | True | [16 empty] | Non Federally-Regulated | 10/08/2002 |  | 04/27/2006
Intelliswitch, S.A. de C.V. | Intelliswitch, S.A. de C.V. | IDSW 2H3-IS-277 | Multi-Level Occupant Sensor | Device | True | True | True | True | True | True | True | True | True | False | True | True |  | False | [7 empty] | Non Federally-Regulated | 03/15/2012 |  | 07/01/2014
Digital Lumens | Digital Lumens | HLE-3-** | Automatic Daylighting Control | Device | True | True | True | True | True | False |  | False |  |  | True | True |  | True | [7 empty] | Non Federally-Regulated | 11/14/2013 |  | 07/01/2014
Hubbell Building Automation | Hubbell Building Automation | LHUS**** | Ultrasonic Occupant / Motion S |  | True | True |  | True | True | True | True | True | [13 empty] | Non Federally-Regulated | 09/08/2007 |  | 01/07/2010
Intermatic, Inc. | Grasslin | FM1D50E-240 | Automatic Time Switch Control | Device | True | True |  | True | True | [16 empty] | Non Federally-Regulated | 01/20/2010 |  | 07/01/2014
Desa Specialty, LLC | Portfolio | PF-4305 | Exterior Photocontrol Device |  | True | False | [11 empty] | True | True | True | [5 empty] | Non Federally-Regulated | 06/07/2005 |  | 09/20/2007
Eaton Corp. | Pow-R-Command | PRC2000B | Automatic Time Switch Control | System | True | True |  | True | True | [16 empty] | Non Federally-Regulated | 09/21/2009 |  | 01/07/2010
WattStopper, Inc. | WattStopper | WD180 | Occupant / Motion / Vacancy Se |  | True | True |  | True | [17 empty] | Non Federally-Regulated | 02/25/2000 |  | 01/07/2010
Intermatic, Inc. | Grasslin | GMXFM1D50-I-240 | Automatic Time Switch Control |  | True | True |  | True | True | [16 empty] | Non Federally-Regulated | 10/15/2008 |  | 01/07/2010
WattStopper, Inc. | WattStopper | WS-250-* | Occupant / Motion / Vacancy Se | Device | True | True |  | True | True | True | False |  |  |  |  | False | [9 empty] | Non Federally-Regulated | 02/04/2010 |  | 07/01/2014
Intermatic, Inc. | Grasslin | LM2-O-120-LS1 | Automatic Daylighting Control |  | True | True | True | True | False |  | True | True | True | True | True | False |  | True | False | False | [5 empty] | Non Federally-Regulated | 09/05/2008 |  | 01/07/2010
Lightolier | Lytespan | 6033** | Track Lighting Integral Curren | System | True | True |  | True | True | True | True | True | [13 empty] | Non Federally-Regulated | 06/06/2011 |  | 07/01/2014
Lightolier Controls | Insight | CS-OSLV | Occupant / Motion / Vacancy Se |  | True | True |  | True | [17 empty] | Non Federally-Regulated | 08/28/1992 |  | 04/06/1998
Carrier Corp. | Carrier | 33ZCFANCOL | Automatic Time Switch Control |  | True | True |  | True | True | [16 empty] | Non Federally-Regulated | 03/12/2002 |  | 07/24/2015
Intermatic, Inc. | Intermatic | ET799C | Automatic Time Switch Control |  | True | True |  | True | True | [16 empty] | Non Federally-Regulated | 06/24/1993 |  | 06/29/2006
Novitas, Inc. | Light-o-matic | 01-101 | Ultrasonic Occupant / Motion S |  | False | False |  | True | True | True | True | True | [13 empty] | Non Federally-Regulated | 03/01/1986 |  | 04/06/1998
Lightstat, Inc. | Lightstat | ALC-4-56-*** | Occupant / Motion / Vacancy Se |  | True | True |  | True | [17 empty] | Non Federally-Regulated | 06/23/1998 |  | 03/14/2006
Leviton Manufacturing Co., Inc. | Leviton | L775-TT/L210-MC | Occupant / Motion / Vacancy Se |  | True | True |  | True | [17 empty] | Non Federally-Regulated | 01/30/2001 |  | 01/07/2010
Lutron Electronics Co., Inc. | Lutron | MS-PPS6-DDV***** | Multi-Level Occupant Sensor | Device | True | True | True | True | True | True | True | True | False | True | True | True |  | False | [7 empty] | Non Federally-Regulated | 07/19/2013 |  | 07/01/2014
Lighting Control & Design | Lighting Control & Design | GR2400ACC-***DTC*** | Multi-Level Astronomical Time | System | True | True |  | True | True | True | True | True | True | True | [11 empty] | Non Federally-Regulated | 12/28/2009 |  | 07/01/2014
Lithonia Lighting | Litronic Series | LMT H | Ultrasonic Occupant / Motion S |  | True | True |  | True | True | True | True | True | [13 empty] | Non Federally-Regulated | 03/09/2000 |  | 01/07/2010
Tork | Tork | OSC15PLS | Occupant / Motion / Vacancy Se |  | True | True |  | True | [17 empty] | Non Federally-Regulated | 01/17/2008 |  | 01/07/2010
Sensor Switch, Inc. | Sensor Switch | CMR-PDT-LT | Occupant / Motion / Vacancy Se |  | True | True |  | True | [17 empty] | Non Federally-Regulated | 11/19/2001 |  | 03/01/2006
Matsushita / Honeywell | Honeywell | LITECOM/W7010 | Automatic Time Switch Control |  | True | True |  | True | True | [16 empty] | Non Federally-Regulated | 08/11/1992 |  | 01/07/2010
Lightolier Controls | Insight | IHS2-1000VA-W | Occupant / Motion / Vacancy Se |  | True | True |  | True | [17 empty] | Non Federally-Regulated | 08/10/1992 |  | 04/06/1998
Vantage Controls, Inc. | Vantage Controls, Inc. | EM-MotionSensor15 | Multi-Level Occupant Sensor | System | True | True | True | True | True | True | True | True | True | True | True | True |  | False | [7 empty] | Non Federally-Regulated | 03/23/2010 |  | 07/01/2014
Legrand / Wiremold | WattStopper | CLCBS | Dimmer | System | True | True | True | True | True | True | True | True | True | True | True | True | [9 empty] | Non Federally-Regulated | 03/23/2010 |  | 07/01/2014
Hubbell Building Automation | Hubbell Building Automation | LHUSRR* | Ultrasonic Occupant / Motion S |  | True | True |  | True | True | True | True | True | [13 empty] | Non Federally-Regulated | 05/20/2004 |  | 01/07/2010
WattStopper, Inc. | WattStopper | W-500A | Occupant / Motion / Vacancy Se | Device | True | True |  | True | True | False | True | True | True | True | True | False | [9 empty] | Non Federally-Regulated | 05/28/2010 |  | 07/01/2014
Maple Chase Co. | Paragon Electrical Products | EL7200/208-240V | Automatic Time Switch Control |  | True | True |  | True | True | [16 empty] | Non Federally-Regulated | 12/15/1998 |  | 01/07/2010
Litelab Corp. | Busrun Busway | EEC-3********** | Track Lighting Integral Curren | Device | True | True |  | True | True | True | True | True | [13 empty] | Non Federally-Regulated | 11/25/2009 |  | 07/01/2014
Lutron Electronics Co., Inc. | Lutron | GP36-******************* | Multi-Level Occupant Sensor | System | True | True | True | True | True | True | True | True | True | True | True | True |  | False | [7 empty] | Non Federally-Regulated | 12/28/2009 |  | 07/01/2014
Leviton Manufacturing Co., Inc. | Leviton | AWSMG-H** | Dimmer | Device | True | True |  | True | True | True | True | False |  |  |  | False | [9 empty] | Non Federally-Regulated | 12/16/2010 |  | 07/01/2014
Starfield Controls, Inc. | Starfield Controls, Inc. | TR338** | Automatic Time Switch Control |  | True | True |  | True | True | [16 empty] | Non Federally-Regulated | 03/14/2006 |  | 01/07/2010
Cooper Wiring Devices | Aspire | 9534-** | Dimmer | Device | True | True |  | True | True | True | True | False |  |  |  | False | [9 empty] | Non Federally-Regulated | 12/29/2010 |  | 07/01/2014
Cooper Controls | iLumin | SCM-**-RP-MP-FT-20-S-**-**-** | Astronomical Time Switch Contr | System | True | True |  | True | True | True | True | True | True | True | [11 empty] | Non Federally-Regulated | 04/15/2011 |  | 07/01/2014
Lightolier Controls | Prospec | 26099** | Track Lighting Integral Curren | System | True | True |  | True | True | True | True | True | [13 empty] | Non Federally-Regulated | 06/03/2011 |  | 06/06/2011
Cooper Wiring Devices | Devine | DE06Pxx | Dimmer | Device | True | True |  | True | True | True | True | True | True | True | True | False | [9 empty] | Non Federally-Regulated | 11/12/2010 |  | 12/29/2010