## Table
Manufacturer | Brand | Model Number | Equipment Type | Cooling Type | Ice Type | Ice Maker Process Type | Harvest Rate Lbs/24 Hours | Energy Consumption (Kwh/100 Lbs Of Ice) | Energy Consumption Std | Water Consumption (Gallons/100 Lbs Of Ice) | Water Consumption Std | Ice Hardness Adjustment Factor (For Continuous Type Models) (Percent) | Regulatory Status | Add Date | Reference Number | Modified Date
Hoshizaki America | Hoshizaki | KM-2000SWH3 | Ice-making Head | Water-Cooled Condenser | Cube |  | 1864 | 3.8 | 4 | 77 | 159 |  | Non Federally-Regulated | 05/21/2009 |  | 10/07/2011
Qingdao Orien Commercial Equipment | Summit Commercial | MIB44* | Self-Contained | Air-Cooled Condenser | Cube |  | 51 | 10 | 15.61 |  |  |  | Federally-Regulated Commercial & Industrial Equipment | 08/13/2015 |  | 10/06/2015
Hoshizaki America | Hoshizaki | KMD-901MWH | Ice-making Head | Water-Cooled Condenser | Cube |  | 870 | 4.2 | 4.92 | 125 | 180.9 |  | Non Federally-Regulated | 04/10/2009 |  | 12/16/2015
Hoshizaki America | Hoshizaki | F-1001MAH | Ice-making Head | Air-Cooled Condenser | Flake |  | 740 | 5.7 | 6.08 |  |  |  | Non Federally-Regulated | 04/10/2009 |  | 01/15/2016
Hoshizaki America | Hoshizaki | F-1500MAH | Ice-making Head | Air-Cooled Condenser | Flake |  | 1110 | 4.03 | 5.67 |  |  |  | Federally-Regulated Commercial & Industrial Equipment | 09/25/2012 |  | 01/15/2016
Hoshizaki America | Hoshizaki | F-1001MAH-C | Ice-making Head | Air-Cooled Condenser | Flake |  | 680 | 5.4 | 6.14 |  |  |  | Non Federally-Regulated | 09/08/2009 |  | 01/15/2016
Hoshizaki America | Hoshizaki | FD-1001MAH-C | Ice-making Head | Air-Cooled Condenser | Flake |  | 695 | 4.8 | 6.13 |  |  |  | Non Federally-Regulated | 09/08/2009 |  | 01/15/2016
Hoshizaki America | Hoshizaki | F-1500MAH-C | Ice-making Head | Air-Cooled Condenser | Flake |  | 990 | 4.5 | 5.8 |  |  |  | Non Federally-Regulated | 04/10/2009 |  | 01/15/2016
Hoshizaki America | Hoshizaki | F-1500MWH | Ice-making Head | Water-Cooled Condenser | Flake |  | 1245 | 3.4 | 4.51 | 54 | 172.6 |  | Non Federally-Regulated | 05/21/2009 |  | 01/15/2016
Hoshizaki America | Hoshizaki | F-2000MWH | Ice-making Head | Water-Cooled Condenser | Flake |  | 1730 | 3.5 | 4 | 67 | 161.9 |  | Non Federally-Regulated | 04/10/2009 |  | 01/15/2016
Hoshizaki America | Hoshizaki | F-1001MWH | Ice-making Head | Water-Cooled Condenser | Flake |  | 755 | 4.1 | 5.05 | 63 | 183.4 |  | Non Federally-Regulated | 04/10/2009 |  | 01/15/2016
Hoshizaki America | Hoshizaki | F-1500MWH-C | Ice-making Head | Water-Cooled Condenser | Flake |  | 975 | 4.3 | 4.81 | 65 | 178.6 |  | Non Federally-Regulated | 05/21/2009 |  | 01/15/2016
Hoshizaki America | Hoshizaki | F-2000MWH-C | Ice-making Head | Water-Cooled Condenser | Flake |  | 1560 | 4 | 4 | 76 | 165.7 |  | Non Federally-Regulated | 05/21/2009 |  | 01/15/2016
Hoshizaki America | Hoshizaki | F-1001MWH-C | Ice-making Head | Water-Cooled Condenser | Flake |  | 685 | 4.3 | 5.13 | 72 | 184.9 |  | Non Federally-Regulated | 05/21/2009 |  | 01/15/2016
Hoshizaki America | Hoshizaki | C-100BAF | Self-Contained | Air-Cooled Condenser | Flake |  | 62 | 12.1 | 15.09 |  |  |  | Federally-Regulated Commercial & Industrial Equipment | 06/17/2011 |  | 01/15/2016
Hoshizaki America | Hoshizaki | C-100BAF-AD | Self-Contained | Air-Cooled Condenser | Flake |  | 62 | 12.1 | 15.09 |  |  |  | Federally-Regulated Commercial & Industrial Equipment | 06/17/2011 |  | 01/15/2016
Hoshizaki America | Hoshizaki | C-100BAF-ADDS | Self-Contained | Air-Cooled Condenser | Flake |  | 62 | 12.1 | 15.09 |  |  |  | Federally-Regulated Commercial & Industrial Equipment | 06/17/2011 |  | 01/15/2016
Hoshizaki America | Hoshizaki | C-100BAF-DS | Self-Contained | Air-Cooled Condenser | Flake |  | 62 | 12.1 | 15.09 |  |  |  | Federally-Regulated Commercial & Industrial Equipment | 06/17/2011 |  | 01/15/2016
Hoshizaki America | Hoshizaki | F-1500MRH*URC-14F | Remote Condensing w/o Remote C | Air-Cooled Condenser | Flake |  | 1237 | 3.85 | 5.1 |  |  |  | Federally-Regulated Commercial & Industrial Equipment | 09/30/2015 |  | 01/15/2016
Hoshizaki America | Hoshizaki | F-1001MRH*URC-5F | Remote Condensing w/o Remote C | Air-Cooled Condenser | Flake |  | 713 | 4.73 | 6.14 |  |  |  | Federally-Regulated Commercial & Industrial Equipment | 09/30/2015 |  | 01/15/2016
Hoshizaki America | Hoshizaki | F-2000MRH*URC-22F | Remote Condensing w/o Remote C | Air-Cooled Condenser | Flake |  | 1592 | 4.19 | 5.1 |  |  |  | Federally-Regulated Commercial & Industrial Equipment | 09/30/2015 |  | 01/15/2016
Hoshizaki America | Hoshizaki | F-2000MRH3*URC-22F | Remote Condensing w/o Remote C | Air-Cooled Condenser | Flake |  | 1608 | 4.33 | 5.1 |  |  |  | Federally-Regulated Commercial & Industrial Equipment | 09/30/2015 |  | 01/15/2016
Hoshizaki America | Hoshizaki | F-1001MRH-C*URC-5F | Remote Condensing w/o Remote C | Air-Cooled Condenser | Flake |  | 683 | 5.25 | 6.25 |  |  |  | Federally-Regulated Commercial & Industrial Equipment | 09/30/2015 |  | 01/15/2016
Hoshizaki America | Hoshizaki | FD-1001MRH-C*URC-5F | Remote Condensing w/o Remote C | Air-Cooled Condenser | Flake |  | 683 | 5.08 | 6.25 |  |  |  | Federally-Regulated Commercial & Industrial Equipment | 09/30/2015 |  | 01/15/2016
Hoshizaki America | Hoshizaki | F-1500MRH-C*URC-14F | Remote Condensing w/o Remote C | Air-Cooled Condenser | Flake |  | 1064 | 4.35 | 5.1 |  |  |  | Federally-Regulated Commercial & Industrial Equipment | 09/30/2015 |  | 01/15/2016
Hoshizaki America | Hoshizaki | F-2000MRH-C*URC-22F | Remote Condensing w/o Remote C | Air-Cooled Condenser | Flake |  | 1416 | 4.79 | 5.1 |  |  |  | Federally-Regulated Commercial & Industrial Equipment | 09/30/2015 |  | 01/15/2016
Hoshizaki America | Hoshizaki | KM-515MAH | Ice-making Head | Air-Cooled Condenser | Cube |  | 435 | 6 | 6.52 |  |  |  | Non Federally-Regulated | 04/10/2009 |  | 02/22/2016
Hoshizaki America | Hoshizaki | KM-600MAH | Ice-making Head | Air-Cooled Condenser | Cube |  | 503 | 5.66 | 6.34 |  |  |  | Federally-Regulated Commercial & Industrial Equipment | 09/25/2012 |  | 02/22/2016
Hoshizaki America | Hoshizaki | KML-631MAH | Ice-making Head | Air-Cooled Condenser | Cube |  | 497 | 6.2 | 6.34 |  |  |  | Federally-Regulated Commercial & Industrial Equipment | 09/25/2012 |  | 02/22/2016
Hoshizaki America | Hoshizaki | KM-650MAH | Ice-making Head | Air-Cooled Condenser | Cube |  | 562 | 5.51 | 6.27 |  |  |  | Federally-Regulated Commercial & Industrial Equipment | 09/25/2012 |  | 02/22/2016
Hoshizaki America | Hoshizaki | KMD-850MAH | Ice-making Head | Air-Cooled Condenser | Cube |  | 639 | 5.9 | 6.19 |  |  |  | Non Federally-Regulated | 10/28/2008 |  | 02/22/2016
Hoshizaki America | Hoshizaki | KM-320MAH | Ice-making Head | Air-Cooled Condenser | Cube |  | 278 | 6.9 | 7.87 |  |  |  | Non Federally-Regulated | 04/13/2009 |  | 02/22/2016
Hoshizaki America | Hoshizaki | KM-1301SAH | Ice-making Head | Air-Cooled Condenser | Cube |  | 1164 | 4.63 | 5.61 |  |  |  | Federally-Regulated Commercial & Industrial Equipment | 09/25/2012 |  | 02/22/2016
Hoshizaki America | Hoshizaki | KM-901MAH | Ice-making Head | Air-Cooled Condenser | Cube |  | 732 | 5.6 | 6.08 |  |  |  | Non Federally-Regulated | 10/28/2008 |  | 02/22/2016
Hoshizaki America | Hoshizaki | F-801MAH | Ice-making Head | Air-Cooled Condenser | Flake |  | 568 | 4.33 | 6.27 |  |  |  | Federally-Regulated Commercial & Industrial Equipment | 09/25/2012 |  | 02/22/2016
Hoshizaki America | Hoshizaki | F-450MAH | Ice-making Head | Air-Cooled Condenser | Flake |  | 355 | 6.2 | 7.21 |  |  |  | Non Federally-Regulated | 04/10/2009 |  | 02/22/2016
Hoshizaki America | Hoshizaki | F-450MAH-C | Ice-making Head | Air-Cooled Condenser | Flake |  | 310 | 7.4 | 7.59 |  |  |  | Non Federally-Regulated | 04/10/2009 |  | 02/22/2016
Hoshizaki America | Hoshizaki | F-801MAH-C | Ice-making Head | Air-Cooled Condenser | Flake |  | 552 | 5.1 | 6.28 |  |  |  | Non Federally-Regulated | 04/10/2009 |  | 02/22/2016
Hoshizaki America | Hoshizaki | IM-500SAA | Ice-making Head | Air-Cooled Condenser | Cube |  | 435 | 5.45 | 6.52 |  |  |  | Federally-Regulated Commercial & Industrial Equipment | 10/09/2012 |  | 02/22/2016
Hoshizaki America | Hoshizaki | FD-650MAH-C | Ice-making Head | Air-Cooled Condenser | Flake |  | 474 | 5.35 | 6.37 |  |  |  | Federally-Regulated Commercial & Industrial Equipment | 09/24/2014 |  | 02/22/2016
Hoshizaki America | Hoshizaki | F-1501MAH | Ice-making Head | Air-Cooled Condenser | Flake |  | 1110 | 4.03 | 5.67 |  |  |  | Federally-Regulated Commercial & Industrial Equipment | 08/11/2014 |  | 02/22/2016
Hoshizaki America | Hoshizaki | F-1501MAH-C | Ice-making Head | Air-Cooled Condenser | Flake |  | 939 | 5.36 | 5.86 |  |  |  | Federally-Regulated Commercial & Industrial Equipment | 08/11/2014 |  | 02/22/2016
Hoshizaki America | Hoshizaki | F-1001MAJ | Ice-making Head | Air-Cooled Condenser | Flake |  | 748 | 4.52 | 6.07 |  |  |  | Federally-Regulated Commercial & Industrial Equipment | 10/10/2014 |  | 02/22/2016
Hoshizaki America | Hoshizaki | F-1001MAJ-C | Ice-making Head | Air-Cooled Condenser | Flake |  | 656 | 5.27 | 6.17 |  |  |  | Federally-Regulated Commercial & Industrial Equipment | 10/10/2014 |  | 02/22/2016
Hoshizaki America | Hoshizaki | KM-515MAH-P | Ice-making Head | Air-Cooled Condenser | Cube |  | 450 | 5.9 | 6.4 |  |  |  | Federally-Regulated Commercial & Industrial Equipment | 08/11/2014 |  | 02/22/2016
Hoshizaki America | Hoshizaki | KM-1900SAH-P | Ice-making Head | Air-Cooled Condenser | Cube |  | 1560 | 4.1 | 5.17 |  |  |  | Federally-Regulated Commercial & Industrial Equipment | 08/11/2014 |  | 02/22/2016
Hoshizaki America | Hoshizaki | KM-901MAH-P | Ice-making Head | Air-Cooled Condenser | Cube |  | 813 | 5.1 | 6 |  |  |  | Federally-Regulated Commercial & Industrial Equipment | 08/11/2014 |  | 02/22/2016
Hoshizaki America | Hoshizaki | FD-1001MAJ-C | Ice-making Head | Air-Cooled Condenser | Flake |  | 677 | 4.79 | 6.15 |  |  |  | Federally-Regulated Commercial & Industrial Equipment | 10/10/2014 |  | 02/22/2016
Hoshizaki America | Hoshizaki | KM-1301SAH-P | Ice-making Head | Air-Cooled Condenser | Cube |  | 1164 | 4.63 | 5.61 |  |  |  | Federally-Regulated Commercial & Industrial Equipment | 08/11/2014 |  | 02/22/2016
Hoshizaki America | Hoshizaki | KM-2500SWH3 | Ice-making Head | Water-Cooled Condenser | Cube |  | 2365 | 3.7 | 4 | 100 | 148 |  | Non Federally-Regulated | 09/08/2009 |  | 02/22/2016
Hoshizaki America | Hoshizaki | FD-650MWH-C | Ice-making Head | Water-Cooled Condenser | Flake |  | 532 | 3.81 | 5.29 | 125 | 188.3 |  | Federally-Regulated Commercial & Industrial Equipment | 08/11/2014 |  | 02/22/2016
Hoshizaki America | Hoshizaki | KM-901MWH-P | Ice-making Head | Water-Cooled Condenser | Cube |  | 864 | 4.5 | 4.93 | 128 | 181 |  | Federally-Regulated Commercial & Industrial Equipment | 08/11/2014 |  | 02/22/2016
Hoshizaki America | Hoshizaki | KM-515MWH-P | Ice-making Head | Water-Cooled Condenser | Cube |  | 446 | 5.14 | 5.35 | 106 | 190.2 |  | Federally-Regulated Commercial & Industrial Equipment | 08/11/2014 |  | 02/22/2016
Hoshizaki America | Hoshizaki | KM-1301SWH-P | Ice-making Head | Water-Cooled Condenser | Cube |  | 1323 | 3.2 | 4.42 | 118 | 170.9 |  | Federally-Regulated Commercial & Industrial Equipment | 08/11/2014 |  | 02/22/2016
Hoshizaki America | Hoshizaki | KM-1900SWH-P | Ice-making Head | Water-Cooled Condenser | Cube |  | 1850 | 3.1 | 4 | 99 | 159.3 |  | Federally-Regulated Commercial & Industrial Equipment | 08/11/2014 |  | 02/22/2016
Hoshizaki America | Hoshizaki | F-1001MWJ | Ice-making Head | Water-Cooled Condenser | Flake |  | 750 | 4 | 5.06 | 125 | 183.5 |  | Federally-Regulated Commercial & Industrial Equipment | 10/10/2014 |  | 02/22/2016
Hoshizaki America | Hoshizaki | F-1001MWJ-C | Ice-making Head | Water-Cooled Condenser | Flake |  | 703 | 4.1 | 5.11 | 130 | 184.5 |  | Federally-Regulated Commercial & Industrial Equipment | 10/10/2014 |  | 02/22/2016
Hoshizaki America | Hoshizaki | F-1501MWH | Ice-making Head | Water-Cooled Condenser | Flake |  | 1182 | 3.62 | 4.58 | 57 | 174 |  | Federally-Regulated Commercial & Industrial Equipment | 08/11/2014 |  | 02/22/2016
Hoshizaki America | Hoshizaki | F-1501MWH-C | Ice-making Head | Water-Cooled Condenser | Flake |  | 924 | 4.55 | 4.86 | 65 | 179.7 |  | Federally-Regulated Commercial & Industrial Equipment | 08/11/2014 |  | 02/22/2016
Hoshizaki America | Hoshizaki | F-2001MWH | Ice-making Head | Water-Cooled Condenser | Flake |  | 1642 | 3.68 | 4 | 70 | 163.9 |  | Federally-Regulated Commercial & Industrial Equipment | 08/11/2014 |  | 02/22/2016
Hoshizaki America | Hoshizaki | F-801MWH-C | Ice-making Head | Water-Cooled Condenser | Flake |  | 550 | 4.7 | 5.28 | 55 | 187.9 |  | Non Federally-Regulated | 05/21/2009 |  | 02/22/2016
Hoshizaki America | Hoshizaki | F-801MWH | Ice-making Head | Water-Cooled Condenser | Flake |  | 605 | 4.3 | 5.21 | 60 | 186.7 |  | Non Federally-Regulated | 05/21/2009 |  | 02/22/2016
Hoshizaki America | Hoshizaki | KM-2100SWH3 | Ice-making Head | Water-Cooled Condenser | Cube |  | 2050 | 3.35 | 4 | 95 | 154.9 |  | Non Federally-Regulated | 09/08/2009 |  | 02/22/2016
Hoshizaki America | Hoshizaki | KMH-2000SWH | Ice-making Head | Water-Cooled Condenser | Cube |  | 1760 | 3.3 | 4 | 84 | 161.3 |  | Federally-Regulated Commercial & Industrial Equipment | 06/17/2011 |  | 02/22/2016
Hoshizaki America | Hoshizaki | KM-1301SWH | Ice-making Head | Water-Cooled Condenser | Cube |  | 1323 | 3.2 | 4.42 | 118 | 170.9 |  | Non Federally-Regulated | 04/10/2009 |  | 02/22/2016
Hoshizaki America | Hoshizaki | KM-1301SWH3 | Ice-making Head | Water-Cooled Condenser | Cube |  | 1300 | 3.4 | 4.45 | 119 | 171.4 |  | Non Federally-Regulated | 05/21/2009 |  | 02/22/2016
Hoshizaki America | Hoshizaki | KM-1900SWH | Ice-making Head | Water-Cooled Condenser | Cube |  | 1850 | 3.1 | 4 | 99 | 159.3 |  | Non Federally-Regulated | 04/10/2009 |  | 02/22/2016
Hoshizaki America | Hoshizaki | KM-1900SWH3 | Ice-making Head | Water-Cooled Condenser | Cube |  | 1814 | 3.3 | 4 | 99 | 160.1 |  | Non Federally-Regulated | 05/21/2009 |  | 02/22/2016
Hoshizaki America | Hoshizaki | KML-250MWH | Ice-making Head | Water-Cooled Condenser | Cube |  | 284 | 6.2 | 6.24 | 123 | 193.8 |  | Federally-Regulated Commercial & Industrial Equipment | 04/01/2010 |  | 02/22/2016
Hoshizaki America | Hoshizaki | KM-320MWH | Ice-making Head | Water-Cooled Condenser | Cube |  | 337 | 5.2 | 5.95 | 157 | 192.6 |  | Non Federally-Regulated | 04/10/2009 |  | 02/22/2016
Hoshizaki America | Hoshizaki | KML-351MWH | Ice-making Head | Water-Cooled Condenser | Cube |  | 327 | 5.3 | 6 | 131 | 192.8 |  | Non Federally-Regulated | 04/10/2009 |  | 02/22/2016
Hoshizaki America | Hoshizaki | KM-515MWH | Ice-making Head | Water-Cooled Condenser | Cube |  | 436 | 5.3 | 5.4 | 120 | 190.4 |  | Federally-Regulated Commercial & Industrial Equipment | 09/25/2012 |  | 02/22/2016
Hoshizaki America | Hoshizaki | KML-631MWH | Ice-making Head | Water-Cooled Condenser | Cube |  | 630 | 4.4 | 5.19 | 119 | 186.1 |  | Non Federally-Regulated | 04/10/2009 |  | 02/22/2016
Hoshizaki America | Hoshizaki | KM-650MWH | Ice-making Head | Water-Cooled Condenser | Cube |  | 620 | 4.1 | 5.2 | 120 | 186.4 |  | Federally-Regulated Commercial & Industrial Equipment | 09/25/2012 |  | 02/22/2016
Hoshizaki America | Hoshizaki | KMD-850MWH | Ice-making Head | Water-Cooled Condenser | Cube |  | 815 | 4.1 | 4.98 | 127 | 182.1 |  | Non Federally-Regulated | 05/21/2009 |  | 02/22/2016
Hoshizaki America | Hoshizaki | KM-901MWH | Ice-making Head | Water-Cooled Condenser | Cube |  | 827 | 4.5 | 4.97 | 139 | 181.8 |  | Federally-Regulated Commercial & Industrial Equipment | 09/25/2012 |  | 02/22/2016
Hoshizaki America | Hoshizaki | KM-1340MWH | Ice-making Head | Water-Cooled Condenser | Cube |  | 1327 | 3.6 | 4.42 | 108 | 170.8 |  | Non Federally-Regulated | 04/10/2009 |  | 02/22/2016
Hoshizaki America | Hoshizaki | KM-1601SWH | Ice-making Head | Water-Cooled Condenser | Cube |  | 1523 | 3.8 | 4 | 98 | 166.5 |  | Federally-Regulated Commercial & Industrial Equipment | 09/25/2012 |  | 02/22/2016
Hoshizaki America | Hoshizaki | DCM-270BAH | Self-Contained | Air-Cooled Condenser | Flake |  | 215 | 7.6 | 9.8 |  |  |  | Non Federally-Regulated | 04/10/2009 |  | 02/22/2016
Hoshizaki America | Hoshizaki | DCM-270BAH-OS | Self-Contained | Air-Cooled Condenser | Flake |  | 220 | 7.3 | 9.8 |  |  |  | Non Federally-Regulated | 05/21/2009 |  | 02/22/2016
Hoshizaki America | Hoshizaki | DCM-300BAH-OS | Self-Contained | Air-Cooled Condenser | Flake |  | 232 | 6.84 | 9.8 |  |  |  | Federally-Regulated Commercial & Industrial Equipment | 10/07/2011 |  | 02/22/2016
Hoshizaki America | Hoshizaki | DCM-300BAH | Self-Contained | Air-Cooled Condenser | Flake |  | 232 | 6.84 | 9.8 |  |  |  | Federally-Regulated Commercial & Industrial Equipment | 10/07/2011 |  | 02/22/2016
Hoshizaki America | Hoshizaki | F-330BAH-C | Self-Contained | Air-Cooled Condenser | Flake |  | 330 | 6.7 | 9.8 |  |  |  | Non Federally-Regulated | 05/21/2009 |  | 02/22/2016
Hoshizaki America | Hoshizaki | DCM-500BAH | Self-Contained | Air-Cooled Condenser | Flake |  | 385 | 6.6 | 9.8 |  |  |  | Non Federally-Regulated | 04/10/2009 |  | 02/22/2016
Hoshizaki America | Hoshizaki | DCM-500BAH-OS | Self-Contained | Air-Cooled Condenser | Flake |  | 385 | 6.6 | 9.8 |  |  |  | Non Federally-Regulated | 04/10/2009 |  | 02/22/2016
Hoshizaki America | Hoshizaki | DCM-751BAH-OS | Self-Contained | Air-Cooled Condenser | Flake |  | 583 | 5.94 | 9.8 |  |  |  | Federally-Regulated Commercial & Industrial Equipment | 10/07/2011 |  | 02/22/2016
Hoshizaki America | Hoshizaki | DCM-751BAH | Self-Contained | Air-Cooled Condenser | Flake |  | 583 | 5.94 | 9.8 |  |  |  | Federally-Regulated Commercial & Industrial Equipment | 10/07/2011 |  | 02/22/2016
Hoshizaki America | Hoshizaki | F-300BAF | Self-Contained | Air-Cooled Condenser | Flake |  | 230 | 6.75 | 9.8 |  |  |  | Federally-Regulated Commercial & Industrial Equipment | 09/25/2012 |  | 02/22/2016
Hoshizaki America | Hoshizaki | F-330BAH | Self-Contained | Air-Cooled Condenser | Flake |  | 238 | 6.09 | 9.8 |  |  |  | Federally-Regulated Commercial & Industrial Equipment | 09/25/2012 |  | 02/22/2016
Hoshizaki America | Hoshizaki | F-500BAF | Self-Contained | Air-Cooled Condenser | Flake |  | 358 | 6.04 | 9.8 |  |  |  | Federally-Regulated Commercial & Industrial Equipment | 09/25/2012 |  | 02/22/2016
Hoshizaki America | Hoshizaki | DKM-500BAH | Self-Contained | Air-Cooled Condenser | Cube |  | 436 | 6.53 | 9.8 |  |  |  | Federally-Regulated Commercial & Industrial Equipment | 09/25/2012 |  | 02/22/2016
Hoshizaki America | Hoshizaki | DKM-500BWH | Self-Contained | Water-Cooled Condenser | Cube |  | 439 | 5.1 | 7.6 | 138 | 177.2 |  | Non Federally-Regulated | 04/10/2009 |  | 02/22/2016
Hoshizaki America | Hoshizaki | KM-201BWH | Self-Contained | Water-Cooled Condenser | Cube |  | 186 | 5.93 | 7.87 | 141.3 | 185.1 |  | Federally-Regulated Commercial & Industrial Equipment | 06/17/2011 |  | 02/22/2016
Hoshizaki America | Hoshizaki | DCM-500BWH | Self-Contained | Water-Cooled Condenser | Flake |  | 495 | 4.7 | 7.6 | 71 | 175.4 |  | Non Federally-Regulated | 04/10/2009 |  | 02/22/2016
Hoshizaki America | Hoshizaki | DCM-500BWH-OS | Self-Contained | Water-Cooled Condenser | Flake |  | 495 | 4.8 | 7.6 | 100 | 175.4 |  | Non Federally-Regulated | 05/21/2009 |  | 02/22/2016
Hoshizaki America | Hoshizaki | DCM-751BWH-OS | Self-Contained | Water-Cooled Condenser | Flake |  | 685 | 4.77 | 7.6 | 76 | 169.4 |  | Federally-Regulated Commercial & Industrial Equipment | 10/07/2011 |  | 02/22/2016
Hoshizaki America | Hoshizaki | DCM-751BWH | Self-Contained | Water-Cooled Condenser | Flake |  | 685 | 4.77 | 7.6 | 76 | 169.4 |  | Federally-Regulated Commercial & Industrial Equipment | 10/07/2011 |  | 02/22/2016
Hoshizaki America | Hoshizaki | KML-631MRH*URC-9F | Remote Condensing w/o Remote C | Air-Cooled Condenser | Cube |  | 600 | 5.3 | 6.57 |  |  |  | Federally-Regulated Commercial & Industrial Equipment | 09/30/2015 |  | 02/22/2016
Hoshizaki America | Hoshizaki | KMD-850MRH*URC-9F | Remote Condensing w/o Remote C | Air-Cooled Condenser | Cube |  | 680 | 5.8 | 6.27 |  |  |  | Federally-Regulated Commercial & Industrial Equipment | 09/30/2015 |  | 02/22/2016
Hoshizaki America | Hoshizaki | KMH-2000SRH3*URC-22F | Remote Condensing w/o Remote C | Air-Cooled Condenser | Cube |  | 1675 | 3.7 | 5.1 |  |  |  | Federally-Regulated Commercial & Industrial Equipment | 09/30/2015 |  | 02/22/2016
Hoshizaki America | Hoshizaki | KMH-2000SRH*URC-22F | Remote Condensing w/o Remote C | Air-Cooled Condenser | Cube |  | 1694 | 3.8 | 5.1 |  |  |  | Federally-Regulated Commercial & Industrial Equipment | 09/30/2015 |  | 02/22/2016
Hoshizaki America | Hoshizaki | FS-1022MLH-C*SRC-10H | Both Remote Condensing & Remot | Air-Cooled Condenser | Flake |  | 668 | 6.26 | 6.31 |  |  |  | Federally-Regulated Commercial & Industrial Equipment | 09/30/2015 |  | 02/22/2016
Hoshizaki America | Hoshizaki | FS-1001MLH-C*SRC-10H | Both Remote Condensing & Remot | Air-Cooled Condenser | Flake |  | 668 | 6.26 | 6.31 |  |  |  | Federally-Regulated Commercial & Industrial Equipment | 09/30/2015 |  | 02/22/2016
Hoshizaki America | Hoshizaki | FS-1500MLH-C*SRC-14H | Both Remote Condensing & Remot | Air-Cooled Condenser | Flake |  | 1165 | 4.72 | 5.3 |  |  |  | Federally-Regulated Commercial & Industrial Equipment | 09/30/2015 |  | 02/22/2016
Hoshizaki America | Hoshizaki | F-2001MRH3-C*URC-22F | Remote Condensing w/o Remote C | Air-Cooled Condenser | Flake |  | 1450 | 4.81 | 5.1 |  |  |  | Federally-Regulated Commercial & Industrial Equipment | 09/30/2015 |  | 02/22/2016
Hoshizaki America | Hoshizaki | KM-1340MRH3*URC-14F | Remote Condensing w/o Remote C | Air-Cooled Condenser | Cube |  | 1185 | 4.75 | 5.1 |  |  |  | Federally-Regulated Commercial & Industrial Equipment | 09/30/2015 |  | 02/22/2016
Hoshizaki America | Hoshizaki | F-2001MRH-C*URC-22F | Remote Condensing w/o Remote C | Air-Cooled Condenser | Flake |  | 1496 | 5.1 | 5.1 |  |  |  | Federally-Regulated Commercial & Industrial Equipment | 09/30/2015 |  | 02/22/2016
Hoshizaki America | Hoshizaki | F-1001MLJ*RACK | Both Remote Condensing & Remot | Air-Cooled Condenser | Flake |  | 871 | 1.89 | 5.54 |  |  |  | Federally-Regulated Commercial & Industrial Equipment | 09/30/2015 |  | 02/22/2016
Hoshizaki America | Hoshizaki | KMD-460MAH | Ice-making Head | Air-Cooled Condenser | Cube |  | 387 | 5.48 | 6.93 |  |  |  | Federally-Regulated Commercial & Industrial Equipment | 09/30/2015 |  | 02/22/2016
Hoshizaki America | Hoshizaki | KM-340MAH | Ice-making Head | Air-Cooled Condenser | Cube |  | 325 | 5.99 | 7.46 |  |  |  | Federally-Regulated Commercial & Industrial Equipment | 08/06/2015 |  | 02/22/2016
Hoshizaki America | Hoshizaki | KM-340MWH | Ice-making Head | Water-Cooled Condenser | Cube |  | 360 | 4.85 | 5.82 | 4.9 | 192.1 |  | Federally-Regulated Commercial & Industrial Equipment | 10/08/2015 |  | 02/22/2016
Hoshizaki America | Hoshizaki | KMD-460MWH | Ice-making Head | Water-Cooled Condenser | Cube |  | 470 | 4.11 | 5.22 | 4.1 | 189.7 |  | Federally-Regulated Commercial & Industrial Equipment | 09/30/2015 |  | 02/22/2016
Hoshizaki America | Hoshizaki | KMH-2000SWH3 | Ice-making Head | Water-Cooled Condenser | Cube |  | 1840 | 3.19 | 4 | 3.2 | 159.5 |  | Federally-Regulated Commercial & Industrial Equipment | 09/30/2015 |  | 02/22/2016
Hoshizaki America | Hoshizaki | KMD-901MWH | Ice-making Head | Water-Cooled Condenser | Cube |  | 860 | 4.27 | 4.63 | 4.3 | 181.1 |  | Federally-Regulated Commercial & Industrial Equipment | 12/16/2015 |  | 02/22/2016
Manitowoc Ice, Inc. | Koolaire | KD1350W-261 | Ice-making Head | Water-Cooled Condenser | Cube |  | 1200 | 4.1 | 4.56 | 160 | 173.6 |  | Federally-Regulated Commercial & Industrial Equipment | 11/10/2014 |  | 02/24/2016
Manitowoc Ice, Inc. | Koolaire | KY1350W-261 | Ice-making Head | Water-Cooled Condenser | Cube |  | 1225 | 4.1 | 4.53 | 160 | 173.1 |  | Federally-Regulated Commercial & Industrial Equipment | 11/10/2014 |  | 02/24/2016
Manitowoc Ice, Inc. | Koolaire | KY1350W-263 | Ice-making Head | Water-Cooled Condenser | Cube |  | 1225 | 4.1 | 4.53 | 160 | 173.1 |  | Federally-Regulated Commercial & Industrial Equipment | 11/10/2014 |  | 02/24/2016
Manitowoc Ice, Inc. | Manitowoc | QM-45A | Self-Contained | Air-Cooled Condenser | Cube |  | 65 | 14.9 | 14.95 |  |  |  | Non Federally-Regulated | 01/03/2008 |  | 02/24/2016
Manitowoc Ice, Inc. | Manitowoc | SD-3072C*CVD-30853 | Both Remote Condensing & Remot | Air-Cooled Condenser | Cube |  | 2233 | 4.81 | 5.3 |  |  |  | Federally-Regulated Commercial & Industrial Equipment | 09/30/2015 |  | 02/24/2016
Manitowoc Ice, Inc. | Manitowoc | SY-3074C*CVD-30853 | Both Remote Condensing & Remot | Air-Cooled Condenser | Cube |  | 2299 | 4.74 | 5.3 |  |  |  | Federally-Regulated Commercial & Industrial Equipment | 09/30/2015 |  | 02/24/2016
Manitowoc Ice, Inc. | Manitowoc | ID-0592N-161*JC-0495-161 | Remote Condensing w/o Remote C | Air-Cooled Condenser | Cube |  | 418 | 6.11 | 7.26 |  |  |  | Federally-Regulated Commercial & Industrial Equipment | 09/30/2015 |  | 02/24/2016
Manitowoc Ice, Inc. | Manitowoc | IY-0594N-161*JC-0495-161 | Remote Condensing w/o Remote C | Air-Cooled Condenser | Cube |  | 432 | 6.09 | 7.21 |  |  |  | Federally-Regulated Commercial & Industrial Equipment | 09/30/2015 |  | 02/24/2016
Manitowoc Ice, Inc. | Manitowoc | IB-1094YC-161*ICVD-1195-261 | Both Remote Condensing & Remot | Air-Cooled Condenser | Cube |  | 910 | 4.85 | 5.39 |  |  |  | Federally-Regulated Commercial & Industrial Equipment | 09/30/2015 |  | 02/24/2016
Manitowoc Ice, Inc. | Manitowoc | IB-1094YC-161*ICVD-11953-263 | Both Remote Condensing & Remot | Air-Cooled Condenser | Cube |  | 910 | 4.85 | 5.39 |  |  |  | Federally-Regulated Commercial & Industrial Equipment | 09/30/2015 |  | 02/24/2016
Manitowoc Ice, Inc. | Manitowoc | ID-1872C-161*ICVD-1895-261 | Both Remote Condensing & Remot | Air-Cooled Condenser | Cube |  | 1375 | 5.03 | 5.3 |  |  |  | Federally-Regulated Commercial & Industrial Equipment | 09/30/2015 |  | 02/24/2016
Manitowoc Ice, Inc. | Manitowoc | ID-1872C-161*ICVD-18953-263 | Both Remote Condensing & Remot | Air-Cooled Condenser | Cube |  | 1375 | 5.03 | 5.3 |  |  |  | Federally-Regulated Commercial & Industrial Equipment | 09/30/2015 |  | 02/24/2016
Manitowoc Ice, Inc. | Manitowoc | IY-1874C-161*ICVD-1895-261 | Both Remote Condensing & Remot | Air-Cooled Condenser | Cube |  | 1470 | 4.81 | 5.3 |  |  |  | Federally-Regulated Commercial & Industrial Equipment | 09/30/2015 |  | 02/24/2016
Manitowoc Ice, Inc. | Manitowoc | RN1078C-161*RCU1075-261 | Both Remote Condensing & Remot | Air-Cooled Condenser | Flake |  | 713 | 5.44 | 6.14 |  |  |  | Federally-Regulated Commercial & Industrial Equipment | 09/30/2015 |  | 02/24/2016
Manitowoc Ice, Inc. | Manitowoc | RN1278C-161*RCU1275-261 | Both Remote Condensing & Remot | Air-Cooled Condenser | Flake |  | 962 | 4.93 | 5.3 |  |  |  | Federally-Regulated Commercial & Industrial Equipment | 09/30/2015 |  | 02/24/2016
Manitowoc Ice, Inc. | Manitowoc | ID-1492N-261*JC-1395-261 | Remote Condensing w/o Remote C | Air-Cooled Condenser | Cube |  | 1220 | 4.52 | 5.1 |  |  |  | Federally-Regulated Commercial & Industrial Equipment | 09/30/2015 |  | 02/24/2016
Manitowoc Ice, Inc. | Manitowoc | ID-1492N3-263*JC-1395-261 | Remote Condensing w/o Remote C | Air-Cooled Condenser | Cube |  | 1220 | 4.52 | 5.1 |  |  |  | Federally-Regulated Commercial & Industrial Equipment | 09/30/2015 |  | 02/24/2016
Manitowoc Ice, Inc. | Manitowoc | IY-1494N-261*JC-1395-261 | Remote Condensing w/o Remote C | Air-Cooled Condenser | Cube |  | 1230 | 4.52 | 5.1 |  |  |  | Federally-Regulated Commercial & Industrial Equipment | 09/30/2015 |  | 02/24/2016
Manitowoc Ice, Inc. | Manitowoc | IY-1494N3-263*JC-1395-261 | Remote Condensing w/o Remote C | Air-Cooled Condenser | Cube |  | 1230 | 4.52 | 5.1 |  |  |  | Federally-Regulated Commercial & Industrial Equipment | 09/30/2015 |  | 02/24/2016
Manitowoc Ice, Inc. | Manitowoc | IR-1890N-261*JC-1395-261 | Remote Condensing w/o Remote C | Air-Cooled Condenser | Cube |  | 1420 | 4.99 | 5.1 |  |  |  | Federally-Regulated Commercial & Industrial Equipment | 09/30/2015 |  | 02/24/2016
Manitowoc Ice, Inc. | Manitowoc | IR-1890N3-263*JC-1395-261 | Remote Condensing w/o Remote C | Air-Cooled Condenser | Cube |  | 1420 | 4.99 | 5.1 |  |  |  | Federally-Regulated Commercial & Industrial Equipment | 09/30/2015 |  | 02/24/2016
Manitowoc Ice, Inc. | Manitowoc | ID-1892N-261*JC-1395-261 | Remote Condensing w/o Remote C | Air-Cooled Condenser | Cube |  | 1495 | 4.96 | 5.1 |  |  |  | Federally-Regulated Commercial & Industrial Equipment | 09/30/2015 |  | 02/24/2016
Manitowoc Ice, Inc. | Manitowoc | ID-1892N3-263*JC-1395-261 | Remote Condensing w/o Remote C | Air-Cooled Condenser | Cube |  | 1495 | 4.96 | 5.1 |  |  |  | Federally-Regulated Commercial & Industrial Equipment | 09/30/2015 |  | 02/24/2016
Manitowoc Ice, Inc. | Manitowoc | IY-1894N-261*JC-1395-261 | Remote Condensing w/o Remote C | Air-Cooled Condenser | Cube |  | 1465 | 5.06 | 5.1 |  |  |  | Federally-Regulated Commercial & Industrial Equipment | 09/30/2015 |  | 02/24/2016
Manitowoc Ice, Inc. | Manitowoc | IY-1894N3-263*JC-1395-261 | Remote Condensing w/o Remote C | Air-Cooled Condenser | Cube |  | 1465 | 5.06 | 5.1 |  |  |  | Federally-Regulated Commercial & Industrial Equipment | 09/30/2015 |  | 02/24/2016
Manitowoc Ice, Inc. | Manitowoc | ID1496N-261*JC1395-261 | Remote Condensing w/o Remote C | Air-Cooled Condenser | Cube |  | 1295 | 4.23 | 5.1 |  |  |  | Federally-Regulated Commercial & Industrial Equipment | 09/30/2015 |  | 02/24/2016
Manitowoc Ice, Inc. | Manitowoc | ID1496N3-263*JC1395-261 | Remote Condensing w/o Remote C | Air-Cooled Condenser | Cube |  | 1295 | 4.23 | 5.1 |  |  |  | Federally-Regulated Commercial & Industrial Equipment | 09/30/2015 |  | 02/24/2016
Manitowoc Ice, Inc. | Manitowoc | IY1496N-261*JC1395-261 | Remote Condensing w/o Remote C | Air-Cooled Condenser | Cube |  | 1305 | 4.23 | 5.1 |  |  |  | Federally-Regulated Commercial & Industrial Equipment | 09/30/2015 |  | 02/24/2016
Manitowoc Ice, Inc. | Manitowoc | IY1496N3-263*JC1395-261 | Remote Condensing w/o Remote C | Air-Cooled Condenser | Cube |  | 1305 | 4.23 | 5.1 |  |  |  | Federally-Regulated Commercial & Industrial Equipment | 09/30/2015 |  | 02/24/2016
Manitowoc Ice, Inc. | Manitowoc | ID-0302A-161 | Ice-making Head | Air-Cooled Condenser | Cube |  | 225 | 7.48 | 8.32 |  |  |  | Federally-Regulated Commercial & Industrial Equipment | 09/30/2015 |  | 02/24/2016
Manitowoc Ice, Inc. | Manitowoc | ID-0302A-261 | Ice-making Head | Air-Cooled Condenser | Cube |  | 225 | 7.48 | 8.32 |  |  |  | Federally-Regulated Commercial & Industrial Equipment | 09/30/2015 |  | 02/24/2016
Manitowoc Ice, Inc. | Manitowoc | ID-0322A-161 | Ice-making Head | Air-Cooled Condenser | Cube |  | 225 | 7.49 | 8.32 |  |  |  | Federally-Regulated Commercial & Industrial Equipment | 09/30/2015 |  | 02/24/2016
Manitowoc Ice, Inc. | Manitowoc | ID-0322A-261 | Ice-making Head | Air-Cooled Condenser | Cube |  | 225 | 7.49 | 8.32 |  |  |  | Federally-Regulated Commercial & Industrial Equipment | 09/30/2015 |  | 02/24/2016
Manitowoc Ice, Inc. | Manitowoc | ID-0452A-161 | Ice-making Head | Air-Cooled Condenser | Cube |  | 316 | 6.36 | 7.54 |  |  |  | Federally-Regulated Commercial & Industrial Equipment | 09/30/2015 |  | 02/24/2016
Manitowoc Ice, Inc. | Manitowoc | ID-0452A-261 | Ice-making Head | Air-Cooled Condenser | Cube |  | 316 | 6.36 | 7.54 |  |  |  | Federally-Regulated Commercial & Industrial Equipment | 09/30/2015 |  | 02/24/2016
Manitowoc Ice, Inc. | Manitowoc | ID-0502A-161 | Ice-making Head | Air-Cooled Condenser | Cube |  | 390 | 5.79 | 6.91 |  |  |  | Federally-Regulated Commercial & Industrial Equipment | 09/30/2015 |  | 02/24/2016
Manitowoc Ice, Inc. | Manitowoc | ID-0502A-261 | Ice-making Head | Air-Cooled Condenser | Cube |  | 390 | 5.79 | 6.91 |  |  |  | Federally-Regulated Commercial & Industrial Equipment | 09/30/2015 |  | 02/24/2016
Manitowoc Ice, Inc. | Manitowoc | ID-0522A-161 | Ice-making Head | Air-Cooled Condenser | Cube |  | 335 | 6.64 | 7.38 |  |  |  | Federally-Regulated Commercial & Industrial Equipment | 09/30/2015 |  | 02/24/2016
Manitowoc Ice, Inc. | Manitowoc | ID-0522A-261 | Ice-making Head | Air-Cooled Condenser | Cube |  | 335 | 6.64 | 7.38 |  |  |  | Federally-Regulated Commercial & Industrial Equipment | 09/30/2015 |  | 02/24/2016
Manitowoc Ice, Inc. | Manitowoc | ID-1202A-261 | Ice-making Head | Air-Cooled Condenser | Cube |  | 870 | 5.32 | 5.93 |  |  |  | Federally-Regulated Commercial & Industrial Equipment | 09/30/2015 |  | 02/24/2016
Manitowoc Ice, Inc. | Manitowoc | ID-1202A3-263 | Ice-making Head | Air-Cooled Condenser | Cube |  | 870 | 5.32 | 5.93 |  |  |  | Federally-Regulated Commercial & Industrial Equipment | 09/30/2015 |  | 02/24/2016
Manitowoc Ice, Inc. | Manitowoc | IY-0304A-161 | Ice-making Head | Air-Cooled Condenser | Cube |  | 235 | 7.38 | 8.24 |  |  |  | Federally-Regulated Commercial & Industrial Equipment | 09/30/2015 |  | 02/24/2016
Manitowoc Ice, Inc. | Manitowoc | IY-0304A-261 | Ice-making Head | Air-Cooled Condenser | Cube |  | 235 | 7.38 | 8.24 |  |  |  | Federally-Regulated Commercial & Industrial Equipment | 09/30/2015 |  | 02/24/2016
Manitowoc Ice, Inc. | Manitowoc | IY-0324A-161 | Ice-making Head | Air-Cooled Condenser | Cube |  | 230 | 7.32 | 8.28 |  |  |  | Federally-Regulated Commercial & Industrial Equipment | 09/30/2015 |  | 02/24/2016
Manitowoc Ice, Inc. | Manitowoc | IY-0324A-261 | Ice-making Head | Air-Cooled Condenser | Cube |  | 230 | 7.32 | 8.28 |  |  |  | Federally-Regulated Commercial & Industrial Equipment | 09/30/2015 |  | 02/24/2016
Manitowoc Ice, Inc. | Manitowoc | IY-0454A-161 | Ice-making Head | Air-Cooled Condenser | Cube |  | 335 | 5.97 | 7.38 |  |  |  | Federally-Regulated Commercial & Industrial Equipment | 09/30/2015 |  | 02/24/2016
Manitowoc Ice, Inc. | Manitowoc | IY-0454A-261 | Ice-making Head | Air-Cooled Condenser | Cube |  | 335 | 5.97 | 7.38 |  |  |  | Federally-Regulated Commercial & Industrial Equipment | 09/30/2015 |  | 02/24/2016
Manitowoc Ice, Inc. | Manitowoc | IY-0504A-161 | Ice-making Head | Air-Cooled Condenser | Cube |  | 410 | 5.73 | 6.73 |  |  |  | Federally-Regulated Commercial & Industrial Equipment | 09/30/2015 |  | 02/24/2016
Manitowoc Ice, Inc. | Manitowoc | IY-0504A-261 | Ice-making Head | Air-Cooled Condenser | Cube |  | 410 | 5.73 | 6.73 |  |  |  | Federally-Regulated Commercial & Industrial Equipment | 09/30/2015 |  | 02/24/2016
Manitowoc Ice, Inc. | Manitowoc | IY-0524A-161 | Ice-making Head | Air-Cooled Condenser | Cube |  | 360 | 6.45 | 7.16 |  |  |  | Federally-Regulated Commercial & Industrial Equipment | 09/30/2015 |  | 02/24/2016
Manitowoc Ice, Inc. | Manitowoc | IY-0524A-261 | Ice-making Head | Air-Cooled Condenser | Cube |  | 360 | 6.45 | 7.16 |  |  |  | Federally-Regulated Commercial & Industrial Equipment | 09/30/2015 |  | 02/24/2016
Manitowoc Ice, Inc. | Manitowoc | IY-1204A-261 | Ice-making Head | Air-Cooled Condenser | Cube |  | 930 | 5.26 | 5.87 |  |  |  | Federally-Regulated Commercial & Industrial Equipment | 09/30/2015 |  | 02/24/2016
Manitowoc Ice, Inc. | Manitowoc | IY-1204A3-263 | Ice-making Head | Air-Cooled Condenser | Cube |  | 930 | 5.26 | 5.87 |  |  |  | Federally-Regulated Commercial & Industrial Equipment | 09/30/2015 |  | 02/24/2016
Manitowoc Ice, Inc. | Manitowoc | IR-0520A-161 | Ice-making Head | Air-Cooled Condenser | Cube |  | 290 | 7.23 | 7.77 |  |  |  | Federally-Regulated Commercial & Industrial Equipment | 09/30/2015 |  | 02/24/2016
Manitowoc Ice, Inc. | Manitowoc | IR-0520A-261 | Ice-making Head | Air-Cooled Condenser | Cube |  | 290 | 7.23 | 7.77 |  |  |  | Federally-Regulated Commercial & Industrial Equipment | 09/30/2015 |  | 02/24/2016
Manitowoc Ice, Inc. | Manitowoc | IR-0500A-161 | Ice-making Head | Air-Cooled Condenser | Cube |  | 370 | 5.94 | 7.08 |  |  |  | Federally-Regulated Commercial & Industrial Equipment | 09/30/2015 |  | 02/24/2016
Manitowoc Ice, Inc. | Manitowoc | IR-0500A-261 | Ice-making Head | Air-Cooled Condenser | Cube |  | 370 | 5.94 | 7.08 |  |  |  | Federally-Regulated Commercial & Industrial Equipment | 09/30/2015 |  | 02/24/2016
Manitowoc Ice, Inc. | Manitowoc | RF2300A-263 | Ice-making Head | Air-Cooled Condenser | Flake |  | 1665 | 4.1 | 5.06 |  |  |  | Federally-Regulated Commercial & Industrial Equipment | 06/15/2015 |  | 02/24/2016
Manitowoc Ice, Inc. | Manitowoc | RFS0300A-161 | Ice-making Head | Air-Cooled Condenser | Flake |  | 286 | 6.65 | 7.8 |  |  |  | Federally-Regulated Commercial & Industrial Equipment | 09/30/2015 |  | 02/24/2016
Manitowoc Ice, Inc. | Manitowoc | RFS0650A-161 | Ice-making Head | Air-Cooled Condenser | Flake |  | 530 | 5.08 | 6.31 |  |  |  | Federally-Regulated Commercial & Industrial Equipment | 09/30/2015 |  | 02/24/2016
Manitowoc Ice, Inc. | Manitowoc | RFS0650A-261 | Ice-making Head | Air-Cooled Condenser | Flake |  | 540 | 4.74 | 6.3 |  |  |  | Federally-Regulated Commercial & Industrial Equipment | 09/30/2015 |  | 02/24/2016
Manitowoc Ice, Inc. | Manitowoc | RFS1200A-261 | Ice-making Head | Air-Cooled Condenser | Flake |  | 874 | 5.7 | 5.93 |  |  |  | Federally-Regulated Commercial & Industrial Equipment | 09/30/2015 |  | 02/24/2016
Manitowoc Ice, Inc. | Manitowoc | RN1408A-261 | Ice-making Head | Air-Cooled Condenser | Flake |  | 979 | 5.57 | 5.81 |  |  |  | Federally-Regulated Commercial & Industrial Equipment | 09/30/2015 |  | 02/24/2016
Manitowoc Ice, Inc. | Manitowoc | RN1008A-261 | Ice-making Head | Air-Cooled Condenser | Flake |  | 821 | 5.51 | 5.99 |  |  |  | Federally-Regulated Commercial & Industrial Equipment | 09/30/2015 |  | 02/24/2016
Manitowoc Ice, Inc. | Manitowoc | ID-1402A-261 | Ice-making Head | Air-Cooled Condenser | Cube |  | 1155 | 4.86 | 5.62 |  |  |  | Federally-Regulated Commercial & Industrial Equipment | 09/30/2015 |  | 02/24/2016
Manitowoc Ice, Inc. | Manitowoc | IY-1404A-261 | Ice-making Head | Air-Cooled Condenser | Cube |  | 1180 | 4.88 | 5.59 |  |  |  | Federally-Regulated Commercial & Industrial Equipment | 09/30/2015 |  | 02/24/2016
Manitowoc Ice, Inc. | Manitowoc | IY-1404A3-263 | Ice-making Head | Air-Cooled Condenser | Cube |  | 1180 | 4.88 | 5.59 |  |  |  | Federally-Regulated Commercial & Industrial Equipment | 09/30/2015 |  | 02/24/2016
Manitowoc Ice, Inc. | Manitowoc | ID-1402A3-263 | Ice-making Head | Air-Cooled Condenser | Cube |  | 1155 | 4.86 | 5.62 |  |  |  | Federally-Regulated Commercial & Industrial Equipment | 09/30/2015 |  | 02/24/2016
Manitowoc Ice, Inc. | Manitowoc | IR-1800A-261 | Ice-making Head | Air-Cooled Condenser | Cube |  | 1430 | 5.07 | 5.32 |  |  |  | Federally-Regulated Commercial & Industrial Equipment | 09/30/2015 |  | 02/24/2016
Manitowoc Ice, Inc. | Manitowoc | IR-1800A3-263 | Ice-making Head | Air-Cooled Condenser | Cube |  | 1430 | 5.07 | 5.32 |  |  |  | Federally-Regulated Commercial & Industrial Equipment | 09/30/2015 |  | 02/24/2016
Manitowoc Ice, Inc. | Manitowoc | ID-1802A-261 | Ice-making Head | Air-Cooled Condenser | Cube |  | 1430 | 5.16 | 5.32 |  |  |  | Federally-Regulated Commercial & Industrial Equipment | 09/30/2015 |  | 02/24/2016
Manitowoc Ice, Inc. | Manitowoc | ID-1802A3-263 | Ice-making Head | Air-Cooled Condenser | Cube |  | 1430 | 5.16 | 5.32 |  |  |  | Federally-Regulated Commercial & Industrial Equipment | 09/30/2015 |  | 02/24/2016
Manitowoc Ice, Inc. | Manitowoc | IY-1804A-261 | Ice-making Head | Air-Cooled Condenser | Cube |  | 1455 | 5.27 | 5.29 |  |  |  | Federally-Regulated Commercial & Industrial Equipment | 09/30/2015 |  | 02/24/2016
Manitowoc Ice, Inc. | Manitowoc | IY-1804A3-263 | Ice-making Head | Air-Cooled Condenser | Cube |  | 1455 | 5.27 | 5.29 |  |  |  | Federally-Regulated Commercial & Industrial Equipment | 09/30/2015 |  | 02/24/2016
Manitowoc Ice, Inc. | Koolaire | KD0250A-161 | Ice-making Head | Air-Cooled Condenser | Cube |  | 222 | 7.5 | 8.35 |  |  |  | Federally-Regulated Commercial & Industrial Equipment | 09/30/2015 |  | 02/24/2016
Manitowoc Ice, Inc. | Koolaire | KD0250A-261 | Ice-making Head | Air-Cooled Condenser | Cube |  | 222 | 7.5 | 8.35 |  |  |  | Federally-Regulated Commercial & Industrial Equipment | 09/30/2015 |  | 02/24/2016
Manitowoc Ice, Inc. | Koolaire | KY0250A-161 | Ice-making Head | Air-Cooled Condenser | Cube |  | 230 | 7.5 | 8.28 |  |  |  | Federally-Regulated Commercial & Industrial Equipment | 09/30/2015 |  | 02/24/2016
Manitowoc Ice, Inc. | Koolaire | KY0250A-261 | Ice-making Head | Air-Cooled Condenser | Cube |  | 230 | 7.5 | 8.28 |  |  |  | Federally-Regulated Commercial & Industrial Equipment | 09/30/2015 |  | 02/24/2016
Manitowoc Ice, Inc. | Koolaire | KD0350A-161 | Ice-making Head | Air-Cooled Condenser | Cube |  | 300 | 6.2 | 7.68 |  |  |  | Federally-Regulated Commercial & Industrial Equipment | 09/30/2015 |  | 02/24/2016
Manitowoc Ice, Inc. | Koolaire | KD0350A-261 | Ice-making Head | Air-Cooled Condenser | Cube |  | 300 | 6.2 | 7.68 |  |  |  | Federally-Regulated Commercial & Industrial Equipment | 09/30/2015 |  | 02/24/2016
Manitowoc Ice, Inc. | Koolaire | KY0350A-161 | Ice-making Head | Air-Cooled Condenser | Cube |  | 320 | 6.2 | 7.51 |  |  |  | Federally-Regulated Commercial & Industrial Equipment | 09/30/2015 |  | 02/24/2016
Manitowoc Ice, Inc. | Koolaire | KY0350A-261 | Ice-making Head | Air-Cooled Condenser | Cube |  | 320 | 6.2 | 7.51 |  |  |  | Federally-Regulated Commercial & Industrial Equipment | 09/30/2015 |  | 02/24/2016
Manitowoc Ice, Inc. | Koolaire | KD0500A-161 | Ice-making Head | Air-Cooled Condenser | Cube |  | 388 | 6 | 6.92 |  |  |  | Federally-Regulated Commercial & Industrial Equipment | 09/30/2015 |  | 02/24/2016
Manitowoc Ice, Inc. | Koolaire | KY0500A-161 | Ice-making Head | Air-Cooled Condenser | Cube |  | 405 | 5.8 | 6.78 |  |  |  | Federally-Regulated Commercial & Industrial Equipment | 09/30/2015 |  | 02/24/2016
Manitowoc Ice, Inc. | Koolaire | KD0420A-161 | Ice-making Head | Air-Cooled Condenser | Cube |  | 305 | 6.8 | 7.64 |  |  |  | Federally-Regulated Commercial & Industrial Equipment | 09/30/2015 |  | 02/24/2016
Manitowoc Ice, Inc. | Koolaire | KD0420A-261 | Ice-making Head | Air-Cooled Condenser | Cube |  | 305 | 6.8 | 7.64 |  |  |  | Federally-Regulated Commercial & Industrial Equipment | 09/30/2015 |  | 02/24/2016
Manitowoc Ice, Inc. | Koolaire | KY0420A-161 | Ice-making Head | Air-Cooled Condenser | Cube |  | 310 | 6.8 | 7.59 |  |  |  | Federally-Regulated Commercial & Industrial Equipment | 09/30/2015 |  | 02/24/2016
Manitowoc Ice, Inc. | Koolaire | KY0420A-261 | Ice-making Head | Air-Cooled Condenser | Cube |  | 310 | 6.8 | 7.59 |  |  |  | Federally-Regulated Commercial & Industrial Equipment | 09/30/2015 |  | 02/24/2016
Manitowoc Ice, Inc. | Manitowoc | ID1406A-261 | Ice-making Head | Air-Cooled Condenser | Cube |  | 1235 | 4.52 | 5.53 |  |  |  | Federally-Regulated Commercial & Industrial Equipment | 09/30/2015 |  | 02/24/2016
Manitowoc Ice, Inc. | Manitowoc | ID1406A3-263 | Ice-making Head | Air-Cooled Condenser | Cube |  | 1235 | 4.52 | 5.53 |  |  |  | Federally-Regulated Commercial & Industrial Equipment | 09/30/2015 |  | 02/24/2016
Manitowoc Ice, Inc. | Manitowoc | IY1406A-261 | Ice-making Head | Air-Cooled Condenser | Cube |  | 1308 | 4.32 | 5.45 |  |  |  | Federally-Regulated Commercial & Industrial Equipment | 09/30/2015 |  | 02/24/2016
Manitowoc Ice, Inc. | Manitowoc | IY1406A3-263 | Ice-making Head | Air-Cooled Condenser | Cube |  | 1308 | 4.32 | 5.45 |  |  |  | Federally-Regulated Commercial & Industrial Equipment | 09/30/2015 |  | 02/24/2016
Manitowoc Ice, Inc. | Manitowoc | ID1406W-261 | Ice-making Head | Water-Cooled Condenser | Cube |  | 1325 | 3.75 | 4.12 | 3.8 | 170.8 |  | Federally-Regulated Commercial & Industrial Equipment | 09/30/2015 |  | 02/24/2016
Manitowoc Ice, Inc. | Manitowoc | ID1406W3-263 | Ice-making Head | Water-Cooled Condenser | Cube |  | 1325 | 3.75 | 4.12 | 3.8 | 170.8 |  | Federally-Regulated Commercial & Industrial Equipment | 09/30/2015 |  | 02/24/2016
Manitowoc Ice, Inc. | Manitowoc | IY1406W-261 | Ice-making Head | Water-Cooled Condenser | Cube |  | 1357 | 3.62 | 4.09 | 3.6 | 170.1 |  | Federally-Regulated Commercial & Industrial Equipment | 09/30/2015 |  | 02/24/2016
Manitowoc Ice, Inc. | Manitowoc | IY1406W3-263 | Ice-making Head | Water-Cooled Condenser | Cube |  | 1357 | 3.62 | 4.09 | 3.6 | 170.1 |  | Federally-Regulated Commercial & Industrial Equipment | 09/30/2015 |  | 02/24/2016
Manitowoc Ice, Inc. | Koolaire | KD0420W-161 | Ice-making Head | Water-Cooled Condenser | Cube |  | 302 | 6.1 | 6.14 | 6.1 | 193.4 |  | Federally-Regulated Commercial & Industrial Equipment | 09/30/2015 |  | 02/24/2016
Manitowoc Ice, Inc. | Koolaire | KD0420W-261 | Ice-making Head | Water-Cooled Condenser | Cube |  | 302 | 6.1 | 6.14 | 6.1 | 193.4 |  | Federally-Regulated Commercial & Industrial Equipment | 09/30/2015 |  | 02/24/2016
Manitowoc Ice, Inc. | Koolaire | KY0420W-161 | Ice-making Head | Water-Cooled Condenser | Cube |  | 302 | 6.1 | 6.14 | 6.1 | 193.4 |  | Federally-Regulated Commercial & Industrial Equipment | 09/30/2015 |  | 02/24/2016
Manitowoc Ice, Inc. | Koolaire | KY0420W-261 | Ice-making Head | Water-Cooled Condenser | Cube |  | 302 | 6.1 | 6.14 | 6.1 | 193.4 |  | Federally-Regulated Commercial & Industrial Equipment | 09/30/2015 |  | 02/24/2016
Manitowoc Ice, Inc. | Koolaire | KD0500W-161 | Ice-making Head | Water-Cooled Condenser | Cube |  | 428 | 4.7 | 5.45 | 4.7 | 190.6 |  | Federally-Regulated Commercial & Industrial Equipment | 09/30/2015 |  | 02/24/2016
Manitowoc Ice, Inc. | Koolaire | KY0500W-161 | Ice-making Head | Water-Cooled Condenser | Cube |  | 430 | 4.7 | 5.44 | 4.7 | 190.5 |  | Federally-Regulated Commercial & Industrial Equipment | 09/30/2015 |  | 02/24/2016
Manitowoc Ice, Inc. | Koolaire | KD0350W-161 | Ice-making Head | Water-Cooled Condenser | Cube |  | 305 | 5.2 | 6.12 | 5.2 | 193.3 |  | Federally-Regulated Commercial & Industrial Equipment | 09/30/2015 |  | 02/24/2016
Manitowoc Ice, Inc. | Koolaire | KD0350W-261 | Ice-making Head | Water-Cooled Condenser | Cube |  | 305 | 5.2 | 6.12 | 5.2 | 193.3 |  | Federally-Regulated Commercial & Industrial Equipment | 09/30/2015 |  | 02/24/2016
Manitowoc Ice, Inc. | Koolaire | KY0350W-161 | Ice-making Head | Water-Cooled Condenser | Cube |  | 310 | 5.2 | 6.1 | 5.2 | 193.2 |  | Federally-Regulated Commercial & Industrial Equipment | 09/30/2015 |  | 02/24/2016
Manitowoc Ice, Inc. | Koolaire | KY0350W-261 | Ice-making Head | Water-Cooled Condenser | Cube |  | 310 | 5.2 | 6.1 | 5.2 | 193.2 |  | Federally-Regulated Commercial & Industrial Equipment | 09/30/2015 |  | 02/24/2016
Manitowoc Ice, Inc. | Manitowoc | ID-1803W-261 | Ice-making Head | Water-Cooled Condenser | Cube |  | 1640 | 3.93 | 4 | 3.9 | 163.9 |  | Federally-Regulated Commercial & Industrial Equipment | 09/30/2015 |  | 02/24/2016
Manitowoc Ice, Inc. | Manitowoc | ID-1803W3-263 | Ice-making Head | Water-Cooled Condenser | Cube |  | 1640 | 3.93 | 4 | 3.9 | 163.9 |  | Federally-Regulated Commercial & Industrial Equipment | 09/30/2015 |  | 02/24/2016
Manitowoc Ice, Inc. | Manitowoc | IY-1805W-261 | Ice-making Head | Water-Cooled Condenser | Cube |  | 1650 | 3.92 | 4 | 3.9 | 163.7 |  | Federally-Regulated Commercial & Industrial Equipment | 09/30/2015 |  | 02/24/2016
Manitowoc Ice, Inc. | Manitowoc | IY-1805W3-263 | Ice-making Head | Water-Cooled Condenser | Cube |  | 1650 | 3.92 | 4 | 3.9 | 163.7 |  | Federally-Regulated Commercial & Industrial Equipment | 09/30/2015 |  | 02/24/2016
Manitowoc Ice, Inc. | Manitowoc | ID-1403W-261 | Ice-making Head | Water-Cooled Condenser | Cube |  | 1275 | 3.85 | 4.18 | 3.9 | 172 |  | Federally-Regulated Commercial & Industrial Equipment | 09/30/2015 |  | 02/24/2016
Manitowoc Ice, Inc. | Manitowoc | ID-1403W3-263 | Ice-making Head | Water-Cooled Condenser | Cube |  | 1275 | 3.85 | 4.18 | 3.9 | 172 |  | Federally-Regulated Commercial & Industrial Equipment | 09/30/2015 |  | 02/24/2016
Manitowoc Ice, Inc. | Manitowoc | IY-1405W3-263 | Ice-making Head | Water-Cooled Condenser | Cube |  | 1290 | 3.86 | 4.16 | 3.9 | 171.6 |  | Federally-Regulated Commercial & Industrial Equipment | 09/30/2015 |  | 02/24/2016
Manitowoc Ice, Inc. | Manitowoc | IY-1405W-261 | Ice-making Head | Water-Cooled Condenser | Cube |  | 1290 | 3.86 | 4.16 | 3.9 | 171.6 |  | Federally-Regulated Commercial & Industrial Equipment | 09/30/2015 |  | 02/24/2016
Manitowoc Ice, Inc. | Manitowoc | RFS1200W-261 | Ice-making Head | Water-Cooled Condenser | Flake |  | 1128 | 3.65 | 4.34 | 3.7 | 175.2 |  | Federally-Regulated Commercial & Industrial Equipment | 09/30/2015 |  | 02/24/2016
Manitowoc Ice, Inc. | Manitowoc | RF2300W-263 | Ice-making Head | Water-Cooled Condenser | Flake |  | 2201 | 3.63 | 4 | 3.6 | 151.6 |  | Federally-Regulated Commercial & Industrial Equipment | 09/30/2015 |  | 02/24/2016
Manitowoc Ice, Inc. | Manitowoc | IR-0501W-161 | Ice-making Head | Water-Cooled Condenser | Cube |  | 420 | 4.58 | 5.49 | 4.6 | 190.8 |  | Federally-Regulated Commercial & Industrial Equipment | 09/30/2015 |  | 02/24/2016
Manitowoc Ice, Inc. | Manitowoc | IR-0501W-261 | Ice-making Head | Water-Cooled Condenser | Cube |  | 420 | 4.58 | 5.49 | 4.6 | 190.8 |  | Federally-Regulated Commercial & Industrial Equipment | 09/30/2015 |  | 02/24/2016
Manitowoc Ice, Inc. | Manitowoc | IR-0521W-161 | Ice-making Head | Water-Cooled Condenser | Cube |  | 350 | 5.19 | 5.88 | 5.2 | 192.3 |  | Federally-Regulated Commercial & Industrial Equipment | 09/30/2015 |  | 02/24/2016
Manitowoc Ice, Inc. | Manitowoc | IR-0521W-261 | Ice-making Head | Water-Cooled Condenser | Cube |  | 350 | 5.19 | 5.88 | 5.2 | 192.3 |  | Federally-Regulated Commercial & Industrial Equipment | 09/30/2015 |  | 02/24/2016
Manitowoc Ice, Inc. | Manitowoc | ID-0303W-161 | Ice-making Head | Water-Cooled Condenser | Cube |  | 260 | 5.69 | 6.37 | 5.7 | 194.3 |  | Federally-Regulated Commercial & Industrial Equipment | 09/30/2015 |  | 02/24/2016
Manitowoc Ice, Inc. | Manitowoc | ID-0303W-261 | Ice-making Head | Water-Cooled Condenser | Cube |  | 260 | 5.69 | 6.37 | 5.7 | 194.3 |  | Federally-Regulated Commercial & Industrial Equipment | 09/30/2015 |  | 02/24/2016
Manitowoc Ice, Inc. | Manitowoc | ID-0323W-161 | Ice-making Head | Water-Cooled Condenser | Cube |  | 270 | 6.19 | 6.32 | 6.2 | 194.1 |  | Federally-Regulated Commercial & Industrial Equipment | 09/30/2015 |  | 02/24/2016
Manitowoc Ice, Inc. | Manitowoc | ID-0323W-261 | Ice-making Head | Water-Cooled Condenser | Cube |  | 270 | 6.19 | 6.32 | 6.2 | 194.1 |  | Federally-Regulated Commercial & Industrial Equipment | 09/30/2015 |  | 02/24/2016
Manitowoc Ice, Inc. | Manitowoc | ID-0453W-161 | Ice-making Head | Water-Cooled Condenser | Cube |  | 360 | 4.7 | 5.82 | 4.7 | 192.1 |  | Federally-Regulated Commercial & Industrial Equipment | 09/30/2015 |  | 02/24/2016
Manitowoc Ice, Inc. | Manitowoc | ID-0453W-261 | Ice-making Head | Water-Cooled Condenser | Cube |  | 360 | 4.7 | 5.82 | 4.7 | 192.1 |  | Federally-Regulated Commercial & Industrial Equipment | 09/30/2015 |  | 02/24/2016
Manitowoc Ice, Inc. | Manitowoc | ID-0503W-161 | Ice-making Head | Water-Cooled Condenser | Cube |  | 430 | 4.58 | 5.44 | 4.6 | 190.5 |  | Federally-Regulated Commercial & Industrial Equipment | 09/30/2015 |  | 02/24/2016
Manitowoc Ice, Inc. | Manitowoc | ID-0503W-261 | Ice-making Head | Water-Cooled Condenser | Cube |  | 430 | 4.58 | 5.44 | 4.6 | 190.5 |  | Federally-Regulated Commercial & Industrial Equipment | 09/30/2015 |  | 02/24/2016
Manitowoc Ice, Inc. | Manitowoc | ID-0523W-161 | Ice-making Head | Water-Cooled Condenser | Cube |  | 375 | 5.09 | 5.74 | 5.1 | 191.8 |  | Federally-Regulated Commercial & Industrial Equipment | 09/30/2015 |  | 02/24/2016
Manitowoc Ice, Inc. | Manitowoc | ID-0523W-261 | Ice-making Head | Water-Cooled Condenser | Cube |  | 375 | 5.09 | 5.74 | 5.1 | 191.8 |  | Federally-Regulated Commercial & Industrial Equipment | 09/30/2015 |  | 02/24/2016
Manitowoc Ice, Inc. | Manitowoc | ID-1203W-261 | Ice-making Head | Water-Cooled Condenser | Cube |  | 900 | 4.58 | 4.59 | 4.6 | 180.2 |  | Federally-Regulated Commercial & Industrial Equipment | 09/30/2015 |  | 02/24/2016
Manitowoc Ice, Inc. | Manitowoc | ID-1203W3-263 | Ice-making Head | Water-Cooled Condenser | Cube |  | 900 | 4.58 | 4.59 | 4.6 | 180.2 |  | Federally-Regulated Commercial & Industrial Equipment | 09/30/2015 |  | 02/24/2016
Manitowoc Ice, Inc. | Manitowoc | IY-0305W-161 | Ice-making Head | Water-Cooled Condenser | Cube |  | 260 | 5.69 | 6.37 | 5.7 | 194.3 |  | Federally-Regulated Commercial & Industrial Equipment | 09/30/2015 |  | 02/24/2016
Manitowoc Ice, Inc. | Manitowoc | IY-0305W-261 | Ice-making Head | Water-Cooled Condenser | Cube |  | 260 | 5.69 | 6.37 | 5.7 | 194.3 |  | Federally-Regulated Commercial & Industrial Equipment | 09/30/2015 |  | 02/24/2016
Manitowoc Ice, Inc. | Manitowoc | IY-0325W-161 | Ice-making Head | Water-Cooled Condenser | Cube |  | 290 | 5.94 | 6.2 | 5.9 | 193.6 |  | Federally-Regulated Commercial & Industrial Equipment | 09/30/2015 |  | 02/24/2016
Manitowoc Ice, Inc. | Manitowoc | IY-0325W-261 | Ice-making Head | Water-Cooled Condenser | Cube |  | 290 | 5.94 | 6.2 | 5.9 | 193.6 |  | Federally-Regulated Commercial & Industrial Equipment | 09/30/2015 |  | 02/24/2016
Manitowoc Ice, Inc. | Manitowoc | IY-0455W-161 | Ice-making Head | Water-Cooled Condenser | Cube |  | 360 | 4.7 | 5.82 | 4.7 | 192.1 |  | Federally-Regulated Commercial & Industrial Equipment | 09/30/2015 |  | 02/24/2016
Manitowoc Ice, Inc. | Manitowoc | IY-0455W-261 | Ice-making Head | Water-Cooled Condenser | Cube |  | 360 | 4.7 | 5.82 | 4.7 | 192.1 |  | Federally-Regulated Commercial & Industrial Equipment | 09/30/2015 |  | 02/24/2016
Manitowoc Ice, Inc. | Manitowoc | IY-0505W-161 | Ice-making Head | Water-Cooled Condenser | Cube |  | 440 | 4.52 | 5.38 | 4.5 | 190.3 |  | Federally-Regulated Commercial & Industrial Equipment | 09/30/2015 |  | 02/24/2016
Manitowoc Ice, Inc. | Manitowoc | IY-0505W-261 | Ice-making Head | Water-Cooled Condenser | Cube |  | 440 | 4.52 | 5.38 | 4.5 | 190.3 |  | Federally-Regulated Commercial & Industrial Equipment | 09/30/2015 |  | 02/24/2016
Manitowoc Ice, Inc. | Manitowoc | IY-0525W-161 | Ice-making Head | Water-Cooled Condenser | Cube |  | 395 | 4.87 | 5.63 | 4.9 | 191.3 |  | Federally-Regulated Commercial & Industrial Equipment | 09/30/2015 |  | 02/24/2016
Manitowoc Ice, Inc. | Manitowoc | IY-0525W-261 | Ice-making Head | Water-Cooled Condenser | Cube |  | 395 | 4.87 | 5.63 | 4.9 | 191.3 |  | Federally-Regulated Commercial & Industrial Equipment | 09/30/2015 |  | 02/24/2016
Manitowoc Ice, Inc. | Manitowoc | IY-1205W-261 | Ice-making Head | Water-Cooled Condenser | Cube |  | 1010 | 4.4 | 4.47 | 4.4 | 177.8 |  | Federally-Regulated Commercial & Industrial Equipment | 09/30/2015 |  | 02/24/2016
Manitowoc Ice, Inc. | Manitowoc | IY-1205W3-263 | Ice-making Head | Water-Cooled Condenser | Cube |  | 1010 | 4.4 | 4.47 | 4.4 | 177.8 |  | Federally-Regulated Commercial & Industrial Equipment | 09/30/2015 |  | 02/24/2016
Manitowoc Ice, Inc. | Koolaire | KY0170A-161 | Self-Contained | Air-Cooled Condenser | Cube |  | 123 | 9.7 | 12.23 |  |  |  | Federally-Regulated Commercial & Industrial Equipment | 09/30/2015 |  | 02/24/2016
Manitowoc Ice, Inc. | Koolaire | KD0170A-161 | Self-Contained | Air-Cooled Condenser | Cube |  | 123 | 9.7 | 12.23 |  |  |  | Federally-Regulated Commercial & Industrial Equipment | 09/30/2015 |  | 02/24/2016
Manitowoc Ice, Inc. | Koolaire | KY0270A-161 | Self-Contained | Air-Cooled Condenser | Cube |  | 215 | 9.3 | 9.8 |  |  |  | Federally-Regulated Commercial & Industrial Equipment | 09/30/2015 |  | 02/24/2016
Manitowoc Ice, Inc. | Koolaire | KD0270A-161 | Self-Contained | Air-Cooled Condenser | Cube |  | 215 | 9.3 | 9.8 |  |  |  | Federally-Regulated Commercial & Industrial Equipment | 09/30/2015 |  | 02/24/2016
Manitowoc Ice, Inc. | Manitowoc | BG0260A-161 | Self-Contained | Air-Cooled Condenser | Cube |  | 251 | 9.7 | 9.8 |  |  |  | Federally-Regulated Commercial & Industrial Equipment | 09/30/2015 |  | 02/24/2016
Manitowoc Ice, Inc. | Manitowoc | RNS0244A-161 | Self-Contained | Air-Cooled Condenser | Flake |  | 147 | 7.82 | 11.11 |  |  |  | Federally-Regulated Commercial & Industrial Equipment | 09/30/2015 |  | 02/24/2016
Manitowoc Ice, Inc. | Manitowoc | RF0385A-161 | Self-Contained | Air-Cooled Condenser | Flake |  | 273 | 6.32 | 9.8 |  |  |  | Federally-Regulated Commercial & Industrial Equipment | 09/30/2015 |  | 02/24/2016
Manitowoc Ice, Inc. | Manitowoc | RF0644A-161 | Self-Contained | Air-Cooled Condenser | Flake |  | 510 | 5.13 | 9.8 |  |  |  | Federally-Regulated Commercial & Industrial Equipment | 09/30/2015 |  | 02/24/2016
Hoshizaki America | Hoshizaki | F-2001MLH | Both Remote Condensing & Remot | Air-Cooled Condenser | Flake |  | 1733 | 0.6 | 5.3 |  |  |  | Federally-Regulated Commercial & Industrial Equipment | 08/11/2014 |  | 02/24/2016
Scotsman Ice Systems | Scotsman | C0830MA-3# | Ice-making Head | Air-Cooled Condenser | Cube |  | 724 | 4.9 | 6.09 |  |  |  | Non Federally-Regulated | 03/27/2008 |  | 03/09/2016
Scotsman Ice Systems | Scotsman | C0830SA-3# | Ice-making Head | Air-Cooled Condenser | Cube |  | 724 | 4.9 | 6.09 |  |  |  | Non Federally-Regulated | 03/27/2008 |  | 03/09/2016
Scotsman Ice Systems | Scotsman | C0830MW-32# | Ice-making Head | Water-Cooled Condenser | Cube |  | 832 | 4 | 4.96 | 136 | 181.7 |  | Non Federally-Regulated | 03/27/2008 |  | 03/09/2016
Scotsman Ice Systems | Scotsman | C0630MA-32# | Ice-making Head | Air-Cooled Condenser | Cube |  | 528 | 6 | 6.31 |  |  |  | Non Federally-Regulated | 03/27/2008 |  | 03/09/2016
Scotsman Ice Systems | Scotsman | C0630SA-32# | Ice-making Head | Air-Cooled Condenser | Cube |  | 528 | 6 | 6.31 |  |  |  | Non Federally-Regulated | 03/27/2008 |  | 03/09/2016
Scotsman Ice Systems | Scotsman | C0530MA-32# | Ice-making Head | Air-Cooled Condenser | Cube |  | 400 | 6.4 | 6.82 |  |  |  | Non Federally-Regulated | 03/27/2008 |  | 03/09/2016
Scotsman Ice Systems | Scotsman | C0530SA-1# | Ice-making Head | Air-Cooled Condenser | Cube |  | 400 | 6.4 | 6.82 |  |  |  | Non Federally-Regulated | 03/27/2008 |  | 03/09/2016
Scotsman Ice Systems | Scotsman | C0530SA-32# | Ice-making Head | Air-Cooled Condenser | Cube |  | 400 | 6.4 | 6.82 |  |  |  | Non Federally-Regulated | 03/27/2008 |  | 03/09/2016
Scotsman Ice Systems | Scotsman | C0830MA-32# | Ice-making Head | Air-Cooled Condenser | Cube |  | 724 | 4.9 | 6.09 |  |  |  | Non Federally-Regulated | 03/27/2008 |  | 03/09/2016
Scotsman Ice Systems | Scotsman | C0830SA-32# | Ice-making Head | Air-Cooled Condenser | Cube |  | 724 | 4.9 | 6.09 |  |  |  | Non Federally-Regulated | 03/27/2008 |  | 03/09/2016
Scotsman Ice Systems | Scotsman | C1030MA-32# | Ice-making Head | Air-Cooled Condenser | Cube |  | 844 | 5 | 5.96 |  |  |  | Non Federally-Regulated | 03/27/2008 |  | 03/09/2016
Scotsman Ice Systems | Scotsman | C1848MA-32# | Ice-making Head | Air-Cooled Condenser | Cube |  | 1527 | 4.9 | 5.21 |  |  |  | Non Federally-Regulated | 03/27/2008 |  | 03/09/2016
Scotsman Ice Systems | Scotsman | C0322SA-1# | Ice-making Head | Air-Cooled Condenser | Cube |  | 255 | 6.6 | 8.07 |  |  |  | Non Federally-Regulated | 03/27/2008 |  | 03/09/2016
Scotsman Ice Systems | Scotsman | C1448MA-32# | Ice-making Head | Air-Cooled Condenser | Cube |  | 1242 | 4.6 | 5.52 |  |  |  | Non Federally-Regulated | 03/27/2008 |  | 03/09/2016
Scotsman Ice Systems | Scotsman | C0322MA-1# | Ice-making Head | Air-Cooled Condenser | Cube |  | 255 | 6.6 | 8.07 |  |  |  | Non Federally-Regulated | 03/27/2008 |  | 03/09/2016
Scotsman Ice Systems | Scotsman | C0322MA-32# | Ice-making Head | Air-Cooled Condenser | Cube |  | 255 | 6.6 | 8.07 |  |  |  | Non Federally-Regulated | 03/27/2008 |  | 03/09/2016
Scotsman Ice Systems | Scotsman | C0530MA-1# | Ice-making Head | Air-Cooled Condenser | Cube |  | 400 | 6.4 | 6.82 |  |  |  | Non Federally-Regulated | 03/27/2008 |  | 03/09/2016
Scotsman Ice Systems | Scotsman | C0330SA-1# | Ice-making Head | Air-Cooled Condenser | Cube |  | 280 | 6 | 7.85 |  |  |  | Non Federally-Regulated | 03/27/2008 |  | 03/09/2016
Scotsman Ice Systems | Scotsman | C0330MA-1# | Ice-making Head | Air-Cooled Condenser | Cube |  | 280 | 6 | 7.85 |  |  |  | Non Federally-Regulated | 03/27/2008 |  | 03/09/2016
Scotsman Ice Systems | Scotsman | C0330MA-32# | Ice-making Head | Air-Cooled Condenser | Cube |  | 280 | 6 | 7.85 |  |  |  | Non Federally-Regulated | 03/27/2008 |  | 03/09/2016
Scotsman Ice Systems | Scotsman | C1030SA-32# | Ice-making Head | Air-Cooled Condenser | Cube |  | 844 | 5 | 5.96 |  |  |  | Non Federally-Regulated | 03/27/2008 |  | 03/09/2016
Scotsman Ice Systems | Scotsman | C0630MW-32# | Ice-making Head | Water-Cooled Condenser | Cube |  | 650 | 4.1 | 5.17 | 173 | 185.7 |  | Non Federally-Regulated | 03/27/2008 |  | 03/09/2016
Scotsman Ice Systems | Scotsman | C0630SW-32# | Ice-making Head | Water-Cooled Condenser | Cube |  | 650 | 4.1 | 5.17 | 173 | 185.7 |  | Non Federally-Regulated | 03/27/2008 |  | 03/09/2016
Scotsman Ice Systems | Scotsman | C0322SW-1# | Ice-making Head | Water-Cooled Condenser | Cube |  | 329 | 4.7 | 5.99 | 138 | 192.8 |  | Non Federally-Regulated | 03/27/2008 |  | 03/09/2016
Scotsman Ice Systems | Scotsman | C0830SW-32# | Ice-making Head | Water-Cooled Condenser | Cube |  | 832 | 4 | 4.96 | 136 | 181.7 |  | Non Federally-Regulated | 03/27/2008 |  | 03/09/2016
Scotsman Ice Systems | Scotsman | C1030SW-32# | Ice-making Head | Water-Cooled Condenser | Cube |  | 908 | 4 | 4.88 | 153 | 180 |  | Non Federally-Regulated | 03/27/2008 |  | 03/09/2016
Scotsman Ice Systems | Scotsman | C0522MW-1# | Ice-making Head | Water-Cooled Condenser | Cube |  | 494 | 4.4 | 5.08 | 142 | 189.1 |  | Non Federally-Regulated | 03/27/2008 |  | 03/09/2016
Scotsman Ice Systems | Scotsman | C0330MW-1# | Ice-making Head | Water-Cooled Condenser | Cube |  | 280 | 5.2 | 6.26 | 163 | 193.8 |  | Non Federally-Regulated | 03/27/2008 |  | 03/09/2016
Scotsman Ice Systems | Scotsman | C0530MW-1# | Ice-making Head | Water-Cooled Condenser | Cube |  | 480 | 4.7 | 5.16 | 160 | 189.4 |  | Non Federally-Regulated | 03/27/2008 |  | 03/09/2016
Scotsman Ice Systems | Scotsman | C0530SW-1# | Ice-making Head | Water-Cooled Condenser | Cube |  | 480 | 4.7 | 5.16 | 160 | 189.4 |  | Non Federally-Regulated | 03/27/2008 |  | 03/09/2016
Scotsman Ice Systems | Scotsman | C1030MW-32# | Ice-making Head | Water-Cooled Condenser | Cube |  | 908 | 4 | 4.88 | 153 | 180 |  | Non Federally-Regulated | 03/27/2008 |  | 03/09/2016
Scotsman Ice Systems | Scotsman | C1448SW-32# | Ice-making Head | Water-Cooled Condenser | Cube |  | 1300 | 3.7 | 4.45 | 130 | 171.4 |  | Non Federally-Regulated | 03/27/2008 |  | 03/09/2016
Scotsman Ice Systems | Scotsman | C0322MW-1# | Ice-making Head | Water-Cooled Condenser | Cube |  | 329 | 4.7 | 5.99 | 138 | 192.8 |  | Non Federally-Regulated | 03/27/2008 |  | 03/09/2016
Scotsman Ice Systems | Scotsman | C0330SW-1# | Ice-making Head | Water-Cooled Condenser | Cube |  | 280 | 5.2 | 6.26 | 163 | 193.8 |  | Non Federally-Regulated | 03/27/2008 |  | 03/09/2016
Scotsman Ice Systems | Scotsman | C0322SW-32# | Ice-making Head | Water-Cooled Condenser | Cube |  | 329 | 4.7 | 5.99 | 138 | 192.8 |  | Non Federally-Regulated | 03/27/2008 |  | 05/10/2016
Scotsman Ice Systems | Scotsman | EH222SL-1#*ECC1410-3# | Remote Condensing w/o Remote C | Air-Cooled Condenser | Cube |  | 865 | 5 | 5.56 |  |  |  | Federally-Regulated Commercial & Industrial Equipment | 03/09/2016 |  | 06/03/2016
Hoshizaki America | Hoshizaki | KHM-200SWH3 | Ice-making Head | Water-Cooled Condenser | Cube |  | 1729 | 3.2 | 4 | 79 | 162 |  | Federally-Regulated Commercial & Industrial Equipment | 06/17/2011 |  | 07/20/2016
Hoshizaki America | Hoshizaki | KML-250MWH | Ice-making Head | Water-Cooled Condenser | Cube |  | 289 | 5.9 | 6.21 | 5.9 | 193.6 |  | Federally-Regulated Commercial & Industrial Equipment | 02/22/2016 |  | 07/20/2016
Hoshizaki America | Hoshizaki | KML-351MWH | Ice-making Head | Water-Cooled Condenser | Cube |  | 307 | 5.41 | 6.11 | 5.4 | 193.2 |  | Federally-Regulated Commercial & Industrial Equipment | 02/22/2016 |  | 07/20/2016
Hoshizaki America | Hoshizaki | KM-320MWH | Ice-making Head | Water-Cooled Condenser | Cube |  | 318 | 5.2 | 6.05 | 5.2 | 193 |  | Federally-Regulated Commercial & Industrial Equipment | 02/22/2016 |  | 07/20/2016
Hoshizaki America | Hoshizaki | KML-631MWH | Ice-making Head | Water-Cooled Condenser | Cube |  | 620 | 4.2 | 4.9 | 4.2 | 186.4 |  | Federally-Regulated Commercial & Industrial Equipment | 02/22/2016 |  | 07/20/2016
Hoshizaki America | Hoshizaki | KM-650MWH | Ice-making Head | Water-Cooled Condenser | Cube |  | 654 | 4.16 | 4.86 | 4.2 | 185.6 |  | Federally-Regulated Commercial & Industrial Equipment | 02/22/2016 |  | 07/20/2016
Hoshizaki America | Hoshizaki | KMD-850MWH | Ice-making Head | Water-Cooled Condenser | Cube |  | 745 | 4.75 | 4.76 | 4.8 | 183.6 |  | Federally-Regulated Commercial & Industrial Equipment | 02/22/2016 |  | 07/20/2016
Hoshizaki America | Hoshizaki | KMD-901MWH | Ice-making Head | Water-Cooled Condenser | Cube |  | 860 | 4.27 | 4.63 | 4.3 | 181.1 |  | Federally-Regulated Commercial & Industrial Equipment | 02/22/2016 |  | 07/20/2016
Hoshizaki America | Hoshizaki | KM-901MWH-P | Ice-making Head | Water-Cooled Condenser | Cube |  | 864 | 4.5 | 4.63 | 4.5 | 181 |  | Federally-Regulated Commercial & Industrial Equipment | 02/22/2016 |  | 07/20/2016
Hoshizaki America | Hoshizaki | KM-901MWH | Ice-making Head | Water-Cooled Condenser | Cube |  | 864 | 4.5 | 4.63 | 4.5 | 181 |  | Federally-Regulated Commercial & Industrial Equipment | 02/22/2016 |  | 07/20/2016
Hoshizaki America | Hoshizaki | KM-515MWH-P | Ice-making Head | Water-Cooled Condenser | Cube |  | 446 | 5.14 | 5.35 | 5.1 | 190.2 |  | Federally-Regulated Commercial & Industrial Equipment | 02/22/2016 |  | 07/20/2016
Hoshizaki America | Hoshizaki | KM-515MWH | Ice-making Head | Water-Cooled Condenser | Cube |  | 446 | 5.14 | 5.35 | 5.1 | 190.2 |  | Federally-Regulated Commercial & Industrial Equipment | 02/22/2016 |  | 07/20/2016
Hoshizaki America | Hoshizaki | KM-1301SWH3 | Ice-making Head | Water-Cooled Condenser | Cube |  | 1251 | 3.31 | 4.2 | 3.3 | 172.5 |  | Federally-Regulated Commercial & Industrial Equipment | 02/22/2016 |  | 07/20/2016
Hoshizaki America | Hoshizaki | KM-1301SWH-P | Ice-making Head | Water-Cooled Condenser | Cube |  | 1276 | 3.44 | 4.18 | 3.4 | 171.9 |  | Federally-Regulated Commercial & Industrial Equipment | 02/22/2016 |  | 07/20/2016
Hoshizaki America | Hoshizaki | KM-1301SWH | Ice-making Head | Water-Cooled Condenser | Cube |  | 1276 | 3.44 | 4.18 | 3.4 | 171.9 |  | Federally-Regulated Commercial & Industrial Equipment | 02/22/2016 |  | 07/20/2016
Hoshizaki America | Hoshizaki | KM-1340MWH | Ice-making Head | Water-Cooled Condenser | Cube |  | 1316 | 3.9 | 4.13 | 3.9 | 171 |  | Federally-Regulated Commercial & Industrial Equipment | 02/22/2016 |  | 07/20/2016
Hoshizaki America | Hoshizaki | KM-1601SWH | Ice-making Head | Water-Cooled Condenser | Cube |  | 1500 | 3.91 | 4 | 3.9 | 167 |  | Federally-Regulated Commercial & Industrial Equipment | 02/22/2016 |  | 07/20/2016
Hoshizaki America | Hoshizaki | KMH-2000SWH | Ice-making Head | Water-Cooled Condenser | Cube |  | 1760 | 3.3 | 4 | 3.3 | 161.3 |  | Federally-Regulated Commercial & Industrial Equipment | 02/22/2016 |  | 07/20/2016
Hoshizaki America | Hoshizaki | KM-1900SWH-P | Ice-making Head | Water-Cooled Condenser | Cube |  | 1826 | 3.24 | 4 | 3.2 | 159.8 |  | Federally-Regulated Commercial & Industrial Equipment | 02/22/2016 |  | 07/20/2016
Hoshizaki America | Hoshizaki | KM-1900SWH | Ice-making Head | Water-Cooled Condenser | Cube |  | 1826 | 3.24 | 4 | 3.2 | 159.8 |  | Federally-Regulated Commercial & Industrial Equipment | 02/22/2016 |  | 07/20/2016
Hoshizaki America | Hoshizaki | KMH-2000SWH3 | Ice-making Head | Water-Cooled Condenser | Cube |  | 1840 | 3.19 | 4 | 3.2 | 159.5 |  | Federally-Regulated Commercial & Industrial Equipment | 02/22/2016 |  | 07/20/2016
Hoshizaki America | Hoshizaki | KM-1900SWH3 | Ice-making Head | Water-Cooled Condenser | Cube |  | 1850 | 3.05 | 4 | 3.1 | 159.3 |  | Federally-Regulated Commercial & Industrial Equipment | 02/22/2016 |  | 07/20/2016
Hoshizaki America | Hoshizaki | KM-2100SWH3 | Ice-making Head | Water-Cooled Condenser | Cube |  | 2054 | 3.18 | 4 | 3.2 | 154.8 |  | Federally-Regulated Commercial & Industrial Equipment | 02/22/2016 |  | 07/20/2016
Hoshizaki America | Hoshizaki | KM-2500SWH3 | Ice-making Head | Water-Cooled Condenser | Cube |  | 2365 | 3.54 | 4 | 3.5 | 148 |  | Federally-Regulated Commercial & Industrial Equipment | 02/22/2016 |  | 07/20/2016
Hoshizaki America | Hoshizaki | KM-340MWH | Ice-making Head | Water-Cooled Condenser | Cube |  | 360 | 4.85 | 5.82 | 4.9 | 192.1 |  | Federally-Regulated Commercial & Industrial Equipment | 02/22/2016 |  | 07/20/2016
Hoshizaki America | Hoshizaki | KMD-460MWH | Ice-making Head | Water-Cooled Condenser | Cube |  | 470 | 4.11 | 5.22 | 4.1 | 189.7 |  | Federally-Regulated Commercial & Industrial Equipment | 02/22/2016 |  | 07/20/2016
Hoshizaki America | Hoshizaki | KMD-530MWH | Ice-making Head | Water-Cooled Condenser | Cube |  | 520 | 4.4 | 5.01 | 4.4 | 188.6 |  | Federally-Regulated Commercial & Industrial Equipment | 02/22/2016 |  | 07/20/2016
Hoshizaki America | Hoshizaki | KM-1100MWH | Ice-making Head | Water-Cooled Condenser | Cube |  | 1076 | 3.81 | 4.4 | 3.8 | 176.3 |  | Federally-Regulated Commercial & Industrial Equipment | 02/22/2016 |  | 07/20/2016
Hoshizaki America | Hoshizaki America | KMD-460MAH | Ice-making Head | Air-Cooled Condenser | Cube |  | 387 | 5.48 | 6.93 |  |  |  | Federally-Regulated Commercial & Industrial Equipment | 09/10/2015 |  | 07/20/2016
Hoshizaki America | Hoshizaki | KMD-530MAH | Ice-making Head | Air-Cooled Condenser | Cube |  | 462 | 5.7 | 6.38 |  |  |  | Federally-Regulated Commercial & Industrial Equipment | 02/22/2016 |  | 07/20/2016
Hoshizaki America | Hoshizaki | KM-1100MAH | Ice-making Head | Air-Cooled Condenser | Cube |  | 1010 | 5.02 | 5.78 |  |  |  | Federally-Regulated Commercial & Industrial Equipment | 02/22/2016 |  | 07/20/2016
Hoshizaki America | Hoshizaki | KM-2100SWJ3 | Ice-making Head | Water-Cooled Condenser | Cube |  | 2085 | 3.16 | 4 | 3.2 | 154.1 |  | Federally-Regulated Commercial & Industrial Equipment | 12/16/2015 |  | 07/20/2016
Hoshizaki America | Hoshizaki | F-500BAF-C | Self-Contained | Air-Cooled Condenser | Flake |  | 333 | 6.5 | 9.8 |  |  |  | Non Federally-Regulated | 04/10/2009 |  | 07/21/2016
Hoshizaki America | Hoshizaki | KM-650MRH | Remote Condensing w/o Remote C | Air-Cooled Condenser | Cube |  | 564 | 5.6 | 6.71 |  |  |  | Federally-Regulated Commercial & Industrial Equipment | 10/07/2011 |  | 07/21/2016
Hoshizaki America | Hoshizaki | KML-631MRH | Remote Condensing w/o Remote C | Air-Cooled Condenser | Cube |  | 589 | 5.3 | 6.61 |  |  |  | Non Federally-Regulated | 04/10/2009 |  | 07/21/2016
Hoshizaki America | Hoshizaki | KMD-850MRH | Remote Condensing w/o Remote C | Air-Cooled Condenser | Cube |  | 691 | 5.4 | 6.22 |  |  |  | Federally-Regulated Commercial & Industrial Equipment | 09/25/2012 |  | 07/21/2016
Hoshizaki America | Hoshizaki | KMS-8SSMLH | Remote Condensing w/o Remote C | Air-Cooled Condenser | Cube |  | 774 | 5.58 | 5.91 |  |  |  | Federally-Regulated Commercial & Industrial Equipment | 06/17/2011 |  | 07/21/2016
Hoshizaki America | Hoshizaki | KM-901MRH | Remote Condensing w/o Remote C | Air-Cooled Condenser | Cube |  | 785 | 5.4 | 5.87 |  |  |  | Non Federally-Regulated | 04/10/2009 |  | 07/21/2016
Hoshizaki America | Hoshizaki | KM-1301SRH3 | Remote Condensing w/o Remote C | Air-Cooled Condenser | Cube |  | 1197 | 4.3 | 5.1 |  |  |  | Non Federally-Regulated | 05/21/2009 |  | 07/21/2016
Hoshizaki America | Hoshizaki | KM-1301SRH | Remote Condensing w/o Remote C | Air-Cooled Condenser | Cube |  | 1222 | 4.1 | 5.1 |  |  |  | Non Federally-Regulated | 04/13/2009 |  | 07/21/2016
Hoshizaki America | Hoshizaki | KHM-2000SRH3 | Remote Condensing w/o Remote C | Air-Cooled Condenser | Cube |  | 1675 | 3.7 | 5.1 |  |  |  | Federally-Regulated Commercial & Industrial Equipment | 06/17/2011 |  | 07/21/2016
Hoshizaki America | Hoshizaki | KMH-2000SRH | Remote Condensing w/o Remote C | Air-Cooled Condenser | Cube |  | 1694 | 3.8 | 5.1 |  |  |  | Federally-Regulated Commercial & Industrial Equipment | 06/17/2011 |  | 07/21/2016
Hoshizaki America | Hoshizaki | KM-2500SRH3 | Remote Condensing w/o Remote C | Air-Cooled Condenser | Cube |  | 2235 | 4.5 | 5.1 |  |  |  | Federally-Regulated Commercial & Industrial Equipment | 09/25/2012 |  | 07/21/2016
Hoshizaki America | Hoshizaki | FS-1001MLH-C | Both Remote Condensing & Remot | Air-Cooled Condenser | Flake |  | 705 | 1.13 | 6.17 |  |  |  | Non Federally-Regulated | 04/10/2009 |  | 07/21/2016
Hoshizaki America | Hoshizaki | FD-650MRH-C | Remote Condensing w/o Remote C | Air-Cooled Condenser | Flake |  | 476 | 4.75 | 7.04 |  |  |  | Federally-Regulated Commercial & Industrial Equipment | 08/11/2014 |  | 07/21/2016
Hoshizaki America | Hoshizaki | C-100BAE-ADDS | Self-Contained | Air-Cooled Condenser | Flake |  | 64 | 11.8 | 15 |  |  |  | Non Federally-Regulated | 04/10/2009 |  | 07/21/2016
Hoshizaki America | Hoshizaki | C-100BAE-AD | Self-Contained | Air-Cooled Condenser | Flake |  | 64 | 11.8 | 15 |  |  |  | Non Federally-Regulated | 10/28/2008 |  | 07/21/2016
Hoshizaki America | Hoshizaki | DT-400BAH-OS | Self-Contained | Air-Cooled Condenser | Flake |  | 296 | 7.6 | 9.8 |  |  |  | Non Federally-Regulated | 10/28/2008 |  | 07/21/2016
Hoshizaki America | Hoshizaki | DCM-750BAH | Self-Contained | Air-Cooled Condenser | Flake |  | 567 | 6.3 | 9.8 |  |  |  | Non Federally-Regulated | 04/10/2009 |  | 07/21/2016
Hoshizaki America | Hoshizaki | DCM-750BAH-OS | Self-Contained | Air-Cooled Condenser | Flake |  | 567 | 6.3 | 9.8 |  |  |  | Non Federally-Regulated | 05/21/2009 |  | 07/21/2016
Hoshizaki America | Hoshizaki | DCM-750BWH | Self-Contained | Water-Cooled Condenser | Flake |  | 654 | 5.1 | 7.6 | 81 | 170.4 |  | Non Federally-Regulated | 04/10/2009 |  | 07/21/2016
Hoshizaki America | Hoshizaki | DCM-750BWH-OS | Self-Contained | Water-Cooled Condenser | Flake |  | 654 | 5.1 | 7.6 | 81 | 170.4 |  | Non Federally-Regulated | 05/21/2009 |  | 07/21/2016
Hoshizaki America | Hoshizaki | FD-650MWH-C | Ice-making Head | Water-Cooled Condenser | Flake |  | 532 | 3.81 | 4.99 | 3.8 | 188.3 |  | Federally-Regulated Commercial & Industrial Equipment | 02/22/2016 |  | 07/21/2016
Hoshizaki America | Hoshizaki | F-801MWH-C | Ice-making Head | Water-Cooled Condenser | Flake |  | 556 | 4.29 | 4.97 | 4.3 | 187.8 |  | Federally-Regulated Commercial & Industrial Equipment | 02/22/2016 |  | 07/21/2016
Hoshizaki America | Hoshizaki | F-801MWH | Ice-making Head | Water-Cooled Condenser | Flake |  | 584 | 4.1 | 4.94 | 4.1 | 187.2 |  | Federally-Regulated Commercial & Industrial Equipment | 02/22/2016 |  | 07/21/2016
Hoshizaki America | Hoshizaki | F-1001MWJ-C | Ice-making Head | Water-Cooled Condenser | Flake |  | 703 | 4.1 | 4.81 | 4.1 | 184.5 |  | Federally-Regulated Commercial & Industrial Equipment | 02/22/2016 |  | 07/21/2016
Hoshizaki America | Hoshizaki | F-1001MWJ | Ice-making Head | Water-Cooled Condenser | Flake |  | 750 | 4 | 4.76 | 4 | 183.5 |  | Federally-Regulated Commercial & Industrial Equipment | 02/22/2016 |  | 07/21/2016
Hoshizaki America | Hoshizaki | F-1501MWH-C | Ice-making Head | Water-Cooled Condenser | Flake |  | 924 | 4.55 | 4.56 | 4.6 | 179.7 |  | Federally-Regulated Commercial & Industrial Equipment | 02/22/2016 |  | 07/21/2016
Hoshizaki America | Hoshizaki | F-1501MWH | Ice-making Head | Water-Cooled Condenser | Flake |  | 1182 | 3.62 | 4.28 | 3.6 | 174 |  | Federally-Regulated Commercial & Industrial Equipment | 02/22/2016 |  | 07/21/2016
Hoshizaki America | Hoshizaki | F-2000MWH | Ice-making Head | Water-Cooled Condenser | Flake |  | 1642 | 3.68 | 4 | 3.7 | 163.9 |  | Federally-Regulated Commercial & Industrial Equipment | 02/22/2016 |  | 07/21/2016
Hoshizaki America | Hoshizaki | F-2001MWH | Ice-making Head | Water-Cooled Condenser | Flake |  | 1642 | 3.68 | 4 | 3.7 | 163.9 |  | Federally-Regulated Commercial & Industrial Equipment | 02/22/2016 |  | 07/21/2016
Hoshizaki America | Hoshizaki | DCM-500BWH-OS | Self-Contained | Water-Cooled Condenser | Flake |  | 512 | 4.48 | 7.6 | 4.5 | 174.9 |  | Federally-Regulated Commercial & Industrial Equipment | 02/22/2016 |  | 07/21/2016
Hoshizaki America | Hoshizaki | DCM-500BWH | Self-Contained | Water-Cooled Condenser | Flake |  | 512 | 4.48 | 7.6 | 4.5 | 174.9 |  | Federally-Regulated Commercial & Industrial Equipment | 02/22/2016 |  | 07/21/2016
Hoshizaki America | Hoshizaki | KM-201BWH | Self-Contained | Water-Cooled Condenser | Cube |  | 181 | 6.17 | 7.96 | 6.2 | 185.3 |  | Federally-Regulated Commercial & Industrial Equipment | 02/22/2016 |  | 07/21/2016
Hoshizaki America | Hoshizaki | DCM-751BWH-OS | Self-Contained | Water-Cooled Condenser | Flake |  | 678 | 4.76 | 7.6 | 4.8 | 169.6 |  | Federally-Regulated Commercial & Industrial Equipment | 02/22/2016 |  | 07/21/2016
Hoshizaki America | Hoshizaki | DCM-751BWH | Self-Contained | Water-Cooled Condenser | Flake |  | 678 | 4.76 | 7.6 | 4.8 | 169.6 |  | Federally-Regulated Commercial & Industrial Equipment | 02/22/2016 |  | 07/21/2016
Hoshizaki America | Hoshizaki | DKM-500BWH | Self-Contained | Water-Cooled Condenser | Cube |  | 427 | 5.2 | 7.6 | 5.2 | 177.5 |  | Federally-Regulated Commercial & Industrial Equipment | 02/22/2016 |  | 07/21/2016
Hoshizaki America | Hoshizaki America | KMD-530MRH | Remote Condensing w/o Remote C | Air-Cooled Condenser | Cube |  | 488 | 5.8 | 7 |  |  |  | Federally-Regulated Commercial & Industrial Equipment | 01/22/2016 |  | 07/21/2016
Hoshizaki America | Hoshizaki America | KM-1100MRH | Remote Condensing w/o Remote C | Air-Cooled Condenser | Cube |  | 1027 | 4.66 | 5.1 |  |  |  | Federally-Regulated Commercial & Industrial Equipment | 01/26/2016 |  | 07/21/2016
Hoshizaki America | Hoshizaki America | KM-1340MRH3 | Remote Condensing w/o Remote C | Air-Cooled Condenser | Cube |  | 1185 | 4.75 | 5.1 |  |  |  | Federally-Regulated Commercial & Industrial Equipment | 09/10/2015 |  | 07/21/2016
Hoshizaki America | Hoshizaki America | KM-2100SRJ3 | Remote Condensing w/o Remote C | Air-Cooled Condenser | Cube |  | 1880 | 4.16 | 5.1 |  |  |  | Federally-Regulated Commercial & Industrial Equipment | 11/16/2015 |  | 07/21/2016
Hoshizaki America | Hoshizaki | IM-200BAA | Self-Contained | Air-Cooled Condenser | Cube |  | 160 | 8.3 | 10.5 |  |  |  | Federally-Regulated Commercial & Industrial Equipment | 11/06/2015 |  | 07/21/2016
Hoshizaki America | Hoshizaki | F-1001MLJ | Both Remote Condensing & Remot | Air-Cooled Condenser | Flake |  | 871 | 1.89 | 5.54 |  |  |  | Federally-Regulated Commercial & Industrial Equipment | 08/06/2015 |  | 07/21/2016
Hoshizaki America | Hoshizaki | F-450MAJ-C | Ice-making Head | Air-Cooled Condenser | Flake |  | 316 | 6.1 | 7.54 |  |  |  | Federally-Regulated Commercial & Industrial Equipment | 07/08/2016 |  | 07/21/2016
Hoshizaki America | Hoshizaki | F-450MAJ | Ice-making Head | Air-Cooled Condenser | Flake |  | 395 | 4.94 | 6.86 |  |  |  | Federally-Regulated Commercial & Industrial Equipment | 07/08/2016 |  | 07/21/2016
Hoshizaki America | Hoshizaki | F-801MAJ-C | Ice-making Head | Air-Cooled Condenser | Flake |  | 532 | 5 | 6.3 |  |  |  | Federally-Regulated Commercial & Industrial Equipment | 07/08/2016 |  | 07/21/2016
Hoshizaki America | Hoshizaki | F-801MAJ | Ice-making Head | Air-Cooled Condenser | Flake |  | 566 | 4.5 | 6.27 |  |  |  | Federally-Regulated Commercial & Industrial Equipment | 07/08/2016 |  | 07/21/2016
Hoshizaki America | Hoshizaki | F-801MWJ-C | Ice-making Head | Water-Cooled Condenser | Flake |  | 580 | 4.13 | 4.94 | 4.1 | 187.2 |  | Federally-Regulated Commercial & Industrial Equipment | 07/08/2016 |  | 07/21/2016
Hoshizaki America | Hoshizaki | F-801MWJ | Ice-making Head | Water-Cooled Condenser | Flake |  | 605 | 3.9 | 4.91 | 3.9 | 186.7 |  | Federally-Regulated Commercial & Industrial Equipment | 07/08/2016 |  | 07/21/2016
Hoshizaki America | Hoshizaki | F-1001MWH | Ice-making Head | Water-Cooled Condenser | Flake |  | 750 | 4 | 4.76 | 4 | 183.5 |  | Federally-Regulated Commercial & Industrial Equipment | 02/22/2016 |  | 07/21/2016
Hoshizaki America | Hoshizaki | F-1500MWH | Ice-making Head | Water-Cooled Condenser | Flake |  | 1182 | 3.62 | 4.28 | 3.6 | 174 |  | Federally-Regulated Commercial & Industrial Equipment | 02/22/2016 |  | 07/21/2016
Hoshizaki America | Hoshizaki | C-100BAF | Self-Contained | Air-Cooled Condenser | Flake |  | 62 | 12 | 15.09 |  |  |  | Federally-Regulated Commercial & Industrial Equipment | 02/22/2016 |  | 07/21/2016
Hoshizaki America | Hoshizaki | C-100BAF-AD | Self-Contained | Air-Cooled Condenser | Flake |  | 62 | 12 | 15.09 |  |  |  | Federally-Regulated Commercial & Industrial Equipment | 02/22/2016 |  | 07/21/2016
Hoshizaki America | Hoshizaki | C-100BAF-ADDS | Self-Contained | Air-Cooled Condenser | Flake |  | 62 | 12 | 15.09 |  |  |  | Federally-Regulated Commercial & Industrial Equipment | 02/22/2016 |  | 07/21/2016
Hoshizaki America | Hoshizaki | C-100BAF-DS | Self-Contained | Air-Cooled Condenser | Flake |  | 62 | 12 | 15.09 |  |  |  | Federally-Regulated Commercial & Industrial Equipment | 02/22/2016 |  | 07/21/2016
Hoshizaki America | Hoshizaki | F-330BAJ-C | Self-Contained | Air-Cooled Condenser | Flake |  | 214 | 7.3 | 9.8 |  |  |  | Federally-Regulated Commercial & Industrial Equipment | 03/09/2016 |  | 07/21/2016
Hoshizaki America | Hoshizaki | F-330BAJ | Self-Contained | Air-Cooled Condenser | Flake |  | 243 | 5.91 | 9.8 |  |  |  | Federally-Regulated Commercial & Industrial Equipment | 03/09/2016 |  | 07/21/2016
Hoshizaki America | Hoshizaki | F-1500MWH-C | Ice-making Head | Water-Cooled Condenser | Flake |  | 924 | 4.55 | 4.56 | 4.6 | 179.7 |  | Federally-Regulated Commercial & Industrial Equipment | 02/22/2016 |  | 07/21/2016
Hoshizaki America | Hoshizaki | KMS-830MLH*SRK-8H3 | Both Remote Condensing & Remot | Air-Cooled Condenser | Cube |  | 690 | 5.4 | 6.23 |  |  |  | Federally-Regulated Commercial & Industrial Equipment | 02/22/2016 |  | 08/01/2016
Hoshizaki America | Hoshizaki | KMS-1122MLH*SRK-12H | Both Remote Condensing & Remot | Air-Cooled Condenser | Cube |  | 985 | 4.65 | 5.3 |  |  |  | Federally-Regulated Commercial & Industrial Equipment | 02/22/2016 |  | 08/01/2016
Hoshizaki America | Hoshizaki | KMS-1122MLH*SRK-12H3 | Both Remote Condensing & Remot | Air-Cooled Condenser | Cube |  | 1000 | 4.6 | 5.3 |  |  |  | Federally-Regulated Commercial & Industrial Equipment | 02/22/2016 |  | 08/01/2016
Hoshizaki America | Hoshizaki | KMS-1401MLJ*SRK-14J | Both Remote Condensing & Remot | Air-Cooled Condenser | Cube |  | 1280 | 4.7 | 5.3 |  |  |  | Federally-Regulated Commercial & Industrial Equipment | 02/22/2016 |  | 08/01/2016
Hoshizaki America | Hoshizaki | KMS-1401MLJ | Both Remote Condensing & Remot | Air-Cooled Condenser | Cube |  | 1280 | 4.7 | 5.3 |  |  |  | Federally-Regulated Commercial & Industrial Equipment | 02/24/2016 |  | 08/01/2016
Hoshizaki America | Hoshizaki | KMS-2000MLH*SRK-20H3 | Both Remote Condensing & Remot | Air-Cooled Condenser | Cube |  | 1706 | 4.65 | 5.3 |  |  |  | Federally-Regulated Commercial & Industrial Equipment | 02/22/2016 |  | 08/01/2016
Hoshizaki America | Hoshizaki | KMS-2000MLH*SRK-20H | Both Remote Condensing & Remot | Air-Cooled Condenser | Cube |  | 1786 | 4.7 | 5.3 |  |  |  | Federally-Regulated Commercial & Industrial Equipment | 02/22/2016 |  | 08/01/2016
Hoshizaki America | Hoshizaki | KM-320MAH | Ice-making Head | Air-Cooled Condenser | Cube |  | 246 | 7.5 | 8.14 |  |  |  | Federally-Regulated Commercial & Industrial Equipment | 02/22/2016 |  | 08/18/2016
Hoshizaki America | Hoshizaki | F-801MAH | Ice-making Head | Air-Cooled Condenser | Flake |  | 568 | 4.33 | 6.27 |  |  |  | Federally-Regulated Commercial & Industrial Equipment | 02/22/2016 |  | 08/18/2016
Hoshizaki America | Hoshizaki | F-450MAH | Ice-making Head | Air-Cooled Condenser | Flake |  | 359 | 5.7 | 7.17 |  |  |  | Federally-Regulated Commercial & Industrial Equipment | 02/22/2016 |  | 08/18/2016
Hoshizaki America | Hoshizaki | F-450MAH-C | Ice-making Head | Air-Cooled Condenser | Flake |  | 312 | 6.69 | 7.58 |  |  |  | Federally-Regulated Commercial & Industrial Equipment | 02/22/2016 |  | 08/18/2016
Hoshizaki America | Hoshizaki | F-801MAH-C | Ice-making Head | Air-Cooled Condenser | Flake |  | 531 | 4.68 | 6.31 |  |  |  | Federally-Regulated Commercial & Industrial Equipment | 02/22/2016 |  | 08/18/2016
Hoshizaki America | Hoshizaki | KM-320MWH | Ice-making Head | Water-Cooled Condenser | Cube |  | 318 | 5.2 | 6.05 | 121 | 193 |  | Federally-Regulated Commercial & Industrial Equipment | 07/20/2016 |  | 08/18/2016
Hoshizaki America | Hoshizaki | KM-2100SWH3 | Ice-making Head | Water-Cooled Condenser | Cube |  | 2054 | 3.18 | 4 | 95 | 154.8 |  | Federally-Regulated Commercial & Industrial Equipment | 07/20/2016 |  | 08/18/2016
Hoshizaki America | Hoshizaki | C-101BAH | Self-Contained | Air-Cooled Condenser | Flake |  | 62 | 12.1 | 15.09 |  |  |  | Federally-Regulated Commercial & Industrial Equipment | 02/22/2016 |  | 08/18/2016
Hoshizaki America | Hoshizaki | C-101BAH-AD | Self-Contained | Air-Cooled Condenser | Flake |  | 62 | 12.1 | 15.09 |  |  |  | Federally-Regulated Commercial & Industrial Equipment | 02/22/2016 |  | 08/18/2016
Hoshizaki America | Hoshizaki | C-101BAH-ADDS | Self-Contained | Air-Cooled Condenser | Flake |  | 62 | 12.1 | 15.09 |  |  |  | Federally-Regulated Commercial & Industrial Equipment | 02/22/2016 |  | 08/18/2016
Hoshizaki America | Hoshizaki | C-101BAH-DS | Self-Contained | Air-Cooled Condenser | Flake |  | 62 | 12.1 | 15.09 |  |  |  | Federally-Regulated Commercial & Industrial Equipment | 02/22/2016 |  | 08/18/2016
Hoshizaki America | Hoshizaki | DCM-270BAH | Self-Contained | Air-Cooled Condenser | Flake |  | 200 | 8.16 | 9.8 |  |  |  | Federally-Regulated Commercial & Industrial Equipment | 02/22/2016 |  | 08/18/2016
Hoshizaki America | Hoshizaki | DCM-270BAH-OS | Self-Contained | Air-Cooled Condenser | Flake |  | 209 | 8.16 | 9.8 |  |  |  | Federally-Regulated Commercial & Industrial Equipment | 02/22/2016 |  | 08/18/2016
Hoshizaki America | Hoshizaki | DCM-300BAH-OS | Self-Contained | Air-Cooled Condenser | Flake |  | 219 | 7.06 | 9.8 |  |  |  | Federally-Regulated Commercial & Industrial Equipment | 02/22/2016 |  | 08/18/2016
Hoshizaki America | Hoshizaki | DCM-300BAH | Self-Contained | Air-Cooled Condenser | Flake |  | 219 | 7.06 | 9.8 |  |  |  | Federally-Regulated Commercial & Industrial Equipment | 02/22/2016 |  | 08/18/2016
Hoshizaki America | Hoshizaki | F-330BAH-C | Self-Contained | Air-Cooled Condenser | Flake |  | 222 | 7.01 | 9.8 |  |  |  | Federally-Regulated Commercial & Industrial Equipment | 02/22/2016 |  | 08/18/2016
Hoshizaki America | Hoshizaki | DCM-500BAH | Self-Contained | Air-Cooled Condenser | Flake |  | 427 | 5.85 | 9.8 |  |  |  | Federally-Regulated Commercial & Industrial Equipment | 02/22/2016 |  | 08/18/2016
Hoshizaki America | Hoshizaki | DCM-500BAH-OS | Self-Contained | Air-Cooled Condenser | Flake |  | 427 | 5.85 | 9.8 |  |  |  | Federally-Regulated Commercial & Industrial Equipment | 02/22/2016 |  | 08/18/2016
Hoshizaki America | Hoshizaki | DCM-751BAH-OS | Self-Contained | Air-Cooled Condenser | Flake |  | 553 | 6.24 | 9.8 |  |  |  | Federally-Regulated Commercial & Industrial Equipment | 02/22/2016 |  | 08/18/2016
Hoshizaki America | Hoshizaki | DCM-751BAH | Self-Contained | Air-Cooled Condenser | Flake |  | 553 | 6.24 | 9.8 |  |  |  | Federally-Regulated Commercial & Industrial Equipment | 02/22/2016 |  | 08/18/2016
Hoshizaki America | Hoshizaki | F-500BAF | Self-Contained | Air-Cooled Condenser | Flake |  | 358 | 6.04 | 9.8 |  |  |  | Federally-Regulated Commercial & Industrial Equipment | 02/22/2016 |  | 08/18/2016
Hoshizaki America | Hoshizaki | F-300BAF | Self-Contained | Air-Cooled Condenser | Flake |  | 230 | 6.75 | 9.8 |  |  |  | Federally-Regulated Commercial & Industrial Equipment | 02/22/2016 |  | 08/18/2016
Hoshizaki America | Hoshizaki | F-330BAH | Self-Contained | Air-Cooled Condenser | Flake |  | 238 | 6.09 | 9.8 |  |  |  | Federally-Regulated Commercial & Industrial Equipment | 02/22/2016 |  | 08/18/2016
Hoshizaki America | Hoshizaki | DCM-500BWH | Self-Contained | Water-Cooled Condenser | Flake |  | 512 | 4.48 | 7.6 | 112 | 174.9 |  | Federally-Regulated Commercial & Industrial Equipment | 07/21/2016 |  | 08/18/2016
Hoshizaki America | Hoshizaki | DCM-500BWH-OS | Self-Contained | Water-Cooled Condenser | Flake |  | 512 | 4.48 | 7.6 | 112 | 174.9 |  | Federally-Regulated Commercial & Industrial Equipment | 07/21/2016 |  | 08/18/2016
Hoshizaki America | Hoshizaki | DCM-751BWH | Self-Contained | Water-Cooled Condenser | Flake |  | 678 | 4.76 | 7.6 | 96 | 169.6 |  | Federally-Regulated Commercial & Industrial Equipment | 07/21/2016 |  | 08/18/2016
Hoshizaki America | Hoshizaki | F-2001MRH3-C*URC-22F | Remote Condensing w/o Remote C | Air-Cooled Condenser | Flake |  | 1450 | 4.81 | 5.1 |  |  |  | Federally-Regulated Commercial & Industrial Equipment | 02/22/2016 |  | 08/18/2016
Manitowoc Ice, Inc. | Manitowoc | QD-0272A | Self-Contained | Air-Cooled Condenser | Cube |  | 215 | 9 | 9.8 |  |  |  | Non Federally-Regulated | 01/03/2008 |  | 08/31/2016
Manitowoc Ice, Inc. | Manitowoc | QY-0274A | Self-Contained | Air-Cooled Condenser | Cube |  | 215 | 9 | 9.8 |  |  |  | Non Federally-Regulated | 01/03/2008 |  | 08/31/2016
Manitowoc Ice, Inc. | Manitowoc | QY-0275W | Self-Contained | Water-Cooled Condenser | Cube |  | 245 | 7.3 | 7.6 | 167 | 183.3 |  | Non Federally-Regulated | 01/03/2008 |  | 08/31/2016
Manitowoc Ice, Inc. | Manitowoc | ID-1492N-261*JC-1395-261 | Remote Condensing w/o Remote C | Air-Cooled Condenser | Cube |  | 1220 | 4.52 | 5.1 |  |  |  | Federally-Regulated Commercial & Industrial Equipment | 02/24/2016 |  | 08/31/2016
Manitowoc Ice, Inc. | Manitowoc | ID-1492N3-263*JC-1395-261 | Remote Condensing w/o Remote C | Air-Cooled Condenser | Cube |  | 1220 | 4.52 | 5.1 |  |  |  | Federally-Regulated Commercial & Industrial Equipment | 02/24/2016 |  | 08/31/2016
Manitowoc Ice, Inc. | Manitowoc | IY-1494N-261*JC-1395-261 | Remote Condensing w/o Remote C | Air-Cooled Condenser | Cube |  | 1230 | 4.52 | 5.1 |  |  |  | Federally-Regulated Commercial & Industrial Equipment | 02/24/2016 |  | 08/31/2016
Manitowoc Ice, Inc. | Manitowoc | IY-1494N3-263*JC-1395-261 | Remote Condensing w/o Remote C | Air-Cooled Condenser | Cube |  | 1230 | 4.52 | 5.1 |  |  |  | Federally-Regulated Commercial & Industrial Equipment | 02/24/2016 |  | 08/31/2016
Manitowoc Ice, Inc. | Manitowoc | ID-1402A-261 | Ice-making Head | Air-Cooled Condenser | Cube |  | 1155 | 4.86 | 5.62 |  |  |  | Federally-Regulated Commercial & Industrial Equipment | 02/24/2016 |  | 08/31/2016
Manitowoc Ice, Inc. | Manitowoc | IY-1404A-261 | Ice-making Head | Air-Cooled Condenser | Cube |  | 1180 | 4.88 | 5.59 |  |  |  | Federally-Regulated Commercial & Industrial Equipment | 02/24/2016 |  | 08/31/2016
Manitowoc Ice, Inc. | Manitowoc | IY-1404A3-263 | Ice-making Head | Air-Cooled Condenser | Cube |  | 1180 | 4.88 | 5.59 |  |  |  | Federally-Regulated Commercial & Industrial Equipment | 02/24/2016 |  | 08/31/2016
Manitowoc Ice, Inc. | Manitowoc | ID-1402A3-263 | Ice-making Head | Air-Cooled Condenser | Cube |  | 1155 | 4.86 | 5.62 |  |  |  | Federally-Regulated Commercial & Industrial Equipment | 02/24/2016 |  | 08/31/2016
Manitowoc Ice, Inc. | Manitowoc | ID-1403W-261 | Ice-making Head | Water-Cooled Condenser | Cube |  | 1275 | 3.85 | 4.18 | 3.9 | 172 |  | Federally-Regulated Commercial & Industrial Equipment | 02/24/2016 |  | 08/31/2016
Manitowoc Ice, Inc. | Manitowoc | ID-1403W3-263 | Ice-making Head | Water-Cooled Condenser | Cube |  | 1275 | 3.85 | 4.18 | 3.9 | 172 |  | Federally-Regulated Commercial & Industrial Equipment | 02/24/2016 |  | 08/31/2016
Manitowoc Ice, Inc. | Manitowoc | IY-1405W3-263 | Ice-making Head | Water-Cooled Condenser | Cube |  | 1290 | 3.86 | 4.16 | 3.9 | 171.6 |  | Federally-Regulated Commercial & Industrial Equipment | 02/24/2016 |  | 08/31/2016
Manitowoc Ice, Inc. | Manitowoc | IY-1405W-261 | Ice-making Head | Water-Cooled Condenser | Cube |  | 1290 | 3.86 | 4.16 | 3.9 | 171.6 |  | Federally-Regulated Commercial & Industrial Equipment | 02/24/2016 |  | 08/31/2016
Scotsman Ice Systems | Scotsman | CU3030SA-32# | Self-Contained | Air-Cooled Condenser | Cube |  | 217 | 8.5 | 9.8 |  |  |  | Federally-Regulated Commercial & Industrial Equipment | 05/10/2016 |  | 09/01/2016
Manitowoc Ice, Inc. | Manitowoc | IR0996N3-263*JC0995-261 | Remote Condensing w/o Remote C | Air-Cooled Condenser | Cube |  | 665 | 5.29 | 6.32 |  |  |  | Federally-Regulated Commercial & Industrial Equipment | 02/24/2016 |  | 09/01/2016
Manitowoc Ice, Inc. | Manitowoc | ID0996N3-263*JC0995-261 | Remote Condensing w/o Remote C | Air-Cooled Condenser | Cube |  | 727 | 4.91 | 6.09 |  |  |  | Federally-Regulated Commercial & Industrial Equipment | 02/24/2016 |  | 09/01/2016
Manitowoc Ice, Inc. | Manitowoc | ID0976C-161*ICVD0996-261 | Both Remote Condensing & Remot | Air-Cooled Condenser | Cube |  | 696 | 4.94 | 6.21 |  |  |  | Federally-Regulated Commercial & Industrial Equipment | 02/24/2016 |  | 09/01/2016
Manitowoc Ice, Inc. | Manitowoc | ID0976C-161*ICVD09963-263 | Both Remote Condensing & Remot | Air-Cooled Condenser | Cube |  | 696 | 4.94 | 6.21 |  |  |  | Federally-Regulated Commercial & Industrial Equipment | 02/24/2016 |  | 09/01/2016
Manitowoc Ice, Inc. | Manitowoc | ID1196N3-263*JC0995-261 | Remote Condensing w/o Remote C | Air-Cooled Condenser | Cube |  | 867 | 4.99 | 5.56 |  |  |  | Federally-Regulated Commercial & Industrial Equipment | 02/24/2016 |  | 09/01/2016
Manitowoc Ice, Inc. | Manitowoc | ID1496N3-263*JC1395-261 | Remote Condensing w/o Remote C | Air-Cooled Condenser | Cube |  | 1295 | 4.23 | 5.1 |  |  |  | Federally-Regulated Commercial & Industrial Equipment | 02/24/2016 |  | 09/01/2016
Manitowoc Ice, Inc. | Manitowoc | ID-1202A3-263 | Ice-making Head | Air-Cooled Condenser | Cube |  | 870 | 5.32 | 5.93 |  |  |  | Federally-Regulated Commercial & Industrial Equipment | 02/24/2016 |  | 09/01/2016
Manitowoc Ice, Inc. | Manitowoc | IY-1204A3-263 | Ice-making Head | Air-Cooled Condenser | Cube |  | 930 | 5.26 | 5.87 |  |  |  | Federally-Regulated Commercial & Industrial Equipment | 02/24/2016 |  | 09/01/2016
Manitowoc Ice, Inc. | Manitowoc | IR-0520A-261 | Ice-making Head | Air-Cooled Condenser | Cube |  | 290 | 7.23 | 7.77 |  |  |  | Federally-Regulated Commercial & Industrial Equipment | 02/24/2016 |  | 09/01/2016
Manitowoc Ice, Inc. | Manitowoc | IR0906A3-263 | Ice-making Head | Air-Cooled Condenser | Cube |  | 639 | 5.33 | 6.19 |  |  |  | Federally-Regulated Commercial & Industrial Equipment | 02/24/2016 |  | 09/01/2016
Manitowoc Ice, Inc. | Manitowoc | ID1106A3-263 | Ice-making Head | Air-Cooled Condenser | Cube |  | 846 | 5.06 | 5.96 |  |  |  | Federally-Regulated Commercial & Industrial Equipment | 02/24/2016 |  | 09/01/2016
Manitowoc Ice, Inc. | Manitowoc | ID-0503W-261 | Ice-making Head | Water-Cooled Condenser | Cube |  | 430 | 4.58 | 5.44 | 4.6 | 190.5 |  | Federally-Regulated Commercial & Industrial Equipment | 02/24/2016 |  | 09/01/2016
Manitowoc Ice, Inc. | Manitowoc | ID-0523W-261 | Ice-making Head | Water-Cooled Condenser | Cube |  | 375 | 5.09 | 5.74 | 5.1 | 191.8 |  | Federally-Regulated Commercial & Industrial Equipment | 02/24/2016 |  | 09/01/2016
Manitowoc Ice, Inc. | Manitowoc | ID-1203W3-263 | Ice-making Head | Water-Cooled Condenser | Cube |  | 900 | 4.58 | 4.59 | 4.6 | 180.2 |  | Federally-Regulated Commercial & Industrial Equipment | 02/24/2016 |  | 09/01/2016
Manitowoc Ice, Inc. | Manitowoc | IY-0305W-261 | Ice-making Head | Water-Cooled Condenser | Cube |  | 260 | 5.69 | 6.37 | 5.7 | 194.3 |  | Federally-Regulated Commercial & Industrial Equipment | 02/24/2016 |  | 09/01/2016
Manitowoc Ice, Inc. | Manitowoc | IY-0455W-261 | Ice-making Head | Water-Cooled Condenser | Cube |  | 360 | 4.7 | 5.82 | 4.7 | 192.1 |  | Federally-Regulated Commercial & Industrial Equipment | 02/24/2016 |  | 09/01/2016
Manitowoc Ice, Inc. | Manitowoc | IR-0501W-261 | Ice-making Head | Water-Cooled Condenser | Cube |  | 420 | 4.58 | 5.49 | 4.6 | 190.8 |  | Federally-Regulated Commercial & Industrial Equipment | 02/24/2016 |  | 09/01/2016
Manitowoc Ice, Inc. | Manitowoc | IR-0521W-161 | Ice-making Head | Water-Cooled Condenser | Cube |  | 350 | 5.19 | 5.88 | 5.2 | 192.3 |  | Federally-Regulated Commercial & Industrial Equipment | 02/24/2016 |  | 09/01/2016
Manitowoc Ice, Inc. | Manitowoc | IR-0521W-261 | Ice-making Head | Water-Cooled Condenser | Cube |  | 350 | 5.19 | 5.88 | 5.2 | 192.3 |  | Federally-Regulated Commercial & Industrial Equipment | 02/24/2016 |  | 09/01/2016
Manitowoc Ice, Inc. | Manitowoc | IR0906W3-263 | Ice-making Head | Water-Cooled Condenser | Cube |  | 683 | 4.32 | 4.83 | 4.3 | 185 |  | Federally-Regulated Commercial & Industrial Equipment | 02/24/2016 |  | 09/01/2016
Manitowoc Ice, Inc. | Manitowoc | ID0906W3-263 | Ice-making Head | Water-Cooled Condenser | Cube |  | 701 | 4.35 | 4.81 | 4.4 | 184.6 |  | Federally-Regulated Commercial & Industrial Equipment | 02/24/2016 |  | 09/01/2016
Manitowoc Ice, Inc. | Manitowoc | ID1106W3-263 | Ice-making Head | Water-Cooled Condenser | Cube |  | 906 | 4.08 | 4.58 | 4.1 | 180.1 |  | Federally-Regulated Commercial & Industrial Equipment | 02/24/2016 |  | 09/01/2016
Manitowoc Ice, Inc. | Manitowoc | UR0190A-161 | Self-Contained | Air-Cooled Condenser | Cube |  | 133 | 8.7 | 11.76 |  |  |  | Federally-Regulated Commercial & Industrial Equipment | 02/24/2016 |  | 09/01/2016
Manitowoc Ice, Inc. | Manitowoc | UR0240A-161 | Self-Contained | Air-Cooled Condenser | Cube |  | 154 | 8.9 | 10.78 |  |  |  | Federally-Regulated Commercial & Industrial Equipment | 02/24/2016 |  | 09/01/2016
Manitowoc Ice, Inc. | Manitowoc | UY0190A-261 | Self-Contained | Air-Cooled Condenser | Cube |  | 140 | 7.87 | 11.43 |  |  |  | Federally-Regulated Commercial & Industrial Equipment | 02/24/2016 |  | 09/01/2016
Manitowoc Ice, Inc. | Manitowoc | UR0240A-261 | Self-Contained | Air-Cooled Condenser | Cube |  | 154 | 7.55 | 10.78 |  |  |  | Federally-Regulated Commercial & Industrial Equipment | 02/24/2016 |  | 09/01/2016
Manitowoc Ice, Inc. | Manitowoc | UY0310A-261 | Self-Contained | Air-Cooled Condenser | Cube |  | 235 | 7.78 | 9.8 |  |  |  | Federally-Regulated Commercial & Industrial Equipment | 02/24/2016 |  | 09/01/2016
Manitowoc Ice, Inc. | Manitowoc | UY0140W-161 | Self-Contained | Water-Cooled Condenser | Cube |  | 104 | 9.42 | 9.42 | 9.4 | 187.7 |  | Federally-Regulated Commercial & Industrial Equipment | 02/24/2016 |  | 09/01/2016
Manitowoc Ice, Inc. | Manitowoc | UD0140W-161 | Self-Contained | Water-Cooled Condenser | Cube |  | 104 | 9.42 | 9.42 | 9.4 | 187.7 |  | Federally-Regulated Commercial & Industrial Equipment | 02/24/2016 |  | 09/01/2016
Hoshizaki America | Hoshizaki | FD-1002MAJ-C | Ice-making Head | Air-Cooled Condenser | Flake |  | 726 | 4.57 | 6.09 |  |  |  | Federally-Regulated Commercial & Industrial Equipment | 08/08/2016 |  | 09/01/2016
Hoshizaki America | Hoshizaki | F-1002MAJ | Ice-making Head | Air-Cooled Condenser | Flake |  | 758 | 4.36 | 6.06 |  |  |  | Federally-Regulated Commercial & Industrial Equipment | 08/12/2016 |  | 09/01/2016
Hoshizaki America | Hoshizaki | F-1002MAJ-C | Ice-making Head | Air-Cooled Condenser | Flake |  | 726 | 4.57 | 6.09 |  |  |  | Federally-Regulated Commercial & Industrial Equipment | 08/12/2016 |  | 09/01/2016
Hoshizaki America | Hoshizaki | F-1002MWJ | Ice-making Head | Water-Cooled Condenser | Flake |  | 833 | 3.57 | 4.66 | 110 | 181.7 |  | Federally-Regulated Commercial & Industrial Equipment | 08/12/2016 |  | 09/01/2016
Hoshizaki America | Hoshizaki | F-1002MWJ-C | Ice-making Head | Water-Cooled Condenser | Flake |  | 770 | 3.95 | 4.73 | 111 | 183.1 |  | Federally-Regulated Commercial & Industrial Equipment | 08/12/2016 |  | 09/01/2016
Hoshizaki America | Hoshizaki | DKM-500BAH | Self-Contained | Air-Cooled Condenser | Cube |  | 436 | 6.53 | 9.8 |  |  |  | Federally-Regulated Commercial & Industrial Equipment | 02/22/2016 |  | 09/01/2016
Hoshizaki America | Hoshizaki | DKM-500BWH | Self-Contained | Water-Cooled Condenser | Cube |  | 427 | 5.2 | 7.6 | 114 | 177.5 |  | Federally-Regulated Commercial & Industrial Equipment | 07/21/2016 |  | 09/01/2016
Hoshizaki America | Hoshizaki | DCM-751BWH-OS | Self-Contained | Water-Cooled Condenser | Flake |  | 678 | 4.76 | 7.6 | 96 | 169.6 |  | Federally-Regulated Commercial & Industrial Equipment | 07/21/2016 |  | 09/01/2016
Hoshizaki America | Hoshizaki | KMS-1401MLJ with SRK-14J3 condensing unit | Both Remote Condensing & Remot | Air-Cooled Condenser | Cube |  | 1221 | 4.58 | 5.3 |  |  |  | Federally-Regulated Commercial & Industrial Equipment | 09/25/2012 |  | 10/20/2016
Hoshizaki America | Hoshizaki | KML-451MWH | Ice-making Head | Water-Cooled Condenser | Cube |  | 417 | 5.2 | 5.51 | 110 | 190.8 |  | Federally-Regulated Commercial & Industrial Equipment | 09/25/2012 |  | 10/20/2016
Hoshizaki America | Hoshizaki | KM-260BWH | Self-Contained | Water-Cooled Condenser | Cube |  | 237 | 6.37 | 7.6 | 120.6 | 183.5 |  | Federally-Regulated Commercial & Industrial Equipment | 04/01/2010 |  | 10/20/2016
Hoshizaki America | Hoshizaki | KMS-750MLH | Both Remote Condensing & Remot | Air-Cooled Condenser | Cube |  | 700 | 5.6 | 6.19 |  |  |  | Non Federally-Regulated | 04/10/2009 |  | 10/20/2016
Hoshizaki America | Hoshizaki | F-1501MRH | Remote Condensing w/o Remote C | Air-Cooled Condenser | Flake |  | 1237 | 3.85 | 5.1 |  |  |  | Federally-Regulated Commercial & Industrial Equipment | 08/11/2014 |  | 10/20/2016
Hoshizaki America | Hoshizaki | F-2001MRH-C | Remote Condensing w/o Remote C | Air-Cooled Condenser | Flake |  | 1496 | 5.1 | 5.1 |  |  |  | Federally-Regulated Commercial & Industrial Equipment | 08/11/2014 |  | 10/20/2016
Hoshizaki America | Hoshizaki | F-2001MRH3 | Remote Condensing w/o Remote C | Air-Cooled Condenser | Flake |  | 1608 | 4.33 | 5.1 |  |  |  | Federally-Regulated Commercial & Industrial Equipment | 08/11/2014 |  | 10/20/2016
Hoshizaki America | Hoshizaki | F-2001MRH | Remote Condensing w/o Remote C | Air-Cooled Condenser | Flake |  | 1592 | 4.19 | 5.1 |  |  |  | Federally-Regulated Commercial & Industrial Equipment | 08/11/2014 |  | 10/20/2016
Hoshizaki America | Hoshizaki | F-1002MWJ | Ice-making Head | Water-Cooled Condenser | Flake |  | 833 | 3.57 | 4.66 | 3.6 | 181.7 |  | Federally-Regulated Commercial & Industrial Equipment | 09/01/2016 |  | 10/20/2016
Hoshizaki America | Hoshizaki | F-1002MWJ-C | Ice-making Head | Water-Cooled Condenser | Flake |  | 770 | 3.95 | 4.73 | 4 | 183.1 |  | Federally-Regulated Commercial & Industrial Equipment | 09/01/2016 |  | 10/20/2016
Hoshizaki America | Hoshizaki | DCM-500BWH | Self-Contained | Water-Cooled Condenser | Flake |  | 512 | 4.48 | 7.6 | 4.5 | 174.9 |  | Federally-Regulated Commercial & Industrial Equipment | 08/18/2016 |  | 10/20/2016
Hoshizaki America | Hoshizaki | DCM-500BWH-OS | Self-Contained | Water-Cooled Condenser | Flake |  | 512 | 4.48 | 7.6 | 4.5 | 174.9 |  | Federally-Regulated Commercial & Industrial Equipment | 08/18/2016 |  | 10/20/2016
Hoshizaki America | Hoshizaki | DCM-751BWH | Self-Contained | Water-Cooled Condenser | Flake |  | 678 | 4.76 | 7.6 | 4.8 | 169.6 |  | Federally-Regulated Commercial & Industrial Equipment | 08/18/2016 |  | 10/20/2016
Hoshizaki America | Hoshizaki | DCM-751BWH-OS | Self-Contained | Water-Cooled Condenser | Flake |  | 678 | 4.76 | 7.6 | 4.8 | 169.6 |  | Federally-Regulated Commercial & Industrial Equipment | 09/01/2016 |  | 10/20/2016
Hoshizaki America | Hoshizaki | KM-320MWH | Ice-making Head | Water-Cooled Condenser | Cube |  | 318 | 5.2 | 6.05 | 5.2 | 193 |  | Federally-Regulated Commercial & Industrial Equipment | 08/18/2016 |  | 10/20/2016
Hoshizaki America | Hoshizaki | KM-2100SWH3 | Ice-making Head | Water-Cooled Condenser | Cube |  | 2054 | 3.18 | 4 | 3.2 | 154.8 |  | Federally-Regulated Commercial & Industrial Equipment | 08/18/2016 |  | 10/20/2016
Hoshizaki America | Hoshizaki | DKM-500BWH | Self-Contained | Water-Cooled Condenser | Cube |  | 427 | 5.2 | 7.6 | 5.2 | 177.5 |  | Federally-Regulated Commercial & Industrial Equipment | 09/01/2016 |  | 10/20/2016
Hoshizaki America | Hoshizaki | F-1501MWJ-C | Ice-making Head | Water-Cooled Condenser | Flake |  | 1218 | 3.76 | 4.24 | 3.8 | 173.2 |  | Federally-Regulated Commercial & Industrial Equipment | 08/18/2016 |  | 10/20/2016
Hoshizaki America | Hoshizaki | F-1501MWJ | Ice-making Head | Water-Cooled Condenser | Flake |  | 1410 | 3.2 | 4.03 | 3.2 | 169 |  | Federally-Regulated Commercial & Industrial Equipment | 08/18/2016 |  | 10/20/2016
Hoshizaki America | Hoshizaki | F-1500MAH-C | Ice-making Head | Air-Cooled Condenser | Flake |  | 939 | 5.36 | 5.86 |  |  |  | Federally-Regulated Commercial & Industrial Equipment | 02/22/2016 |  | 10/20/2016
Hoshizaki America | Hoshizaki | F-1500MAH | Ice-making Head | Air-Cooled Condenser | Flake |  | 1110 | 4.03 | 5.67 |  |  |  | Federally-Regulated Commercial & Industrial Equipment | 02/22/2016 |  | 10/20/2016
Hoshizaki America | Hoshizaki America | F-1501MAJ | Ice-making Head | Air-Cooled Condenser | Flake |  | 1154 | 4 | 5.62 |  |  |  | Federally-Regulated Commercial & Industrial Equipment | 07/11/2016 |  | 10/20/2016
Hoshizaki America | Hoshizaki America | F-1501MAJ-C | Ice-making Head | Air-Cooled Condenser | Flake |  | 1020 | 4.61 | 5.77 |  |  |  | Federally-Regulated Commercial & Industrial Equipment | 07/11/2016 |  | 10/20/2016
Hoshizaki America | Hoshizaki America | F-1501MWJ-C | Ice-making Head | Water-Cooled Condenser | Flake |  | 1218 | 3.76 | 4.24 | 123 | 173.2 |  | Federally-Regulated Commercial & Industrial Equipment | 07/11/2016 |  | 10/20/2016
Hoshizaki America | Hoshizaki America | F-1501MWJ | Ice-making Head | Water-Cooled Condenser | Flake |  | 1410 | 3.2 | 4.03 | 105 | 169 |  | Federally-Regulated Commercial & Industrial Equipment | 07/11/2016 |  | 10/20/2016
Hoshizaki America | Hoshizaki America | F-1501MRJ-C | Remote Condensing w/o Remote C | Air-Cooled Condenser | Flake |  | 1125 | 4.35 | 5.1 |  |  |  | Federally-Regulated Commercial & Industrial Equipment | 07/11/2016 |  | 10/20/2016
Hoshizaki America | Hoshizaki America | F-1501MRJ | Remote Condensing w/o Remote C | Air-Cooled Condenser | Flake |  | 1370 | 3.44 | 5.1 |  |  |  | Federally-Regulated Commercial & Industrial Equipment | 07/11/2016 |  | 10/20/2016
Scotsman Ice Systems | Scotsman | C0522MA-1#, -32# | Ice-making Head | Air-Cooled Condenser | Cube |  | 380 | 6.7 | 6.99 |  |  |  | Federally-Regulated Commercial & Industrial Equipment | 03/09/2016 |  | 11/02/2016
Scotsman Ice Systems | Scotsman | C0722MA-32# | Ice-making Head | Air-Cooled Condenser | Cube |  | 590 | 5.9 | 6.24 |  |  |  | Federally-Regulated Commercial & Industrial Equipment | 03/09/2016 |  | 11/02/2016
Scotsman Ice Systems | Scotsman | C0722SA-32# | Ice-making Head | Air-Cooled Condenser | Cube |  | 590 | 5.9 | 6.24 |  |  |  | Federally-Regulated Commercial & Industrial Equipment | 03/09/2016 |  | 11/02/2016
Scotsman Ice Systems | Scotsman | C0522MW-1# | Ice-making Head | Water-Cooled Condenser | Cube |  | 456 | 4.7 | 5.29 | 4.7 | 190 |  | Federally-Regulated Commercial & Industrial Equipment | 03/09/2016 |  | 11/02/2016
Hoshizaki America | Hoshizaki | KML-700MAJ | Ice-making Head | Air-Cooled Condenser | Cube |  | 572 | 5.16 | 6.26 |  |  |  | Federally-Regulated Commercial & Industrial Equipment | 11/03/2016 |  | 12/22/2016
Hoshizaki America | Hoshizaki | KML-700MWJ | Ice-making Head | Water-Cooled Condenser | Cube |  | 730 | 3.61 | 4.78 | 111 | 183.9 |  | Federally-Regulated Commercial & Industrial Equipment | 11/03/2016 |  | 12/22/2016
Hoshizaki America | Hoshizaki | KM-101BAH | Self-Contained | Air-Cooled Condenser | Cube |  | 88 | 9.4 | 13.87 |  |  |  | Non Federally-Regulated | 04/10/2009 |  | 02/03/2017
Hoshizaki America | Hoshizaki | KM-151BAH | Self-Contained | Air-Cooled Condenser | Cube |  | 121 | 8.4 | 12.33 |  |  |  | Non Federally-Regulated | 05/21/2009 |  | 02/03/2017
Hoshizaki America | Hoshizaki | KM-201BAH | Self-Contained | Air-Cooled Condenser | Cube |  | 165 | 7.5 | 10.26 |  |  |  | Non Federally-Regulated | 04/10/2009 |  | 02/03/2017
Hoshizaki America | Hoshizaki | KM-260BAH | Self-Contained | Air-Cooled Condenser | Cube |  | 200 | 7.6 | 9.8 |  |  |  | Federally-Regulated Commercial & Industrial Equipment | 10/07/2011 |  | 02/03/2017
Hoshizaki America | Hoshizaki | KM-61BAH | Self-Contained | Air-Cooled Condenser | Cube |  | 50 | 10.6 | 15.66 |  |  |  | Federally-Regulated Commercial & Industrial Equipment | 10/07/2011 |  | 02/03/2017
Hoshizaki America | Hoshizaki | KM-151BWH | Self-Contained | Water-Cooled Condenser | Cube |  | 130 | 7.3 | 8.93 | 140 | 186.9 |  | Federally-Regulated Commercial & Industrial Equipment | 04/01/2010 |  | 02/03/2017
Hoshizaki America | Hoshizaki | F-300BAJ | Self-Contained | Air-Cooled Condenser | Flake |  | 247 | 6.14 | 9.8 |  |  |  | Federally-Regulated Commercial & Industrial Equipment | 12/14/2016 |  | 02/03/2017
Hoshizaki America | Hoshizaki | KM-201BWH | Self-Contained | Water-Cooled Condenser | Cube |  | 181 | 6.17 | 7.96 | 141 | 185.3 |  | Federally-Regulated Commercial & Industrial Equipment | 07/21/2016 |  | 02/03/2017
Hoshizaki America | Hoshizaki | KM-260BWH | Self-Contained | Water-Cooled Condenser | Cube |  | 237 | 6.37 | 7.6 | 121 | 183.5 |  | Federally-Regulated Commercial & Industrial Equipment | 10/20/2016 |  | 02/03/2017
Scotsman Ice Systems | Scotsman | MDT2C12A-1# | Self-Contained | Air-Cooled Condenser | Flake |  | 198 | 7 | 9.8 |  |  |  | Federally-Regulated Commercial & Industrial Equipment | 03/09/2016 |  | 02/08/2017
Scotsman Ice Systems | Scotsman | MDT3F12A-1# | Self-Contained | Air-Cooled Condenser | Flake |  | 250 | 6 | 9.8 |  |  |  | Federally-Regulated Commercial & Industrial Equipment | 03/09/2016 |  | 02/08/2017
Scotsman Ice Systems | Scotsman | MDT4F12A-1# | Self-Contained | Air-Cooled Condenser | Flake |  | 351 | 6 | 9.8 |  |  |  | Federally-Regulated Commercial & Industrial Equipment | 03/09/2016 |  | 02/08/2017
Scotsman Ice Systems | Scotsman | MDT5N25AS-1# | Self-Contained | Air-Cooled Condenser | Flake |  | 365 | 6.8 | 9.8 |  |  |  | Federally-Regulated Commercial & Industrial Equipment | 03/09/2016 |  | 02/08/2017
Scotsman Ice Systems | Scotsman | MDT5N40AS-1# | Self-Contained | Air-Cooled Condenser | Flake |  | 365 | 6.8 | 9.8 |  |  |  | Federally-Regulated Commercial & Industrial Equipment | 03/09/2016 |  | 02/08/2017
Scotsman Ice Systems | Scotsman | MDT6N90AS-1# | Self-Contained | Air-Cooled Condenser | Flake |  | 520 | 5.6 | 9.8 |  |  |  | Federally-Regulated Commercial & Industrial Equipment | 03/09/2016 |  | 02/08/2017
Scotsman Ice Systems | Scotsman | MDT5N25WS-1# | Self-Contained | Water-Cooled Condenser | Flake |  | 455 | 4 | 7.6 | 4 | 176.7 |  | Federally-Regulated Commercial & Industrial Equipment | 03/09/2016 |  | 02/08/2017
Scotsman Ice Systems | Scotsman | MDT5N40WS-1# | Self-Contained | Water-Cooled Condenser | Flake |  | 455 | 4 | 7.6 | 4 | 176.7 |  | Federally-Regulated Commercial & Industrial Equipment | 03/09/2016 |  | 02/08/2017
Sunpentown International Inc. | SPT | IM-600US | Self-Contained | Air-Cooled Condenser | Cube |  | 50 | 12.2 | 15.66 |  |  |  | Federally-Regulated Commercial & Industrial Equipment | 03/01/2017 |  | 03/01/2017
Hoshizaki America | Hoshizaki | KMS-1401MLH with SRK-14H3 condensing unit | Both Remote Condensing & Remot | Air-Cooled Condenser | Cube |  | 1170 | 5 | 5.3 |  |  |  | Federally-Regulated Commercial & Industrial Equipment | 09/25/2012 |  | 03/20/2017
Hoshizaki America | Hoshizaki | KMS-1401MLH with SRK-14H condensing unit | Both Remote Condensing & Remot | Air-Cooled Condenser | Cube |  | 1200 | 5.25 | 5.3 |  |  |  | Federally-Regulated Commercial & Industrial Equipment | 09/25/2012 |  | 03/20/2017
Hoshizaki America | Hoshizaki | FS-1500MLH-C | Both Remote Condensing & Remot | Air-Cooled Condenser | Flake |  | 1165 | 4.51 | 5.3 |  |  |  | Federally-Regulated Commercial & Industrial Equipment | 10/07/2011 |  | 03/20/2017
Hoshizaki America | Hoshizaki | F-2000MLH | Both Remote Condensing & Remot | Air-Cooled Condenser | Flake |  | 1730 | 0.6 | 5.3 |  |  |  | Non Federally-Regulated | 05/21/2009 |  | 03/20/2017
Hoshizaki America | Hoshizaki | F-2000MLH-C | Both Remote Condensing & Remot | Air-Cooled Condenser | Flake |  | 1730 | 0.6 | 5.3 |  |  |  | Non Federally-Regulated | 04/10/2009 |  | 03/20/2017
Hoshizaki America | Hoshizaki | KMD-450MAH | Ice-making Head | Air-Cooled Condenser | Cube |  | 387 | 5.48 | 6.93 |  |  |  | Non Federally-Regulated | 09/08/2009 |  | 03/20/2017
Hoshizaki America | Hoshizaki | KM-2100SRH3 | Remote Condensing w/o Remote C | Air-Cooled Condenser | Cube |  | 1810 | 4.26 | 5.1 |  |  |  | Non Federally-Regulated | 09/08/2009 |  | 03/20/2017
Hoshizaki America | Hoshizaki | FD-1001MRJ-C | Remote Condensing w/o Remote C | Air-Cooled Condenser | Flake |  | 683 | 5.08 | 6.25 |  |  |  | Federally-Regulated Commercial & Industrial Equipment | 10/10/2014 |  | 03/20/2017
Hoshizaki America | Hoshizaki | F-1001MRJ-C | Remote Condensing w/o Remote C | Air-Cooled Condenser | Flake |  | 683 | 5.25 | 6.25 |  |  |  | Federally-Regulated Commercial & Industrial Equipment | 10/10/2014 |  | 03/20/2017
Hoshizaki America | Hoshizaki | F-1001MRH-C | Remote Condensing w/o Remote C | Air-Cooled Condenser | Flake |  | 695 | 5.5 | 6.21 |  |  |  | Non Federally-Regulated | 04/10/2009 |  | 03/20/2017
Hoshizaki America | Hoshizaki | FS-1022MLH-C | Remote Condensing w/o Remote C | Air-Cooled Condenser | Flake |  | 705 | 5.96 | 6.17 |  |  |  | Federally-Regulated Commercial & Industrial Equipment | 06/17/2011 |  | 03/20/2017
Hoshizaki America | Hoshizaki | F-1001MRJ | Remote Condensing w/o Remote C | Air-Cooled Condenser | Flake |  | 713 | 4.73 | 6.14 |  |  |  | Federally-Regulated Commercial & Industrial Equipment | 10/10/2014 |  | 03/20/2017
Hoshizaki America | Hoshizaki | FD-1001MRH-C | Remote Condensing w/o Remote C | Air-Cooled Condenser | Flake |  | 720 | 4.8 | 6.11 |  |  |  | Non Federally-Regulated | 09/08/2009 |  | 03/20/2017
Hoshizaki America | Hoshizaki | F-1001MRH | Remote Condensing w/o Remote C | Air-Cooled Condenser | Flake |  | 745 | 4.9 | 6.02 |  |  |  | Non Federally-Regulated | 05/21/2009 |  | 03/20/2017
Hoshizaki America | Hoshizaki | F-1501MRH-C | Remote Condensing w/o Remote C | Air-Cooled Condenser | Flake |  | 1064 | 4.35 | 5.1 |  |  |  | Federally-Regulated Commercial & Industrial Equipment | 08/11/2014 |  | 03/20/2017
Hoshizaki America | Hoshizaki | F-1500MRH-C | Remote Condensing w/o Remote C | Air-Cooled Condenser | Flake |  | 1120 | 4.18 | 5.1 |  |  |  | Non Federally-Regulated | 05/21/2009 |  | 03/20/2017
Hoshizaki America | Hoshizaki | F-1500MRH | Remote Condensing w/o Remote C | Air-Cooled Condenser | Flake |  | 1237 | 3.85 | 5.1 |  |  |  | Federally-Regulated Commercial & Industrial Equipment | 09/25/2012 |  | 03/20/2017
Hoshizaki America | Hoshizaki | F-2000MRH-C | Remote Condensing w/o Remote C | Air-Cooled Condenser | Flake |  | 1490 | 4.6 | 5.1 |  |  |  | Non Federally-Regulated | 05/21/2009 |  | 03/20/2017
Hoshizaki America | Hoshizaki | F-2000MRH3-C | Remote Condensing w/o Remote C | Air-Cooled Condenser | Flake |  | 1525 | 4.6 | 5.1 |  |  |  | Non Federally-Regulated | 05/21/2009 |  | 03/20/2017
Hoshizaki America | Hoshizaki | F-2000MRH | Remote Condensing w/o Remote C | Air-Cooled Condenser | Flake |  | 1675 | 4 | 5.1 |  |  |  | Non Federally-Regulated | 04/10/2009 |  | 03/20/2017
Hoshizaki America | Hoshizaki | F-2000MRH3 | Remote Condensing w/o Remote C | Air-Cooled Condenser | Flake |  | 1695 | 4.1 | 5.1 |  |  |  | Non Federally-Regulated | 05/21/2009 |  | 03/20/2017
Hoshizaki America | Hoshizaki | KM-255BAH | Self-Contained | Air-Cooled Condenser | Cube |  | 207 | 9.6 | 9.8 |  |  |  | Non Federally-Regulated | 04/10/2009 |  | 03/20/2017
Hoshizaki America | Hoshizaki | F-1002MLJ*RACK | Both Remote Condensing & Remot | Air-Cooled Condenser | Flake |  | 797 | 1.51 | 5.82 |  |  |  | Federally-Regulated Commercial & Industrial Equipment | 12/22/2016 |  | 03/20/2017
Hoshizaki America | Hoshizaki America | KML-500MAJ | Ice-making Head | Air-Cooled Condenser | Cube |  | 400 | 5.55 | 6.82 |  |  |  | Federally-Regulated Commercial & Industrial Equipment | 01/12/2017 |  | 03/20/2017
Hoshizaki America | Hoshizaki America | KML-500MWJ | Ice-making Head | Water-Cooled Condenser | Cube |  | 515 | 4.33 | 5.01 | 110 | 188.7 |  | Federally-Regulated Commercial & Industrial Equipment | 01/12/2017 |  | 03/20/2017
Hoshizaki America | Hoshizaki | F-1001MAH-C | Ice-making Head | Air-Cooled Condenser | Flake |  | 656 | 5.27 | 6.17 |  |  |  | Federally-Regulated Commercial & Industrial Equipment | 02/22/2016 |  | 03/20/2017
Hoshizaki America | Hoshizaki | FD-1001MAH-C | Ice-making Head | Air-Cooled Condenser | Flake |  | 677 | 4.79 | 6.15 |  |  |  | Federally-Regulated Commercial & Industrial Equipment | 02/22/2016 |  | 03/20/2017
Hoshizaki America | Hoshizaki | F-1001MAH | Ice-making Head | Air-Cooled Condenser | Flake |  | 748 | 4.52 | 6.07 |  |  |  | Federally-Regulated Commercial & Industrial Equipment | 02/22/2016 |  | 03/20/2017
Hoshizaki America | Hoshizaki | F-1001MWH-C | Ice-making Head | Water-Cooled Condenser | Flake |  | 703 | 4.1 | 4.81 | 4.1 | 184.5 |  | Federally-Regulated Commercial & Industrial Equipment | 02/22/2016 |  | 03/20/2017
Hoshizaki America | Hoshizaki | F-2000MWH | Ice-making Head | Water-Cooled Condenser | Flake |  | 1642 | 3.68 | 4 | 70 | 163.9 |  | Federally-Regulated Commercial & Industrial Equipment | 07/21/2016 |  | 03/20/2017
Hoshizaki America | Hoshizaki | KML-700MRJ W/URC-9F | Remote Condensing w/o Remote C | Air-Cooled Condenser | Cube |  | 643 | 4.7 | 6.41 |  |  |  | Federally-Regulated Commercial & Industrial Equipment | 11/03/2016 |  | 03/20/2017
Hoshizaki America | Hoshizaki | KM-1601MRH3*URC-21F | Remote Condensing w/o Remote C | Air-Cooled Condenser | Cube |  | 1392 | 4.6 | 5.1 |  |  |  | Federally-Regulated Commercial & Industrial Equipment | 08/18/2016 |  | 03/20/2017
Hoshizaki America | Hoshizaki | KM-1601MRH*URC-21F | Remote Condensing w/o Remote C | Air-Cooled Condenser | Cube |  | 1422 | 4.5 | 5.1 |  |  |  | Federally-Regulated Commercial & Industrial Equipment | 08/18/2016 |  | 03/20/2017
Hoshizaki America | Hoshizaki | KM-1601SRH*URC-21F | Remote Condensing w/o Remote C | Air-Cooled Condenser | Cube |  | 1505 | 4.3 | 5.1 |  |  |  | Federally-Regulated Commercial & Industrial Equipment | 08/18/2016 |  | 03/20/2017
Hoshizaki America | Hoshizaki | KM-1900SRH*URC-21F | Remote Condensing w/o Remote C | Air-Cooled Condenser | Cube |  | 1616 | 3.9 | 5.1 |  |  |  | Federally-Regulated Commercial & Industrial Equipment | 08/18/2016 |  | 03/20/2017
Hoshizaki America | Hoshizaki America | F-500BAJ | Self-Contained | Air-Cooled Condenser | Flake |  | 420 | 5.05 | 9.8 |  |  |  | Federally-Regulated Commercial & Industrial Equipment | 01/19/2017 |  | 03/20/2017
Hoshizaki America | Hoshizaki | KM-1900SRH3*URC-21F | Remote Condensing w/o Remote C | Air-Cooled Condenser | Cube |  | 1660 | 4.1 | 5.1 |  |  |  | Federally-Regulated Commercial & Industrial Equipment | 08/18/2016 |  | 03/20/2017
Hoshizaki America | Hoshizaki | KM-2100SRJ3 | Remote Condensing w/o Remote C | Air-Cooled Condenser | Cube |  | 1865 | 4.16 | 5.1 |  |  |  | Federally-Regulated Commercial & Industrial Equipment | 02/24/2016 |  | 03/20/2017
Hoshizaki America | Hoshizaki | F-1002MRJ-C*URC-5F | Remote Condensing w/o Remote C | Air-Cooled Condenser | Flake |  | 680 | 4.94 | 6.27 |  |  |  | Federally-Regulated Commercial & Industrial Equipment | 09/01/2016 |  | 03/20/2017
Hoshizaki America | Hoshizaki | FD-1002MRJ-C*URC-5F | Remote Condensing w/o Remote C | Air-Cooled Condenser | Flake |  | 680 | 4.94 | 6.27 |  |  |  | Federally-Regulated Commercial & Industrial Equipment | 09/01/2016 |  | 03/20/2017
Hoshizaki America | Hoshizaki | F-1001MRH-C*URC-5F | Remote Condensing w/o Remote C | Air-Cooled Condenser | Flake |  | 683 | 5.25 | 6.25 |  |  |  | Federally-Regulated Commercial & Industrial Equipment | 02/22/2016 |  | 03/20/2017
Hoshizaki America | Hoshizaki | FD-1001MRH-C*URC-5F | Remote Condensing w/o Remote C | Air-Cooled Condenser | Flake |  | 683 | 5.08 | 6.25 |  |  |  | Federally-Regulated Commercial & Industrial Equipment | 02/22/2016 |  | 03/20/2017
Hoshizaki America | Hoshizaki | F-1001MRJ-C*URC-5F | Remote Condensing w/o Remote C | Air-Cooled Condenser | Flake |  | 683 | 5.25 | 6.25 |  |  |  | Federally-Regulated Commercial & Industrial Equipment | 02/22/2016 |  | 03/20/2017
Hoshizaki America | Hoshizaki | FD-1001MRJ-C*URC-5F | Remote Condensing w/o Remote C | Air-Cooled Condenser | Flake |  | 683 | 5.08 | 6.25 |  |  |  | Federally-Regulated Commercial & Industrial Equipment | 02/22/2016 |  | 03/20/2017
Hoshizaki America | Hoshizaki | F-1001MRH*URC-5F | Remote Condensing w/o Remote C | Air-Cooled Condenser | Flake |  | 713 | 4.73 | 6.14 |  |  |  | Federally-Regulated Commercial & Industrial Equipment | 02/22/2016 |  | 03/20/2017
Hoshizaki America | Hoshizaki | F-1001MRJ*URC-5F | Remote Condensing w/o Remote C | Air-Cooled Condenser | Flake |  | 713 | 4.73 | 6.14 |  |  |  | Federally-Regulated Commercial & Industrial Equipment | 02/22/2016 |  | 03/20/2017
Hoshizaki America | Hoshizaki | F-1002MRJ*URC-5F | Remote Condensing w/o Remote C | Air-Cooled Condenser | Flake |  | 722 | 4.51 | 6.11 |  |  |  | Federally-Regulated Commercial & Industrial Equipment | 09/01/2016 |  | 03/20/2017
Hoshizaki America | Hoshizaki | F-1500MRH-C*URC-14F | Remote Condensing w/o Remote C | Air-Cooled Condenser | Flake |  | 1064 | 4.35 | 5.1 |  |  |  | Federally-Regulated Commercial & Industrial Equipment | 02/22/2016 |  | 03/20/2017
Hoshizaki America | Hoshizaki | F-1500MRH*URC-14F | Remote Condensing w/o Remote C | Air-Cooled Condenser | Flake |  | 1237 | 3.85 | 5.1 |  |  |  | Federally-Regulated Commercial & Industrial Equipment | 02/22/2016 |  | 03/20/2017
Hoshizaki America | Hoshizaki | F-1501MRH*URC-14F | Remote Condensing w/o Remote C | Air-Cooled Condenser | Flake |  | 1237 | 3.85 | 5.1 |  |  |  | Federally-Regulated Commercial & Industrial Equipment | 02/22/2016 |  | 03/20/2017
Hoshizaki America | Hoshizaki | F-2000MRH-C*URC-22F | Remote Condensing w/o Remote C | Air-Cooled Condenser | Flake |  | 1416 | 4.79 | 5.1 |  |  |  | Federally-Regulated Commercial & Industrial Equipment | 02/22/2016 |  | 03/20/2017
Hoshizaki America | Hoshizaki | F-2000MRH*URC-22F | Remote Condensing w/o Remote C | Air-Cooled Condenser | Flake |  | 1592 | 4.19 | 5.1 |  |  |  | Federally-Regulated Commercial & Industrial Equipment | 02/22/2016 |  | 03/20/2017
Hoshizaki America | Hoshizaki | F-2000MRH3*URC-22F | Remote Condensing w/o Remote C | Air-Cooled Condenser | Flake |  | 1608 | 4.33 | 5.1 |  |  |  | Federally-Regulated Commercial & Industrial Equipment | 02/22/2016 |  | 03/20/2017
Manitowoc Ice, Inc. | Manitowoc | RN1078C-161*RCU1075-261 | Both Remote Condensing & Remot | Air-Cooled Condenser | Flake |  | 713 | 5.44 | 6.14 |  |  |  | Federally-Regulated Commercial & Industrial Equipment | 02/24/2016 |  | 03/20/2017
Manitowoc Ice, Inc. | Manitowoc | RN1278C-161*RCU1275-261 | Both Remote Condensing & Remot | Air-Cooled Condenser | Flake |  | 962 | 4.93 | 5.3 |  |  |  | Federally-Regulated Commercial & Industrial Equipment | 02/24/2016 |  | 03/20/2017
Manitowoc Ice, Inc. | Manitowoc | RN1008A-261 | Ice-making Head | Air-Cooled Condenser | Flake |  | 821 | 5.51 | 5.99 |  |  |  | Federally-Regulated Commercial & Industrial Equipment | 02/24/2016 |  | 03/20/2017
Manitowoc Ice, Inc. | Manitowoc | RN1408A-261 | Ice-making Head | Air-Cooled Condenser | Flake |  | 979 | 5.57 | 5.81 |  |  |  | Federally-Regulated Commercial & Industrial Equipment | 02/24/2016 |  | 03/20/2017
Manitowoc Ice, Inc. | Manitowoc | RN0408A-161 | Ice-making Head | Air-Cooled Condenser | Flake |  | 294 | 6.38 | 7.73 |  |  |  | Federally-Regulated Commercial & Industrial Equipment | 02/24/2016 |  | 03/20/2017
Manitowoc Ice, Inc. | Manitowoc | RN1409W-261 | Ice-making Head | Water-Cooled Condenser | Flake |  | 1318 | 3.76 | 4.13 | 3.8 | 171 |  | Federally-Regulated Commercial & Industrial Equipment | 02/24/2016 |  | 03/20/2017
Manitowoc Ice, Inc. | Manitowoc | RF0244A-161 | Self-Contained | Air-Cooled Condenser | Flake |  | 151 | 7.37 | 10.92 |  |  |  | Federally-Regulated Commercial & Industrial Equipment | 02/24/2016 |  | 03/20/2017
Manitowoc Ice, Inc. | Manitowoc | RF0644A-161 | Self-Contained | Air-Cooled Condenser | Flake |  | 510 | 5.13 | 9.8 |  |  |  | Federally-Regulated Commercial & Industrial Equipment | 02/24/2016 |  | 03/20/2017
Manitowoc Ice, Inc. | Manitowoc | RF0399A-161 | Self-Contained | Air-Cooled Condenser | Flake |  | 273 | 6.32 | 9.8 |  |  |  | Federally-Regulated Commercial & Industrial Equipment | 02/24/2016 |  | 03/20/2017
Hoshizaki America | Hoshizaki | KM-1601SAJ | Ice-making Head | Air-Cooled Condenser | Cube |  | 1414 | 4.4 | 5.33 |  |  |  | Federally-Regulated Commercial & Industrial Equipment | 03/20/2017 |  | 03/21/2017
Hoshizaki America | Hoshizaki | KML-500MWJ | Ice-making Head | Water-Cooled Condenser | Cube |  | 515 | 4.33 | 5.01 | 4.3 | 188.7 |  | Federally-Regulated Commercial & Industrial Equipment | 02/08/2017 |  | 03/30/2017
Hoshizaki America | Hoshizaki | KML-700MWJ | Ice-making Head | Water-Cooled Condenser | Cube |  | 730 | 3.61 | 4.78 | 3.6 | 183.9 |  | Federally-Regulated Commercial & Industrial Equipment | 12/22/2016 |  | 03/30/2017
Hoshizaki America | Hoshizaki | KM-2600SWJ3 | Ice-making Head | Water-Cooled Condenser | Cube |  | 2480 | 3.6 | 4 | 3.6 | 145.4 |  | Federally-Regulated Commercial & Industrial Equipment | 03/29/2017 |  | 03/30/2017
Hoshizaki America | Hoshizaki | KM-151BWH | Self-Contained | Water-Cooled Condenser | Cube |  | 130 | 7.3 | 8.93 | 7.3 | 186.9 |  | Federally-Regulated Commercial & Industrial Equipment | 02/03/2017 |  | 03/30/2017
Hoshizaki America | Hoshizaki | KM-201BWH | Self-Contained | Water-Cooled Condenser | Cube |  | 181 | 6.17 | 7.96 | 6.2 | 185.3 |  | Federally-Regulated Commercial & Industrial Equipment | 02/03/2017 |  | 03/30/2017
Hoshizaki America | Hoshizaki | KM-260BWH | Self-Contained | Water-Cooled Condenser | Cube |  | 237 | 6.37 | 7.6 | 6.4 | 183.5 |  | Federally-Regulated Commercial & Industrial Equipment | 02/03/2017 |  | 03/30/2017
Hoshizaki America | Hoshizaki | DKM-500BWJ | Self-Contained | Water-Cooled Condenser | Cube |  | 500 | 4.79 | 7.6 | 4.8 | 175.2 |  | Federally-Regulated Commercial & Industrial Equipment | 03/29/2017 |  | 03/30/2017
Hoshizaki America | Hoshizaki | KML-325MWJ | Ice-making Head | Water-Cooled Condenser | Cube |  | 355 | 4.51 | 5.85 | 4.5 | 192.2 |  | Federally-Regulated Commercial & Industrial Equipment | 03/29/2017 |  | 03/30/2017
Hoshizaki America | Hoshizaki America | DKM-500BAJ | Self-Contained | Air-Cooled Condenser | Cube |  | 534 | 5.56 | 9.8 |  |  |  | Federally-Regulated Commercial & Industrial Equipment | 02/15/2017 |  | 03/30/2017
Hoshizaki America | Hoshizaki America | DKM-500BWJ | Self-Contained | Water-Cooled Condenser | Cube |  | 500 | 4.79 | 7.6 | 103 | 175.2 |  | Federally-Regulated Commercial & Industrial Equipment | 02/15/2017 |  | 03/30/2017
Hoshizaki America | Hoshizaki | KM-1601SAJ3 | Ice-making Head | Air-Cooled Condenser | Cube |  | 1414 | 4.4 | 5.33 |  |  |  | Federally-Regulated Commercial & Industrial Equipment | 03/21/2017 |  | 04/10/2017
Hoshizaki America | Hoshizaki | KM-1601SAJ | Ice-making Head | Air-Cooled Condenser | Cube |  | 1433 | 4.24 | 5.31 |  |  |  | Federally-Regulated Commercial & Industrial Equipment | 03/21/2017 |  | 04/10/2017
Hoshizaki America | Hoshizaki | KM-1601SWJ3 | Ice-making Head | Water-Cooled Condenser | Cube |  | 1660 | 3.32 | 4 | 90 | 163.5 |  | Federally-Regulated Commercial & Industrial Equipment | 03/20/2017 |  | 04/10/2017
Hoshizaki America | Hoshizaki | KM-1601SWJ | Ice-making Head | Water-Cooled Condenser | Cube |  | 1650 | 3.3 | 4 | 100 | 163.7 |  | Federally-Regulated Commercial & Industrial Equipment | 03/20/2017 |  | 04/10/2017
Scotsman Ice Systems | Scotsman | C0522SA-1#, -32# | Ice-making Head | Air-Cooled Condenser | Cube |  | 380 | 6.7 | 6.99 |  |  |  | Federally-Regulated Commercial & Industrial Equipment | 03/09/2016 |  | 04/10/2017
Scotsman Ice Systems | Scotsman | C0322SA-1# | Ice-making Head | Air-Cooled Condenser | Cube |  | 255 | 6.6 | 8.07 |  |  |  | Federally-Regulated Commercial & Industrial Equipment | 03/09/2016 |  | 04/10/2017
Scotsman Ice Systems | Scotsman | C0322MA-1# | Ice-making Head | Air-Cooled Condenser | Cube |  | 255 | 6.6 | 8.07 |  |  |  | Federally-Regulated Commercial & Industrial Equipment | 03/09/2016 |  | 04/10/2017
Scotsman Ice Systems | Scotsman | C0322MA-32# | Ice-making Head | Air-Cooled Condenser | Cube |  | 255 | 6.6 | 8.07 |  |  |  | Federally-Regulated Commercial & Industrial Equipment | 03/09/2016 |  | 04/10/2017
Scotsman Ice Systems | Scotsman | C0522SW-1#, -32 | Ice-making Head | Water-Cooled Condenser | Cube |  | 480 | 4.7 | 5.16 | 4.7 | 189.4 |  | Federally-Regulated Commercial & Industrial Equipment | 03/09/2016 |  | 04/10/2017
Scotsman Ice Systems | Scotsman | C0322MW-1# | Ice-making Head | Water-Cooled Condenser | Cube |  | 280 | 5.2 | 6.26 | 5.2 | 193.8 |  | Federally-Regulated Commercial & Industrial Equipment | 03/09/2016 |  | 04/10/2017
Scotsman Ice Systems | Scotsman | C0322SW-1# | Ice-making Head | Water-Cooled Condenser | Cube |  | 280 | 5.2 | 6.26 | 5.2 | 193.8 |  | Federally-Regulated Commercial & Industrial Equipment | 03/09/2016 |  | 04/10/2017
Scotsman Ice Systems | Scotsman | C0322SW-32# | Ice-making Head | Water-Cooled Condenser | Cube |  | 280 | 5.2 | 6.26 | 5.2 | 193.8 |  | Federally-Regulated Commercial & Industrial Equipment | 05/10/2016 |  | 04/10/2017
Hoshizaki America | Hoshizaki | KM-1601SWJ | Ice-making Head | Water-Cooled Condenser | Cube |  | 1650 | 3.3 | 4 | 3.3 | 163.7 |  | Federally-Regulated Commercial & Industrial Equipment | 04/10/2017 |  | 05/01/2017
Hoshizaki America | Hoshizaki | KM-1601SWJ3 | Ice-making Head | Water-Cooled Condenser | Cube |  | 1660 | 3.32 | 4 | 3.3 | 163.5 |  | Federally-Regulated Commercial & Industrial Equipment | 04/10/2017 |  | 05/01/2017
Hoshizaki America | Hoshizaki America | KML-325MAJ | Ice-making Head | Air-Cooled Condenser | Cube |  | 300 | 5.72 | 7.68 |  |  |  | Federally-Regulated Commercial & Industrial Equipment | 02/16/2017 |  | 05/01/2017
Hoshizaki America | Hoshizaki America | KM-1601MRJ | Remote Condensing w/o Remote C | Air-Cooled Condenser | Cube |  | 1550 | 4.35 | 5.1 |  |  |  | Federally-Regulated Commercial & Industrial Equipment | 03/09/2017 |  | 05/01/2017
Hoshizaki America | Hoshizaki | KM-1601MRJ3 | Remote Condensing w/o Remote C | Air-Cooled Condenser | Cube |  | 1550 | 4.09 | 5.1 |  |  |  | Federally-Regulated Commercial & Industrial Equipment | 03/13/2017 |  | 05/01/2017
Hoshizaki America | Hoshizaki | KM-2200SRJ3*URC-22F | Remote Condensing w/o Remote C | Air-Cooled Condenser | Cube |  | 2075 | 3.75 | 5.1 |  |  |  | Federally-Regulated Commercial & Industrial Equipment | 04/05/2017 |  | 05/03/2017
Hoshizaki America | Hoshizaki | KM-2200SWJ3 | Ice-making Head | Water-Cooled Condenser | Cube |  | 2200 | 3.11 | 4 | 95 | 151.6 |  | Federally-Regulated Commercial & Industrial Equipment | 04/03/2017 |  | 05/03/2017
Hoshizaki America | Hoshizaki | KM-1301SAJ | Ice-making Head | Air-Cooled Condenser | Cube |  | 1301 | 4.27 | 5.46 |  |  |  | Federally-Regulated Commercial & Industrial Equipment | 05/01/2017 |  | 06/06/2017
Hoshizaki America | Hoshizaki | KM-1301SAJ3 | Ice-making Head | Air-Cooled Condenser | Cube |  | 1350 | 3.95 | 5.4 |  |  |  | Federally-Regulated Commercial & Industrial Equipment | 05/01/2017 |  | 06/06/2017
Hoshizaki America | Hoshizaki | KM-1301SWJ | Ice-making Head | Water-Cooled Condenser | Cube |  | 1230 | 3.76 | 4.23 | 89 | 172.9 |  | Federally-Regulated Commercial & Industrial Equipment | 05/01/2017 |  | 06/06/2017
Hoshizaki America | Hoshizaki | KM-1301SWJ3 | Ice-making Head | Water-Cooled Condenser | Cube |  | 1355 | 3.25 | 4.09 | 95 | 170.2 |  | Federally-Regulated Commercial & Industrial Equipment | 05/01/2017 |  | 06/06/2017
Scotsman Ice Systems | Scotsman | C0630MR-32E*ERC311-32E | Remote Condensing w/o Remote C | Air-Cooled Condenser | Cube |  | 540 | 5.35 | 6.8 |  |  |  | Federally-Regulated Commercial & Industrial Equipment | 06/06/2017 |  | 06/07/2017
Mile High Equipment, LLC | IMI Cornelius | CCM0522*A1* | Ice-making Head | Air-Cooled Condenser | Cube |  | 370 | 5.92 | 7.08 |  |  |  | Non Federally-Regulated | 06/22/2017 |  | 06/22/2017
Mile High Equipment, LLC | Ice-O-Matic | GEM0956A | Ice-making Head | Air-Cooled Condenser | Flake |  | 753 | 4.06 | 6.06 |  |  |  | Federally-Regulated Commercial & Industrial Equipment | 06/22/2017 |  | 06/22/2017
Mile High Equipment, LLC | IMI Cornelius | CCM1030*W2* | Ice-making Head | Water-Cooled Condenser | Cube |  | 965 | 4 | 4.82 | 114 | 178.8 |  | Non Federally-Regulated | 06/22/2017 |  | 06/22/2017
Mile High Equipment, LLC | Ice-O-Matic | ICE0906*A* | Ice-making Head | Air-Cooled Condenser | Flake |  | 666 | 5.8 | 6.16 |  |  |  | Federally-Regulated Commercial & Industrial Equipment | 06/22/2017 |  | 06/22/2017
Mile High Equipment, LLC | IMI Cornelius | CCM1530R*2* | Remote Condensing w/o Remote C | Air-Cooled Condenser | Cube |  | 1216 | 4.6 | 5.1 |  |  |  | Non Federally-Regulated | 06/22/2017 |  | 06/22/2017
Mile High Equipment, LLC | Ice-O-Matic | ICE1807*R* | Remote Condensing w/o Remote C | Air-Cooled Condenser | Cube |  | 1444 | 4.9 | 5.1 |  |  |  | Non Federally-Regulated | 06/22/2017 |  | 06/22/2017
Mile High Equipment, LLC | IMI Cornelius | CCM1030A*2* | Ice-making Head | Air-Cooled Condenser | Cube |  | 780 | 5.7 | 6.03 |  |  |  | Non Federally-Regulated | 06/22/2017 |  | 06/22/2017
Mile High Equipment, LLC | IMI Cornelius | CCM2148W*3* | Ice-making Head | Water-Cooled Condenser | Cube |  | 1650 | 3.9 | 4 | 154 | 163.7 |  | Non Federally-Regulated | 06/22/2017 |  | 06/22/2017
Mile High Equipment, LLC | IMI Cornelius | CCM0322*W1* | Ice-making Head | Water-Cooled Condenser | Cube |  | 308 | 5.3 | 6.11 | 157 | 193.2 |  | Non Federally-Regulated | 06/22/2017 |  | 06/22/2017
Mile High Equipment, LLC | Ice-O-Matic | ICE2107*R* | Remote Condensing w/o Remote C | Air-Cooled Condenser | Cube |  | 1525 | 5 | 5.1 |  |  |  | Non Federally-Regulated | 06/22/2017 |  | 06/22/2017
Mile High Equipment, LLC | Ice-O-Matic | ICE1906*R* | Ice-making Head | Air-Cooled Condenser | Flake |  | 1561 | 5 | 5.17 |  |  |  | Federally-Regulated Commercial & Industrial Equipment | 06/22/2017 |  | 06/22/2017
Mile High Equipment, LLC | Ice-O-Matic | ICE1806*W* | Ice-making Head | Water-Cooled Condenser | Cube |  | 1628 | 3.8 | 4 | 139 | 164.2 |  | Non Federally-Regulated | 06/22/2017 |  | 06/22/2017
Mile High Equipment, LLC | Ice-O-Matic | MFI0800R | Remote Condensing w/o Remote C | Air-Cooled Condenser | Flake |  | 710 | 4.4 | 6.15 |  |  |  | Federally-Regulated Commercial & Industrial Equipment | 06/22/2017 |  | 06/22/2017
Mile High Equipment, LLC | IMI Cornelius | CCM0630AH2* | Ice-making Head | Air-Cooled Condenser | Cube |  | 530 | 5 | 6.31 |  |  |  | Federally-Regulated Commercial & Industrial Equipment | 06/22/2017 |  | 06/22/2017
Mile High Equipment, LLC | IMI Cornelius | CCM0930W*2* | Ice-making Head | Water-Cooled Condenser | Flake |  | 784 | 4.5 | 5.02 | 112 | 182.8 |  | Federally-Regulated Commercial & Industrial Equipment | 06/22/2017 |  | 06/22/2017
Mile High Equipment, LLC | IMI Cornelius | CCM1648R*2* | Ice-making Head | Air-Cooled Condenser | Flake |  | 1461 | 5 | 5.28 |  |  |  | Federally-Regulated Commercial & Industrial Equipment | 06/22/2017 |  | 06/22/2017
Mile High Equipment, LLC | IMI Cornelius | CCM1448R*2* | Remote Condensing w/o Remote C | Air-Cooled Condenser | Cube |  | 1150 | 5 | 5.1 |  |  |  | Non Federally-Regulated | 06/22/2017 |  | 06/22/2017
Mile High Equipment, LLC | Ice-O-Matic | ICE1007*W* | Ice-making Head | Water-Cooled Condenser | Cube |  | 836 | 4.3 | 4.96 | 113 | 181.6 |  | Non Federally-Regulated | 06/22/2017 |  | 06/22/2017
Mile High Equipment, LLC | IMI Cornelius | CCM0530*A1* | Ice-making Head | Air-Cooled Condenser | Cube |  | 458 | 6.2 | 6.39 |  |  |  | Non Federally-Regulated | 06/22/2017 |  | 06/22/2017
Mile High Equipment, LLC | Ice-O-Matic | ICE1406*W* | Ice-making Head | Water-Cooled Condenser | Cube |  | 1239 | 4.2 | 4.52 | 122 | 172.7 |  | Non Federally-Regulated | 06/22/2017 |  | 06/22/2017
Mile High Equipment, LLC | IMI Cornelius | CCM1030W*2* | Ice-making Head | Water-Cooled Condenser | Cube |  | 856 | 4.3 | 4.94 | 113 | 181.2 |  | Non Federally-Regulated | 06/22/2017 |  | 06/22/2017
Mile High Equipment, LLC | Ice-O-Matic | GEM0650W | Ice-making Head | Water-Cooled Condenser | Flake |  | 630 | 3.4 | 5.19 | 115 | 186.1 |  | Federally-Regulated Commercial & Industrial Equipment | 06/22/2017 |  | 06/22/2017
Mile High Equipment, LLC | Ice-O-Matic | ICE1607*R* | Ice-making Head | Air-Cooled Condenser | Flake |  | 1444 | 4.9 | 5.3 |  |  |  | Federally-Regulated Commercial & Industrial Equipment | 06/22/2017 |  | 06/22/2017
Mile High Equipment, LLC | IMI Cornelius | CCM0322A*1* | Ice-making Head | Air-Cooled Condenser | Cube |  | 249 | 8.1 | 8.12 |  |  |  | Non Federally-Regulated | 06/22/2017 |  | 06/22/2017
Mile High Equipment, LLC | Ice-O-Matic | ICE2106*R* | Remote Condensing w/o Remote C | Air-Cooled Condenser | Cube |  | 1561 | 5 | 5.1 |  |  |  | Non Federally-Regulated | 06/22/2017 |  | 06/22/2017
Mile High Equipment, LLC | IMI Cornelius | CCM0530*R1* | Remote Condensing w/o Remote C | Air-Cooled Condenser | Cube |  | 455 | 6.8 | 7.12 |  |  |  | Non Federally-Regulated | 06/22/2017 |  | 06/22/2017
Mile High Equipment, LLC | Ice-O-Matic | ICE1407*W* | Ice-making Head | Water-Cooled Condenser | Cube |  | 1270 | 4.1 | 4.48 | 117 | 172.1 |  | Non Federally-Regulated | 06/22/2017 |  | 06/22/2017
Mile High Equipment, LLC | IMI Cornelius | CCM0830AF2* | Ice-making Head | Air-Cooled Condenser | Cube |  | 650 | 5.47 | 6.18 |  |  |  | Federally-Regulated Commercial & Industrial Equipment | 06/22/2017 |  | 06/22/2017
Mile High Equipment, LLC | Ice-O-Matic | HISU090*A* | Self-Contained | Air-Cooled Condenser | Flake |  | 80 | 10 | 14.25 |  |  |  | Federally-Regulated Commercial & Industrial Equipment | 06/22/2017 |  | 06/22/2017
Mile High Equipment, LLC | Ice-O-Matic | ICE0806HA* | Ice-making Head | Air-Cooled Condenser | Cube |  | 650 | 5.47 | 6.18 |  |  |  | Federally-Regulated Commercial & Industrial Equipment | 06/22/2017 |  | 06/22/2017
Mile High Equipment, LLC | Ice-O-Matic | ICE0606*T* | Ice-making Head | Air-Cooled Condenser | Cube |  | 505 | 6.18 | 6.33 |  |  |  | Non Federally-Regulated | 06/22/2017 |  | 06/22/2017
Mile High Equipment, LLC | IMI Cornelius | CCM1030RF2* | Remote Condensing w/o Remote C | Air-Cooled Condenser | Cube |  | 780 | 5.12 | 5.89 |  |  |  | Federally-Regulated Commercial & Industrial Equipment | 06/22/2017 |  | 06/22/2017
Mile High Equipment, LLC | Ice-O-Matic | GEM0450W | Ice-making Head | Water-Cooled Condenser | Flake |  | 429 | 4.11 | 5.44 | 68.5 | 190.6 |  | Federally-Regulated Commercial & Industrial Equipment | 06/22/2017 |  | 06/22/2017
Mile High Equipment, LLC | IMI Cornelius | CCU0220*A1* | Self-Contained | Air-Cooled Condenser | Cube |  | 175 | 8.8 | 9.8 |  |  |  | Non Federally-Regulated | 06/22/2017 |  | 06/22/2017
Mile High Equipment, LLC | IMI Cornelius | CCM1448A*3* | Ice-making Head | Air-Cooled Condenser | Cube |  | 1131 | 5 | 5.65 |  |  |  | Non Federally-Regulated | 06/22/2017 |  | 06/22/2017
Mile High Equipment, LLC | Ice-O-Matic | ICE0606HT* | Ice-making Head | Air-Cooled Condenser | Cube |  | 530 | 5 | 6.31 |  |  |  | Federally-Regulated Commercial & Industrial Equipment | 06/22/2017 |  | 06/22/2017
Mile High Equipment, LLC | IMI Cornelius | CCM1530*R2* | Remote Condensing w/o Remote C | Air-Cooled Condenser | Cube |  | 1216 | 4.6 | 5.1 |  |  |  | Non Federally-Regulated | 06/22/2017 |  | 06/22/2017
Mile High Equipment, LLC | Ice-O-Matic | ICE1907*W* | Ice-making Head | Water-Cooled Condenser | Flake |  | 1650 | 3.9 | 4 | 154 | 163.7 |  | Federally-Regulated Commercial & Industrial Equipment | 06/22/2017 |  | 06/22/2017
Mile High Equipment, LLC | Ice-O-Matic | ICE1006HA* | Ice-making Head | Air-Cooled Condenser | Cube |  | 760 | 5.2 | 6.05 |  |  |  | Federally-Regulated Commercial & Industrial Equipment | 06/22/2017 |  | 06/22/2017
Mile High Equipment, LLC | Ice-O-Matic | ICE1006*R* | Remote Condensing w/o Remote C | Air-Cooled Condenser | Cube |  | 843 | 5.6 | 5.65 |  |  |  | Non Federally-Regulated | 06/22/2017 |  | 06/22/2017
Mile High Equipment, LLC | Ice-O-Matic | MFI0800A | Ice-making Head | Air-Cooled Condenser | Flake |  | 665 | 3.8 | 6.16 |  |  |  | Federally-Regulated Commercial & Industrial Equipment | 06/22/2017 |  | 06/22/2017
Mile High Equipment, LLC | IMI Cornelius | CCM2148R*3* | Remote Condensing w/o Remote C | Air-Cooled Condenser | Cube |  | 1525 | 5 | 5.1 |  |  |  | Non Federally-Regulated | 06/22/2017 |  | 06/22/2017
Mile High Equipment, LLC | IMI Cornelius | CCM0430*A1* | Ice-making Head | Air-Cooled Condenser | Cube |  | 368 | 6.1 | 7.1 |  |  |  | Non Federally-Regulated | 06/22/2017 |  | 06/22/2017
Mile High Equipment, LLC | IMI Cornelius | CCM1848W*3* | Ice-making Head | Water-Cooled Condenser | Cube |  | 1603 | 3.9 | 4 | 134 | 164.7 |  | Non Federally-Regulated | 06/22/2017 |  | 06/22/2017
Mile High Equipment, LLC | IMI Cornelius | CCM0830*A2* | Ice-making Head | Air-Cooled Condenser | Cube |  | 698 | 5.8 | 6.12 |  |  |  | Non Federally-Regulated | 06/22/2017 |  | 06/22/2017
Mile High Equipment, LLC | Ice-O-Matic | ICE0250*T* | Ice-making Head | Air-Cooled Condenser | Cube |  | 244 | 8.1 | 8.16 |  |  |  | Non Federally-Regulated | 06/22/2017 |  | 06/22/2017
Mile High Equipment, LLC | Ice-O-Matic | ICE1406FA* | Ice-making Head | Air-Cooled Condenser | Cube |  | 1025 | 4.78 | 5.76 |  |  |  | Federally-Regulated Commercial & Industrial Equipment | 06/22/2017 |  | 06/22/2017
Mile High Equipment, LLC | IMI Cornelius | CCM0930A*2* | Ice-making Head | Air-Cooled Condenser | Flake |  | 666 | 5.8 | 6.16 |  |  |  | Federally-Regulated Commercial & Industrial Equipment | 06/22/2017 |  | 06/22/2017
Mile High Equipment, LLC | IMI Cornelius | CCM1848*W2* | Ice-making Head | Water-Cooled Condenser | Cube |  | 1776 | 3.6 | 4 | 140 | 160.9 |  | Non Federally-Regulated | 06/22/2017 |  | 06/22/2017
Mile High Equipment, LLC | IMI Cornelius | CCM0330*W1* | Ice-making Head | Water-Cooled Condenser | Cube |  | 275 | 6.1 | 6.29 | 131 | 194 |  | Non Federally-Regulated | 06/22/2017 |  | 06/22/2017
Mile High Equipment, LLC | IMI Cornelius | CCM0630*W2* | Ice-making Head | Water-Cooled Condenser | Cube |  | 576 | 4.7 | 5.25 | 148 | 187.3 |  | Non Federally-Regulated | 06/22/2017 |  | 06/22/2017
Mile High Equipment, LLC | IMI Cornelius | CCM0630RF2* | Remote Condensing w/o Remote C | Air-Cooled Condenser | Cube |  | 500 | 5.6 | 6.95 |  |  |  | Federally-Regulated Commercial & Industrial Equipment | 06/22/2017 |  | 06/22/2017
Mile High Equipment, LLC | IMI Cornelius | CCM0830*R2* | Remote Condensing w/o Remote C | Air-Cooled Condenser | Cube |  | 826 | 5.3 | 5.71 |  |  |  | Non Federally-Regulated | 06/22/2017 |  | 06/22/2017
Mile High Equipment, LLC | Ice-O-Matic | MFI1256A | Ice-making Head | Air-Cooled Condenser | Flake |  | 845 | 3.4 | 5.96 |  |  |  | Federally-Regulated Commercial & Industrial Equipment | 06/22/2017 |  | 06/22/2017
Mile High Equipment, LLC | Ice-O-Matic | ICEU150*A* | Self-Contained | Air-Cooled Condenser | Cube |  | 112 | 11.8 | 12.75 |  |  |  | Non Federally-Regulated | 06/22/2017 |  | 06/22/2017
Mile High Equipment, LLC | Ice-O-Matic | ICE0320*T* | Ice-making Head | Air-Cooled Condenser | Cube |  | 220 | 8.1 | 8.37 |  |  |  | Federally-Regulated Commercial & Industrial Equipment | 06/22/2017 |  | 06/22/2017
Mile High Equipment, LLC | IMI Cornelius | CCM1948R*3* | Ice-making Head | Air-Cooled Condenser | Flake |  | 1525 | 5 | 5.21 |  |  |  | Federally-Regulated Commercial & Industrial Equipment | 06/22/2017 |  | 06/22/2017
Mile High Equipment, LLC | Ice-O-Matic | ICE0500*A* | Ice-making Head | Air-Cooled Condenser | Cube |  | 448 | 5.71 | 6.41 |  |  |  | Federally-Regulated Commercial & Industrial Equipment | 06/22/2017 |  | 06/22/2017
Mile High Equipment, LLC | IMI Cornelius | CCM0830A*2* | Ice-making Head | Air-Cooled Condenser | Cube |  | 666 | 5.8 | 6.16 |  |  |  | Non Federally-Regulated | 06/22/2017 |  | 06/22/2017
Mile High Equipment, LLC | Ice-O-Matic | ICE0406*W* | Ice-making Head | Water-Cooled Condenser | Flake |  | 439 | 4.2 | 5.39 | 132 | 190.3 |  | Federally-Regulated Commercial & Industrial Equipment | 06/22/2017 |  | 06/22/2017
Mile High Equipment, LLC | Ice-O-Matic | GEM0650A | Ice-making Head | Air-Cooled Condenser | Flake |  | 550 | 4.7 | 6.29 |  |  |  | Federally-Regulated Commercial & Industrial Equipment | 06/22/2017 |  | 06/22/2017
Mile High Equipment, LLC | Ice-O-Matic | ICE1006FA* | Ice-making Head | Air-Cooled Condenser | Cube |  | 690 | 5.38 | 6.13 |  |  |  | Federally-Regulated Commercial & Industrial Equipment | 06/22/2017 |  | 06/22/2017
Mile High Equipment, LLC | Ice-O-Matic | ICEU226*W* | Ice-making Head | Water-Cooled Condenser | Flake |  | 192 | 6.6 | 6.74 | 167 | 195.8 |  | Federally-Regulated Commercial & Industrial Equipment | 06/22/2017 |  | 06/22/2017
Mile High Equipment, LLC | Ice-O-Matic | ICEU226*A* | Ice-making Head | Air-Cooled Condenser | Flake |  | 168 | 8.5 | 8.82 |  |  |  | Federally-Regulated Commercial & Industrial Equipment | 06/22/2017 |  | 06/22/2017
Mile High Equipment, LLC | IMI Cornelius | CCM1030*A2* | Ice-making Head | Air-Cooled Condenser | Cube |  | 803 | 5.7 | 6.01 |  |  |  | Non Federally-Regulated | 06/22/2017 |  | 06/22/2017
Mile High Equipment, LLC | Ice-O-Matic | GEMU090*A* | Self-Contained | Air-Cooled Condenser | Flake |  | 60 | 10.7 | 15.19 |  |  |  | Federally-Regulated Commercial & Industrial Equipment | 06/22/2017 |  | 06/22/2017
Mile High Equipment, LLC | Ice-O-Matic | ICE0806FA* | Ice-making Head | Air-Cooled Condenser | Cube |  | 650 | 5.47 | 6.18 |  |  |  | Federally-Regulated Commercial & Industrial Equipment | 06/22/2017 |  | 06/22/2017
Mile High Equipment, LLC | Ice-O-Matic | GEMD790*A* | Ice-making Head | Air-Cooled Condenser | Flake |  | 540 | 5.6 | 6.3 |  |  |  | Federally-Regulated Commercial & Industrial Equipment | 06/22/2017 |  | 06/22/2017
Mile High Equipment, LLC | Ice-O-Matic | ICE0250*A* | Ice-making Head | Air-Cooled Condenser | Cube |  | 253 | 7.93 | 8.08 |  |  |  | Non Federally-Regulated | 06/22/2017 |  | 06/22/2017
Mile High Equipment, LLC | IMI Cornelius | CCM1948W*2* | Ice-making Head | Water-Cooled Condenser | Flake |  | 1692 | 3.9 | 4 | 156 | 162.8 |  | Federally-Regulated Commercial & Industrial Equipment | 06/22/2017 |  | 06/22/2017
Mile High Equipment, LLC | IMI Cornelius | CCM1448R*3* | Remote Condensing w/o Remote C | Air-Cooled Condenser | Cube |  | 1195 | 4.8 | 5.1 |  |  |  | Non Federally-Regulated | 06/22/2017 |  | 06/22/2017
Mile High Equipment, LLC | IMI Cornelius | CCU0300*A1 | Self-Contained | Air-Cooled Condenser | Cube |  | 228 | 8.6 | 9.8 |  |  |  | Non Federally-Regulated | 06/22/2017 |  | 06/22/2017
Mile High Equipment, LLC | Ice-O-Matic | ICEU070A | Self-Contained | Air-Cooled Condenser | Cube |  | 66 | 13.5 | 14.9 |  |  |  | Non Federally-Regulated | 06/22/2017 |  | 06/22/2017
Mile High Equipment, LLC | IMI Cornelius | CCM1848R*3* | Remote Condensing w/o Remote C | Air-Cooled Condenser | Cube |  | 1444 | 4.9 | 5.1 |  |  |  | Non Federally-Regulated | 06/22/2017 |  | 06/22/2017
Mile High Equipment, LLC | Ice-O-Matic | ICE0500*W* | Ice-making Head | Water-Cooled Condenser | Cube |  | 513 | 4.9 | 5.32 | 119.9 | 188.7 |  | Non Federally-Regulated | 06/22/2017 |  | 06/22/2017
Mile High Equipment, LLC | IMI Cornelius | CCM1030RH2* | Remote Condensing w/o Remote C | Air-Cooled Condenser | Cube |  | 843 | 5.04 | 5.65 |  |  |  | Federally-Regulated Commercial & Industrial Equipment | 06/22/2017 |  | 06/22/2017
Mile High Equipment, LLC | IMI Cornelius | CCU0220*W1* | Self-Contained | Water-Cooled Condenser | Cube |  | 193 | 6.6 | 7.73 | 175 | 184.9 |  | Non Federally-Regulated | 06/22/2017 |  | 06/22/2017
Mile High Equipment, LLC | IMI Cornelius | CCM1848R*2* | Remote Condensing w/o Remote C | Air-Cooled Condenser | Cube |  | 1461 | 5 | 5.1 |  |  |  | Non Federally-Regulated | 06/22/2017 |  | 06/22/2017
Mile High Equipment, LLC | IMI Cornelius | CCM0630RH2* | Remote Condensing w/o Remote C | Air-Cooled Condenser | Cube |  | 550 | 5.1 | 6.76 |  |  |  | Federally-Regulated Commercial & Industrial Equipment | 06/22/2017 |  | 06/22/2017
Mile High Equipment, LLC | IMI Cornelius | CCM1848*W3* | Ice-making Head | Water-Cooled Condenser | Cube |  | 1662 | 3.7 | 4 | 125 | 163.4 |  | Non Federally-Regulated | 06/22/2017 |  | 06/22/2017
Mile High Equipment, LLC | IMI Cornelius | CCM2148W*2* | Ice-making Head | Water-Cooled Condenser | Cube |  | 1692 | 3.9 | 4 | 156 | 162.8 |  | Non Federally-Regulated | 06/22/2017 |  | 06/22/2017
Mile High Equipment, LLC | Ice-O-Matic | ICE1406*A* | Ice-making Head | Air-Cooled Condenser | Cube |  | 1136 | 5.1 | 5.64 |  |  |  | Non Federally-Regulated | 06/22/2017 |  | 06/22/2017
Mile High Equipment, LLC | Ice-O-Matic | ICE2107*W* | Ice-making Head | Water-Cooled Condenser | Cube |  | 1650 | 3.9 | 4 | 154 | 163.7 |  | Non Federally-Regulated | 06/22/2017 |  | 06/22/2017
Mile High Equipment, LLC | IMI Cornelius | CCM0530*W1* | Ice-making Head | Water-Cooled Condenser | Cube |  | 513 | 4.6 | 5.32 | 119.9 | 188.7 |  | Non Federally-Regulated | 06/22/2017 |  | 06/22/2017
Mile High Equipment, LLC | IMI Cornelius | CCM1030AH2* | Ice-making Head | Air-Cooled Condenser | Cube |  | 760 | 5.2 | 6.05 |  |  |  | Federally-Regulated Commercial & Industrial Equipment | 06/22/2017 |  | 06/22/2017
Mile High Equipment, LLC | Ice-O-Matic | ICE0806*R* | Remote Condensing w/o Remote C | Air-Cooled Condenser | Cube |  | 768 | 5.3 | 5.93 |  |  |  | Non Federally-Regulated | 06/22/2017 |  | 06/22/2017
Mile High Equipment, LLC | Ice-O-Matic | ICE0806*W* | Ice-making Head | Water-Cooled Condenser | Cube |  | 784 | 4.5 | 5.02 | 112 | 182.8 |  | Non Federally-Regulated | 06/22/2017 |  | 06/22/2017
Mile High Equipment, LLC | Ice-O-Matic | ICE1407*A* | Ice-making Head | Air-Cooled Condenser | Cube |  | 1131 | 5 | 5.65 |  |  |  | Non Federally-Regulated | 06/22/2017 |  | 06/22/2017
Mile High Equipment, LLC | IMI Cornelius | CCM1448*W3* | Ice-making Head | Water-Cooled Condenser | Cube |  | 1270 | 4.1 | 4.48 | 117 | 172.1 |  | Non Federally-Regulated | 06/22/2017 |  | 06/22/2017
Mile High Equipment, LLC | IMI Cornelius | CCM1448*R3* | Remote Condensing w/o Remote C | Air-Cooled Condenser | Cube |  | 1195 | 4.8 | 5.1 |  |  |  | Non Federally-Regulated | 06/22/2017 |  | 06/22/2017
Mile High Equipment, LLC | IMI Cornelius | CCM1448*W2* | Ice-making Head | Water-Cooled Condenser | Cube |  | 1239 | 4.2 | 4.52 | 122 | 172.7 |  | Non Federally-Regulated | 06/22/2017 |  | 06/22/2017
Mile High Equipment, LLC | Ice-O-Matic | ICEU150*W* | Self-Contained | Water-Cooled Condenser | Cube |  | 144 | 8 | 8.66 | 152 | 186.5 |  | Non Federally-Regulated | 06/22/2017 |  | 06/22/2017
Mile High Equipment, LLC | IMI Cornelius | CCM1448AH21* | Ice-making Head | Air-Cooled Condenser | Cube |  | 1136 | 4.64 | 5.64 |  |  |  | Federally-Regulated Commercial & Industrial Equipment | 06/22/2017 |  | 06/22/2017
Mile High Equipment, LLC | IMI Cornelius | CCM0830*W2* | Ice-making Head | Water-Cooled Condenser | Cube |  | 855 | 4 | 4.94 | 132 | 181.2 |  | Non Federally-Regulated | 06/22/2017 |  | 06/22/2017
Mile High Equipment, LLC | Ice-O-Matic | GEMD540*A* | Ice-making Head | Air-Cooled Condenser | Flake |  | 365 | 6.8 | 7.12 |  |  |  | Federally-Regulated Commercial & Industrial Equipment | 06/22/2017 |  | 06/22/2017
Mile High Equipment, LLC | Ice-O-Matic | ICE0400*W* | Ice-making Head | Water-Cooled Condenser | Cube |  | 407 | 4.65 | 5.56 | 148 | 191.1 |  | Non Federally-Regulated | 06/22/2017 |  | 06/22/2017
Mile High Equipment, LLC | IMI Cornelius | CCM1448*R2* | Remote Condensing w/o Remote C | Air-Cooled Condenser | Cube |  | 1150 | 5 | 5.1 |  |  |  | Non Federally-Regulated | 06/22/2017 |  | 06/22/2017
Mile High Equipment, LLC | Ice-O-Matic | ICE0606HR* | Remote Condensing w/o Remote C | Air-Cooled Condenser | Cube |  | 550 | 5.1 | 6.76 |  |  |  | Federally-Regulated Commercial & Industrial Equipment | 06/22/2017 |  | 06/22/2017
Mile High Equipment, LLC | Ice-O-Matic | ICEU300*A* | Self-Contained | Air-Cooled Condenser | Cube |  | 228 | 8.6 | 9.8 |  |  |  | Non Federally-Regulated | 06/22/2017 |  | 06/22/2017
Mile High Equipment, LLC | IMI Cornelius | CCM1448A*2* | Ice-making Head | Air-Cooled Condenser | Cube |  | 1136 | 5.1 | 5.64 |  |  |  | Non Federally-Regulated | 06/22/2017 |  | 06/22/2017
Mile High Equipment, LLC | IMI Cornelius | CCM1448W*3* | Ice-making Head | Water-Cooled Condenser | Cube |  | 1270 | 4.1 | 4.48 | 117 | 172.1 |  | Non Federally-Regulated | 06/22/2017 |  | 06/22/2017
Mile High Equipment, LLC | IMI Cornelius | CCU0150*A1* | Self-Contained | Air-Cooled Condenser | Cube |  | 112 | 11.8 | 12.75 |  |  |  | Non Federally-Regulated | 06/22/2017 |  | 06/22/2017
Mile High Equipment, LLC | Ice-O-Matic | ICE1006*W* | Ice-making Head | Water-Cooled Condenser | Cube |  | 856 | 4.3 | 4.94 | 113 | 181.2 |  | Non Federally-Regulated | 06/22/2017 |  | 06/22/2017
Mile High Equipment, LLC | Ice-O-Matic | ICE0906*W* | Ice-making Head | Water-Cooled Condenser | Flake |  | 784 | 4.5 | 5.02 | 112 | 182.8 |  | Federally-Regulated Commercial & Industrial Equipment | 06/22/2017 |  | 06/22/2017
Mile High Equipment, LLC | Ice-O-Matic | ICEU060AB | Self-Contained | Air-Cooled Condenser | Cube |  | 66 | 13.5 | 14.9 |  |  |  | Non Federally-Regulated | 06/22/2017 |  | 06/22/2017
Mile High Equipment, LLC | IMI Cornelius | CCM0630*A2* | Ice-making Head | Air-Cooled Condenser | Cube |  | 506 | 5.88 | 6.33 |  |  |  | Non Federally-Regulated | 06/22/2017 |  | 06/22/2017
Mile High Equipment, LLC | Ice-O-Matic | ICE1407*R* | Remote Condensing w/o Remote C | Air-Cooled Condenser | Cube |  | 1195 | 4.8 | 5.1 |  |  |  | Non Federally-Regulated | 06/22/2017 |  | 06/22/2017
Mile High Equipment, LLC | IMI Cornelius | CCM1648W*3* | Ice-making Head | Water-Cooled Condenser | Flake |  | 1603 | 3.9 | 4 | 134 | 164.7 |  | Federally-Regulated Commercial & Industrial Equipment | 06/22/2017 |  | 06/22/2017
Mile High Equipment, LLC | IMI Cornelius | CCM1448AF21* | Ice-making Head | Air-Cooled Condenser | Cube |  | 1025 | 4.78 | 5.76 |  |  |  | Federally-Regulated Commercial & Industrial Equipment | 06/22/2017 |  | 06/22/2017
Mile High Equipment, LLC | Ice-O-Matic | MFI500W | Ice-making Head | Water-Cooled Condenser | Flake |  | 456 | 3.8 | 5.29 | 68.4 | 190 |  | Federally-Regulated Commercial & Industrial Equipment | 06/22/2017 |  | 06/22/2017
Mile High Equipment, LLC | Ice-O-Matic | ICE0606*A* | Ice-making Head | Air-Cooled Condenser | Cube |  | 506 | 5.88 | 6.33 |  |  |  | Non Federally-Regulated | 06/22/2017 |  | 06/22/2017
Mile High Equipment, LLC | Ice-O-Matic | ICE1006HR* | Remote Condensing w/o Remote C | Air-Cooled Condenser | Cube |  | 843 | 5.04 | 5.65 |  |  |  | Federally-Regulated Commercial & Industrial Equipment | 06/22/2017 |  | 06/22/2017
Mile High Equipment, LLC | IMI Cornelius | CCM0630*R2* | Remote Condensing w/o Remote C | Air-Cooled Condenser | Cube |  | 502 | 6.3 | 6.94 |  |  |  | Non Federally-Regulated | 06/22/2017 |  | 06/22/2017
Mile High Equipment, LLC | IMI Cornelius | CCU0150*W1* | Self-Contained | Water-Cooled Condenser | Cube |  | 144 | 8 | 8.66 | 152 | 186.5 |  | Non Federally-Regulated | 06/22/2017 |  | 06/22/2017
Mile High Equipment, LLC | Ice-O-Matic | ICE1907*R* | Ice-making Head | Air-Cooled Condenser | Flake |  | 1525 | 5 | 5.21 |  |  |  | Federally-Regulated Commercial & Industrial Equipment | 06/22/2017 |  | 06/22/2017
Mile High Equipment, LLC | IMI Cornelius | CCM1648W*2* | Ice-making Head | Water-Cooled Condenser | Flake |  | 1628 | 3.8 | 4 | 139 | 164.2 |  | Federally-Regulated Commercial & Industrial Equipment | 06/22/2017 |  | 06/22/2017
Mile High Equipment, LLC | Ice-O-Matic | ICE0250*W* | Ice-making Head | Water-Cooled Condenser | Cube |  | 275 | 6.1 | 6.29 | 131 | 194 |  | Non Federally-Regulated | 06/22/2017 |  | 06/22/2017
Mile High Equipment, LLC | IMI Cornelius | CCM1448W*2* | Ice-making Head | Water-Cooled Condenser | Cube |  | 1239 | 4.2 | 4.52 | 122 | 172.7 |  | Non Federally-Regulated | 06/22/2017 |  | 06/22/2017
Mile High Equipment, LLC | Ice-O-Matic | ICE1506*R* | Remote Condensing w/o Remote C | Air-Cooled Condenser | Cube |  | 1216 | 4.6 | 5.1 |  |  |  | Non Federally-Regulated | 06/22/2017 |  | 06/22/2017
Mile High Equipment, LLC | Ice-O-Matic | ICE0606HA* | Ice-making Head | Air-Cooled Condenser | Cube |  | 530 | 5 | 6.31 |  |  |  | Federally-Regulated Commercial & Industrial Equipment | 06/22/2017 |  | 06/22/2017
Mile High Equipment, LLC | Ice-O-Matic | ICE0856*A* | Ice-making Head | Air-Cooled Condenser | Cube |  | 630 | 5.53 | 6.2 |  |  |  | Federally-Regulated Commercial & Industrial Equipment | 06/22/2017 |  | 06/22/2017
Mile High Equipment, LLC | Ice-O-Matic | ICE0320*A* | Ice-making Head | Air-Cooled Condenser | Cube |  | 220 | 8.1 | 8.37 |  |  |  | Federally-Regulated Commercial & Industrial Equipment | 06/22/2017 |  | 06/22/2017
Mile High Equipment, LLC | IMI Cornelius | CCM1848*R2* | Remote Condensing w/o Remote C | Air-Cooled Condenser | Cube |  | 1509 | 4.9 | 5.1 |  |  |  | Non Federally-Regulated | 06/22/2017 |  | 06/22/2017
Mile High Equipment, LLC | Ice-O-Matic | ICE0520*W* | Ice-making Head | Water-Cooled Condenser | Cube |  | 442 | 4.2 | 5.37 | 127.5 | 190.3 |  | Non Federally-Regulated | 06/22/2017 |  | 06/22/2017
Mile High Equipment, LLC | Ice-O-Matic | ICE0320*W* | Ice-making Head | Water-Cooled Condenser | Cube |  | 308 | 5.3 | 6.11 | 157 | 193.2 |  | Non Federally-Regulated | 06/22/2017 |  | 06/22/2017
Mile High Equipment, LLC | IMI Cornelius | CCM1448*A2* | Ice-making Head | Air-Cooled Condenser | Cube |  | 1136 | 5.1 | 5.64 |  |  |  | Non Federally-Regulated | 06/22/2017 |  | 06/22/2017
Mile High Equipment, LLC | Ice-O-Matic | ICE0806*A* | Ice-making Head | Air-Cooled Condenser | Cube |  | 666 | 5.8 | 6.16 |  |  |  | Non Federally-Regulated | 06/22/2017 |  | 06/22/2017
Mile High Equipment, LLC | IMI Cornelius | CCM0522*W1* | Ice-making Head | Water-Cooled Condenser | Cube |  | 442 | 4.2 | 5.37 | 127.5 | 190.3 |  | Non Federally-Regulated | 06/22/2017 |  | 06/22/2017
Mile High Equipment, LLC | Ice-O-Matic | ICE0500*R* | Remote Condensing w/o Remote C | Air-Cooled Condenser | Cube |  | 455 | 6.8 | 7.12 |  |  |  | Non Federally-Regulated | 06/22/2017 |  | 06/22/2017
Mile High Equipment, LLC | Ice-O-Matic | MFI1256R | Remote Condensing w/o Remote C | Air-Cooled Condenser | Flake |  | 867 | 3.7 | 5.56 |  |  |  | Federally-Regulated Commercial & Industrial Equipment | 06/22/2017 |  | 06/22/2017
Mile High Equipment, LLC | IMI Cornelius | CCM0830AH2* | Ice-making Head | Air-Cooled Condenser | Cube |  | 650 | 5.47 | 6.18 |  |  |  | Federally-Regulated Commercial & Industrial Equipment | 06/22/2017 |  | 06/22/2017
Mile High Equipment, LLC | IMI Cornelius | CCM1948W*3* | Ice-making Head | Water-Cooled Condenser | Flake |  | 1650 | 3.9 | 4 | 154 | 163.7 |  | Federally-Regulated Commercial & Industrial Equipment | 06/22/2017 |  | 06/22/2017
Mile High Equipment, LLC | Ice-O-Matic | ICE1606*W* | Ice-making Head | Water-Cooled Condenser | Flake |  | 1628 | 3.8 | 4 | 139 | 164.2 |  | Federally-Regulated Commercial & Industrial Equipment | 06/22/2017 |  | 06/22/2017
Mile High Equipment, LLC | IMI Cornelius | CCM0630AF2* | Ice-making Head | Air-Cooled Condenser | Cube |  | 480 | 5.4 | 6.36 |  |  |  | Federally-Regulated Commercial & Industrial Equipment | 06/22/2017 |  | 06/22/2017
Mile High Equipment, LLC | Ice-O-Matic | ICEU220*W* | Self-Contained | Water-Cooled Condenser | Cube |  | 193 | 6.6 | 7.73 | 175 | 184.9 |  | Non Federally-Regulated | 06/22/2017 |  | 06/22/2017
Mile High Equipment, LLC | Ice-O-Matic | ICEU220*A* | Self-Contained | Air-Cooled Condenser | Cube |  | 175 | 8.8 | 9.8 |  |  |  | Non Federally-Regulated | 06/22/2017 |  | 06/22/2017
Mile High Equipment, LLC | Ice-O-Matic | ICE1807*W* | Ice-making Head | Water-Cooled Condenser | Cube |  | 1603 | 3.9 | 4 | 134 | 164.7 |  | Non Federally-Regulated | 06/22/2017 |  | 06/22/2017
Mile High Equipment, LLC | Ice-O-Matic | ICE1806*R* | Remote Condensing w/o Remote C | Air-Cooled Condenser | Cube |  | 1461 | 5 | 5.1 |  |  |  | Non Federally-Regulated | 06/22/2017 |  | 06/22/2017
Mile High Equipment, LLC | IMI Cornelius | CCM0430*W1* | Ice-making Head | Water-Cooled Condenser | Cube |  | 407 | 4.65 | 5.56 | 148 | 191.1 |  | Non Federally-Regulated | 06/22/2017 |  | 06/22/2017
Mile High Equipment, LLC | IMI Cornelius | CCM0830W*2* | Ice-making Head | Water-Cooled Condenser | Cube |  | 784 | 4.5 | 5.02 | 112 | 182.8 |  | Non Federally-Regulated | 06/22/2017 |  | 06/22/2017
Mile High Equipment, LLC | Ice-O-Matic | ICE0726*R* | Ice-making Head | Air-Cooled Condenser | Flake |  | 700 | 5.2 | 6.12 |  |  |  | Federally-Regulated Commercial & Industrial Equipment | 06/22/2017 |  | 06/22/2017
Mile High Equipment, LLC | Ice-O-Matic | ICE0606FA* | Ice-making Head | Air-Cooled Condenser | Cube |  | 480 | 5.4 | 6.36 |  |  |  | Federally-Regulated Commercial & Industrial Equipment | 06/22/2017 |  | 06/22/2017
Mile High Equipment, LLC | IMI Cornelius | CCM0830R*2* | Remote Condensing w/o Remote C | Air-Cooled Condenser | Cube |  | 768 | 5.3 | 5.93 |  |  |  | Non Federally-Regulated | 06/22/2017 |  | 06/22/2017
Mile High Equipment, LLC | IMI Cornelius | CCM1030R*2* | Remote Condensing w/o Remote C | Air-Cooled Condenser | Cube |  | 843 | 5.6 | 5.65 |  |  |  | Non Federally-Regulated | 06/22/2017 |  | 06/22/2017
Mile High Equipment, LLC | Ice-O-Matic | MFI0500A | Ice-making Head | Air-Cooled Condenser | Flake |  | 401 | 4.5 | 6.81 |  |  |  | Federally-Regulated Commercial & Industrial Equipment | 06/22/2017 |  | 06/22/2017
Mile High Equipment, LLC | Ice-O-Matic | ICE1906*W* | Ice-making Head | Water-Cooled Condenser | Flake |  | 1692 | 3.9 | 4 | 156 | 162.8 |  | Federally-Regulated Commercial & Industrial Equipment | 06/22/2017 |  | 06/22/2017
Mile High Equipment, LLC | Ice-O-Matic | GEMD520A | Self-Contained | Air-Cooled Condenser | Flake |  | 365 | 6.8 | 9.8 |  |  |  | Federally-Regulated Commercial & Industrial Equipment | 06/22/2017 |  | 06/22/2017
Mile High Equipment, LLC | IMI Cornelius | CCM1948R*2* | Ice-making Head | Air-Cooled Condenser | Flake |  | 1561 | 5 | 5.17 |  |  |  | Federally-Regulated Commercial & Industrial Equipment | 06/22/2017 |  | 06/22/2017
Mile High Equipment, LLC | Ice-O-Matic | ICE1406*R* | Remote Condensing w/o Remote C | Air-Cooled Condenser | Cube |  | 1150 | 5 | 5.1 |  |  |  | Non Federally-Regulated | 06/22/2017 |  | 06/22/2017
Mile High Equipment, LLC | Ice-O-Matic | ICE1607*W* | Ice-making Head | Water-Cooled Condenser | Flake |  | 1603 | 3.9 | 4 | 134 | 164.7 |  | Federally-Regulated Commercial & Industrial Equipment | 06/22/2017 |  | 06/22/2017
Mile High Equipment, LLC | IMI Cornelius | CCM2148R*2* | Remote Condensing w/o Remote C | Air-Cooled Condenser | Cube |  | 1561 | 5 | 5.1 |  |  |  | Non Federally-Regulated | 06/22/2017 |  | 06/22/2017
Mile High Equipment, LLC | Ice-O-Matic | ICE1007*A* | Ice-making Head | Air-Cooled Condenser | Cube |  | 754 | 5.7 | 6.06 |  |  |  | Non Federally-Regulated | 06/22/2017 |  | 06/22/2017
Mile High Equipment, LLC | Ice-O-Matic | MFI1256W | Ice-making Head | Water-Cooled Condenser | Flake |  | 959 | 2.7 | 4.83 | 69.9 | 178.9 |  | Federally-Regulated Commercial & Industrial Equipment | 06/22/2017 |  | 06/22/2017
Mile High Equipment, LLC | IMI Cornelius | CCM1848W*2* | Ice-making Head | Water-Cooled Condenser | Cube |  | 1628 | 3.8 | 4 | 139 | 164.2 |  | Non Federally-Regulated | 06/22/2017 |  | 06/22/2017
Mile High Equipment, LLC | Ice-O-Matic | HISU076*A* | Self-Contained | Air-Cooled Condenser | Flake |  | 54 | 12 | 15.47 |  |  |  | Federally-Regulated Commercial & Industrial Equipment | 06/22/2017 |  | 06/22/2017
Mile High Equipment, LLC | Ice-O-Matic | GEM0650R | Remote Condensing w/o Remote C | Air-Cooled Condenser | Flake |  | 600 | 5.2 | 6.57 |  |  |  | Federally-Regulated Commercial & Industrial Equipment | 06/22/2017 |  | 06/22/2017
Mile High Equipment, LLC | IMI Cornelius | CCM1648R*3* | Ice-making Head | Air-Cooled Condenser | Flake |  | 1444 | 4.9 | 5.3 |  |  |  | Federally-Regulated Commercial & Industrial Equipment | 06/22/2017 |  | 06/22/2017
Mile High Equipment, LLC | Ice-O-Matic | ICE1006*A* | Ice-making Head | Air-Cooled Condenser | Cube |  | 780 | 5.7 | 6.03 |  |  |  | Non Federally-Regulated | 06/22/2017 |  | 06/22/2017
Mile High Equipment, LLC | Ice-O-Matic | ICE0606FR* | Remote Condensing w/o Remote C | Air-Cooled Condenser | Cube |  | 500 | 5.6 | 6.95 |  |  |  | Federally-Regulated Commercial & Industrial Equipment | 06/22/2017 |  | 06/22/2017
Mile High Equipment, LLC | IMI Cornelius | CCM0930R*2* | Ice-making Head | Air-Cooled Condenser | Flake |  | 768 | 5.3 | 6.05 |  |  |  | Federally-Regulated Commercial & Industrial Equipment | 06/22/2017 |  | 06/22/2017
Mile High Equipment, LLC | Ice-O-Matic | GEM0956R | Remote Condensing w/o Remote C | Air-Cooled Condenser | Flake |  | 833 | 4.2 | 5.68 |  |  |  | Federally-Regulated Commercial & Industrial Equipment | 06/22/2017 |  | 06/22/2017
Mile High Equipment, LLC | Ice-O-Matic | ICE0406*A* | Ice-making Head | Air-Cooled Condenser | Flake |  | 360 | 6 | 7.16 |  |  |  | Federally-Regulated Commercial & Industrial Equipment | 06/22/2017 |  | 06/22/2017
Mile High Equipment, LLC | IMI Cornelius | CCM1030*A3* | Ice-making Head | Air-Cooled Condenser | Cube |  | 804 | 5.67 | 6.01 |  |  |  | Non Federally-Regulated | 06/22/2017 |  | 06/22/2017
Mile High Equipment, LLC | Ice-O-Matic | ICE0906*R* | Ice-making Head | Air-Cooled Condenser | Flake |  | 768 | 5.3 | 6.05 |  |  |  | Federally-Regulated Commercial & Industrial Equipment | 06/22/2017 |  | 06/22/2017
Mile High Equipment, LLC | Ice-O-Matic | ICE1007*R* | Remote Condensing w/o Remote C | Air-Cooled Condenser | Cube |  | 781 | 5.2 | 5.88 |  |  |  | Non Federally-Regulated | 06/22/2017 |  | 06/22/2017
Mile High Equipment, LLC | IMI Cornelius | CCM0330*A1* | Ice-making Head | Air-Cooled Condenser | Cube |  | 253 | 7.93 | 8.08 |  |  |  | Non Federally-Regulated | 06/22/2017 |  | 06/22/2017
Mile High Equipment, LLC | Ice-O-Matic | ICEU300*W* | Self-Contained | Water-Cooled Condenser | Cube |  | 296 | 5.7 | 7.6 | 175 | 181.7 |  | Non Federally-Regulated | 06/22/2017 |  | 06/22/2017
Mile High Equipment, LLC | IMI Cornelius | CCM1030*W3* | Ice-making Head | Water-Cooled Condenser | Cube |  | 951 | 4 | 4.83 | 111 | 179.1 |  | Non Federally-Regulated | 06/22/2017 |  | 06/22/2017
Mile High Equipment, LLC | Ice-O-Matic | ICE0400*T* | Ice-making Head | Air-Cooled Condenser | Cube |  | 357 | 6.34 | 7.19 |  |  |  | Non Federally-Regulated | 06/22/2017 |  | 06/22/2017
Mile High Equipment, LLC | IMI Cornelius | CCM1030*R3* | Remote Condensing w/o Remote C | Air-Cooled Condenser | Cube |  | 765 | 5.6 | 5.94 |  |  |  | Non Federally-Regulated | 06/22/2017 |  | 06/22/2017
Mile High Equipment, LLC | Ice-O-Matic | ICE0606*R* | Remote Condensing w/o Remote C | Air-Cooled Condenser | Cube |  | 502 | 6.3 | 6.94 |  |  |  | Non Federally-Regulated | 06/22/2017 |  | 06/22/2017
Mile High Equipment, LLC | Ice-O-Matic | ICE0606*W* | Ice-making Head | Water-Cooled Condenser | Cube |  | 576 | 4.7 | 5.25 | 148 | 187.3 |  | Non Federally-Regulated | 06/22/2017 |  | 06/22/2017
Mile High Equipment, LLC | Ice-O-Matic | ICE1606*R* | Ice-making Head | Air-Cooled Condenser | Flake |  | 1461 | 5 | 5.28 |  |  |  | Federally-Regulated Commercial & Industrial Equipment | 06/22/2017 |  | 06/22/2017
Mile High Equipment, LLC | IMI Cornelius | CCU0300*W1* | Self-Contained | Water-Cooled Condenser | Cube |  | 296 | 5.7 | 7.6 | 175 | 181.7 |  | Non Federally-Regulated | 06/22/2017 |  | 06/22/2017
Mile High Equipment, LLC | Ice-O-Matic | ICE0500*T* | Ice-making Head | Air-Cooled Condenser | Cube |  | 448 | 5.71 | 6.41 |  |  |  | Federally-Regulated Commercial & Industrial Equipment | 06/22/2017 |  | 06/22/2017
Mile High Equipment, LLC | Ice-O-Matic | ICE0606FT* | Ice-making Head | Air-Cooled Condenser | Cube |  | 530 | 5 | 6.31 |  |  |  | Federally-Regulated Commercial & Industrial Equipment | 06/22/2017 |  | 06/22/2017
Mile High Equipment, LLC | IMI Cornelius | CCM1448*A3* | Ice-making Head | Air-Cooled Condenser | Cube |  | 1131 | 5 | 5.65 |  |  |  | Non Federally-Regulated | 06/22/2017 |  | 06/22/2017
Mile High Equipment, LLC | Ice-O-Matic | MFI0800W | Ice-making Head | Water-Cooled Condenser | Flake |  | 740 | 3 | 5.07 | 100 | 183.7 |  | Federally-Regulated Commercial & Industrial Equipment | 06/22/2017 |  | 06/22/2017
Mile High Equipment, LLC | Ice-O-Matic | ICE1406HA* | Ice-making Head | Air-Cooled Condenser | Cube |  | 1136 | 4.64 | 5.64 |  |  |  | Federally-Regulated Commercial & Industrial Equipment | 06/22/2017 |  | 06/22/2017
Mile High Equipment, LLC | Ice-O-Matic | GEM0450A | Ice-making Head | Air-Cooled Condenser | Flake |  | 354 | 5.31 | 7.22 |  |  |  | Federally-Regulated Commercial & Industrial Equipment | 06/22/2017 |  | 06/22/2017
Mile High Equipment, LLC | Ice-O-Matic | ICE1006FR* | Remote Condensing w/o Remote C | Air-Cooled Condenser | Cube |  | 780 | 5.12 | 5.89 |  |  |  | Federally-Regulated Commercial & Industrial Equipment | 06/22/2017 |  | 06/22/2017
Mile High Equipment, LLC | Ice-O-Matic | GEM0956W | Ice-making Head | Water-Cooled Condenser | Flake |  | 877 | 3.12 | 4.92 | 84.3 | 180.7 |  | Federally-Regulated Commercial & Industrial Equipment | 06/22/2017 |  | 06/22/2017
Mile High Equipment, LLC | Ice-O-Matic | ICE2106*W* | Ice-making Head | Water-Cooled Condenser | Cube |  | 1692 | 3.9 | 4 | 156 | 162.8 |  | Non Federally-Regulated | 06/22/2017 |  | 06/22/2017
Mile High Equipment, LLC | IMI Cornelius | CCM1030AF2* | Ice-making Head | Air-Cooled Condenser | Cube |  | 690 | 5.38 | 6.13 |  |  |  | Federally-Regulated Commercial & Industrial Equipment | 06/22/2017 |  | 06/22/2017
Mile High Equipment, LLC | Ice-O-Matic | ICE0926*R* | Ice-making Head | Air-Cooled Condenser | Flake |  | 782 | 5.1 | 6.03 |  |  |  | Federally-Regulated Commercial & Industrial Equipment | 06/22/2017 |  | 06/22/2017
Mile High Equipment, LLC | Ice-O-Matic | ICE0520*A* | Ice-making Head | Air-Cooled Condenser | Cube |  | 370 | 5.92 | 7.08 |  |  |  | Non Federally-Regulated | 06/22/2017 |  | 06/22/2017
Mile High Equipment, LLC | Ice-O-Matic | GEMD270*A* | Ice-making Head | Air-Cooled Condenser | Flake |  | 198 | 7.6 | 8.56 |  |  |  | Federally-Regulated Commercial & Industrial Equipment | 06/22/2017 |  | 06/22/2017
Mile High Equipment, LLC | Ice-O-Matic | ICE0400*A* | Ice-making Head | Air-Cooled Condenser | Cube |  | 368 | 6.1 | 7.1 |  |  |  | Non Federally-Regulated | 06/22/2017 |  | 06/22/2017
Mile High Equipment, LLC | Ice-O-Matic | ICE0520*T* | Ice-making Head | Air-Cooled Condenser | Cube |  | 340 | 6.6 | 7.34 |  |  |  | Federally-Regulated Commercial & Industrial Equipment | 06/22/2017 |  | 06/22/2017
Mile High Equipment, LLC | Ice-O-Matic | HISU096*A* | Self-Contained | Air-Cooled Condenser | Flake |  | 80 | 10 | 14.25 |  |  |  | Federally-Regulated Commercial & Industrial Equipment | 06/22/2017 |  | 06/22/2017
Hoshizaki America | Hoshizaki | KM-80BAJ | Self-Contained | Air-Cooled Condenser | Cube |  | 60 | 7.95 | 15.19 |  |  |  | Federally-Regulated Commercial & Industrial Equipment | 06/16/2017 |  | 07/27/2017
Hoshizaki America | Hoshizaki | KM-115BAJ | Self-Contained | Air-Cooled Condenser | Cube |  | 102 | 8.1 | 13.22 |  |  |  | Federally-Regulated Commercial & Industrial Equipment | 06/16/2017 |  | 07/27/2017
Hoshizaki America | Hoshizaki | KM-160BAJ | Self-Contained | Air-Cooled Condenser | Cube |  | 130 | 8.27 | 11.9 |  |  |  | Federally-Regulated Commercial & Industrial Equipment | 06/16/2017 |  | 07/27/2017
Hoshizaki America | Hoshizaki | KM-230BAJ | Self-Contained | Air-Cooled Condenser | Cube |  | 165 | 7.78 | 10.26 |  |  |  | Federally-Regulated Commercial & Industrial Equipment | 06/16/2017 |  | 07/27/2017
Hoshizaki America | Hoshizaki | KM-300BAJ | Self-Contained | Air-Cooled Condenser | Cube |  | 210 | 7.02 | 9.8 |  |  |  | Federally-Regulated Commercial & Industrial Equipment | 06/16/2017 |  | 07/27/2017
Hoshizaki America | Hoshizaki | KM-160BWJ | Self-Contained | Water-Cooled Condenser | Cube |  | 147 | 6.23 | 8.61 | 162 | 186.4 |  | Federally-Regulated Commercial & Industrial Equipment | 06/16/2017 |  | 07/27/2017
Hoshizaki America | Hoshizaki | KM-300BWJ | Self-Contained | Water-Cooled Condenser | Cube |  | 230 | 4.9 | 7.6 | 95 | 183.8 |  | Federally-Regulated Commercial & Industrial Equipment | 06/16/2017 |  | 07/27/2017
Scotsman Ice Systems | Scotsman | CU2026SW-32# | Self-Contained | Air-Cooled Condenser | Cube |  | 190 | 6.6 | 9.8 |  |  |  | Federally-Regulated Commercial & Industrial Equipment | 05/10/2016 |  | 07/27/2017
Hoshizaki America | Hoshizaki | KM-1301SWJ3 | Ice-making Head | Water-Cooled Condenser | Cube |  | 1355 | 3.25 | 4.09 | 3.3 | 170.2 |  | Federally-Regulated Commercial & Industrial Equipment | 06/06/2017 |  | 08/02/2017
Hoshizaki America | Hoshizaki | KM-1301SWJ | Ice-making Head | Water-Cooled Condenser | Cube |  | 1230 | 3.76 | 4.23 | 3.8 | 172.9 |  | Federally-Regulated Commercial & Industrial Equipment | 06/06/2017 |  | 08/02/2017
Hoshizaki America | Hoshizaki | KM-2200SWJ3 | Ice-making Head | Water-Cooled Condenser | Cube |  | 2200 | 3.11 | 4 | 3.1 | 151.6 |  | Federally-Regulated Commercial & Industrial Equipment | 05/03/2017 |  | 08/02/2017
Hoshizaki America | Hoshizaki | KM-1301SRJ*URC-14F | Remote Condensing w/o Remote C | Air-Cooled Condenser | Cube |  | 1260 | 4.28 | 5.1 |  |  |  | Federally-Regulated Commercial & Industrial Equipment | 06/06/2017 |  | 08/02/2017
Hoshizaki America | Hoshizaki | KM-1301SRJ3*URC-14F | Remote Condensing w/o Remote C | Air-Cooled Condenser | Cube |  | 1330 | 3.83 | 5.1 |  |  |  | Federally-Regulated Commercial & Industrial Equipment | 06/06/2017 |  | 08/02/2017
Hoshizaki America | Hoshizaki | KM-1601SRJ*URC-22F | Remote Condensing w/o Remote C | Air-Cooled Condenser | Cube |  | 1600 | 3.96 | 5.1 |  |  |  | Federally-Regulated Commercial & Industrial Equipment | 04/10/2017 |  | 08/02/2017
Hoshizaki America | Hoshizaki | KM-1601SRJ3*URC-22F | Remote Condensing w/o Remote C | Air-Cooled Condenser | Cube |  | 1600 | 4.14 | 5.1 |  |  |  | Federally-Regulated Commercial & Industrial Equipment | 04/10/2017 |  | 08/02/2017
Hoshizaki America | Hoshizaki | KM-320MAH | Ice-making Head | Air-Cooled Condenser | Cube |  | 246 | 7.5 | 8.14 |  |  |  | Federally-Regulated Commercial & Industrial Equipment | 08/18/2016 |  | 08/14/2017
Hoshizaki America | Hoshizaki | KM-320MWH | Ice-making Head | Water-Cooled Condenser | Cube |  | 318 | 5.2 | 6.05 | 121 | 193 |  | Federally-Regulated Commercial & Industrial Equipment | 10/20/2016 |  | 08/14/2017
Hoshizaki America | Hoshizaki | KM-2100SWH3 | Ice-making Head | Water-Cooled Condenser | Cube |  | 2054 | 3.18 | 4 | 95 | 154.8 |  | Federally-Regulated Commercial & Industrial Equipment | 10/20/2016 |  | 08/14/2017
Manitowoc Ice, Inc. | Manitowoc | RF0266A-161 | Self-Contained | Air-Cooled Condenser | Flake |  | 151 | 7.37 | 10.92 |  |  |  | Federally-Regulated Commercial & Industrial Equipment | 02/24/2016 |  | 08/14/2017
Manitowoc Ice, Inc. | Manitowoc | RF0385A-161 | Self-Contained | Air-Cooled Condenser | Flake |  | 273 | 6.32 | 9.8 |  |  |  | Federally-Regulated Commercial & Industrial Equipment | 02/24/2016 |  | 08/14/2017
Manitowoc Ice, Inc. | Manitowoc | RNS12A-161 | Self-Contained | Air-Cooled Condenser | Flake |  | 187 | 8.55 | 9.8 |  |  |  | Federally-Regulated Commercial & Industrial Equipment | 02/24/2016 |  | 08/14/2017
Manitowoc Ice, Inc. | Manitowoc | RNS0244A-161 | Self-Contained | Air-Cooled Condenser | Flake |  | 147 | 7.82 | 11.11 |  |  |  | Federally-Regulated Commercial & Industrial Equipment | 02/24/2016 |  | 08/14/2017
Manitowoc Ice, Inc. | Manitowoc | RNS0385A-161 | Self-Contained | Air-Cooled Condenser | Flake |  | 248 | 6.89 | 9.8 |  |  |  | Federally-Regulated Commercial & Industrial Equipment | 02/24/2016 |  | 08/14/2017
Manitowoc Ice, Inc. | Manitowoc | IR0996N3-263*JC0995-261 | Remote Condensing w/o Remote C | Air-Cooled Condenser | Cube |  | 665 | 5.29 | 6.32 |  |  |  | Federally-Regulated Commercial & Industrial Equipment | 09/01/2016 |  | 09/08/2017
Manitowoc Ice, Inc. | Manitowoc | ID0996N3-263*JC0995-261 | Remote Condensing w/o Remote C | Air-Cooled Condenser | Cube |  | 727 | 4.91 | 6.09 |  |  |  | Federally-Regulated Commercial & Industrial Equipment | 09/01/2016 |  | 09/08/2017
Manitowoc Ice, Inc. | Manitowoc | ID0976C-161*ICVD0996-261 | Both Remote Condensing & Remot | Air-Cooled Condenser | Cube |  | 696 | 4.94 | 6.21 |  |  |  | Federally-Regulated Commercial & Industrial Equipment | 09/01/2016 |  | 09/08/2017
Manitowoc Ice, Inc. | Manitowoc | ID0976C-161*ICVD09963-263 | Both Remote Condensing & Remot | Air-Cooled Condenser | Cube |  | 696 | 4.94 | 6.21 |  |  |  | Federally-Regulated Commercial & Industrial Equipment | 09/01/2016 |  | 09/08/2017
Manitowoc Ice, Inc. | Manitowoc | ID1196N3-263*JC0995-261 | Remote Condensing w/o Remote C | Air-Cooled Condenser | Cube |  | 867 | 4.99 | 5.56 |  |  |  | Federally-Regulated Commercial & Industrial Equipment | 09/01/2016 |  | 09/08/2017
Manitowoc Ice, Inc. | Manitowoc | ID1496N3-263*JC1395-261 | Remote Condensing w/o Remote C | Air-Cooled Condenser | Cube |  | 1295 | 4.23 | 5.1 |  |  |  | Federally-Regulated Commercial & Industrial Equipment | 09/01/2016 |  | 09/08/2017
Manitowoc Ice, Inc. | Manitowoc | ID-1202A3-263 | Ice-making Head | Air-Cooled Condenser | Cube |  | 870 | 5.32 | 5.93 |  |  |  | Federally-Regulated Commercial & Industrial Equipment | 09/01/2016 |  | 09/08/2017
Manitowoc Ice, Inc. | Manitowoc | IY-1204A3-263 | Ice-making Head | Air-Cooled Condenser | Cube |  | 930 | 5.26 | 5.87 |  |  |  | Federally-Regulated Commercial & Industrial Equipment | 09/01/2016 |  | 09/08/2017
Manitowoc Ice, Inc. | Manitowoc | IR-0520A-261 | Ice-making Head | Air-Cooled Condenser | Cube |  | 290 | 7.23 | 7.77 |  |  |  | Federally-Regulated Commercial & Industrial Equipment | 09/01/2016 |  | 09/08/2017
Manitowoc Ice, Inc. | Manitowoc | ID1106A3-263 | Ice-making Head | Air-Cooled Condenser | Cube |  | 846 | 5.06 | 5.96 |  |  |  | Federally-Regulated Commercial & Industrial Equipment | 09/01/2016 |  | 09/08/2017
Manitowoc Ice, Inc. | Manitowoc | IR0906A3-263 | Ice-making Head | Air-Cooled Condenser | Cube |  | 639 | 5.33 | 6.19 |  |  |  | Federally-Regulated Commercial & Industrial Equipment | 09/01/2016 |  | 09/08/2017
Manitowoc Ice, Inc. | Manitowoc | ID-0503W-261 | Ice-making Head | Water-Cooled Condenser | Cube |  | 430 | 4.58 | 5.44 | 4.6 | 190.5 |  | Federally-Regulated Commercial & Industrial Equipment | 09/01/2016 |  | 09/08/2017
Manitowoc Ice, Inc. | Manitowoc | ID-0523W-261 | Ice-making Head | Water-Cooled Condenser | Cube |  | 375 | 5.09 | 5.74 | 5.1 | 191.8 |  | Federally-Regulated Commercial & Industrial Equipment | 09/01/2016 |  | 09/08/2017
Manitowoc Ice, Inc. | Manitowoc | ID-1203W3-263 | Ice-making Head | Water-Cooled Condenser | Cube |  | 900 | 4.58 | 4.59 | 4.6 | 180.2 |  | Federally-Regulated Commercial & Industrial Equipment | 09/01/2016 |  | 09/08/2017
Manitowoc Ice, Inc. | Manitowoc | IY-0305W-261 | Ice-making Head | Water-Cooled Condenser | Cube |  | 260 | 5.69 | 6.37 | 5.7 | 194.3 |  | Federally-Regulated Commercial & Industrial Equipment | 09/01/2016 |  | 09/08/2017
Manitowoc Ice, Inc. | Manitowoc | ID1106W3-263 | Ice-making Head | Water-Cooled Condenser | Cube |  | 906 | 4.08 | 4.58 | 4.1 | 180.1 |  | Federally-Regulated Commercial & Industrial Equipment | 09/01/2016 |  | 09/08/2017
Manitowoc Ice, Inc. | Manitowoc | IR0906W3-263 | Ice-making Head | Water-Cooled Condenser | Cube |  | 683 | 4.32 | 4.83 | 4.3 | 185 |  | Federally-Regulated Commercial & Industrial Equipment | 09/01/2016 |  | 09/08/2017
Manitowoc Ice, Inc. | Manitowoc | ID0906W3-263 | Ice-making Head | Water-Cooled Condenser | Cube |  | 701 | 4.35 | 4.81 | 4.4 | 184.6 |  | Federally-Regulated Commercial & Industrial Equipment | 09/01/2016 |  | 09/08/2017
Manitowoc Ice, Inc. | Manitowoc | IY-0455W-261 | Ice-making Head | Water-Cooled Condenser | Cube |  | 360 | 4.7 | 5.82 | 4.7 | 192.1 |  | Federally-Regulated Commercial & Industrial Equipment | 09/01/2016 |  | 09/08/2017
Manitowoc Ice, Inc. | Manitowoc | IR-0501W-261 | Ice-making Head | Water-Cooled Condenser | Cube |  | 420 | 4.58 | 5.49 | 4.6 | 190.8 |  | Federally-Regulated Commercial & Industrial Equipment | 09/01/2016 |  | 09/08/2017
Manitowoc Ice, Inc. | Manitowoc | IR-0521W-161 | Ice-making Head | Water-Cooled Condenser | Cube |  | 350 | 5.19 | 5.88 | 5.2 | 192.3 |  | Federally-Regulated Commercial & Industrial Equipment | 09/01/2016 |  | 09/08/2017
Manitowoc Ice, Inc. | Manitowoc | IR-0521W-261 | Ice-making Head | Water-Cooled Condenser | Cube |  | 350 | 5.19 | 5.88 | 5.2 | 192.3 |  | Federally-Regulated Commercial & Industrial Equipment | 09/01/2016 |  | 09/08/2017
Manitowoc Ice, Inc. | Manitowoc | UR0190A-161 | Self-Contained | Air-Cooled Condenser | Cube |  | 133 | 8.7 | 11.76 |  |  |  | Federally-Regulated Commercial & Industrial Equipment | 09/01/2016 |  | 09/08/2017
Manitowoc Ice, Inc. | Manitowoc | UR0240A-161 | Self-Contained | Air-Cooled Condenser | Cube |  | 154 | 8.9 | 10.78 |  |  |  | Federally-Regulated Commercial & Industrial Equipment | 09/01/2016 |  | 09/08/2017
Manitowoc Ice, Inc. | Manitowoc | UY0190A-261 | Self-Contained | Air-Cooled Condenser | Cube |  | 140 | 7.87 | 11.43 |  |  |  | Federally-Regulated Commercial & Industrial Equipment | 09/01/2016 |  | 09/08/2017
Manitowoc Ice, Inc. | Manitowoc | UR0240A-261 | Self-Contained | Air-Cooled Condenser | Cube |  | 154 | 7.55 | 10.78 |  |  |  | Federally-Regulated Commercial & Industrial Equipment | 09/01/2016 |  | 09/08/2017
Manitowoc Ice, Inc. | Manitowoc | UY0310A-261 | Self-Contained | Air-Cooled Condenser | Cube |  | 235 | 7.78 | 9.8 |  |  |  | Federally-Regulated Commercial & Industrial Equipment | 09/01/2016 |  | 09/08/2017
Manitowoc Ice, Inc. | Manitowoc | UY0140W-161 | Self-Contained | Water-Cooled Condenser | Cube |  | 104 | 9.42 | 9.42 | 9.4 | 187.7 |  | Federally-Regulated Commercial & Industrial Equipment | 09/01/2016 |  | 09/08/2017
Manitowoc Ice, Inc. | Manitowoc | UD0140W-161 | Self-Contained | Water-Cooled Condenser | Cube |  | 104 | 9.42 | 9.42 | 9.4 | 187.7 |  | Federally-Regulated Commercial & Industrial Equipment | 09/01/2016 |  | 09/08/2017
Manitowoc Ice, Inc. | Koolaire | KD0250A-161 | Ice-making Head | Air-Cooled Condenser | Cube |  | 222 | 7.5 | 8.35 |  |  |  | Federally-Regulated Commercial & Industrial Equipment | 02/24/2016 |  | 10/04/2017
Manitowoc Ice, Inc. | Koolaire | KY0420A-261 | Ice-making Head | Air-Cooled Condenser | Cube |  | 310 | 6.8 | 7.59 |  |  |  | Federally-Regulated Commercial & Industrial Equipment | 02/24/2016 |  | 10/04/2017
Manitowoc Ice, Inc. | Koolaire | KY0350A-261 | Ice-making Head | Air-Cooled Condenser | Cube |  | 320 | 6.2 | 7.51 |  |  |  | Federally-Regulated Commercial & Industrial Equipment | 02/24/2016 |  | 10/04/2017
Manitowoc Ice, Inc. | Koolaire | KD0500A-161 | Ice-making Head | Air-Cooled Condenser | Cube |  | 388 | 6 | 6.92 |  |  |  | Federally-Regulated Commercial & Industrial Equipment | 02/24/2016 |  | 10/04/2017
Manitowoc Ice, Inc. | Koolaire | KY0500A-161 | Ice-making Head | Air-Cooled Condenser | Cube |  | 405 | 5.8 | 6.78 |  |  |  | Federally-Regulated Commercial & Industrial Equipment | 02/24/2016 |  | 10/04/2017
Manitowoc Ice, Inc. | Koolaire | KD0420A-161 | Ice-making Head | Air-Cooled Condenser | Cube |  | 305 | 6.8 | 7.64 |  |  |  | Federally-Regulated Commercial & Industrial Equipment | 02/24/2016 |  | 10/04/2017
Manitowoc Ice, Inc. | Koolaire | KD0420A-261 | Ice-making Head | Air-Cooled Condenser | Cube |  | 305 | 6.8 | 7.64 |  |  |  | Federally-Regulated Commercial & Industrial Equipment | 02/24/2016 |  | 10/04/2017
Manitowoc Ice, Inc. | Koolaire | KY0420A-161 | Ice-making Head | Air-Cooled Condenser | Cube |  | 310 | 6.8 | 7.59 |  |  |  | Federally-Regulated Commercial & Industrial Equipment | 02/24/2016 |  | 10/04/2017
Manitowoc Ice, Inc. | Koolaire | KD0250A-261 | Ice-making Head | Air-Cooled Condenser | Cube |  | 222 | 7.5 | 8.35 |  |  |  | Federally-Regulated Commercial & Industrial Equipment | 02/24/2016 |  | 10/04/2017
Manitowoc Ice, Inc. | Koolaire | KY0250A-161 | Ice-making Head | Air-Cooled Condenser | Cube |  | 230 | 7.5 | 8.28 |  |  |  | Federally-Regulated Commercial & Industrial Equipment | 02/24/2016 |  | 10/04/2017
Manitowoc Ice, Inc. | Koolaire | KY0250A-261 | Ice-making Head | Air-Cooled Condenser | Cube |  | 230 | 7.5 | 8.28 |  |  |  | Federally-Regulated Commercial & Industrial Equipment | 02/24/2016 |  | 10/04/2017
Manitowoc Ice, Inc. | Koolaire | KD0350A-161 | Ice-making Head | Air-Cooled Condenser | Cube |  | 300 | 6.2 | 7.68 |  |  |  | Federally-Regulated Commercial & Industrial Equipment | 02/24/2016 |  | 10/04/2017
Manitowoc Ice, Inc. | Koolaire | KD0350A-261 | Ice-making Head | Air-Cooled Condenser | Cube |  | 300 | 6.2 | 7.68 |  |  |  | Federally-Regulated Commercial & Industrial Equipment | 02/24/2016 |  | 10/04/2017
Manitowoc Ice, Inc. | Koolaire | KY0350A-161 | Ice-making Head | Air-Cooled Condenser | Cube |  | 320 | 6.2 | 7.51 |  |  |  | Federally-Regulated Commercial & Industrial Equipment | 02/24/2016 |  | 10/04/2017
Manitowoc Ice, Inc. | Koolaire | KD0350W-161 | Ice-making Head | Water-Cooled Condenser | Cube |  | 305 | 5.2 | 6.12 | 5.2 | 193.3 |  | Federally-Regulated Commercial & Industrial Equipment | 02/24/2016 |  | 10/04/2017
Manitowoc Ice, Inc. | Koolaire | KD0350W-261 | Ice-making Head | Water-Cooled Condenser | Cube |  | 305 | 5.2 | 6.12 | 5.2 | 193.3 |  | Federally-Regulated Commercial & Industrial Equipment | 02/24/2016 |  | 10/04/2017
Manitowoc Ice, Inc. | Koolaire | KY0420W-161 | Ice-making Head | Water-Cooled Condenser | Cube |  | 302 | 6.1 | 6.14 | 6.1 | 193.4 |  | Federally-Regulated Commercial & Industrial Equipment | 02/24/2016 |  | 10/04/2017
Manitowoc Ice, Inc. | Koolaire | KY0420W-261 | Ice-making Head | Water-Cooled Condenser | Cube |  | 302 | 6.1 | 6.14 | 6.1 | 193.4 |  | Federally-Regulated Commercial & Industrial Equipment | 02/24/2016 |  | 10/04/2017
Manitowoc Ice, Inc. | Koolaire | KY0350W-161 | Ice-making Head | Water-Cooled Condenser | Cube |  | 310 | 5.2 | 6.1 | 5.2 | 193.2 |  | Federally-Regulated Commercial & Industrial Equipment | 02/24/2016 |  | 10/04/2017
Manitowoc Ice, Inc. | Koolaire | KY0350W-261 | Ice-making Head | Water-Cooled Condenser | Cube |  | 310 | 5.2 | 6.1 | 5.2 | 193.2 |  | Federally-Regulated Commercial & Industrial Equipment | 02/24/2016 |  | 10/04/2017
Manitowoc Ice, Inc. | Koolaire | KD0500W-161 | Ice-making Head | Water-Cooled Condenser | Cube |  | 428 | 4.7 | 5.45 | 4.7 | 190.6 |  | Federally-Regulated Commercial & Industrial Equipment | 02/24/2016 |  | 10/04/2017
Manitowoc Ice, Inc. | Koolaire | KY0500W-161 | Ice-making Head | Water-Cooled Condenser | Cube |  | 430 | 4.7 | 5.44 | 4.7 | 190.5 |  | Federally-Regulated Commercial & Industrial Equipment | 02/24/2016 |  | 10/04/2017
Manitowoc Ice, Inc. | Koolaire | KD0420W-161 | Ice-making Head | Water-Cooled Condenser | Cube |  | 302 | 6.1 | 6.14 | 6.1 | 193.4 |  | Federally-Regulated Commercial & Industrial Equipment | 02/24/2016 |  | 10/04/2017
Manitowoc Ice, Inc. | Koolaire | KD0420W-261 | Ice-making Head | Water-Cooled Condenser | Cube |  | 302 | 6.1 | 6.14 | 6.1 | 193.4 |  | Federally-Regulated Commercial & Industrial Equipment | 02/24/2016 |  | 10/04/2017
Hoshizaki America | Hoshizaki | KM-650MRJ*URC-5F | Remote Condensing w/o Remote C | Air-Cooled Condenser | Cube |  | 564 | 5.25 | 6.71 |  |  |  | Federally-Regulated Commercial & Industrial Equipment | 09/29/2017 |  | 10/12/2017
Hoshizaki America | Hoshizaki | KM-515MRJ*URC-5F | Remote Condensing w/o Remote C | Air-Cooled Condenser | Cube |  | 454 | 5.1 | 7.12 |  |  |  | Federally-Regulated Commercial & Industrial Equipment | 09/29/2017 |  | 10/12/2017
Hoshizaki America | Hoshizaki | KM-340MAJ | Ice-making Head | Air-Cooled Condenser | Cube |  | 315 | 5.65 | 7.55 |  |  |  | Federally-Regulated Commercial & Industrial Equipment | 09/29/2017 |  | 10/12/2017
Hoshizaki America | Hoshizaki | KM-650MAJ | Ice-making Head | Air-Cooled Condenser | Cube |  | 562 | 5.41 | 6.27 |  |  |  | Federally-Regulated Commercial & Industrial Equipment | 09/29/2017 |  | 10/12/2017
Hoshizaki America | Hoshizaki | KM-515MAJ | Ice-making Head | Air-Cooled Condenser | Cube |  | 450 | 5.3 | 6.4 |  |  |  | Federally-Regulated Commercial & Industrial Equipment | 09/29/2017 |  | 10/12/2017
Hoshizaki America | Hoshizaki | KM-340MWJ | Ice-making Head | Water-Cooled Condenser | Cube |  | 344 | 4.84 | 5.91 | 86 | 192.4 |  | Federally-Regulated Commercial & Industrial Equipment | 10/02/2017 |  | 10/12/2017
Hoshizaki America | Hoshizaki | KM-650MWJ | Ice-making Head | Water-Cooled Condenser | Cube |  | 635 | 4.4 | 4.88 | 145 | 186 |  | Federally-Regulated Commercial & Industrial Equipment | 09/29/2017 |  | 10/12/2017
Hoshizaki America | Hoshizaki | KM-515MWJ | Ice-making Head | Water-Cooled Condenser | Cube |  | 457 | 4.53 | 5.29 | 80 | 189.9 |  | Federally-Regulated Commercial & Industrial Equipment | 09/29/2017 |  | 10/12/2017
Hoshizaki America | Hoshizaki | KML-631MRH*URC-9F | Remote Condensing w/o Remote C | Air-Cooled Condenser | Cube |  | 600 | 5.3 | 6.57 |  |  |  | Federally-Regulated Commercial & Industrial Equipment | 02/22/2016 |  | 10/12/2017
Hoshizaki America | Hoshizaki | KM-2500SRH3*URC-23F | Remote Condensing w/o Remote C | Air-Cooled Condenser | Cube |  | 2235 | 4.5 | 5.1 |  |  |  | Federally-Regulated Commercial & Industrial Equipment | 02/22/2016 |  | 10/12/2017
Hoshizaki America | Hoshizaki | F-1001MLJ*RACK | Both Remote Condensing & Remot | Air-Cooled Condenser | Flake |  | 871 | 1.89 | 5.54 |  |  |  | Federally-Regulated Commercial & Industrial Equipment | 02/22/2016 |  | 10/12/2017
Hoshizaki America | Hoshizaki | KML-631MAH | Ice-making Head | Air-Cooled Condenser | Cube |  | 510 | 5.7 | 6.33 |  |  |  | Federally-Regulated Commercial & Industrial Equipment | 02/22/2016 |  | 10/12/2017
Hoshizaki America | Hoshizaki | F-801MAH | Ice-making Head | Air-Cooled Condenser | Flake |  | 568 | 4.33 | 6.27 |  |  |  | Federally-Regulated Commercial & Industrial Equipment | 08/18/2016 |  | 10/12/2017
Hoshizaki America | Hoshizaki | F-450MAH | Ice-making Head | Air-Cooled Condenser | Flake |  | 359 | 5.7 | 7.17 |  |  |  | Federally-Regulated Commercial & Industrial Equipment | 08/18/2016 |  | 10/12/2017
Hoshizaki America | Hoshizaki | F-450MAH-C | Ice-making Head | Air-Cooled Condenser | Flake |  | 312 | 6.69 | 7.58 |  |  |  | Federally-Regulated Commercial & Industrial Equipment | 08/18/2016 |  | 10/12/2017
Hoshizaki America | Hoshizaki | F-801MAH-C | Ice-making Head | Air-Cooled Condenser | Flake |  | 531 | 4.68 | 6.31 |  |  |  | Federally-Regulated Commercial & Industrial Equipment | 08/18/2016 |  | 10/12/2017
Hoshizaki America | Hoshizaki | F-1501MAH | Ice-making Head | Air-Cooled Condenser | Flake |  | 1110 | 4.03 | 5.67 |  |  |  | Federally-Regulated Commercial & Industrial Equipment | 02/22/2016 |  | 10/12/2017
Hoshizaki America | Hoshizaki | F-1501MAH-C | Ice-making Head | Air-Cooled Condenser | Flake |  | 939 | 5.36 | 5.86 |  |  |  | Federally-Regulated Commercial & Industrial Equipment | 02/22/2016 |  | 10/12/2017
Hoshizaki America | Hoshizaki | F-1001MAJ | Ice-making Head | Air-Cooled Condenser | Flake |  | 748 | 4.52 | 6.07 |  |  |  | Federally-Regulated Commercial & Industrial Equipment | 02/22/2016 |  | 10/12/2017
Hoshizaki America | Hoshizaki | F-1001MAJ-C | Ice-making Head | Air-Cooled Condenser | Flake |  | 656 | 5.27 | 6.17 |  |  |  | Federally-Regulated Commercial & Industrial Equipment | 02/22/2016 |  | 10/12/2017
Hoshizaki America | Hoshizaki | FD-1001MAJ-C | Ice-making Head | Air-Cooled Condenser | Flake |  | 677 | 4.79 | 6.15 |  |  |  | Federally-Regulated Commercial & Industrial Equipment | 02/22/2016 |  | 10/12/2017
Hoshizaki America | Hoshizaki | KML-351MWH | Ice-making Head | Water-Cooled Condenser | Cube |  | 307 | 5.41 | 6.11 | 143 | 193.2 |  | Federally-Regulated Commercial & Industrial Equipment | 07/20/2016 |  | 10/12/2017
Hoshizaki America | Hoshizaki | KML-631MWH | Ice-making Head | Water-Cooled Condenser | Cube |  | 620 | 4.2 | 4.9 | 120 | 186.4 |  | Federally-Regulated Commercial & Industrial Equipment | 07/20/2016 |  | 10/12/2017
Hoshizaki America | Hoshizaki | F-801MWH | Ice-making Head | Water-Cooled Condenser | Flake |  | 584 | 4.1 | 4.94 | 81 | 187.2 |  | Federally-Regulated Commercial & Industrial Equipment | 07/21/2016 |  | 10/12/2017
Hoshizaki America | Hoshizaki | F-801MWH-C | Ice-making Head | Water-Cooled Condenser | Flake |  | 556 | 4.29 | 4.97 | 85 | 187.8 |  | Federally-Regulated Commercial & Industrial Equipment | 07/21/2016 |  | 10/12/2017
Hoshizaki America | Hoshizaki | F-1501MWH | Ice-making Head | Water-Cooled Condenser | Flake |  | 1182 | 3.62 | 4.28 | 57 | 174 |  | Federally-Regulated Commercial & Industrial Equipment | 07/21/2016 |  | 10/12/2017
Hoshizaki America | Hoshizaki | F-1501MWH-C | Ice-making Head | Water-Cooled Condenser | Flake |  | 924 | 4.55 | 4.56 | 65 | 179.7 |  | Federally-Regulated Commercial & Industrial Equipment | 07/21/2016 |  | 10/12/2017
Hoshizaki America | Hoshizaki | F-1001MWJ | Ice-making Head | Water-Cooled Condenser | Flake |  | 750 | 4 | 4.76 | 125 | 183.5 |  | Federally-Regulated Commercial & Industrial Equipment | 07/21/2016 |  | 10/12/2017
Hoshizaki America | Hoshizaki | F-1001MWJ-C | Ice-making Head | Water-Cooled Condenser | Flake |  | 703 | 4.1 | 4.81 | 130 | 184.5 |  | Federally-Regulated Commercial & Industrial Equipment | 07/21/2016 |  | 10/12/2017
Hoshizaki America | Hoshizaki | DKM-500BAH | Self-Contained | Air-Cooled Condenser | Cube |  | 436 | 6.53 | 9.8 |  |  |  | Federally-Regulated Commercial & Industrial Equipment | 09/01/2016 |  | 10/12/2017
Hoshizaki America | Hoshizaki | F-300BAF | Self-Contained | Air-Cooled Condenser | Flake |  | 230 | 6.75 | 9.8 |  |  |  | Federally-Regulated Commercial & Industrial Equipment | 08/18/2016 |  | 10/12/2017
Hoshizaki America | Hoshizaki | F-330BAH | Self-Contained | Air-Cooled Condenser | Flake |  | 238 | 6.09 | 9.8 |  |  |  | Federally-Regulated Commercial & Industrial Equipment | 08/18/2016 |  | 10/12/2017
Hoshizaki America | Hoshizaki | F-500BAF | Self-Contained | Air-Cooled Condenser | Flake |  | 358 | 6.04 | 9.8 |  |  |  | Federally-Regulated Commercial & Industrial Equipment | 08/18/2016 |  | 10/12/2017
Hoshizaki America | Hoshizaki | F-330BAH-C | Self-Contained | Air-Cooled Condenser | Flake |  | 222 | 7.01 | 9.8 |  |  |  | Federally-Regulated Commercial & Industrial Equipment | 08/18/2016 |  | 10/12/2017
Hoshizaki America | Hoshizaki | KM-160BWJ | Self-Contained | Water-Cooled Condenser | Cube |  | 147 | 6.23 | 8.61 | 6.2 | 186.4 |  | Federally-Regulated Commercial & Industrial Equipment | 07/27/2017 |  | 10/19/2017
Hoshizaki America | Hoshizaki | KM-300BWJ | Self-Contained | Water-Cooled Condenser | Cube |  | 230 | 4.9 | 7.6 | 4.9 | 183.8 |  | Federally-Regulated Commercial & Industrial Equipment | 07/27/2017 |  | 10/19/2017
Hoshizaki America | Hoshizaki | F-1001MWJ | Ice-making Head | Water-Cooled Condenser | Flake |  | 750 | 4 | 4.76 | 4 | 183.5 |  | Federally-Regulated Commercial & Industrial Equipment | 10/12/2017 |  | 10/19/2017
Hoshizaki America | Hoshizaki | F-1001MWJ-C | Ice-making Head | Water-Cooled Condenser | Flake |  | 703 | 4.1 | 4.81 | 4.1 | 184.5 |  | Federally-Regulated Commercial & Industrial Equipment | 10/12/2017 |  | 10/19/2017
Hoshizaki America | Hoshizaki | F-1501MWH | Ice-making Head | Water-Cooled Condenser | Flake |  | 1182 | 3.62 | 4.28 | 3.6 | 174 |  | Federally-Regulated Commercial & Industrial Equipment | 10/12/2017 |  | 10/19/2017
Hoshizaki America | Hoshizaki | F-1501MWH-C | Ice-making Head | Water-Cooled Condenser | Flake |  | 924 | 4.55 | 4.56 | 4.6 | 179.7 |  | Federally-Regulated Commercial & Industrial Equipment | 10/12/2017 |  | 10/19/2017
Hoshizaki America | Hoshizaki | F-801MWH | Ice-making Head | Water-Cooled Condenser | Flake |  | 584 | 4.1 | 4.94 | 4.1 | 187.2 |  | Federally-Regulated Commercial & Industrial Equipment | 10/12/2017 |  | 10/19/2017
Hoshizaki America | Hoshizaki | F-801MWH-C | Ice-making Head | Water-Cooled Condenser | Flake |  | 556 | 4.29 | 4.97 | 4.3 | 187.8 |  | Federally-Regulated Commercial & Industrial Equipment | 10/12/2017 |  | 10/19/2017
Hoshizaki America | Hoshizaki | KM-340MWJ | Ice-making Head | Water-Cooled Condenser | Cube |  | 344 | 4.84 | 5.91 | 4.8 | 192.4 |  | Federally-Regulated Commercial & Industrial Equipment | 10/12/2017 |  | 10/19/2017
Hoshizaki America | Hoshizaki | KM-650MWJ | Ice-making Head | Water-Cooled Condenser | Cube |  | 635 | 4.4 | 4.88 | 4.4 | 186 |  | Federally-Regulated Commercial & Industrial Equipment | 10/12/2017 |  | 10/19/2017
Hoshizaki America | Hoshizaki | KM-515MWJ | Ice-making Head | Water-Cooled Condenser | Cube |  | 457 | 4.53 | 5.29 | 4.5 | 189.9 |  | Federally-Regulated Commercial & Industrial Equipment | 10/12/2017 |  | 10/19/2017
Hoshizaki America | Hoshizaki | KML-351MWH | Ice-making Head | Water-Cooled Condenser | Cube |  | 307 | 5.41 | 6.11 | 5.4 | 193.2 |  | Federally-Regulated Commercial & Industrial Equipment | 10/12/2017 |  | 10/19/2017
Hoshizaki America | Hoshizaki | KML-631MWH | Ice-making Head | Water-Cooled Condenser | Cube |  | 620 | 4.2 | 4.9 | 4.2 | 186.4 |  | Federally-Regulated Commercial & Industrial Equipment | 10/12/2017 |  | 10/19/2017
Manitowoc Ice, Inc. | Koolaire | KD1000N-261*KC1000-261 | Remote Condensing w/o Remote C | Air-Cooled Condenser | Cube |  | 724 | 5.4 | 6.1 |  |  |  | Federally-Regulated Commercial & Industrial Equipment | 02/24/2016 |  | 11/03/2017
Manitowoc Ice, Inc. | Koolaire | KY1000N-261*KC1000-261 | Remote Condensing w/o Remote C | Air-Cooled Condenser | Cube |  | 770 | 5.4 | 5.92 |  |  |  | Federally-Regulated Commercial & Industrial Equipment | 02/24/2016 |  | 11/03/2017
Manitowoc Ice, Inc. | Koolaire | KD1350N-261*KC1350-261 | Remote Condensing w/o Remote C | Air-Cooled Condenser | Cube |  | 1190 | 5 | 5.1 |  |  |  | Federally-Regulated Commercial & Industrial Equipment | 02/24/2016 |  | 11/03/2017
Manitowoc Ice, Inc. | Koolaire | KD1350N-263*KC1350-261 | Remote Condensing w/o Remote C | Air-Cooled Condenser | Cube |  | 1190 | 5 | 5.1 |  |  |  | Federally-Regulated Commercial & Industrial Equipment | 02/24/2016 |  | 11/03/2017
Manitowoc Ice, Inc. | Koolaire | KY1350N-261*KC1350-261 | Remote Condensing w/o Remote C | Air-Cooled Condenser | Cube |  | 1200 | 5 | 5.1 |  |  |  | Federally-Regulated Commercial & Industrial Equipment | 02/24/2016 |  | 11/03/2017
Manitowoc Ice, Inc. | Koolaire | KY1350N-263*KC1350-261 | Remote Condensing w/o Remote C | Air-Cooled Condenser | Cube |  | 1200 | 5 | 5.1 |  |  |  | Federally-Regulated Commercial & Industrial Equipment | 02/24/2016 |  | 11/03/2017
Manitowoc Ice, Inc. | Koolaire | KY1350A-261 | Ice-making Head | Air-Cooled Condenser | Cube |  | 1145 | 5.3 | 5.63 |  |  |  | Federally-Regulated Commercial & Industrial Equipment | 02/24/2016 |  | 11/03/2017
Manitowoc Ice, Inc. | Koolaire | KY1350A-263 | Ice-making Head | Air-Cooled Condenser | Cube |  | 1145 | 5.3 | 5.63 |  |  |  | Federally-Regulated Commercial & Industrial Equipment | 02/24/2016 |  | 11/03/2017
Manitowoc Ice, Inc. | Koolaire | KD0600A-261 | Ice-making Head | Air-Cooled Condenser | Cube |  | 485 | 6 | 6.36 |  |  |  | Federally-Regulated Commercial & Industrial Equipment | 02/24/2016 |  | 11/03/2017
Manitowoc Ice, Inc. | Koolaire | KY0600A-261 | Ice-making Head | Air-Cooled Condenser | Cube |  | 538 | 6 | 6.3 |  |  |  | Federally-Regulated Commercial & Industrial Equipment | 02/24/2016 |  | 11/03/2017
Manitowoc Ice, Inc. | Koolaire | KD1000A-261 | Ice-making Head | Air-Cooled Condenser | Cube |  | 714 | 6.1 | 6.1 |  |  |  | Federally-Regulated Commercial & Industrial Equipment | 02/24/2016 |  | 11/03/2017
Manitowoc Ice, Inc. | Koolaire | KY1000A-261 | Ice-making Head | Air-Cooled Condenser | Cube |  | 714 | 6.1 | 6.1 |  |  |  | Federally-Regulated Commercial & Industrial Equipment | 02/24/2016 |  | 11/03/2017
Manitowoc Ice, Inc. | Koolaire | KD1350A-261 | Ice-making Head | Air-Cooled Condenser | Cube |  | 1100 | 5.3 | 5.68 |  |  |  | Federally-Regulated Commercial & Industrial Equipment | 02/24/2016 |  | 11/03/2017
Manitowoc Ice, Inc. | Koolaire | KD1350A-263 | Ice-making Head | Air-Cooled Condenser | Cube |  | 1100 | 5.3 | 5.68 |  |  |  | Federally-Regulated Commercial & Industrial Equipment | 02/24/2016 |  | 11/03/2017
Manitowoc Ice, Inc. | Koolaire | KD0600W-261 | Ice-making Head | Water-Cooled Condenser | Cube |  | 494 | 5 | 5.08 | 5 | 189.1 |  | Federally-Regulated Commercial & Industrial Equipment | 02/24/2016 |  | 11/03/2017
Manitowoc Ice, Inc. | Koolaire | KY0600W-261 | Ice-making Head | Water-Cooled Condenser | Cube |  | 510 | 5 | 5.02 | 5 | 188.8 |  | Federally-Regulated Commercial & Industrial Equipment | 02/24/2016 |  | 11/03/2017
Manitowoc Ice, Inc. | Koolaire | KD1000W-261 | Ice-making Head | Water-Cooled Condenser | Cube |  | 730 | 4.75 | 4.78 | 4.8 | 183.9 |  | Federally-Regulated Commercial & Industrial Equipment | 02/24/2016 |  | 11/03/2017
Manitowoc Ice, Inc. | Koolaire | KY1000W-261 | Ice-making Head | Water-Cooled Condenser | Cube |  | 730 | 4.75 | 4.78 | 4.8 | 183.9 |  | Federally-Regulated Commercial & Industrial Equipment | 02/24/2016 |  | 11/03/2017
Manitowoc Ice, Inc. | Koolaire | KD1350W-261 | Ice-making Head | Water-Cooled Condenser | Cube |  | 1200 | 4.1 | 4.26 | 4.1 | 173.6 |  | Federally-Regulated Commercial & Industrial Equipment | 02/24/2016 |  | 11/03/2017
Manitowoc Ice, Inc. | Koolaire | KD1350W-263 | Ice-making Head | Water-Cooled Condenser | Cube |  | 1200 | 4.1 | 4.26 | 4.1 | 173.6 |  | Federally-Regulated Commercial & Industrial Equipment | 02/24/2016 |  | 11/03/2017
Manitowoc Ice, Inc. | Koolaire | KY1350W-261 | Ice-making Head | Water-Cooled Condenser | Cube |  | 1225 | 4.1 | 4.23 | 4.1 | 173 |  | Federally-Regulated Commercial & Industrial Equipment | 02/24/2016 |  | 11/03/2017
Manitowoc Ice, Inc. | Koolaire | KY1350W-263 | Ice-making Head | Water-Cooled Condenser | Cube |  | 1225 | 4.1 | 4.23 | 4.1 | 173 |  | Federally-Regulated Commercial & Industrial Equipment | 02/24/2016 |  | 11/03/2017
Manitowoc Ice, Inc. | Manitowoc | IR-1890N-261*JC-1395-261 | Remote Condensing w/o Remote C | Air-Cooled Condenser | Cube |  | 1420 | 4.99 | 5.1 |  |  |  | Federally-Regulated Commercial & Industrial Equipment | 02/24/2016 |  | 11/03/2017
Manitowoc Ice, Inc. | Manitowoc | IR-1890N3-263*JC-1395-261 | Remote Condensing w/o Remote C | Air-Cooled Condenser | Cube |  | 1420 | 4.99 | 5.1 |  |  |  | Federally-Regulated Commercial & Industrial Equipment | 02/24/2016 |  | 11/03/2017
Manitowoc Ice, Inc. | Manitowoc | ID-1892N-261*JC-1395-261 | Remote Condensing w/o Remote C | Air-Cooled Condenser | Cube |  | 1495 | 4.96 | 5.1 |  |  |  | Federally-Regulated Commercial & Industrial Equipment | 02/24/2016 |  | 11/03/2017
Manitowoc Ice, Inc. | Manitowoc | ID-1892N3-263*JC-1395-261 | Remote Condensing w/o Remote C | Air-Cooled Condenser | Cube |  | 1495 | 4.96 | 5.1 |  |  |  | Federally-Regulated Commercial & Industrial Equipment | 02/24/2016 |  | 11/03/2017
Manitowoc Ice, Inc. | Manitowoc | IY-1894N-261*JC-1395-261 | Remote Condensing w/o Remote C | Air-Cooled Condenser | Cube |  | 1465 | 5.06 | 5.1 |  |  |  | Federally-Regulated Commercial & Industrial Equipment | 02/24/2016 |  | 11/03/2017
Manitowoc Ice, Inc. | Manitowoc | IY-1894N3-263*JC-1395-261 | Remote Condensing w/o Remote C | Air-Cooled Condenser | Cube |  | 1465 | 5.06 | 5.1 |  |  |  | Federally-Regulated Commercial & Industrial Equipment | 02/24/2016 |  | 11/03/2017
Manitowoc Ice, Inc. | Manitowoc | ID1496N-261*JC1395-261 | Remote Condensing w/o Remote C | Air-Cooled Condenser | Cube |  | 1295 | 4.23 | 5.1 |  |  |  | Federally-Regulated Commercial & Industrial Equipment | 02/24/2016 |  | 11/03/2017
Manitowoc Ice, Inc. | Manitowoc | IY1496N-261*JC1395-261 | Remote Condensing w/o Remote C | Air-Cooled Condenser | Cube |  | 1305 | 4.23 | 5.1 |  |  |  | Federally-Regulated Commercial & Industrial Equipment | 02/24/2016 |  | 11/03/2017
Manitowoc Ice, Inc. | Manitowoc | IY1496N3-263*JC1395-261 | Remote Condensing w/o Remote C | Air-Cooled Condenser | Cube |  | 1305 | 4.23 | 5.1 |  |  |  | Federally-Regulated Commercial & Industrial Equipment | 02/24/2016 |  | 11/03/2017
Manitowoc Ice, Inc. | Manitowoc | IR-1800A-261 | Ice-making Head | Air-Cooled Condenser | Cube |  | 1430 | 5.07 | 5.32 |  |  |  | Federally-Regulated Commercial & Industrial Equipment | 02/24/2016 |  | 11/03/2017
Manitowoc Ice, Inc. | Manitowoc | IR-1800A3-263 | Ice-making Head | Air-Cooled Condenser | Cube |  | 1430 | 5.07 | 5.32 |  |  |  | Federally-Regulated Commercial & Industrial Equipment | 02/24/2016 |  | 11/03/2017
Manitowoc Ice, Inc. | Manitowoc | ID-1802A-261 | Ice-making Head | Air-Cooled Condenser | Cube |  | 1430 | 5.16 | 5.32 |  |  |  | Federally-Regulated Commercial & Industrial Equipment | 02/24/2016 |  | 11/03/2017
Manitowoc Ice, Inc. | Manitowoc | ID-1802A3-263 | Ice-making Head | Air-Cooled Condenser | Cube |  | 1430 | 5.16 | 5.32 |  |  |  | Federally-Regulated Commercial & Industrial Equipment | 02/24/2016 |  | 11/03/2017
Manitowoc Ice, Inc. | Manitowoc | IY-1804A-261 | Ice-making Head | Air-Cooled Condenser | Cube |  | 1455 | 5.27 | 5.29 |  |  |  | Federally-Regulated Commercial & Industrial Equipment | 02/24/2016 |  | 11/03/2017
Manitowoc Ice, Inc. | Manitowoc | IY-1804A3-263 | Ice-making Head | Air-Cooled Condenser | Cube |  | 1455 | 5.27 | 5.29 |  |  |  | Federally-Regulated Commercial & Industrial Equipment | 02/24/2016 |  | 11/03/2017
Manitowoc Ice, Inc. | Manitowoc | ID1406A-261 | Ice-making Head | Air-Cooled Condenser | Cube |  | 1235 | 4.52 | 5.53 |  |  |  | Federally-Regulated Commercial & Industrial Equipment | 02/24/2016 |  | 11/03/2017
Manitowoc Ice, Inc. | Manitowoc | ID1406A3-263 | Ice-making Head | Air-Cooled Condenser | Cube |  | 1235 | 4.52 | 5.53 |  |  |  | Federally-Regulated Commercial & Industrial Equipment | 02/24/2016 |  | 11/03/2017
Manitowoc Ice, Inc. | Manitowoc | IY1406A-261 | Ice-making Head | Air-Cooled Condenser | Cube |  | 1308 | 4.32 | 5.45 |  |  |  | Federally-Regulated Commercial & Industrial Equipment | 02/24/2016 |  | 11/03/2017
Manitowoc Ice, Inc. | Manitowoc | IY1406A3-263 | Ice-making Head | Air-Cooled Condenser | Cube |  | 1308 | 4.32 | 5.45 |  |  |  | Federally-Regulated Commercial & Industrial Equipment | 02/24/2016 |  | 11/03/2017
Manitowoc Ice, Inc. | Manitowoc | ID-1803W-261 | Ice-making Head | Water-Cooled Condenser | Cube |  | 1640 | 3.93 | 4 | 3.9 | 163.9 |  | Federally-Regulated Commercial & Industrial Equipment | 02/24/2016 |  | 11/03/2017
Manitowoc Ice, Inc. | Manitowoc | ID-1803W3-263 | Ice-making Head | Water-Cooled Condenser | Cube |  | 1640 | 3.93 | 4 | 3.9 | 163.9 |  | Federally-Regulated Commercial & Industrial Equipment | 02/24/2016 |  | 11/03/2017
Manitowoc Ice, Inc. | Manitowoc | IY-1805W-261 | Ice-making Head | Water-Cooled Condenser | Cube |  | 1650 | 3.92 | 4 | 3.9 | 163.7 |  | Federally-Regulated Commercial & Industrial Equipment | 02/24/2016 |  | 11/03/2017
Manitowoc Ice, Inc. | Manitowoc | IY-1805W3-263 | Ice-making Head | Water-Cooled Condenser | Cube |  | 1650 | 3.92 | 4 | 3.9 | 163.7 |  | Federally-Regulated Commercial & Industrial Equipment | 02/24/2016 |  | 11/03/2017
Manitowoc Ice, Inc. | Manitowoc | ID1406W-261 | Ice-making Head | Water-Cooled Condenser | Cube |  | 1325 | 3.75 | 4.12 | 3.8 | 170.8 |  | Federally-Regulated Commercial & Industrial Equipment | 02/24/2016 |  | 11/03/2017
Manitowoc Ice, Inc. | Manitowoc | ID1406W3-263 | Ice-making Head | Water-Cooled Condenser | Cube |  | 1325 | 3.75 | 4.12 | 3.8 | 170.8 |  | Federally-Regulated Commercial & Industrial Equipment | 02/24/2016 |  | 11/03/2017
Manitowoc Ice, Inc. | Manitowoc | IY1406W-261 | Ice-making Head | Water-Cooled Condenser | Cube |  | 1357 | 3.62 | 4.09 | 3.6 | 170.1 |  | Federally-Regulated Commercial & Industrial Equipment | 02/24/2016 |  | 11/03/2017
Manitowoc Ice, Inc. | Manitowoc | IY1406W3-263 | Ice-making Head | Water-Cooled Condenser | Cube |  | 1357 | 3.62 | 4.09 | 3.6 | 170.1 |  | Federally-Regulated Commercial & Industrial Equipment | 02/24/2016 |  | 11/03/2017
Scotsman Ice Systems | Scotsman | C0522MA-1#, -32# | Ice-making Head | Air-Cooled Condenser | Cube |  | 380 | 6.7 | 6.99 |  |  |  | Federally-Regulated Commercial & Industrial Equipment | 11/02/2016 |  | 11/03/2017
Scotsman Ice Systems | Scotsman | C0722MA-32# | Ice-making Head | Air-Cooled Condenser | Cube |  | 590 | 5.9 | 6.24 |  |  |  | Federally-Regulated Commercial & Industrial Equipment | 11/02/2016 |  | 11/03/2017
Scotsman Ice Systems | Scotsman | C0722SA-32# | Ice-making Head | Air-Cooled Condenser | Cube |  | 590 | 5.9 | 6.24 |  |  |  | Federally-Regulated Commercial & Industrial Equipment | 11/02/2016 |  | 11/03/2017
Scotsman Ice Systems | Scotsman | C0522MW-1# | Ice-making Head | Water-Cooled Condenser | Cube |  | 456 | 4.7 | 5.29 | 4.7 | 190 |  | Federally-Regulated Commercial & Industrial Equipment | 11/02/2016 |  | 11/03/2017
Hoshizaki America | Hoshizaki | KM-1900SAJ3 | Ice-making Head | Air-Cooled Condenser | Cube |  | 1675 | 3.9 | 5.05 |  |  |  | Federally-Regulated Commercial & Industrial Equipment | 10/05/2017 |  | 11/03/2017
Hoshizaki America | Hoshizaki | KM-1900SAJ | Ice-making Head | Air-Cooled Condenser | Cube |  | 1675 | 3.9 | 5.05 |  |  |  | Federally-Regulated Commercial & Industrial Equipment | 10/10/2017 |  | 11/03/2017
Hoshizaki America | Hoshizaki | KM-901MAJ | Ice-making Head | Air-Cooled Condenser | Cube |  | 753 | 5 | 6.06 |  |  |  | Federally-Regulated Commercial & Industrial Equipment | 10/27/2017 |  | 11/03/2017
Hoshizaki America | Hoshizaki | KM-1900SWJ | Ice-making Head | Water-Cooled Condenser | Cube |  | 1875 | 3.2 | 4 | 85 | 158.8 |  | Federally-Regulated Commercial & Industrial Equipment | 10/10/2017 |  | 11/03/2017
Hoshizaki America | Hoshizaki | KM-1900SWJ3 | Ice-making Head | Water-Cooled Condenser | Cube |  | 1875 | 3.2 | 4 | 85 | 158.8 |  | Federally-Regulated Commercial & Industrial Equipment | 10/10/2017 |  | 11/03/2017
Hoshizaki America | Hoshizaki | KM-901MWJ | Ice-making Head | Water-Cooled Condenser | Cube |  | 870 | 3.56 | 4.62 | 3.6 | 180.9 |  | Federally-Regulated Commercial & Industrial Equipment | 11/03/2017 |  | 11/15/2017
Hoshizaki America | Hoshizaki | KM-1900SWJ | Ice-making Head | Water-Cooled Condenser | Cube |  | 1875 | 3.2 | 4 | 3.2 | 158.8 |  | Federally-Regulated Commercial & Industrial Equipment | 11/03/2017 |  | 11/15/2017
Hoshizaki America | Hoshizaki | KM-1900SWJ3 | Ice-making Head | Water-Cooled Condenser | Cube |  | 1875 | 3.2 | 4 | 3.2 | 158.8 |  | Federally-Regulated Commercial & Industrial Equipment | 11/03/2017 |  | 11/15/2017
Hoshizaki America | Hoshizaki | KM-1100MAJ | Ice-making Head | Air-Cooled Condenser | Cube |  | 935 | 4.9 | 5.86 |  |  |  | Federally-Regulated Commercial & Industrial Equipment | 12/07/2017 |  | 01/08/2018
Hoshizaki America | Hoshizaki | KM-1100MWJ | Ice-making Head | Water-Cooled Condenser | Cube |  | 1006 | 4 | 4.47 | 107 | 177.9 |  | Federally-Regulated Commercial & Industrial Equipment | 12/04/2017 |  | 01/08/2018
Hoshizaki America | Hoshizaki | KM-650MRH*URC-5F | Remote Condensing w/o Remote C | Air-Cooled Condenser | Cube |  | 564 | 5.6 | 6.71 |  |  |  | Federally-Regulated Commercial & Industrial Equipment | 02/22/2016 |  | 01/08/2018
Hoshizaki America | Hoshizaki | KM-901MRH*URC-9F | Remote Condensing w/o Remote C | Air-Cooled Condenser | Cube |  | 785 | 5.4 | 5.87 |  |  |  | Federally-Regulated Commercial & Industrial Equipment | 02/22/2016 |  | 01/08/2018
Hoshizaki America | Hoshizaki | KM-1301SRH*URC-14F | Remote Condensing w/o Remote C | Air-Cooled Condenser | Cube |  | 1222 | 4.1 | 5.1 |  |  |  | Federally-Regulated Commercial & Industrial Equipment | 02/22/2016 |  | 01/08/2018
Hoshizaki America | Hoshizaki | KM-1301SRH3*URC-14F | Remote Condensing w/o Remote C | Air-Cooled Condenser | Cube |  | 1197 | 4.3 | 5.1 |  |  |  | Federally-Regulated Commercial & Industrial Equipment | 02/22/2016 |  | 01/08/2018
Hoshizaki America | Hoshizaki | KM-1100MRH*URC-14F | Remote Condensing w/o Remote C | Air-Cooled Condenser | Cube |  | 1027 | 4.66 | 5.1 |  |  |  | Federally-Regulated Commercial & Industrial Equipment | 02/22/2016 |  | 01/08/2018
Hoshizaki America | Hoshizaki | KM-515MAH | Ice-making Head | Air-Cooled Condenser | Cube |  | 450 | 5.9 | 6.4 |  |  |  | Federally-Regulated Commercial & Industrial Equipment | 02/22/2016 |  | 01/08/2018
Hoshizaki America | Hoshizaki | KM-650MAH | Ice-making Head | Air-Cooled Condenser | Cube |  | 562 | 5.51 | 6.27 |  |  |  | Federally-Regulated Commercial & Industrial Equipment | 02/22/2016 |  | 01/08/2018
Hoshizaki America | Hoshizaki | KM-1301SAH | Ice-making Head | Air-Cooled Condenser | Cube |  | 1164 | 4.63 | 5.61 |  |  |  | Federally-Regulated Commercial & Industrial Equipment | 02/22/2016 |  | 01/08/2018
Hoshizaki America | Hoshizaki | KM-901MAH | Ice-making Head | Air-Cooled Condenser | Cube |  | 813 | 5.1 | 6 |  |  |  | Federally-Regulated Commercial & Industrial Equipment | 02/22/2016 |  | 01/08/2018
Hoshizaki America | Hoshizaki | KM-340MAH | Ice-making Head | Air-Cooled Condenser | Cube |  | 325 | 5.99 | 7.46 |  |  |  | Federally-Regulated Commercial & Industrial Equipment | 02/22/2016 |  | 01/08/2018
Hoshizaki America | Hoshizaki | KML-250MWH | Ice-making Head | Water-Cooled Condenser | Cube |  | 289 | 5.9 | 6.21 | 110 | 193.6 |  | Federally-Regulated Commercial & Industrial Equipment | 07/20/2016 |  | 01/08/2018
Hoshizaki America | Hoshizaki | KM-515MWH | Ice-making Head | Water-Cooled Condenser | Cube |  | 446 | 5.14 | 5.35 | 106 | 190.2 |  | Federally-Regulated Commercial & Industrial Equipment | 07/20/2016 |  | 01/08/2018
Hoshizaki America | Hoshizaki | KM-650MWH | Ice-making Head | Water-Cooled Condenser | Cube |  | 654 | 4.16 | 4.86 | 153 | 185.6 |  | Federally-Regulated Commercial & Industrial Equipment | 07/20/2016 |  | 01/08/2018
Hoshizaki America | Hoshizaki | KM-1601SWH | Ice-making Head | Water-Cooled Condenser | Cube |  | 1500 | 3.91 | 4 | 111 | 167 |  | Federally-Regulated Commercial & Industrial Equipment | 07/20/2016 |  | 01/08/2018
Hoshizaki America | Hoshizaki | KM-1301SWH | Ice-making Head | Water-Cooled Condenser | Cube |  | 1276 | 3.44 | 4.18 | 124 | 171.9 |  | Federally-Regulated Commercial & Industrial Equipment | 07/20/2016 |  | 01/08/2018
Hoshizaki America | Hoshizaki | KM-1301SWH3 | Ice-making Head | Water-Cooled Condenser | Cube |  | 1251 | 3.31 | 4.2 | 130 | 172.5 |  | Federally-Regulated Commercial & Industrial Equipment | 07/20/2016 |  | 01/08/2018
Scotsman Ice Systems | Scotsman | MDT2C12A-1# | Self-Contained | Air-Cooled Condenser | Flake |  | 198 | 7 | 9.8 |  |  |  | Federally-Regulated Commercial & Industrial Equipment | 02/08/2017 |  | 01/08/2018
Scotsman Ice Systems | Scotsman | MDT3F12A-1# | Self-Contained | Air-Cooled Condenser | Flake |  | 250 | 6 | 9.8 |  |  |  | Federally-Regulated Commercial & Industrial Equipment | 02/08/2017 |  | 01/08/2018
Scotsman Ice Systems | Scotsman | MDT4F12A-1# | Self-Contained | Air-Cooled Condenser | Flake |  | 351 | 6 | 9.8 |  |  |  | Federally-Regulated Commercial & Industrial Equipment | 02/08/2017 |  | 01/08/2018
Scotsman Ice Systems | Scotsman | MDT5N25AS-1# | Self-Contained | Air-Cooled Condenser | Flake |  | 365 | 6.8 | 9.8 |  |  |  | Federally-Regulated Commercial & Industrial Equipment | 02/08/2017 |  | 01/08/2018
Scotsman Ice Systems | Scotsman | MDT5N40AS-1# | Self-Contained | Air-Cooled Condenser | Flake |  | 365 | 6.8 | 9.8 |  |  |  | Federally-Regulated Commercial & Industrial Equipment | 02/08/2017 |  | 01/08/2018
Scotsman Ice Systems | Scotsman | MDT6N90AS-1# | Self-Contained | Air-Cooled Condenser | Flake |  | 520 | 5.6 | 9.8 |  |  |  | Federally-Regulated Commercial & Industrial Equipment | 02/08/2017 |  | 01/08/2018
Scotsman Ice Systems | Scotsman | MDT5N25WS-1# | Self-Contained | Water-Cooled Condenser | Flake |  | 455 | 4 | 7.6 | 4 | 176.7 |  | Federally-Regulated Commercial & Industrial Equipment | 02/08/2017 |  | 01/08/2018
Scotsman Ice Systems | Scotsman | MDT5N40WS-1# | Self-Contained | Water-Cooled Condenser | Flake |  | 455 | 4 | 7.6 | 4 | 176.7 |  | Federally-Regulated Commercial & Industrial Equipment | 02/08/2017 |  | 01/08/2018
Follett Products, LLC | Maestro | 50HT400W | Self-Contained | Water-Cooled Condenser | Other |  | 317 | 5.49 | 7.6 | 72.8 | 181 |  | Non Federally-Regulated | 01/05/2009 |  | 01/26/2018
Follett Products, LLC | Maestro | 50CR400A | Self-Contained | Air-Cooled Condenser | Other |  | 325 | 5.89 | 9.8 |  |  |  | Non Federally-Regulated | 01/05/2009 |  | 01/26/2018
Follett Products, LLC | Horizon | HCC1000R*** | Both Remote Condensing & Remot | Air-Cooled Condenser | Other |  | 771 | 5.12 | 5.92 |  |  |  | Non Federally-Regulated | 02/29/2008 |  | 01/26/2018
Follett Products, LLC | Maestro | 25CT400A | Self-Contained | Air-Cooled Condenser | Other |  | 325 | 5.89 | 9.8 |  |  |  | Non Federally-Regulated | 01/05/2009 |  | 01/26/2018
Follett Products, LLC | Maestro | 12HI400W | Self-Contained | Water-Cooled Condenser | Other |  | 317 | 5.49 | 7.6 | 72.8 | 181 |  | Non Federally-Regulated | 01/05/2009 |  | 01/26/2018
Follett Products, LLC | Follett | HCD1800R | Both Remote Condensing & Remot | Air-Cooled Condenser | Flake |  | 1436 | 4.7 | 5.3 |  |  |  | Federally-Regulated Commercial & Industrial Equipment | 09/19/2011 |  | 01/26/2018
Follett Products, LLC | Maestro | R400A | Ice-making Head | Air-Cooled Condenser | Other |  | 325 | 5.89 | 7.47 |  |  |  | Non Federally-Regulated | 01/05/2009 |  | 01/26/2018
Follett Products, LLC | Horizon | HCC1400A*** | Ice-making Head | Air-Cooled Condenser | Other |  | 1126 | 5.07 | 5.65 |  |  |  | Non Federally-Regulated | 02/29/2008 |  | 01/26/2018
Follett Products, LLC | Maestro | 12HI400A | Self-Contained | Air-Cooled Condenser | Other |  | 325 | 5.89 | 9.8 |  |  |  | Non Federally-Regulated | 01/05/2009 |  | 01/26/2018
Follett Products, LLC | Maestro | 110CT400W | Self-Contained | Water-Cooled Condenser | Other |  | 317 | 5.49 | 7.6 | 72.8 | 181 |  | Non Federally-Regulated | 01/05/2009 |  | 01/26/2018
Follett Products, LLC | Maestro | 25FB400W | Self-Contained | Water-Cooled Condenser | Other |  | 317 | 5.49 | 7.6 | 72.8 | 181 |  | Non Federally-Regulated | 01/05/2009 |  | 01/26/2018
Follett Products, LLC | Maestro | R400W | Ice-making Head | Water-Cooled Condenser | Other |  | 317 | 5.49 | 6.06 | 72.8 | 193 |  | Non Federally-Regulated | 01/05/2009 |  | 01/26/2018
Follett Products, LLC | Follett | 7UC100A | Ice-making Head | Air-Cooled Condenser | Flake |  | 100 | 6.9 | 9.4 |  |  |  | Federally-Regulated Commercial & Industrial Equipment | 09/19/2011 |  | 01/26/2018
Follett Products, LLC | Maestro | 50CT400W | Self-Contained | Water-Cooled Condenser | Other |  | 317 | 5.49 | 7.6 | 72.8 | 181 |  | Non Federally-Regulated | 01/05/2009 |  | 01/26/2018
Follett Products, LLC | Maestro | 25HR400A | Self-Contained | Air-Cooled Condenser | Other |  | 325 | 5.89 | 9.8 |  |  |  | Non Federally-Regulated | 01/05/2009 |  | 01/26/2018
Follett Products, LLC | Maestro | 110FB400W | Self-Contained | Water-Cooled Condenser | Other |  | 317 | 5.49 | 7.6 | 72.8 | 181 |  | Non Federally-Regulated | 01/05/2009 |  | 01/26/2018
Follett Products, LLC | Maestro | 110FB400A | Self-Contained | Air-Cooled Condenser | Other |  | 325 | 5.89 | 9.8 |  |  |  | Non Federally-Regulated | 01/05/2009 |  | 01/26/2018
Follett Products, LLC | Maestro | 50HR400A | Self-Contained | Air-Cooled Condenser | Other |  | 325 | 5.89 | 9.8 |  |  |  | Non Federally-Regulated | 01/05/2009 |  | 01/26/2018
Follett Products, LLC | Maestro | 25HT400W | Self-Contained | Water-Cooled Condenser | Other |  | 317 | 5.49 | 7.6 | 72.8 | 181 |  | Non Federally-Regulated | 01/05/2009 |  | 01/26/2018
Follett Products, LLC | Maestro | 110CT400A | Self-Contained | Air-Cooled Condenser | Other |  | 325 | 5.89 | 9.8 |  |  |  | Non Federally-Regulated | 01/05/2009 |  | 01/26/2018
Follett Products, LLC | Maestro | 110CR400A | Self-Contained | Air-Cooled Condenser | Other |  | 325 | 5.89 | 9.8 |  |  |  | Non Federally-Regulated | 01/05/2009 |  | 01/26/2018
Follett Products, LLC | Maestro | 50CR400W | Self-Contained | Water-Cooled Condenser | Other |  | 317 | 5.49 | 7.6 | 72.8 | 181 |  | Non Federally-Regulated | 01/05/2009 |  | 01/26/2018
Follett Products, LLC | Maestro | 25CR400W | Self-Contained | Water-Cooled Condenser | Other |  | 317 | 5.49 | 7.6 | 72.8 | 181 |  | Non Federally-Regulated | 01/05/2009 |  | 01/26/2018
Follett Products, LLC | Follett | 7FS100A | Ice-making Head | Air-Cooled Condenser | Flake |  | 100 | 6.9 | 9.4 |  |  |  | Federally-Regulated Commercial & Industrial Equipment | 09/19/2011 |  | 01/26/2018
Follett Products, LLC | Maestro | 50HR400W | Self-Contained | Water-Cooled Condenser | Other |  | 317 | 5.49 | 7.6 | 72.8 | 181 |  | Non Federally-Regulated | 01/05/2009 |  | 01/26/2018
Follett Products, LLC | Horizon | HCC1000*** | Ice-making Head | Air-Cooled Condenser | Other |  | 882 | 5.08 | 5.92 |  |  |  | Non Federally-Regulated | 02/29/2008 |  | 01/26/2018
Follett Products, LLC | Maestro | 12CI400A | Self-Contained | Air-Cooled Condenser | Other |  | 325 | 5.89 | 9.8 |  |  |  | Non Federally-Regulated | 01/05/2009 |  | 01/26/2018
Follett Products, LLC | Maestro | MFD400A | Ice-making Head | Air-Cooled Condenser | Other |  | 325 | 5.89 | 7.47 |  |  |  | Non Federally-Regulated | 01/05/2009 |  | 01/26/2018
Follett Products, LLC | Maestro | MCD400W | Ice-making Head | Water-Cooled Condenser | Other |  | 317 | 5.49 | 6.06 | 72.8 | 193 |  | Non Federally-Regulated | 01/05/2009 |  | 01/26/2018
Follett Products, LLC | Follett | 7CI100A | Ice-making Head | Air-Cooled Condenser | Flake |  | 100 | 6.9 | 9.4 |  |  |  | Federally-Regulated Commercial & Industrial Equipment | 09/19/2011 |  | 01/26/2018
Follett Products, LLC | Maestro | 25CT400W | Self-Contained | Water-Cooled Condenser | Other |  | 317 | 5.49 | 7.6 | 72.8 | 181 |  | Non Federally-Regulated | 01/05/2009 |  | 01/26/2018
Follett Products, LLC | Maestro | 25CI400W | Self-Contained | Water-Cooled Condenser | Other |  | 317 | 5.49 | 7.6 | 72.8 | 181 |  | Non Federally-Regulated | 01/05/2009 |  | 01/26/2018
Follett Products, LLC | Maestro | 50HB400A | Self-Contained | Air-Cooled Condenser | Other |  | 325 | 5.89 | 9.8 |  |  |  | Non Federally-Regulated | 01/05/2009 |  | 01/26/2018
Follett Products, LLC | Maestro | 110CR400W | Self-Contained | Water-Cooled Condenser | Other |  | 317 | 5.49 | 7.6 | 72.8 | 181 |  | Non Federally-Regulated | 01/05/2009 |  | 01/26/2018
Follett Products, LLC | Horizon | HCC1400W*** | Ice-making Head | Water-Cooled Condenser | Other |  | 1374 | 3.77 | 4.37 | 129.1 | 169.8 |  | Non Federally-Regulated | 02/29/2008 |  | 01/26/2018
Follett Products, LLC | Maestro | D400W | Ice-making Head | Water-Cooled Condenser | Other |  | 317 | 5.49 | 6.06 | 72.8 | 193 |  | Non Federally-Regulated | 01/05/2009 |  | 01/26/2018
Follett Products, LLC | Maestro | 25HT400A | Self-Contained | Air-Cooled Condenser | Other |  | 325 | 5.89 | 9.8 |  |  |  | Non Federally-Regulated | 01/05/2009 |  | 01/26/2018
Follett Products, LLC | Follett | HMD1800R | Both Remote Condensing & Remot | Air-Cooled Condenser | Flake |  | 1436 | 4.7 | 5.3 |  |  |  | Federally-Regulated Commercial & Industrial Equipment | 09/19/2011 |  | 01/26/2018
Follett Products, LLC | Horizon | HCD1400R*** | Both Remote Condensing & Remot | Air-Cooled Condenser | Other |  | 1193 | 4.75 | 5.3 |  |  |  | Non Federally-Regulated | 02/29/2008 |  | 01/26/2018
Follett Products, LLC | Maestro | MFD400W | Ice-making Head | Water-Cooled Condenser | Other |  | 317 | 5.49 | 6.06 | 72.8 | 193 |  | Non Federally-Regulated | 01/05/2009 |  | 01/26/2018
Follett Products, LLC | Maestro | 50HT400A | Self-Contained | Air-Cooled Condenser | Other |  | 325 | 5.89 | 9.8 |  |  |  | Non Federally-Regulated | 01/05/2009 |  | 01/26/2018
Follett Products, LLC | Maestro | D400A | Ice-making Head | Air-Cooled Condenser | Other |  | 325 | 5.89 | 7.47 |  |  |  | Non Federally-Regulated | 01/05/2009 |  | 01/26/2018
Follett Products, LLC | Maestro | 50HB400W | Self-Contained | Water-Cooled Condenser | Other |  | 317 | 5.49 | 7.6 | 72.8 | 181 |  | Non Federally-Regulated | 01/05/2009 |  | 01/26/2018
Follett Products, LLC | Maestro | 25FB400A | Self-Contained | Air-Cooled Condenser | Other |  | 325 | 5.89 | 9.8 |  |  |  | Non Federally-Regulated | 01/05/2009 |  | 01/26/2018
Follett Products, LLC | Maestro | 25HR400W | Self-Contained | Water-Cooled Condenser | Other |  | 317 | 5.49 | 7.6 | 72.8 | 181 |  | Non Federally-Regulated | 01/05/2009 |  | 01/26/2018
Follett Products, LLC | Maestro | 50CI400W | Self-Contained | Water-Cooled Condenser | Other |  | 317 | 5.49 | 7.6 | 72.8 | 181 |  | Non Federally-Regulated | 01/05/2009 |  | 01/26/2018
Follett Products, LLC | Maestro | 25CR400A | Self-Contained | Air-Cooled Condenser | Other |  | 325 | 5.89 | 9.8 |  |  |  | Non Federally-Regulated | 01/05/2009 |  | 01/26/2018
Follett Products, LLC | Follett | 7UD100A | Ice-making Head | Air-Cooled Condenser | Flake |  | 100 | 6.9 | 9.4 |  |  |  | Federally-Regulated Commercial & Industrial Equipment | 09/19/2011 |  | 01/26/2018
Follett Products, LLC | Maestro | MCD400A | Ice-making Head | Air-Cooled Condenser | Other |  | 325 | 5.89 | 7.47 |  |  |  | Non Federally-Regulated | 01/05/2009 |  | 01/26/2018
Follett Products, LLC | Maestro | 50CT400A | Self-Contained | Air-Cooled Condenser | Other |  | 325 | 5.89 | 9.8 |  |  |  | Non Federally-Regulated | 01/05/2009 |  | 01/26/2018
Follett Products, LLC | Maestro | 50CI400A | Self-Contained | Air-Cooled Condenser | Other |  | 325 | 5.89 | 9.8 |  |  |  | Non Federally-Regulated | 01/05/2009 |  | 01/26/2018
Follett Products, LLC | Maestro | 25CI400A | Self-Contained | Air-Cooled Condenser | Other |  | 325 | 5.89 | 9.8 |  |  |  | Non Federally-Regulated | 01/05/2009 |  | 01/26/2018
Follett Products, LLC | Horizon | HCC1000W*** | Ice-making Head | Water-Cooled Condenser | Other |  | 1005 | 4.07 | 4.77 | 125.3 | 177.9 |  | Non Federally-Regulated | 02/29/2008 |  | 01/26/2018
Follett Products, LLC | Maestro | 12CI400W | Self-Contained | Water-Cooled Condenser | Other |  | 317 | 5.49 | 7.6 | 72.8 | 181 |  | Non Federally-Regulated | 01/05/2009 |  | 01/26/2018
True Manufacturing Co. | True Manufacturing | TUI-15-*-**-B | Self-Contained | Air-Cooled Condenser | Cube |  | 59 | 9.85 | 15.23 |  |  |  | Federally-Regulated Commercial & Industrial Equipment | 07/08/2015 |  | 02/06/2018
Qingdao Orien Commercial Equipment | Summit Commercial | BIM44* | Self-Contained | Air-Cooled Condenser | Cube |  | 51 | 9.53 | 15.61 |  |  |  | Federally-Regulated Commercial & Industrial Equipment | 10/06/2015 |  | 02/21/2018
Hoshizaki America | Hoshizaki America | IM-200BAA | Self-Contained | Air-Cooled Condenser | Cube |  | 160 | 8.3 | 10.5 |  |  |  | Federally-Regulated Commercial & Industrial Equipment | 10/26/2015 |  | 02/21/2018
Hoshizaki America | Hoshizaki America | KM-2100SWJ3 | Ice-making Head | Water-Cooled Condenser | Cube |  | 2085 | 3.16 | 4 | 106 | 154.1 |  | Federally-Regulated Commercial & Industrial Equipment | 11/16/2015 |  | 02/21/2018
Living Direct, Inc. | Koldfront | KIM450BL | Self-Contained | Air-Cooled Condenser | Cube |  | 50 | 12.2 | 15.66 |  |  |  | Federally-Regulated Commercial & Industrial Equipment | 11/25/2015 |  | 02/21/2018
Living Direct, Inc. | EdgeStar | IB450SS | Self-Contained | Air-Cooled Condenser | Cube |  | 50 | 12.2 | 15.66 |  |  |  | Federally-Regulated Commercial & Industrial Equipment | 11/25/2015 |  | 02/21/2018
Living Direct, Inc. | EdgeStar | IB450SSP | Self-Contained | Air-Cooled Condenser | Cube |  | 50 | 12.2 | 15.66 |  |  |  | Federally-Regulated Commercial & Industrial Equipment | 11/25/2015 |  | 02/21/2018
Living Direct, Inc. | EdgeStar | OIM450SS | Self-Contained | Air-Cooled Condenser | Cube |  | 50 | 12.2 | 15.66 |  |  |  | Federally-Regulated Commercial & Industrial Equipment | 11/25/2015 |  | 02/21/2018
Living Direct, Inc. | EdgeStar | IB650SS | Self-Contained | Air-Cooled Condenser | Cube |  | 50 | 13.6 | 15.66 |  |  |  | Federally-Regulated Commercial & Industrial Equipment | 11/25/2015 |  | 02/21/2018
Hoshizaki America | Hoshizaki America | KMD-530MWH | Ice-making Head | Water-Cooled Condenser | Cube |  | 520 | 4.4 | 5.01 | 102 | 188.6 |  | Federally-Regulated Commercial & Industrial Equipment | 01/22/2016 |  | 02/21/2018
Hoshizaki America | Hoshizaki America | KMD-530MAH | Ice-making Head | Air-Cooled Condenser | Cube |  | 462 | 5.7 | 6.38 |  |  |  | Federally-Regulated Commercial & Industrial Equipment | 01/22/2016 |  | 02/21/2018
Hoshizaki America | Hoshizaki America | KM-1100MAH | Ice-making Head | Air-Cooled Condenser | Cube |  | 1010 | 5.02 | 5.78 |  |  |  | Federally-Regulated Commercial & Industrial Equipment | 01/26/2016 |  | 02/21/2018
Hoshizaki America | Hoshizaki America | KM-1100MWH | Ice-making Head | Water-Cooled Condenser | Cube |  | 1076 | 3.81 | 4.4 | 127 | 176.3 |  | Federally-Regulated Commercial & Industrial Equipment | 01/26/2016 |  | 02/21/2018
Icetro | Icetro | WM-0460-WH-22 | Ice-making Head | Water-Cooled Condenser | Cube |  | 362 | 4.74 | 5.81 | 147 | 192 |  | Federally-Regulated Commercial & Industrial Equipment | 02/04/2016 |  | 02/21/2018
AVANTI PRODUCTS LLC | Avanti | IMC88U3S | Self-Contained | Air-Cooled Condenser | Cube |  | 86 | 13.3 | 13.97 |  |  |  | Federally-Regulated Commercial & Industrial Equipment | 02/08/2016 |  | 02/21/2018
Scotsman Ice Systems | Scotsman | EH430ML-1#*ECC1410-32# | Remote Condensing w/o Remote C | Air-Cooled Condenser | Cube |  | 1200 | 4.5 | 5.1 |  |  |  | Federally-Regulated Commercial & Industrial Equipment | 02/22/2016 |  | 02/21/2018
Scotsman Ice Systems | Scotsman | EH430ML-1#*ECC1410-3# | Remote Condensing w/o Remote C | Air-Cooled Condenser | Cube |  | 1200 | 4.5 | 5.1 |  |  |  | Federally-Regulated Commercial & Industrial Equipment | 02/22/2016 |  | 02/21/2018
Scotsman Ice Systems | Scotsman | EH430ML-1#*ECC1800-3# | Remote Condensing w/o Remote C | Air-Cooled Condenser | Cube |  | 1600 | 4.67 | 5.1 |  |  |  | Federally-Regulated Commercial & Industrial Equipment | 02/22/2016 |  | 02/21/2018
Scotsman Ice Systems | Scotsman | CU50PA-1# | Self-Contained | Air-Cooled Condenser | Cube |  | 50 | 14.4 | 15.66 |  |  |  | Federally-Regulated Commercial & Industrial Equipment | 02/22/2016 |  | 02/21/2018
Scotsman Ice Systems | Scotsman | CU50GA-1# | Self-Contained | Air-Cooled Condenser | Cube |  | 50 | 14.4 | 15.66 |  |  |  | Federally-Regulated Commercial & Industrial Equipment | 02/22/2016 |  | 02/21/2018
Scotsman Ice Systems | Scotsman | CU1526MA-1# | Self-Contained | Air-Cooled Condenser | Cube |  | 110 | 11.5 | 12.84 |  |  |  | Federally-Regulated Commercial & Industrial Equipment | 02/22/2016 |  | 02/21/2018
Scotsman Ice Systems | Scotsman | CU1526SA-1# | Self-Contained | Air-Cooled Condenser | Cube |  | 110 | 11.5 | 12.84 |  |  |  | Federally-Regulated Commercial & Industrial Equipment | 02/22/2016 |  | 02/21/2018
Scotsman Ice Systems | Scotsman | CU2026MA-1# | Self-Contained | Air-Cooled Condenser | Cube |  | 155 | 9.7 | 10.73 |  |  |  | Federally-Regulated Commercial & Industrial Equipment | 02/22/2016 |  | 02/21/2018
Scotsman Ice Systems | Scotsman | CU2026SA-1# | Self-Contained | Air-Cooled Condenser | Cube |  | 155 | 9.7 | 10.73 |  |  |  | Federally-Regulated Commercial & Industrial Equipment | 02/22/2016 |  | 02/21/2018
Scotsman Ice Systems | Scotsman | CU2026MA-32# | Self-Contained | Air-Cooled Condenser | Cube |  | 155 | 9.7 | 10.73 |  |  |  | Federally-Regulated Commercial & Industrial Equipment | 02/22/2016 |  | 02/21/2018
Scotsman Ice Systems | Scotsman | CU3030MA-1# | Self-Contained | Air-Cooled Condenser | Cube |  | 217 | 8.5 | 9.8 |  |  |  | Federally-Regulated Commercial & Industrial Equipment | 02/22/2016 |  | 02/21/2018
Scotsman Ice Systems | Scotsman | CU3030SA-1# | Self-Contained | Air-Cooled Condenser | Cube |  | 217 | 8.5 | 9.8 |  |  |  | Federally-Regulated Commercial & Industrial Equipment | 02/22/2016 |  | 02/21/2018
Scotsman Ice Systems | Scotsman | CU3030MA-32# | Self-Contained | Air-Cooled Condenser | Cube |  | 217 | 8.5 | 9.8 |  |  |  | Federally-Regulated Commercial & Industrial Equipment | 02/22/2016 |  | 02/21/2018
Scotsman Ice Systems | Scotsman | CU1526MW-1# | Self-Contained | Water-Cooled Condenser | Cube |  | 124 | 8.8 | 9.04 | 8.8 | 187.1 |  | Federally-Regulated Commercial & Industrial Equipment | 02/22/2016 |  | 02/21/2018
Scotsman Ice Systems | Scotsman | CU1526SW-1# | Self-Contained | Water-Cooled Condenser | Cube |  | 124 | 8.8 | 9.04 | 8.8 | 187.1 |  | Federally-Regulated Commercial & Industrial Equipment | 02/22/2016 |  | 02/21/2018
Scotsman Ice Systems | Scotsman | CU2026SW-1# | Self-Contained | Water-Cooled Condenser | Cube |  | 190 | 6.6 | 7.79 | 6.6 | 185 |  | Federally-Regulated Commercial & Industrial Equipment | 02/22/2016 |  | 02/21/2018
Scotsman Ice Systems | Scotsman | CU3030SW-1# | Self-Contained | Water-Cooled Condenser | Cube |  | 285 | 5.5 | 7.6 | 5.5 | 182 |  | Federally-Regulated Commercial & Industrial Equipment | 02/22/2016 |  | 02/21/2018
Hoshizaki America | Hoshizaki | KMD-530MRH*URC-5F | Remote Condensing w/o Remote C | Air-Cooled Condenser | Cube |  | 488 | 5.8 | 7 |  |  |  | Federally-Regulated Commercial & Industrial Equipment | 02/22/2016 |  | 02/21/2018
Hoshizaki America | Hoshizaki | F-2001MRH*URC-22F | Remote Condensing w/o Remote C | Air-Cooled Condenser | Flake |  | 1592 | 4.19 | 5.1 |  |  |  | Federally-Regulated Commercial & Industrial Equipment | 02/22/2016 |  | 02/21/2018
Hoshizaki America | Hoshizaki | F-2001MRH3*URC-22F | Remote Condensing w/o Remote C | Air-Cooled Condenser | Flake |  | 1608 | 4.33 | 5.1 |  |  |  | Federally-Regulated Commercial & Industrial Equipment | 02/22/2016 |  | 02/21/2018
Hoshizaki America | Hoshizaki | FD-650MRH-C*URC-5F | Remote Condensing w/o Remote C | Air-Cooled Condenser | Flake |  | 476 | 4.75 | 7.04 |  |  |  | Federally-Regulated Commercial & Industrial Equipment | 02/22/2016 |  | 02/21/2018
Hoshizaki America | Hoshizaki | FD-650MAH-C | Ice-making Head | Air-Cooled Condenser | Flake |  | 474 | 5.35 | 6.37 |  |  |  | Federally-Regulated Commercial & Industrial Equipment | 02/22/2016 |  | 02/21/2018
Hoshizaki America | Hoshizaki | KM-515MAH-P | Ice-making Head | Air-Cooled Condenser | Cube |  | 450 | 5.9 | 6.4 |  |  |  | Federally-Regulated Commercial & Industrial Equipment | 02/22/2016 |  | 02/21/2018
Hoshizaki America | Hoshizaki | KM-1900SAH-P | Ice-making Head | Air-Cooled Condenser | Cube |  | 1560 | 4.1 | 5.17 |  |  |  | Federally-Regulated Commercial & Industrial Equipment | 02/22/2016 |  | 02/21/2018
Hoshizaki America | Hoshizaki | KM-901MAH-P | Ice-making Head | Air-Cooled Condenser | Cube |  | 813 | 5.1 | 6 |  |  |  | Federally-Regulated Commercial & Industrial Equipment | 02/22/2016 |  | 02/21/2018
Hoshizaki America | Hoshizaki | KM-1301SAH-P | Ice-making Head | Air-Cooled Condenser | Cube |  | 1164 | 4.63 | 5.61 |  |  |  | Federally-Regulated Commercial & Industrial Equipment | 02/22/2016 |  | 02/21/2018
Hoshizaki America | Hoshizaki | KMD-460MAH | Ice-making Head | Air-Cooled Condenser | Cube |  | 387 | 5.48 | 6.93 |  |  |  | Federally-Regulated Commercial & Industrial Equipment | 02/22/2016 |  | 02/21/2018
Hoshizaki America | Hoshizaki | KMD-850MRH*URC-9F | Remote Condensing w/o Remote C | Air-Cooled Condenser | Cube |  | 680 | 5.8 | 6.27 |  |  |  | Federally-Regulated Commercial & Industrial Equipment | 02/22/2016 |  | 02/21/2018
Hoshizaki America | Hoshizaki | KMH-2000SRH3*URC-22F | Remote Condensing w/o Remote C | Air-Cooled Condenser | Cube |  | 1675 | 3.7 | 5.1 |  |  |  | Federally-Regulated Commercial & Industrial Equipment | 02/22/2016 |  | 02/21/2018
Hoshizaki America | Hoshizaki | KMH-2000SRH*URC-22F | Remote Condensing w/o Remote C | Air-Cooled Condenser | Cube |  | 1694 | 3.8 | 5.1 |  |  |  | Federally-Regulated Commercial & Industrial Equipment | 02/22/2016 |  | 02/21/2018
Hoshizaki America | Hoshizaki | FS-1022MLH-C*SRC-10H | Both Remote Condensing & Remot | Air-Cooled Condenser | Flake |  | 668 | 6.26 | 6.31 |  |  |  | Federally-Regulated Commercial & Industrial Equipment | 02/22/2016 |  | 02/21/2018
Hoshizaki America | Hoshizaki | FS-1001MLH-C*SRC-10H | Both Remote Condensing & Remot | Air-Cooled Condenser | Flake |  | 668 | 6.26 | 6.31 |  |  |  | Federally-Regulated Commercial & Industrial Equipment | 02/22/2016 |  | 02/21/2018
Hoshizaki America | Hoshizaki | FS-1500MLH-C*SRC-14H | Both Remote Condensing & Remot | Air-Cooled Condenser | Flake |  | 1165 | 4.72 | 5.3 |  |  |  | Federally-Regulated Commercial & Industrial Equipment | 02/22/2016 |  | 02/21/2018
Hoshizaki America | Hoshizaki | KM-1340MRH3*URC-14F | Remote Condensing w/o Remote C | Air-Cooled Condenser | Cube |  | 1185 | 4.75 | 5.1 |  |  |  | Federally-Regulated Commercial & Industrial Equipment | 02/22/2016 |  | 02/21/2018
Hoshizaki America | Hoshizaki | F-2001MRH-C*URC-22F | Remote Condensing w/o Remote C | Air-Cooled Condenser | Flake |  | 1496 | 5.1 | 5.1 |  |  |  | Federally-Regulated Commercial & Industrial Equipment | 02/22/2016 |  | 02/21/2018
Hoshizaki America | Hoshizaki | KM-600MAH | Ice-making Head | Air-Cooled Condenser | Cube |  | 503 | 5.7 | 6.34 |  |  |  | Federally-Regulated Commercial & Industrial Equipment | 02/22/2016 |  | 02/21/2018
Hoshizaki America | Hoshizaki | KMD-850MAH | Ice-making Head | Air-Cooled Condenser | Cube |  | 625 | 6.2 | 6.2 |  |  |  | Federally-Regulated Commercial & Industrial Equipment | 02/22/2016 |  | 02/21/2018
Hoshizaki America | Hoshizaki | IM-500SAA | Ice-making Head | Air-Cooled Condenser | Cube |  | 435 | 5.45 | 6.52 |  |  |  | Federally-Regulated Commercial & Industrial Equipment | 02/22/2016 |  | 02/21/2018
Manitowoc Ice, Inc. | Manitowoc | IY-1874C-161*ICVD-18953-263 | Both Remote Condensing & Remot | Air-Cooled Condenser | Cube |  | 1470 | 4.81 | 5.3 |  |  |  | Federally-Regulated Commercial & Industrial Equipment | 02/24/2016 |  | 02/21/2018
Manitowoc Ice, Inc. | Manitowoc | ID-0696N-261*JC-0895-261 | Remote Condensing w/o Remote C | Air-Cooled Condenser | Cube |  | 535 | 5.85 | 6.82 |  |  |  | Federally-Regulated Commercial & Industrial Equipment | 02/24/2016 |  | 02/21/2018
Manitowoc Ice, Inc. | Manitowoc | IY-0696N-261*JC-0895-261 | Remote Condensing w/o Remote C | Air-Cooled Condenser | Cube |  | 565 | 5.76 | 6.7 |  |  |  | Federally-Regulated Commercial & Industrial Equipment | 02/24/2016 |  | 02/21/2018
Manitowoc Ice, Inc. | Manitowoc | ID-0686C-161*ICVD-0696-261 | Both Remote Condensing & Remot | Air-Cooled Condenser | Cube |  | 520 | 5.57 | 6.87 |  |  |  | Federally-Regulated Commercial & Industrial Equipment | 02/24/2016 |  | 02/21/2018
Manitowoc Ice, Inc. | Manitowoc | ID-0686C-161*ICVD-06963-263 | Both Remote Condensing & Remot | Air-Cooled Condenser | Cube |  | 520 | 5.57 | 6.87 |  |  |  | Federally-Regulated Commercial & Industrial Equipment | 02/24/2016 |  | 02/21/2018
Manitowoc Ice, Inc. | Manitowoc | IY-0686C-161*ICVD-0696-261 | Both Remote Condensing & Remot | Air-Cooled Condenser | Cube |  | 530 | 5.54 | 6.84 |  |  |  | Federally-Regulated Commercial & Industrial Equipment | 02/24/2016 |  | 02/21/2018
Manitowoc Ice, Inc. | Manitowoc | IY-0686C-161*ICVD-06963-263 | Both Remote Condensing & Remot | Air-Cooled Condenser | Cube |  | 530 | 5.54 | 6.84 |  |  |  | Federally-Regulated Commercial & Industrial Equipment | 02/24/2016 |  | 02/21/2018
Manitowoc Ice, Inc. | Manitowoc | IB0696YC-161*ICVD-0696-261 | Both Remote Condensing & Remot | Air-Cooled Condenser | Cube |  | 555 | 5.48 | 6.74 |  |  |  | Federally-Regulated Commercial & Industrial Equipment | 02/24/2016 |  | 02/21/2018
Manitowoc Ice, Inc. | Manitowoc | IB0696YC-161*ICVD-06963-263 | Both Remote Condensing & Remot | Air-Cooled Condenser | Cube |  | 555 | 5.48 | 6.74 |  |  |  | Federally-Regulated Commercial & Industrial Equipment | 02/24/2016 |  | 02/21/2018
Manitowoc Ice, Inc. | Manitowoc | RFS2378C-261*RCU2375-261 | Both Remote Condensing & Remot | Air-Cooled Condenser | Flake |  | 1702 | 3.87 | 5.3 |  |  |  | Federally-Regulated Commercial & Industrial Equipment | 02/24/2016 |  | 02/21/2018
Manitowoc Ice, Inc. | Manitowoc | RFS1278C-261*RCU1075-261 | Both Remote Condensing & Remot | Air-Cooled Condenser | Flake |  | 958 | 3.98 | 5.3 |  |  |  | Federally-Regulated Commercial & Industrial Equipment | 02/24/2016 |  | 02/21/2018
Manitowoc Ice, Inc. | Manitowoc | ID2176C-161*ICVD2096-261 | Both Remote Condensing & Remot | Air-Cooled Condenser | Cube |  | 1653 | 4.53 | 5.3 |  |  |  | Federally-Regulated Commercial & Industrial Equipment | 02/24/2016 |  | 02/21/2018
Manitowoc Ice, Inc. | Manitowoc | ID2176C-161*ICVD20963-263 | Both Remote Condensing & Remot | Air-Cooled Condenser | Cube |  | 1653 | 4.53 | 5.3 |  |  |  | Federally-Regulated Commercial & Industrial Equipment | 02/24/2016 |  | 02/21/2018
Manitowoc Ice, Inc. | Manitowoc | IY2176C-161*ICVD2096-261 | Both Remote Condensing & Remot | Air-Cooled Condenser | Cube |  | 1691 | 4.62 | 5.3 |  |  |  | Federally-Regulated Commercial & Industrial Equipment | 02/24/2016 |  | 02/21/2018
Manitowoc Ice, Inc. | Manitowoc | IY2176C-161*ICVD20963-263 | Both Remote Condensing & Remot | Air-Cooled Condenser | Cube |  | 1691 | 4.62 | 5.3 |  |  |  | Federally-Regulated Commercial & Industrial Equipment | 02/24/2016 |  | 02/21/2018
Manitowoc Ice, Inc. | Manitowoc | IR0996N-261*JC0995-261 | Remote Condensing w/o Remote C | Air-Cooled Condenser | Cube |  | 665 | 5.29 | 6.32 |  |  |  | Federally-Regulated Commercial & Industrial Equipment | 02/24/2016 |  | 02/21/2018
Manitowoc Ice, Inc. | Manitowoc | ID0996N-261*JC0995-261 | Remote Condensing w/o Remote C | Air-Cooled Condenser | Cube |  | 727 | 4.91 | 6.09 |  |  |  | Federally-Regulated Commercial & Industrial Equipment | 02/24/2016 |  | 02/21/2018
Manitowoc Ice, Inc. | Manitowoc | IY0996N-261*JC0995-261 | Remote Condensing w/o Remote C | Air-Cooled Condenser | Cube |  | 752 | 4.9 | 5.99 |  |  |  | Federally-Regulated Commercial & Industrial Equipment | 02/24/2016 |  | 02/21/2018
Manitowoc Ice, Inc. | Manitowoc | IY0996N3-263*JC0995-261 | Remote Condensing w/o Remote C | Air-Cooled Condenser | Cube |  | 752 | 4.9 | 5.99 |  |  |  | Federally-Regulated Commercial & Industrial Equipment | 02/24/2016 |  | 02/21/2018
Manitowoc Ice, Inc. | Manitowoc | IY0976C-161*ICVD0996-261 | Both Remote Condensing & Remot | Air-Cooled Condenser | Cube |  | 714 | 4.93 | 6.14 |  |  |  | Federally-Regulated Commercial & Industrial Equipment | 02/24/2016 |  | 02/21/2018
Manitowoc Ice, Inc. | Manitowoc | IY0976C-161*ICVD09963-263 | Both Remote Condensing & Remot | Air-Cooled Condenser | Cube |  | 714 | 4.93 | 6.14 |  |  |  | Federally-Regulated Commercial & Industrial Equipment | 02/24/2016 |  | 02/21/2018
Manitowoc Ice, Inc. | Manitowoc | IB0894YC-161*ICVD0996-261 | Both Remote Condensing & Remot | Air-Cooled Condenser | Cube |  | 732 | 4.86 | 6.07 |  |  |  | Federally-Regulated Commercial & Industrial Equipment | 02/24/2016 |  | 02/21/2018
Manitowoc Ice, Inc. | Manitowoc | IB0894YC-161*ICVD09963-263 | Both Remote Condensing & Remot | Air-Cooled Condenser | Cube |  | 732 | 4.86 | 6.07 |  |  |  | Federally-Regulated Commercial & Industrial Equipment | 02/24/2016 |  | 02/21/2018
Manitowoc Ice, Inc. | Manitowoc | ID1472C-161*ICVD1496-261 | Both Remote Condensing & Remot | Air-Cooled Condenser | Cube |  | 1132 | 4.47 | 5.3 |  |  |  | Federally-Regulated Commercial & Industrial Equipment | 02/24/2016 |  | 02/21/2018
Manitowoc Ice, Inc. | Manitowoc | ID1472C-161*ICVD14963-263 | Both Remote Condensing & Remot | Air-Cooled Condenser | Cube |  | 1132 | 4.47 | 5.3 |  |  |  | Federally-Regulated Commercial & Industrial Equipment | 02/24/2016 |  | 02/21/2018
Manitowoc Ice, Inc. | Manitowoc | IY1474C-161*ICVD1496-261 | Both Remote Condensing & Remot | Air-Cooled Condenser | Cube |  | 1200 | 4.31 | 5.3 |  |  |  | Federally-Regulated Commercial & Industrial Equipment | 02/24/2016 |  | 02/21/2018
Manitowoc Ice, Inc. | Manitowoc | IY1474C-161*ICVD14963-263 | Both Remote Condensing & Remot | Air-Cooled Condenser | Cube |  | 1200 | 4.31 | 5.3 |  |  |  | Federally-Regulated Commercial & Industrial Equipment | 02/24/2016 |  | 02/21/2018
Manitowoc Ice, Inc. | Manitowoc | ID1196N-261*JC0995-261 | Remote Condensing w/o Remote C | Air-Cooled Condenser | Cube |  | 867 | 4.99 | 5.56 |  |  |  | Federally-Regulated Commercial & Industrial Equipment | 02/24/2016 |  | 02/21/2018
Manitowoc Ice, Inc. | Manitowoc | IY1196N-261*JC0995-261 | Remote Condensing w/o Remote C | Air-Cooled Condenser | Cube |  | 922 | 4.88 | 5.35 |  |  |  | Federally-Regulated Commercial & Industrial Equipment | 02/24/2016 |  | 02/21/2018
Manitowoc Ice, Inc. | Manitowoc | IY1196N3-263*JC0995-261 | Remote Condensing w/o Remote C | Air-Cooled Condenser | Cube |  | 922 | 4.88 | 5.35 |  |  |  | Federally-Regulated Commercial & Industrial Equipment | 02/24/2016 |  | 02/21/2018
Manitowoc Ice, Inc. | Manitowoc | ID1176C-161*ICVD1195-261 | Both Remote Condensing & Remot | Air-Cooled Condenser | Cube |  | 882 | 4.98 | 5.5 |  |  |  | Federally-Regulated Commercial & Industrial Equipment | 02/24/2016 |  | 02/21/2018
Manitowoc Ice, Inc. | Manitowoc | ID1176C-161*ICVD11953-263 | Both Remote Condensing & Remot | Air-Cooled Condenser | Cube |  | 882 | 4.98 | 5.5 |  |  |  | Federally-Regulated Commercial & Industrial Equipment | 02/24/2016 |  | 02/21/2018
Manitowoc Ice, Inc. | Manitowoc | IY1176C-161*ICVD1195-261 | Both Remote Condensing & Remot | Air-Cooled Condenser | Cube |  | 900 | 4.84 | 5.43 |  |  |  | Federally-Regulated Commercial & Industrial Equipment | 02/24/2016 |  | 02/21/2018
Manitowoc Ice, Inc. | Manitowoc | IY1176C-161*ICVD11953-263 | Both Remote Condensing & Remot | Air-Cooled Condenser | Cube |  | 900 | 4.84 | 5.43 |  |  |  | Federally-Regulated Commercial & Industrial Equipment | 02/24/2016 |  | 02/21/2018
Manitowoc Ice, Inc. | Manitowoc | RNS1078C-161*RCU1098-261 | Both Remote Condensing & Remot | Air-Cooled Condenser | Flake |  | 900 | 4.5 | 5.43 |  |  |  | Federally-Regulated Commercial & Industrial Equipment | 02/24/2016 |  | 02/21/2018
Manitowoc Ice, Inc. | Manitowoc | RNS1078C-161*RCU10983-263 | Both Remote Condensing & Remot | Air-Cooled Condenser | Flake |  | 900 | 4.5 | 5.43 |  |  |  | Federally-Regulated Commercial & Industrial Equipment | 02/24/2016 |  | 02/21/2018
Manitowoc Ice, Inc. | Manitowoc | RNS1078C-261*RCU1098-261 | Both Remote Condensing & Remot | Air-Cooled Condenser | Flake |  | 900 | 4.5 | 5.43 |  |  |  | Federally-Regulated Commercial & Industrial Equipment | 02/24/2016 |  | 02/21/2018
Manitowoc Ice, Inc. | Manitowoc | RNS1078C-261*RCU10983-263 | Both Remote Condensing & Remot | Air-Cooled Condenser | Flake |  | 900 | 4.5 | 5.43 |  |  |  | Federally-Regulated Commercial & Industrial Equipment | 02/24/2016 |  | 02/21/2018
Manitowoc Ice, Inc. | Manitowoc | ID-0606A-261 | Ice-making Head | Air-Cooled Condenser | Cube |  | 490 | 5.41 | 6.35 |  |  |  | Federally-Regulated Commercial & Industrial Equipment | 02/24/2016 |  | 02/21/2018
Manitowoc Ice, Inc. | Manitowoc | IY-0606A-261 | Ice-making Head | Air-Cooled Condenser | Cube |  | 555 | 5.29 | 6.28 |  |  |  | Federally-Regulated Commercial & Industrial Equipment | 02/24/2016 |  | 02/21/2018
Manitowoc Ice, Inc. | Manitowoc | IR0906A-261 | Ice-making Head | Air-Cooled Condenser | Cube |  | 639 | 5.33 | 6.19 |  |  |  | Federally-Regulated Commercial & Industrial Equipment | 02/24/2016 |  | 02/21/2018
Manitowoc Ice, Inc. | Manitowoc | ID0906A-261 | Ice-making Head | Air-Cooled Condenser | Cube |  | 664 | 5.1 | 6.16 |  |  |  | Federally-Regulated Commercial & Industrial Equipment | 02/24/2016 |  | 02/21/2018
Manitowoc Ice, Inc. | Manitowoc | ID0906A3-263 | Ice-making Head | Air-Cooled Condenser | Cube |  | 664 | 5.1 | 6.16 |  |  |  | Federally-Regulated Commercial & Industrial Equipment | 02/24/2016 |  | 02/21/2018
Manitowoc Ice, Inc. | Manitowoc | IY0906A-261 | Ice-making Head | Air-Cooled Condenser | Cube |  | 710 | 5.02 | 6.11 |  |  |  | Federally-Regulated Commercial & Industrial Equipment | 02/24/2016 |  | 02/21/2018
Manitowoc Ice, Inc. | Manitowoc | IY0906A3-263 | Ice-making Head | Air-Cooled Condenser | Cube |  | 710 | 5.02 | 6.11 |  |  |  | Federally-Regulated Commercial & Industrial Equipment | 02/24/2016 |  | 02/21/2018
Manitowoc Ice, Inc. | Manitowoc | ID1106A-261 | Ice-making Head | Air-Cooled Condenser | Cube |  | 846 | 5.06 | 5.96 |  |  |  | Federally-Regulated Commercial & Industrial Equipment | 02/24/2016 |  | 02/21/2018
Manitowoc Ice, Inc. | Manitowoc | IY1106A-261 | Ice-making Head | Air-Cooled Condenser | Cube |  | 870 | 5.01 | 5.93 |  |  |  | Federally-Regulated Commercial & Industrial Equipment | 02/24/2016 |  | 02/21/2018
Manitowoc Ice, Inc. | Manitowoc | IY1106A3-263 | Ice-making Head | Air-Cooled Condenser | Cube |  | 870 | 5.01 | 5.93 |  |  |  | Federally-Regulated Commercial & Industrial Equipment | 02/24/2016 |  | 02/21/2018
Manitowoc Ice, Inc. | Manitowoc | RNS0608A-161 | Ice-making Head | Air-Cooled Condenser | Flake |  | 451 | 5.81 | 6.39 |  |  |  | Federally-Regulated Commercial & Industrial Equipment | 02/24/2016 |  | 02/21/2018
Manitowoc Ice, Inc. | Manitowoc | RNS1008A-261 | Ice-making Head | Air-Cooled Condenser | Flake |  | 825 | 4.94 | 5.98 |  |  |  | Federally-Regulated Commercial & Industrial Equipment | 02/24/2016 |  | 02/21/2018
Manitowoc Ice, Inc. | Manitowoc | RNS1009W-261 | Ice-making Head | Water-Cooled Condenser | Flake |  | 960 | 3.67 | 4.52 | 3.7 | 178.9 |  | Federally-Regulated Commercial & Industrial Equipment | 02/24/2016 |  | 02/21/2018
Manitowoc Ice, Inc. | Manitowoc | RNS0609W-161 | Ice-making Head | Water-Cooled Condenser | Flake |  | 508 | 4.32 | 5.02 | 4.3 | 188.8 |  | Federally-Regulated Commercial & Industrial Equipment | 02/24/2016 |  | 02/21/2018
Manitowoc Ice, Inc. | Manitowoc | ID1106W-261 | Ice-making Head | Water-Cooled Condenser | Cube |  | 906 | 4.08 | 4.58 | 4.1 | 180.1 |  | Federally-Regulated Commercial & Industrial Equipment | 02/24/2016 |  | 02/21/2018
Manitowoc Ice, Inc. | Manitowoc | IY1106W-261 | Ice-making Head | Water-Cooled Condenser | Cube |  | 965 | 3.9 | 4.52 | 3.9 | 178.8 |  | Federally-Regulated Commercial & Industrial Equipment | 02/24/2016 |  | 02/21/2018
Manitowoc Ice, Inc. | Manitowoc | IY1106W3-263 | Ice-making Head | Water-Cooled Condenser | Cube |  | 965 | 3.9 | 4.52 | 3.9 | 178.8 |  | Federally-Regulated Commercial & Industrial Equipment | 02/24/2016 |  | 02/21/2018
Manitowoc Ice, Inc. | Manitowoc | IR0906W-261 | Ice-making Head | Water-Cooled Condenser | Cube |  | 683 | 4.32 | 4.83 | 4.3 | 185 |  | Federally-Regulated Commercial & Industrial Equipment | 02/24/2016 |  | 02/21/2018
Manitowoc Ice, Inc. | Manitowoc | ID0906W-261 | Ice-making Head | Water-Cooled Condenser | Cube |  | 701 | 4.35 | 4.81 | 4.4 | 184.6 |  | Federally-Regulated Commercial & Industrial Equipment | 02/24/2016 |  | 02/21/2018
Manitowoc Ice, Inc. | Manitowoc | IY0906W-261 | Ice-making Head | Water-Cooled Condenser | Cube |  | 786 | 4.04 | 4.72 | 4 | 182.7 |  | Federally-Regulated Commercial & Industrial Equipment | 02/24/2016 |  | 02/21/2018
Manitowoc Ice, Inc. | Manitowoc | IY0906W3-263 | Ice-making Head | Water-Cooled Condenser | Cube |  | 786 | 4.04 | 4.72 | 4 | 182.7 |  | Federally-Regulated Commercial & Industrial Equipment | 02/24/2016 |  | 02/21/2018
Manitowoc Ice, Inc. | Manitowoc | ID-0606W-261 | Ice-making Head | Water-Cooled Condenser | Cube |  | 575 | 4.44 | 4.95 | 4.4 | 187.4 |  | Federally-Regulated Commercial & Industrial Equipment | 02/24/2016 |  | 02/21/2018
Manitowoc Ice, Inc. | Manitowoc | IY-0606W-261 | Ice-making Head | Water-Cooled Condenser | Cube |  | 580 | 4.45 | 4.94 | 4.5 | 187.2 |  | Federally-Regulated Commercial & Industrial Equipment | 02/24/2016 |  | 02/21/2018
Manitowoc Ice, Inc. | Manitowoc | RFS0650W-261 | Ice-making Head | Water-Cooled Condenser | Flake |  | 596 | 3.93 | 4.92 | 3.9 | 186.9 |  | Federally-Regulated Commercial & Industrial Equipment | 02/24/2016 |  | 02/21/2018
Manitowoc Ice, Inc. | Manitowoc | RFS0650W-161 | Ice-making Head | Water-Cooled Condenser | Flake |  | 586 | 3.98 | 4.94 | 4 | 187.1 |  | Federally-Regulated Commercial & Industrial Equipment | 02/24/2016 |  | 02/21/2018
Manitowoc Ice, Inc. | Manitowoc | UR0310A-161 | Self-Contained | Air-Cooled Condenser | Cube |  | 226 | 8.27 | 9.8 |  |  |  | Federally-Regulated Commercial & Industrial Equipment | 02/24/2016 |  | 02/21/2018
Manitowoc Ice, Inc. | Manitowoc | UD0310A-161 | Self-Contained | Air-Cooled Condenser | Cube |  | 235 | 8.27 | 9.8 |  |  |  | Federally-Regulated Commercial & Industrial Equipment | 02/24/2016 |  | 02/21/2018
Manitowoc Ice, Inc. | Manitowoc | UD0310A-261 | Self-Contained | Air-Cooled Condenser | Cube |  | 235 | 7.78 | 9.8 |  |  |  | Federally-Regulated Commercial & Industrial Equipment | 02/24/2016 |  | 02/21/2018
Manitowoc Ice, Inc. | Manitowoc | UY0310A-161 | Self-Contained | Air-Cooled Condenser | Cube |  | 235 | 8.27 | 9.8 |  |  |  | Federally-Regulated Commercial & Industrial Equipment | 02/24/2016 |  | 02/21/2018
Manitowoc Ice, Inc. | Manitowoc | UY0140A-261 | Self-Contained | Air-Cooled Condenser | Cube |  | 95 | 10.19 | 13.54 |  |  |  | Federally-Regulated Commercial & Industrial Equipment | 02/24/2016 |  | 02/21/2018
Manitowoc Ice, Inc. | Manitowoc | UD0140A-261 | Self-Contained | Air-Cooled Condenser | Cube |  | 95 | 10.78 | 13.54 |  |  |  | Federally-Regulated Commercial & Industrial Equipment | 02/24/2016 |  | 02/21/2018
Manitowoc Ice, Inc. | Manitowoc | UD0190A-261 | Self-Contained | Air-Cooled Condenser | Cube |  | 140 | 7.87 | 11.43 |  |  |  | Federally-Regulated Commercial & Industrial Equipment | 02/24/2016 |  | 02/21/2018
Manitowoc Ice, Inc. | Manitowoc | UY0240A-261 | Self-Contained | Air-Cooled Condenser | Cube |  | 160 | 7.2 | 10.5 |  |  |  | Federally-Regulated Commercial & Industrial Equipment | 02/24/2016 |  | 02/21/2018
Manitowoc Ice, Inc. | Manitowoc | UD0240A-261 | Self-Contained | Air-Cooled Condenser | Cube |  | 160 | 7.2 | 10.5 |  |  |  | Federally-Regulated Commercial & Industrial Equipment | 02/24/2016 |  | 02/21/2018
Manitowoc Ice, Inc. | Manitowoc | UY0140A-161 | Self-Contained | Air-Cooled Condenser | Cube |  | 95 | 11.1 | 13.54 |  |  |  | Federally-Regulated Commercial & Industrial Equipment | 02/24/2016 |  | 02/21/2018
Manitowoc Ice, Inc. | Manitowoc | UD0140A-161 | Self-Contained | Air-Cooled Condenser | Cube |  | 95 | 11.1 | 13.54 |  |  |  | Federally-Regulated Commercial & Industrial Equipment | 02/24/2016 |  | 02/21/2018
Manitowoc Ice, Inc. | Manitowoc | UR0140A-161 | Self-Contained | Air-Cooled Condenser | Cube |  | 90 | 11.3 | 13.78 |  |  |  | Federally-Regulated Commercial & Industrial Equipment | 02/24/2016 |  | 02/21/2018
Manitowoc Ice, Inc. | Manitowoc | UY0190A-161 | Self-Contained | Air-Cooled Condenser | Cube |  | 140 | 8.3 | 11.43 |  |  |  | Federally-Regulated Commercial & Industrial Equipment | 02/24/2016 |  | 02/21/2018
Manitowoc Ice, Inc. | Manitowoc | UD0190A-161 | Self-Contained | Air-Cooled Condenser | Cube |  | 140 | 8.4 | 11.43 |  |  |  | Federally-Regulated Commercial & Industrial Equipment | 02/24/2016 |  | 02/21/2018
Manitowoc Ice, Inc. | Manitowoc | UY0240A-161 | Self-Contained | Air-Cooled Condenser | Cube |  | 160 | 8.7 | 10.5 |  |  |  | Federally-Regulated Commercial & Industrial Equipment | 02/24/2016 |  | 02/21/2018
Manitowoc Ice, Inc. | Manitowoc | UD0240A-161 | Self-Contained | Air-Cooled Condenser | Cube |  | 160 | 8.8 | 10.5 |  |  |  | Federally-Regulated Commercial & Industrial Equipment | 02/24/2016 |  | 02/21/2018
Manitowoc Ice, Inc. | Manitowoc | RNS20A-161 | Self-Contained | Air-Cooled Condenser | Flake |  | 187 | 8.55 | 9.8 |  |  |  | Federally-Regulated Commercial & Industrial Equipment | 02/24/2016 |  | 02/21/2018
Manitowoc Ice, Inc. | Manitowoc | UY0240W-161 | Self-Contained | Water-Cooled Condenser | Cube |  | 170 | 7.51 | 8.17 | 7.5 | 185.6 |  | Federally-Regulated Commercial & Industrial Equipment | 02/24/2016 |  | 02/21/2018
Manitowoc Ice, Inc. | Manitowoc | UD0240W-161 | Self-Contained | Water-Cooled Condenser | Cube |  | 170 | 7.51 | 8.17 | 7.5 | 185.6 |  | Federally-Regulated Commercial & Industrial Equipment | 02/24/2016 |  | 02/21/2018
Manitowoc Ice, Inc. | Manitowoc | UY0240W-261 | Self-Contained | Water-Cooled Condenser | Cube |  | 170 | 6.03 | 8.17 | 6 | 185.6 |  | Federally-Regulated Commercial & Industrial Equipment | 02/24/2016 |  | 02/21/2018
Manitowoc Ice, Inc. | Manitowoc | UD0240W-261 | Self-Contained | Water-Cooled Condenser | Cube |  | 170 | 6.03 | 8.17 | 6 | 185.6 |  | Federally-Regulated Commercial & Industrial Equipment | 02/24/2016 |  | 02/21/2018
Manitowoc Ice, Inc. | Manitowoc | UY0310W-161 | Self-Contained | Water-Cooled Condenser | Cube |  | 250 | 6.11 | 7.6 | 6.1 | 183.1 |  | Federally-Regulated Commercial & Industrial Equipment | 02/24/2016 |  | 02/21/2018
Manitowoc Ice, Inc. | Manitowoc | UD0310W-161 | Self-Contained | Water-Cooled Condenser | Cube |  | 250 | 6.11 | 7.6 | 6.1 | 183.1 |  | Federally-Regulated Commercial & Industrial Equipment | 02/24/2016 |  | 02/21/2018
Manitowoc Ice, Inc. | Manitowoc | IY-0304A-261 | Ice-making Head | Air-Cooled Condenser | Cube |  | 235 | 7.38 | 8.24 |  |  |  | Federally-Regulated Commercial & Industrial Equipment | 02/24/2016 |  | 02/21/2018
Manitowoc Ice, Inc. | Manitowoc | IY-0324A-161 | Ice-making Head | Air-Cooled Condenser | Cube |  | 230 | 7.32 | 8.28 |  |  |  | Federally-Regulated Commercial & Industrial Equipment | 02/24/2016 |  | 02/21/2018
Manitowoc Ice, Inc. | Manitowoc | IY-0324A-261 | Ice-making Head | Air-Cooled Condenser | Cube |  | 230 | 7.32 | 8.28 |  |  |  | Federally-Regulated Commercial & Industrial Equipment | 02/24/2016 |  | 02/21/2018
Manitowoc Ice, Inc. | Manitowoc | IY-0454A-161 | Ice-making Head | Air-Cooled Condenser | Cube |  | 335 | 5.97 | 7.38 |  |  |  | Federally-Regulated Commercial & Industrial Equipment | 02/24/2016 |  | 02/21/2018
Manitowoc Ice, Inc. | Manitowoc | IY-0454A-261 | Ice-making Head | Air-Cooled Condenser | Cube |  | 335 | 5.97 | 7.38 |  |  |  | Federally-Regulated Commercial & Industrial Equipment | 02/24/2016 |  | 02/21/2018
Manitowoc Ice, Inc. | Manitowoc | IY-0504A-161 | Ice-making Head | Air-Cooled Condenser | Cube |  | 410 | 5.73 | 6.73 |  |  |  | Federally-Regulated Commercial & Industrial Equipment | 02/24/2016 |  | 02/21/2018
Manitowoc Ice, Inc. | Manitowoc | IY-0504A-261 | Ice-making Head | Air-Cooled Condenser | Cube |  | 410 | 5.73 | 6.73 |  |  |  | Federally-Regulated Commercial & Industrial Equipment | 02/24/2016 |  | 02/21/2018
Manitowoc Ice, Inc. | Manitowoc | IY-0524A-161 | Ice-making Head | Air-Cooled Condenser | Cube |  | 360 | 6.45 | 7.16 |  |  |  | Federally-Regulated Commercial & Industrial Equipment | 02/24/2016 |  | 02/21/2018
Manitowoc Ice, Inc. | Manitowoc | IY-0524A-261 | Ice-making Head | Air-Cooled Condenser | Cube |  | 360 | 6.45 | 7.16 |  |  |  | Federally-Regulated Commercial & Industrial Equipment | 02/24/2016 |  | 02/21/2018
Manitowoc Ice, Inc. | Manitowoc | IY-1204A-261 | Ice-making Head | Air-Cooled Condenser | Cube |  | 930 | 5.26 | 5.87 |  |  |  | Federally-Regulated Commercial & Industrial Equipment | 02/24/2016 |  | 02/21/2018
Manitowoc Ice, Inc. | Manitowoc | IR-0520A-161 | Ice-making Head | Air-Cooled Condenser | Cube |  | 290 | 7.23 | 7.77 |  |  |  | Federally-Regulated Commercial & Industrial Equipment | 02/24/2016 |  | 02/21/2018
Manitowoc Ice, Inc. | Manitowoc | IR-0500A-161 | Ice-making Head | Air-Cooled Condenser | Cube |  | 370 | 5.94 | 7.08 |  |  |  | Federally-Regulated Commercial & Industrial Equipment | 02/24/2016 |  | 02/21/2018
Manitowoc Ice, Inc. | Manitowoc | IR-0500A-261 | Ice-making Head | Air-Cooled Condenser | Cube |  | 370 | 5.94 | 7.08 |  |  |  | Federally-Regulated Commercial & Industrial Equipment | 02/24/2016 |  | 02/21/2018
Manitowoc Ice, Inc. | Manitowoc | RF2300A-263 | Ice-making Head | Air-Cooled Condenser | Flake |  | 1819 | 4.1 | 4.89 |  |  |  | Federally-Regulated Commercial & Industrial Equipment | 02/24/2016 |  | 02/21/2018
Manitowoc Ice, Inc. | Manitowoc | RFS0300A-161 | Ice-making Head | Air-Cooled Condenser | Flake |  | 286 | 6.65 | 7.8 |  |  |  | Federally-Regulated Commercial & Industrial Equipment | 02/24/2016 |  | 02/21/2018
Manitowoc Ice, Inc. | Manitowoc | RFS0650A-161 | Ice-making Head | Air-Cooled Condenser | Flake |  | 530 | 5.08 | 6.31 |  |  |  | Federally-Regulated Commercial & Industrial Equipment | 02/24/2016 |  | 02/21/2018
Manitowoc Ice, Inc. | Manitowoc | RFS0650A-261 | Ice-making Head | Air-Cooled Condenser | Flake |  | 540 | 4.74 | 6.3 |  |  |  | Federally-Regulated Commercial & Industrial Equipment | 02/24/2016 |  | 02/21/2018
Manitowoc Ice, Inc. | Manitowoc | RFS1200A-261 | Ice-making Head | Air-Cooled Condenser | Flake |  | 874 | 5.7 | 5.93 |  |  |  | Federally-Regulated Commercial & Industrial Equipment | 02/24/2016 |  | 02/21/2018
Manitowoc Ice, Inc. | Manitowoc | RFS1200W-261 | Ice-making Head | Water-Cooled Condenser | Flake |  | 1128 | 3.65 | 4.34 | 3.7 | 175.2 |  | Federally-Regulated Commercial & Industrial Equipment | 02/24/2016 |  | 02/21/2018
Manitowoc Ice, Inc. | Manitowoc | RF2300W-263 | Ice-making Head | Water-Cooled Condenser | Flake |  | 2201 | 3.63 | 4 | 3.6 | 151.6 |  | Federally-Regulated Commercial & Industrial Equipment | 02/24/2016 |  | 02/21/2018
Manitowoc Ice, Inc. | Manitowoc | IR-0501W-161 | Ice-making Head | Water-Cooled Condenser | Cube |  | 420 | 4.58 | 5.49 | 4.6 | 190.8 |  | Federally-Regulated Commercial & Industrial Equipment | 02/24/2016 |  | 02/21/2018
Manitowoc Ice, Inc. | Manitowoc | ID-0303W-161 | Ice-making Head | Water-Cooled Condenser | Cube |  | 260 | 5.69 | 6.37 | 5.7 | 194.3 |  | Federally-Regulated Commercial & Industrial Equipment | 02/24/2016 |  | 02/21/2018
Manitowoc Ice, Inc. | Manitowoc | ID-0303W-261 | Ice-making Head | Water-Cooled Condenser | Cube |  | 260 | 5.69 | 6.37 | 5.7 | 194.3 |  | Federally-Regulated Commercial & Industrial Equipment | 02/24/2016 |  | 02/21/2018
Manitowoc Ice, Inc. | Manitowoc | ID-0323W-161 | Ice-making Head | Water-Cooled Condenser | Cube |  | 270 | 6.19 | 6.32 | 6.2 | 194.1 |  | Federally-Regulated Commercial & Industrial Equipment | 02/24/2016 |  | 02/21/2018
Manitowoc Ice, Inc. | Manitowoc | ID-0323W-261 | Ice-making Head | Water-Cooled Condenser | Cube |  | 270 | 6.19 | 6.32 | 6.2 | 194.1 |  | Federally-Regulated Commercial & Industrial Equipment | 02/24/2016 |  | 02/21/2018
Manitowoc Ice, Inc. | Manitowoc | ID-0453W-161 | Ice-making Head | Water-Cooled Condenser | Cube |  | 360 | 4.7 | 5.82 | 4.7 | 192.1 |  | Federally-Regulated Commercial & Industrial Equipment | 02/24/2016 |  | 02/21/2018
Manitowoc Ice, Inc. | Manitowoc | ID-0453W-261 | Ice-making Head | Water-Cooled Condenser | Cube |  | 360 | 4.7 | 5.82 | 4.7 | 192.1 |  | Federally-Regulated Commercial & Industrial Equipment | 02/24/2016 |  | 02/21/2018
Manitowoc Ice, Inc. | Manitowoc | ID-0503W-161 | Ice-making Head | Water-Cooled Condenser | Cube |  | 430 | 4.58 | 5.44 | 4.6 | 190.5 |  | Federally-Regulated Commercial & Industrial Equipment | 02/24/2016 |  | 02/21/2018
Manitowoc Ice, Inc. | Manitowoc | ID-0523W-161 | Ice-making Head | Water-Cooled Condenser | Cube |  | 375 | 5.09 | 5.74 | 5.1 | 191.8 |  | Federally-Regulated Commercial & Industrial Equipment | 02/24/2016 |  | 02/21/2018
Manitowoc Ice, Inc. | Manitowoc | ID-1203W-261 | Ice-making Head | Water-Cooled Condenser | Cube |  | 900 | 4.58 | 4.59 | 4.6 | 180.2 |  | Federally-Regulated Commercial & Industrial Equipment | 02/24/2016 |  | 02/21/2018
Manitowoc Ice, Inc. | Manitowoc | IY-0305W-161 | Ice-making Head | Water-Cooled Condenser | Cube |  | 260 | 5.69 | 6.37 | 5.7 | 194.3 |  | Federally-Regulated Commercial & Industrial Equipment | 02/24/2016 |  | 02/21/2018
Manitowoc Ice, Inc. | Manitowoc | IY-0325W-161 | Ice-making Head | Water-Cooled Condenser | Cube |  | 290 | 5.94 | 6.2 | 5.9 | 193.6 |  | Federally-Regulated Commercial & Industrial Equipment | 02/24/2016 |  | 02/21/2018
Manitowoc Ice, Inc. | Manitowoc | IY-0325W-261 | Ice-making Head | Water-Cooled Condenser | Cube |  | 290 | 5.94 | 6.2 | 5.9 | 193.6 |  | Federally-Regulated Commercial & Industrial Equipment | 02/24/2016 |  | 02/21/2018
Manitowoc Ice, Inc. | Manitowoc | IY-0455W-161 | Ice-making Head | Water-Cooled Condenser | Cube |  | 360 | 4.7 | 5.82 | 4.7 | 192.1 |  | Federally-Regulated Commercial & Industrial Equipment | 02/24/2016 |  | 02/21/2018
Manitowoc Ice, Inc. | Manitowoc | IY-0505W-161 | Ice-making Head | Water-Cooled Condenser | Cube |  | 440 | 4.52 | 5.38 | 4.5 | 190.3 |  | Federally-Regulated Commercial & Industrial Equipment | 02/24/2016 |  | 02/21/2018
Manitowoc Ice, Inc. | Manitowoc | IY-0505W-261 | Ice-making Head | Water-Cooled Condenser | Cube |  | 440 | 4.52 | 5.38 | 4.5 | 190.3 |  | Federally-Regulated Commercial & Industrial Equipment | 02/24/2016 |  | 02/21/2018
Manitowoc Ice, Inc. | Manitowoc | IY-0525W-161 | Ice-making Head | Water-Cooled Condenser | Cube |  | 395 | 4.87 | 5.63 | 4.9 | 191.3 |  | Federally-Regulated Commercial & Industrial Equipment | 02/24/2016 |  | 02/21/2018
Manitowoc Ice, Inc. | Manitowoc | IY-0525W-261 | Ice-making Head | Water-Cooled Condenser | Cube |  | 395 | 4.87 | 5.63 | 4.9 | 191.3 |  | Federally-Regulated Commercial & Industrial Equipment | 02/24/2016 |  | 02/21/2018
Manitowoc Ice, Inc. | Manitowoc | IY-1205W-261 | Ice-making Head | Water-Cooled Condenser | Cube |  | 1010 | 4.4 | 4.47 | 4.4 | 177.8 |  | Federally-Regulated Commercial & Industrial Equipment | 02/24/2016 |  | 02/21/2018
Manitowoc Ice, Inc. | Manitowoc | IY-1205W3-263 | Ice-making Head | Water-Cooled Condenser | Cube |  | 1010 | 4.4 | 4.47 | 4.4 | 177.8 |  | Federally-Regulated Commercial & Industrial Equipment | 02/24/2016 |  | 02/21/2018
Manitowoc Ice, Inc. | Koolaire | KY0170A-161 | Self-Contained | Air-Cooled Condenser | Cube |  | 123 | 9.7 | 12.23 |  |  |  | Federally-Regulated Commercial & Industrial Equipment | 02/24/2016 |  | 02/21/2018
Manitowoc Ice, Inc. | Koolaire | KD0170A-161 | Self-Contained | Air-Cooled Condenser | Cube |  | 123 | 9.7 | 12.23 |  |  |  | Federally-Regulated Commercial & Industrial Equipment | 02/24/2016 |  | 02/21/2018
Manitowoc Ice, Inc. | Koolaire | KY0270A-161 | Self-Contained | Air-Cooled Condenser | Cube |  | 215 | 9.3 | 9.8 |  |  |  | Federally-Regulated Commercial & Industrial Equipment | 02/24/2016 |  | 02/21/2018
Manitowoc Ice, Inc. | Koolaire | KD0270A-161 | Self-Contained | Air-Cooled Condenser | Cube |  | 215 | 9.3 | 9.8 |  |  |  | Federally-Regulated Commercial & Industrial Equipment | 02/24/2016 |  | 02/21/2018
Manitowoc Ice, Inc. | Manitowoc | BG0260A-161 | Self-Contained | Air-Cooled Condenser | Cube |  | 251 | 9.7 | 9.8 |  |  |  | Federally-Regulated Commercial & Industrial Equipment | 02/24/2016 |  | 02/21/2018
Manitowoc Ice, Inc. | Manitowoc | SD-3072C*CVD-30853 | Both Remote Condensing & Remot | Air-Cooled Condenser | Cube |  | 2233 | 4.81 | 5.3 |  |  |  | Federally-Regulated Commercial & Industrial Equipment | 02/24/2016 |  | 02/21/2018
Manitowoc Ice, Inc. | Manitowoc | SY-3074C*CVD-30853 | Both Remote Condensing & Remot | Air-Cooled Condenser | Cube |  | 2299 | 4.74 | 5.3 |  |  |  | Federally-Regulated Commercial & Industrial Equipment | 02/24/2016 |  | 02/21/2018
Manitowoc Ice, Inc. | Manitowoc | ID-0592N-161*JC-0495-161 | Remote Condensing w/o Remote C | Air-Cooled Condenser | Cube |  | 418 | 6.11 | 7.26 |  |  |  | Federally-Regulated Commercial & Industrial Equipment | 02/24/2016 |  | 02/21/2018
Manitowoc Ice, Inc. | Manitowoc | IY-0594N-161*JC-0495-161 | Remote Condensing w/o Remote C | Air-Cooled Condenser | Cube |  | 432 | 6.09 | 7.21 |  |  |  | Federally-Regulated Commercial & Industrial Equipment | 02/24/2016 |  | 02/21/2018
Manitowoc Ice, Inc. | Manitowoc | IB-1094YC-161*ICVD-1195-261 | Both Remote Condensing & Remot | Air-Cooled Condenser | Cube |  | 910 | 4.85 | 5.39 |  |  |  | Federally-Regulated Commercial & Industrial Equipment | 02/24/2016 |  | 02/21/2018
Manitowoc Ice, Inc. | Manitowoc | IB-1094YC-161*ICVD-11953-263 | Both Remote Condensing & Remot | Air-Cooled Condenser | Cube |  | 910 | 4.85 | 5.39 |  |  |  | Federally-Regulated Commercial & Industrial Equipment | 02/24/2016 |  | 02/21/2018
Manitowoc Ice, Inc. | Manitowoc | ID-1872C-161*ICVD-1895-261 | Both Remote Condensing & Remot | Air-Cooled Condenser | Cube |  | 1375 | 5.03 | 5.3 |  |  |  | Federally-Regulated Commercial & Industrial Equipment | 02/24/2016 |  | 02/21/2018
Manitowoc Ice, Inc. | Manitowoc | ID-1872C-161*ICVD-18953-263 | Both Remote Condensing & Remot | Air-Cooled Condenser | Cube |  | 1375 | 5.03 | 5.3 |  |  |  | Federally-Regulated Commercial & Industrial Equipment | 02/24/2016 |  | 02/21/2018
Manitowoc Ice, Inc. | Manitowoc | IY-1874C-161*ICVD-1895-261 | Both Remote Condensing & Remot | Air-Cooled Condenser | Cube |  | 1470 | 4.81 | 5.3 |  |  |  | Federally-Regulated Commercial & Industrial Equipment | 02/24/2016 |  | 02/21/2018
Manitowoc Ice, Inc. | Manitowoc | QM-45A | Self-Contained | Air-Cooled Condenser | Cube |  | 62 | 15.09 | 15.09 |  |  |  | Federally-Regulated Commercial & Industrial Equipment | 02/24/2016 |  | 02/21/2018
Manitowoc Ice, Inc. | Manitowoc | ID-0302A-161 | Ice-making Head | Air-Cooled Condenser | Cube |  | 225 | 7.48 | 8.32 |  |  |  | Federally-Regulated Commercial & Industrial Equipment | 02/24/2016 |  | 02/21/2018
Manitowoc Ice, Inc. | Manitowoc | ID-0302A-261 | Ice-making Head | Air-Cooled Condenser | Cube |  | 225 | 7.48 | 8.32 |  |  |  | Federally-Regulated Commercial & Industrial Equipment | 02/24/2016 |  | 02/21/2018
Manitowoc Ice, Inc. | Manitowoc | ID-0322A-161 | Ice-making Head | Air-Cooled Condenser | Cube |  | 225 | 7.49 | 8.32 |  |  |  | Federally-Regulated Commercial & Industrial Equipment | 02/24/2016 |  | 02/21/2018
Manitowoc Ice, Inc. | Manitowoc | ID-0322A-261 | Ice-making Head | Air-Cooled Condenser | Cube |  | 225 | 7.49 | 8.32 |  |  |  | Federally-Regulated Commercial & Industrial Equipment | 02/24/2016 |  | 02/21/2018
Manitowoc Ice, Inc. | Manitowoc | ID-0452A-161 | Ice-making Head | Air-Cooled Condenser | Cube |  | 316 | 6.36 | 7.54 |  |  |  | Federally-Regulated Commercial & Industrial Equipment | 02/24/2016 |  | 02/21/2018
Manitowoc Ice, Inc. | Manitowoc | ID-0452A-261 | Ice-making Head | Air-Cooled Condenser | Cube |  | 316 | 6.36 | 7.54 |  |  |  | Federally-Regulated Commercial & Industrial Equipment | 02/24/2016 |  | 02/21/2018
Manitowoc Ice, Inc. | Manitowoc | ID-0502A-161 | Ice-making Head | Air-Cooled Condenser | Cube |  | 390 | 5.79 | 6.91 |  |  |  | Federally-Regulated Commercial & Industrial Equipment | 02/24/2016 |  | 02/21/2018
Manitowoc Ice, Inc. | Manitowoc | ID-0502A-261 | Ice-making Head | Air-Cooled Condenser | Cube |  | 390 | 5.79 | 6.91 |  |  |  | Federally-Regulated Commercial & Industrial Equipment | 02/24/2016 |  | 02/21/2018
Manitowoc Ice, Inc. | Manitowoc | ID-0522A-161 | Ice-making Head | Air-Cooled Condenser | Cube |  | 335 | 6.64 | 7.38 |  |  |  | Federally-Regulated Commercial & Industrial Equipment | 02/24/2016 |  | 02/21/2018
Manitowoc Ice, Inc. | Manitowoc | ID-0522A-261 | Ice-making Head | Air-Cooled Condenser | Cube |  | 335 | 6.64 | 7.38 |  |  |  | Federally-Regulated Commercial & Industrial Equipment | 02/24/2016 |  | 02/21/2018
Manitowoc Ice, Inc. | Manitowoc | ID-1202A-261 | Ice-making Head | Air-Cooled Condenser | Cube |  | 870 | 5.32 | 5.93 |  |  |  | Federally-Regulated Commercial & Industrial Equipment | 02/24/2016 |  | 02/21/2018
Manitowoc Ice, Inc. | Manitowoc | IY-0304A-161 | Ice-making Head | Air-Cooled Condenser | Cube |  | 235 | 7.38 | 8.24 |  |  |  | Federally-Regulated Commercial & Industrial Equipment | 02/24/2016 |  | 02/21/2018
Hoshizaki America | Hoshizaki | F-2001MLH | Both Remote Condensing & Remot | Air-Cooled Condenser | Flake |  | 1733 | 0.6 | 5.3 |  |  |  | Federally-Regulated Commercial & Industrial Equipment | 02/24/2016 |  | 02/21/2018
Hoshizaki America | Hoshizaki America | F-330BAJ-C | Self-Contained | Air-Cooled Condenser | Flake |  | 214 | 7.3 | 9.8 |  |  |  | Federally-Regulated Commercial & Industrial Equipment | 02/24/2016 |  | 02/21/2018
Hoshizaki America | Hoshizaki America | F-330BAJ | Self-Contained | Air-Cooled Condenser | Flake |  | 243 | 5.91 | 9.8 |  |  |  | Federally-Regulated Commercial & Industrial Equipment | 02/24/2016 |  | 02/21/2018
Scotsman Ice Systems | Scotsman | C0530SR-1#*ERC111-1# | Remote Condensing w/o Remote C | Air-Cooled Condenser | Cube |  | 400 | 6.5 | 7.33 |  |  |  | Federally-Regulated Commercial & Industrial Equipment | 03/09/2016 |  | 02/21/2018
Scotsman Ice Systems | Scotsman | C0630MR-32#*ERC311-32# | Remote Condensing w/o Remote C | Air-Cooled Condenser | Cube |  | 616 | 5.8 | 6.51 |  |  |  | Federally-Regulated Commercial & Industrial Equipment | 03/09/2016 |  | 02/21/2018
Scotsman Ice Systems | Scotsman | C0630SR-32#*ERC311-32# | Remote Condensing w/o Remote C | Air-Cooled Condenser | Cube |  | 616 | 5.8 | 6.51 |  |  |  | Federally-Regulated Commercial & Industrial Equipment | 03/09/2016 |  | 02/21/2018
Scotsman Ice Systems | Scotsman | C2148SR-3#, -32#*ERC611-32# | Remote Condensing w/o Remote C | Air-Cooled Condenser | Cube |  | 1849 | 4.9 | 5.1 |  |  |  | Federally-Regulated Commercial & Industrial Equipment | 03/09/2016 |  | 02/21/2018
Scotsman Ice Systems | Scotsman | C2648MR-3#*PRC241-32# | Remote Condensing w/o Remote C | Air-Cooled Condenser | Cube |  | 2256 | 4.34 | 5.1 |  |  |  | Federally-Regulated Commercial & Industrial Equipment | 03/09/2016 |  | 02/21/2018
Scotsman Ice Systems | Scotsman | C2648SR-3#*PRC241-32# | Remote Condensing w/o Remote C | Air-Cooled Condenser | Cube |  | 2224 | 4.5 | 5.1 |  |  |  | Federally-Regulated Commercial & Industrial Equipment | 03/09/2016 |  | 02/21/2018
Scotsman Ice Systems | Scotsman | C1448SR-3#*ERC311-32# | Remote Condensing w/o Remote C | Air-Cooled Condenser | Cube |  | 1221 | 4.8 | 5.1 |  |  |  | Federally-Regulated Commercial & Industrial Equipment | 03/09/2016 |  | 02/21/2018
Scotsman Ice Systems | Scotsman | C1448MR-32#*ERC311-32# | Remote Condensing w/o Remote C | Air-Cooled Condenser | Cube |  | 1221 | 4.61 | 5.1 |  |  |  | Federally-Regulated Commercial & Industrial Equipment | 03/09/2016 |  | 02/21/2018
Scotsman Ice Systems | Scotsman | C1448SR-32#*ERC311-32# | Remote Condensing w/o Remote C | Air-Cooled Condenser | Cube |  | 1221 | 4.61 | 5.1 |  |  |  | Federally-Regulated Commercial & Industrial Equipment | 03/09/2016 |  | 02/21/2018
Scotsman Ice Systems | Scotsman | F0822R-1#*ERC111-1# | Remote Condensing w/o Remote C | Air-Cooled Condenser | Flake |  | 610 | 5.1 | 6.53 |  |  |  | Federally-Regulated Commercial & Industrial Equipment | 03/09/2016 |  | 02/21/2018
Scotsman Ice Systems | Scotsman | F1222R-3#*ERC311-32# | Remote Condensing w/o Remote C | Air-Cooled Condenser | Flake |  | 907 | 3.34 | 5.4 |  |  |  | Federally-Regulated Commercial & Industrial Equipment | 03/09/2016 |  | 02/21/2018
Scotsman Ice Systems | Scotsman | F1222R-32#*ERC311-32# | Remote Condensing w/o Remote C | Air-Cooled Condenser | Flake |  | 907 | 3.34 | 5.4 |  |  |  | Federally-Regulated Commercial & Industrial Equipment | 03/09/2016 |  | 02/21/2018
Scotsman Ice Systems | Scotsman | N0622R-1#*ERC111-1# | Remote Condensing w/o Remote C | Air-Cooled Condenser | Flake |  | 530 | 5.7 | 6.84 |  |  |  | Federally-Regulated Commercial & Industrial Equipment | 03/09/2016 |  | 02/21/2018
Scotsman Ice Systems | Scotsman | N0922R-32#*ERC311-32# | Remote Condensing w/o Remote C | Air-Cooled Condenser | Flake |  | 781 | 3.82 | 5.88 |  |  |  | Federally-Regulated Commercial & Industrial Equipment | 03/09/2016 |  | 02/21/2018
Scotsman Ice Systems | Scotsman | N1322R-32#*ERC311-32# | Remote Condensing w/o Remote C | Air-Cooled Condenser | Flake |  | 1030 | 4 | 5.1 |  |  |  | Federally-Regulated Commercial & Industrial Equipment | 03/09/2016 |  | 02/21/2018
Scotsman Ice Systems | Scotsman | NME1854RS-32#*ERC302-32# | Remote Condensing w/o Remote C | Air-Cooled Condenser | Flake |  | 1575 | 4.5 | 5.1 |  |  |  | Federally-Regulated Commercial & Industrial Equipment | 03/09/2016 |  | 02/21/2018
Scotsman Ice Systems | Scotsman | C0830SR-32#*ERC311-32# | Remote Condensing w/o Remote C | Air-Cooled Condenser | Cube |  | 780 | 4.7 | 5.89 |  |  |  | Federally-Regulated Commercial & Industrial Equipment | 03/09/2016 |  | 02/21/2018
Scotsman Ice Systems | Scotsman | C1030MR-32#*ERC311-32# | Remote Condensing w/o Remote C | Air-Cooled Condenser | Cube |  | 851 | 5 | 5.62 |  |  |  | Federally-Regulated Commercial & Industrial Equipment | 03/09/2016 |  | 02/21/2018
Scotsman Ice Systems | Scotsman | C2148MR-32#*ERC611-32# | Remote Condensing w/o Remote C | Air-Cooled Condenser | Cube |  | 1849 | 4.9 | 5.1 |  |  |  | Federally-Regulated Commercial & Industrial Equipment | 03/09/2016 |  | 02/21/2018
Scotsman Ice Systems | Scotsman | C0830MR-32#*ERC311-32# | Remote Condensing w/o Remote C | Air-Cooled Condenser | Cube |  | 780 | 4.7 | 5.89 |  |  |  | Federally-Regulated Commercial & Industrial Equipment | 03/09/2016 |  | 02/21/2018
Scotsman Ice Systems | Scotsman | C1030SR-3#*ERC311-32# | Remote Condensing w/o Remote C | Air-Cooled Condenser | Cube |  | 851 | 5 | 5.62 |  |  |  | Federally-Regulated Commercial & Industrial Equipment | 03/09/2016 |  | 02/21/2018
Scotsman Ice Systems | Scotsman | C1030SR-32#*ERC311-32# | Remote Condensing w/o Remote C | Air-Cooled Condenser | Cube |  | 851 | 5 | 5.62 |  |  |  | Federally-Regulated Commercial & Industrial Equipment | 03/09/2016 |  | 02/21/2018
Scotsman Ice Systems | Scotsman | C1848MR-32#*ERC611-32# | Remote Condensing w/o Remote C | Air-Cooled Condenser | Cube |  | 1645 | 4.3 | 5.1 |  |  |  | Federally-Regulated Commercial & Industrial Equipment | 03/09/2016 |  | 02/21/2018
Scotsman Ice Systems | Scotsman | C1848SR-3#*ERC611-32# | Remote Condensing w/o Remote C | Air-Cooled Condenser | Cube |  | 1645 | 4.3 | 5.1 |  |  |  | Federally-Regulated Commercial & Industrial Equipment | 03/09/2016 |  | 02/21/2018
Scotsman Ice Systems | Scotsman | C1848SR-32#*ERC611-32# | Remote Condensing w/o Remote C | Air-Cooled Condenser | Cube |  | 1645 | 4.3 | 5.1 |  |  |  | Federally-Regulated Commercial & Industrial Equipment | 03/09/2016 |  | 02/21/2018
Scotsman Ice Systems | Scotsman | EH222SL-1#*ECC0800-3# | Remote Condensing w/o Remote C | Air-Cooled Condenser | Cube |  | 700 | 5.2 | 6.19 |  |  |  | Federally-Regulated Commercial & Industrial Equipment | 03/09/2016 |  | 02/21/2018
Scotsman Ice Systems | Scotsman | EH222SL-1#*ECC1410-32# | Remote Condensing w/o Remote C | Air-Cooled Condenser | Cube |  | 865 | 5 | 5.56 |  |  |  | Federally-Regulated Commercial & Industrial Equipment | 03/09/2016 |  | 02/21/2018
Scotsman Ice Systems | Scotsman | EH430SL-1#*ECC1410-32# | Remote Condensing w/o Remote C | Air-Cooled Condenser | Cube |  | 1200 | 4.5 | 5.1 |  |  |  | Federally-Regulated Commercial & Industrial Equipment | 03/09/2016 |  | 02/21/2018
Scotsman Ice Systems | Scotsman | EH430SL-1#*ECC1410-3# | Remote Condensing w/o Remote C | Air-Cooled Condenser | Cube |  | 1200 | 4.5 | 5.1 |  |  |  | Federally-Regulated Commercial & Industrial Equipment | 03/09/2016 |  | 02/21/2018
Scotsman Ice Systems | Scotsman | EH430SL-1#*ECC1800-3# | Remote Condensing w/o Remote C | Air-Cooled Condenser | Cube |  | 1600 | 4.67 | 5.1 |  |  |  | Federally-Regulated Commercial & Industrial Equipment | 03/09/2016 |  | 02/21/2018
Scotsman Ice Systems | Scotsman | EH330SL-1#*ECC1200-32# | Remote Condensing w/o Remote C | Air-Cooled Condenser | Cube |  | 1200 | 5 | 5.1 |  |  |  | Federally-Regulated Commercial & Industrial Equipment | 03/09/2016 |  | 02/21/2018
Scotsman Ice Systems | Scotsman | C1448SA-3#, -32# | Ice-making Head | Air-Cooled Condenser | Cube |  | 1242 | 4.6 | 5.52 |  |  |  | Federally-Regulated Commercial & Industrial Equipment | 03/09/2016 |  | 02/21/2018
Scotsman Ice Systems | Scotsman | C1848SA-3#, -32# | Ice-making Head | Air-Cooled Condenser | Cube |  | 1527 | 4.9 | 5.21 |  |  |  | Federally-Regulated Commercial & Industrial Equipment | 03/09/2016 |  | 02/21/2018
Scotsman Ice Systems | Scotsman | N0922A-32# | Ice-making Head | Air-Cooled Condenser | Flake |  | 784 | 3.65 | 6.03 |  |  |  | Federally-Regulated Commercial & Industrial Equipment | 03/09/2016 |  | 02/21/2018
Scotsman Ice Systems | Scotsman | N1322A-32# | Ice-making Head | Air-Cooled Condenser | Flake |  | 950 | 4.4 | 5.84 |  |  |  | Federally-Regulated Commercial & Industrial Equipment | 03/09/2016 |  | 02/21/2018
Scotsman Ice Systems | Scotsman | FME2404AS-32# | Ice-making Head | Air-Cooled Condenser | Flake |  | 1400 | 4 | 5.35 |  |  |  | Federally-Regulated Commercial & Industrial Equipment | 03/09/2016 |  | 02/21/2018
Scotsman Ice Systems | Scotsman | N0422A-1# | Ice-making Head | Air-Cooled Condenser | Flake |  | 310 | 6.3 | 7.59 |  |  |  | Federally-Regulated Commercial & Industrial Equipment | 03/09/2016 |  | 02/21/2018
Scotsman Ice Systems | Scotsman | N0622A-1# | Ice-making Head | Air-Cooled Condenser | Flake |  | 500 | 5.6 | 6.34 |  |  |  | Federally-Regulated Commercial & Industrial Equipment | 03/09/2016 |  | 02/21/2018
Scotsman Ice Systems | Scotsman | N0622A-32# | Ice-making Head | Air-Cooled Condenser | Flake |  | 500 | 5.6 | 6.34 |  |  |  | Federally-Regulated Commercial & Industrial Equipment | 03/09/2016 |  | 02/21/2018
Scotsman Ice Systems | Scotsman | F0522A-1# | Ice-making Head | Air-Cooled Condenser | Flake |  | 320 | 6.1 | 7.51 |  |  |  | Federally-Regulated Commercial & Industrial Equipment | 03/09/2016 |  | 02/21/2018
Scotsman Ice Systems | Scotsman | F0822A-1# | Ice-making Head | Air-Cooled Condenser | Flake |  | 580 | 4.7 | 6.25 |  |  |  | Federally-Regulated Commercial & Industrial Equipment | 03/09/2016 |  | 02/21/2018
Scotsman Ice Systems | Scotsman | F1222A-3# | Ice-making Head | Air-Cooled Condenser | Flake |  | 878 | 3.22 | 5.92 |  |  |  | Federally-Regulated Commercial & Industrial Equipment | 03/09/2016 |  | 02/21/2018
Scotsman Ice Systems | Scotsman | F1222A-32# | Ice-making Head | Air-Cooled Condenser | Flake |  | 878 | 3.22 | 5.92 |  |  |  | Federally-Regulated Commercial & Industrial Equipment | 03/09/2016 |  | 02/21/2018
Scotsman Ice Systems | Scotsman | F1522A-32# | Ice-making Head | Air-Cooled Condenser | Flake |  | 1100 | 3.7 | 5.68 |  |  |  | Federally-Regulated Commercial & Industrial Equipment | 03/09/2016 |  | 02/21/2018
Scotsman Ice Systems | Scotsman | C1448MW-3#, -32# | Ice-making Head | Water-Cooled Condenser | Cube |  | 1300 | 3.7 | 4.15 | 3.7 | 171.4 |  | Federally-Regulated Commercial & Industrial Equipment | 03/09/2016 |  | 02/21/2018
Scotsman Ice Systems | Scotsman | F0522W-1# | Ice-making Head | Water-Cooled Condenser | Flake |  | 420 | 3.9 | 5.49 | 3.9 | 190.8 |  | Federally-Regulated Commercial & Industrial Equipment | 03/09/2016 |  | 02/21/2018
Scotsman Ice Systems | Scotsman | F0822W-1# | Ice-making Head | Water-Cooled Condenser | Flake |  | 600 | 3.9 | 4.92 | 3.9 | 186.8 |  | Federally-Regulated Commercial & Industrial Equipment | 03/09/2016 |  | 02/21/2018
Scotsman Ice Systems | Scotsman | N1322W-3# | Ice-making Head | Water-Cooled Condenser | Flake |  | 965 | 4 | 4.52 | 4 | 178.8 |  | Federally-Regulated Commercial & Industrial Equipment | 03/09/2016 |  | 02/21/2018
Scotsman Ice Systems | Scotsman | F0822W-32# | Ice-making Head | Water-Cooled Condenser | Flake |  | 600 | 3.9 | 4.92 | 3.9 | 186.8 |  | Federally-Regulated Commercial & Industrial Equipment | 03/09/2016 |  | 02/21/2018
Scotsman Ice Systems | Scotsman | N0422W-1# | Ice-making Head | Water-Cooled Condenser | Flake |  | 350 | 4.9 | 5.88 | 4.9 | 192.3 |  | Federally-Regulated Commercial & Industrial Equipment | 03/09/2016 |  | 02/21/2018
Scotsman Ice Systems | Scotsman | N0622W-1# | Ice-making Head | Water-Cooled Condenser | Flake |  | 570 | 4.4 | 4.95 | 4.4 | 187.5 |  | Federally-Regulated Commercial & Industrial Equipment | 03/09/2016 |  | 02/21/2018
Scotsman Ice Systems | Scotsman | N0922W-32# | Ice-making Head | Water-Cooled Condenser | Flake |  | 863 | 3.09 | 4.63 | 3.1 | 181 |  | Federally-Regulated Commercial & Industrial Equipment | 03/09/2016 |  | 02/21/2018
Scotsman Ice Systems | Scotsman | N1322W-32# | Ice-making Head | Water-Cooled Condenser | Flake |  | 965 | 4 | 4.52 | 4 | 178.8 |  | Federally-Regulated Commercial & Industrial Equipment | 03/09/2016 |  | 02/21/2018
Scotsman Ice Systems | Scotsman | AFE424A-1# | Self-Contained | Air-Cooled Condenser | Flake |  | 250 | 6 | 9.8 |  |  |  | Federally-Regulated Commercial & Industrial Equipment | 03/09/2016 |  | 02/21/2018
Scotsman Ice Systems | Scotsman | HID525AW-1# | Self-Contained | Air-Cooled Condenser | Flake |  | 365 | 5.5 | 9.8 |  |  |  | Federally-Regulated Commercial & Industrial Equipment | 03/09/2016 |  | 02/21/2018
Scotsman Ice Systems | Scotsman | HID540A-1# | Self-Contained | Air-Cooled Condenser | Flake |  | 365 | 5.5 | 9.8 |  |  |  | Federally-Regulated Commercial & Industrial Equipment | 03/09/2016 |  | 02/21/2018
Scotsman Ice Systems | Scotsman | HID540AW-1# | Self-Contained | Air-Cooled Condenser | Flake |  | 365 | 5.5 | 9.8 |  |  |  | Federally-Regulated Commercial & Industrial Equipment | 03/09/2016 |  | 02/21/2018
Scotsman Ice Systems | Scotsman | CU0715MA-1# | Self-Contained | Air-Cooled Condenser | Cube |  | 58 | 11 | 15.28 |  |  |  | Federally-Regulated Commercial & Industrial Equipment | 03/09/2016 |  | 02/21/2018
Scotsman Ice Systems | Scotsman | CU0920MA-1# | Self-Contained | Air-Cooled Condenser | Cube |  | 80 | 10 | 14.25 |  |  |  | Federally-Regulated Commercial & Industrial Equipment | 03/09/2016 |  | 02/21/2018
Scotsman Ice Systems | Scotsman | HID312A-1# | Self-Contained | Air-Cooled Condenser | Flake |  | 220 | 4.9 | 9.8 |  |  |  | Federally-Regulated Commercial & Industrial Equipment | 03/09/2016 |  | 02/21/2018
Scotsman Ice Systems | Scotsman | HID312AW-1# | Self-Contained | Air-Cooled Condenser | Flake |  | 220 | 4.9 | 9.8 |  |  |  | Federally-Regulated Commercial & Industrial Equipment | 03/09/2016 |  | 02/21/2018
Scotsman Ice Systems | Scotsman | HID525A-1# | Self-Contained | Air-Cooled Condenser | Flake |  | 365 | 5.5 | 9.8 |  |  |  | Federally-Regulated Commercial & Industrial Equipment | 03/09/2016 |  | 02/21/2018
Scotsman Ice Systems | Scotsman | HID525W-1# | Self-Contained | Water-Cooled Condenser | Flake |  | 400 | 4.3 | 7.6 | 4.3 | 178.4 |  | Federally-Regulated Commercial & Industrial Equipment | 03/09/2016 |  | 02/21/2018
Scotsman Ice Systems | Scotsman | HID540W-1# | Self-Contained | Water-Cooled Condenser | Flake |  | 400 | 4.3 | 7.6 | 4.3 | 178.4 |  | Federally-Regulated Commercial & Industrial Equipment | 03/09/2016 |  | 02/21/2018
Scotsman Ice Systems | Scotsman | AFE424W-1# | Self-Contained | Water-Cooled Condenser | Flake |  | 300 | 5.5 | 7.6 | 5.5 | 181.6 |  | Federally-Regulated Commercial & Industrial Equipment | 03/09/2016 |  | 02/21/2018
Scotsman Ice Systems | Scotsman | C0630MA-32# | Ice-making Head | Air-Cooled Condenser | Cube |  | 528 | 6 | 6.31 |  |  |  | Federally-Regulated Commercial & Industrial Equipment | 03/09/2016 |  | 02/21/2018
Scotsman Ice Systems | Scotsman | C0630SA-32# | Ice-making Head | Air-Cooled Condenser | Cube |  | 528 | 6 | 6.31 |  |  |  | Federally-Regulated Commercial & Industrial Equipment | 03/09/2016 |  | 02/21/2018
Scotsman Ice Systems | Scotsman | C0530MA-32# | Ice-making Head | Air-Cooled Condenser | Cube |  | 380 | 5.8 | 6.99 |  |  |  | Federally-Regulated Commercial & Industrial Equipment | 03/09/2016 |  | 02/21/2018
Scotsman Ice Systems | Scotsman | C0530SA-1# | Ice-making Head | Air-Cooled Condenser | Cube |  | 380 | 5.8 | 6.99 |  |  |  | Federally-Regulated Commercial & Industrial Equipment | 03/09/2016 |  | 02/21/2018
Scotsman Ice Systems | Scotsman | C0530SA-32# | Ice-making Head | Air-Cooled Condenser | Cube |  | 380 | 5.8 | 6.99 |  |  |  | Federally-Regulated Commercial & Industrial Equipment | 03/09/2016 |  | 02/21/2018
Scotsman Ice Systems | Scotsman | C0830MA-32# | Ice-making Head | Air-Cooled Condenser | Cube |  | 724 | 5.3 | 6.09 |  |  |  | Federally-Regulated Commercial & Industrial Equipment | 03/09/2016 |  | 02/21/2018
Scotsman Ice Systems | Scotsman | C0830SA-32# | Ice-making Head | Air-Cooled Condenser | Cube |  | 724 | 5.3 | 6.09 |  |  |  | Federally-Regulated Commercial & Industrial Equipment | 03/09/2016 |  | 02/21/2018
Scotsman Ice Systems | Scotsman | C1030MA-32# | Ice-making Head | Air-Cooled Condenser | Cube |  | 844 | 5 | 5.96 |  |  |  | Federally-Regulated Commercial & Industrial Equipment | 03/09/2016 |  | 02/21/2018
Scotsman Ice Systems | Scotsman | C1848MA-32# | Ice-making Head | Air-Cooled Condenser | Cube |  | 1527 | 4.9 | 5.21 |  |  |  | Federally-Regulated Commercial & Industrial Equipment | 03/09/2016 |  | 02/21/2018
Scotsman Ice Systems | Scotsman | C1448MA-32# | Ice-making Head | Air-Cooled Condenser | Cube |  | 1242 | 4.6 | 5.52 |  |  |  | Federally-Regulated Commercial & Industrial Equipment | 03/09/2016 |  | 02/21/2018
Scotsman Ice Systems | Scotsman | C0530MA-1# | Ice-making Head | Air-Cooled Condenser | Cube |  | 380 | 5.8 | 6.99 |  |  |  | Federally-Regulated Commercial & Industrial Equipment | 03/09/2016 |  | 02/21/2018
Scotsman Ice Systems | Scotsman | C0330SA-1# | Ice-making Head | Air-Cooled Condenser | Cube |  | 300 | 6.5 | 7.68 |  |  |  | Federally-Regulated Commercial & Industrial Equipment | 03/09/2016 |  | 02/21/2018
Scotsman Ice Systems | Scotsman | C0330MA-1# | Ice-making Head | Air-Cooled Condenser | Cube |  | 300 | 6.5 | 7.68 |  |  |  | Federally-Regulated Commercial & Industrial Equipment | 03/09/2016 |  | 02/21/2018
Scotsman Ice Systems | Scotsman | C0330MA-32# | Ice-making Head | Air-Cooled Condenser | Cube |  | 300 | 6.5 | 7.68 |  |  |  | Federally-Regulated Commercial & Industrial Equipment | 03/09/2016 |  | 02/21/2018
Scotsman Ice Systems | Scotsman | C1030SA-32# | Ice-making Head | Air-Cooled Condenser | Cube |  | 844 | 5 | 5.96 |  |  |  | Federally-Regulated Commercial & Industrial Equipment | 03/09/2016 |  | 02/21/2018
Scotsman Ice Systems | Scotsman | C0630MW-32# | Ice-making Head | Water-Cooled Condenser | Cube |  | 650 | 4.1 | 4.86 | 4.1 | 185.7 |  | Federally-Regulated Commercial & Industrial Equipment | 03/09/2016 |  | 02/21/2018
Scotsman Ice Systems | Scotsman | C0630SW-32# | Ice-making Head | Water-Cooled Condenser | Cube |  | 650 | 4.1 | 4.86 | 4.1 | 185.7 |  | Federally-Regulated Commercial & Industrial Equipment | 03/09/2016 |  | 02/21/2018
Scotsman Ice Systems | Scotsman | C0830SW-32# | Ice-making Head | Water-Cooled Condenser | Cube |  | 832 | 4 | 4.66 | 4 | 181.7 |  | Federally-Regulated Commercial & Industrial Equipment | 03/09/2016 |  | 02/21/2018
Scotsman Ice Systems | Scotsman | C1030SW-32# | Ice-making Head | Water-Cooled Condenser | Cube |  | 851 | 4.4 | 4.64 | 4.4 | 181.3 |  | Federally-Regulated Commercial & Industrial Equipment | 03/09/2016 |  | 02/21/2018
Scotsman Ice Systems | Scotsman | C0330MW-1# | Ice-making Head | Water-Cooled Condenser | Cube |  | 300 | 5.2 | 6.15 | 5.2 | 193.4 |  | Federally-Regulated Commercial & Industrial Equipment | 03/09/2016 |  | 02/21/2018
Scotsman Ice Systems | Scotsman | C0530MW-1# | Ice-making Head | Water-Cooled Condenser | Cube |  | 410 | 5 | 5.54 | 5 | 191 |  | Federally-Regulated Commercial & Industrial Equipment | 03/09/2016 |  | 02/21/2018
Scotsman Ice Systems | Scotsman | C0530SW-1# | Ice-making Head | Water-Cooled Condenser | Cube |  | 410 | 5 | 5.54 | 5 | 191 |  | Federally-Regulated Commercial & Industrial Equipment | 03/09/2016 |  | 02/21/2018
Scotsman Ice Systems | Scotsman | C1030MW-32# | Ice-making Head | Water-Cooled Condenser | Cube |  | 851 | 4.4 | 4.64 | 4.4 | 181.3 |  | Federally-Regulated Commercial & Industrial Equipment | 03/09/2016 |  | 02/21/2018
Scotsman Ice Systems | Scotsman | C1448SW-32# | Ice-making Head | Water-Cooled Condenser | Cube |  | 1300 | 3.7 | 4.15 | 3.7 | 171.4 |  | Federally-Regulated Commercial & Industrial Equipment | 03/09/2016 |  | 02/21/2018
Scotsman Ice Systems | Scotsman | C0330SW-1# | Ice-making Head | Water-Cooled Condenser | Cube |  | 300 | 5.2 | 6.15 | 5.2 | 193.4 |  | Federally-Regulated Commercial & Industrial Equipment | 03/09/2016 |  | 02/21/2018
Scotsman Ice Systems | Scotsman | C0830MA-3# | Ice-making Head | Air-Cooled Condenser | Cube |  | 724 | 5.3 | 6.09 |  |  |  | Federally-Regulated Commercial & Industrial Equipment | 03/09/2016 |  | 02/21/2018
Scotsman Ice Systems | Scotsman | C0830SA-3# | Ice-making Head | Air-Cooled Condenser | Cube |  | 724 | 5.3 | 6.09 |  |  |  | Federally-Regulated Commercial & Industrial Equipment | 03/09/2016 |  | 02/21/2018
Scotsman Ice Systems | Scotsman | C0830MW-32# | Ice-making Head | Water-Cooled Condenser | Cube |  | 832 | 4 | 4.66 | 4 | 181.7 |  | Federally-Regulated Commercial & Industrial Equipment | 03/09/2016 |  | 02/21/2018
Mile High Equipment, LLC | SUPERA | UIM-240FA | Self-Contained | Air-Cooled Condenser | Cube |  | 156 | 9.46 | 10.68 |  |  |  | Federally-Regulated Commercial & Industrial Equipment | 03/11/2016 |  | 02/21/2018
Mile High Equipment, LLC | SUPERA | UIM-300FA | Self-Contained | Air-Cooled Condenser | Cube |  | 205 | 8.66 | 9.8 |  |  |  | Federally-Regulated Commercial & Industrial Equipment | 03/11/2016 |  | 02/21/2018
Mile High Equipment, LLC | SUPERA | MIM-500FA | Ice-making Head | Air-Cooled Condenser | Cube |  | 335 | 6.1 | 7.38 |  |  |  | Federally-Regulated Commercial & Industrial Equipment | 03/11/2016 |  | 02/21/2018
Mile High Equipment, LLC | SUPERA | MIM-650FA | Ice-making Head | Air-Cooled Condenser | Cube |  | 480 | 5.4 | 6.36 |  |  |  | Federally-Regulated Commercial & Industrial Equipment | 03/11/2016 |  | 02/21/2018
Mile High Equipment, LLC | SUPERA | MIM-900FA | Ice-making Head | Air-Cooled Condenser | Cube |  | 650 | 5.47 | 6.18 |  |  |  | Federally-Regulated Commercial & Industrial Equipment | 03/11/2016 |  | 02/21/2018
Mile High Equipment, LLC | SUPERA | MIM-1000FA | Ice-making Head | Air-Cooled Condenser | Cube |  | 690 | 5.38 | 6.13 |  |  |  | Federally-Regulated Commercial & Industrial Equipment | 03/11/2016 |  | 02/21/2018
Mile High Equipment, LLC | Ice-O-Matic | GEM1306R* | Remote Condensing w/o Remote C | Air-Cooled Condenser | Flake |  | 1000 | 4 | 5.1 |  |  |  | Federally-Regulated Commercial & Industrial Equipment | 03/11/2016 |  | 02/21/2018
Mile High Equipment, LLC | Ice-O-Matic | MFI1506R* | Remote Condensing w/o Remote C | Air-Cooled Condenser | Flake |  | 1025 | 3.7 | 5.1 |  |  |  | Federally-Regulated Commercial & Industrial Equipment | 03/11/2016 |  | 02/21/2018
Mile High Equipment, LLC | Ice-O-Matic | ICE1406HR* | Remote Condensing w/o Remote C | Air-Cooled Condenser | Cube |  | 1190 | 4.68 | 5.1 |  |  |  | Federally-Regulated Commercial & Industrial Equipment | 03/11/2016 |  | 02/21/2018
Mile High Equipment, LLC | Ice-O-Matic | ICE1406FR* | Remote Condensing w/o Remote C | Air-Cooled Condenser | Cube |  | 1120 | 4.68 | 5.1 |  |  |  | Federally-Regulated Commercial & Industrial Equipment | 03/11/2016 |  | 02/21/2018
Mile High Equipment, LLC | Ice-O-Matic | ICE2006*W* | Ice-making Head | Water-Cooled Condenser | Cube |  | 1650 | 4 | 4 | 156 | 163.7 |  | Federally-Regulated Commercial & Industrial Equipment | 03/11/2016 |  | 02/21/2018
Scotsman Ice Systems | Scotsman | EH222SL-1#*ECC1410-3# | Remote Condensing w/o Remote C | Air-Cooled Condenser | Cube |  | 810 | 5.49 | 5.77 |  |  |  | Federally-Regulated Commercial & Industrial Equipment | 06/03/2016 |  | 02/21/2018
Hoshizaki America | Hoshizaki America | F-450MAJ | Ice-making Head | Air-Cooled Condenser | Flake |  | 395 | 4.94 | 6.86 |  |  |  | Federally-Regulated Commercial & Industrial Equipment | 06/14/2016 |  | 02/21/2018
Hoshizaki America | Hoshizaki America | F-801MAJ | Ice-making Head | Air-Cooled Condenser | Flake |  | 566 | 4.5 | 6.27 |  |  |  | Federally-Regulated Commercial & Industrial Equipment | 06/23/2016 |  | 02/21/2018
Hoshizaki America | Hoshizaki America | F-801MAJ-C | Ice-making Head | Air-Cooled Condenser | Flake |  | 532 | 5 | 6.3 |  |  |  | Federally-Regulated Commercial & Industrial Equipment | 06/23/2016 |  | 02/21/2018
Hoshizaki America | Hoshizaki America | F-801MWJ | Ice-making Head | Water-Cooled Condenser | Flake |  | 605 | 3.9 | 4.91 | 119 | 186.7 |  | Federally-Regulated Commercial & Industrial Equipment | 06/23/2016 |  | 02/21/2018
Hoshizaki America | Hoshizaki America | F-801MWJ-C | Ice-making Head | Water-Cooled Condenser | Flake |  | 580 | 4.13 | 4.94 | 120 | 187.2 |  | Federally-Regulated Commercial & Industrial Equipment | 06/23/2016 |  | 02/21/2018
Hoshizaki America | Hoshizaki America | F-450MAJ-C | Ice-making Head | Air-Cooled Condenser | Flake |  | 316 | 6.1 | 7.54 |  |  |  | Federally-Regulated Commercial & Industrial Equipment | 06/23/2016 |  | 02/21/2018
Mile High Equipment, LLC | Ice-O-Matic | CCM0522*A1* | Ice-making Head | Air-Cooled Condenser | Cube |  | 320 | 6.6 | 7.51 |  |  |  | Federally-Regulated Commercial & Industrial Equipment | 06/23/2016 |  | 02/21/2018
Mile High Equipment, LLC | Ice-O-Matic | CCM0522AH1* | Ice-making Head | Air-Cooled Condenser | Cube |  | 340 | 6.6 | 7.34 |  |  |  | Federally-Regulated Commercial & Industrial Equipment | 06/23/2016 |  | 02/21/2018
Mile High Equipment, LLC | IMI Cornelius | CCM0522*A1* | Ice-making Head | Air-Cooled Condenser | Cube |  | 320 | 6.6 | 7.51 |  |  |  | Federally-Regulated Commercial & Industrial Equipment | 06/23/2016 |  | 02/21/2018
Mile High Equipment, LLC | IMI Cornelius | CCM0522AH1* | Ice-making Head | Air-Cooled Condenser | Cube |  | 340 | 6.6 | 7.34 |  |  |  | Federally-Regulated Commercial & Industrial Equipment | 06/23/2016 |  | 02/21/2018
Mile High Equipment, LLC | IMI Cornelius | CCM0522AF1* | Ice-making Head | Air-Cooled Condenser | Cube |  | 320 | 6.6 | 7.51 |  |  |  | Federally-Regulated Commercial & Industrial Equipment | 06/23/2016 |  | 02/21/2018
Mile High Equipment, LLC | IMI Cornelius | CCM1030*W2* | Ice-making Head | Water-Cooled Condenser | Cube |  | 856 | 4.3 | 4.64 | 125 | 181.2 |  | Federally-Regulated Commercial & Industrial Equipment | 06/23/2016 |  | 02/21/2018
Mile High Equipment, LLC | IMI Cornelius | CCM1530R*2* | Remote Condensing w/o Remote C | Air-Cooled Condenser | Cube |  | 1002 | 4.86 | 5.1 |  |  |  | Federally-Regulated Commercial & Industrial Equipment | 06/23/2016 |  | 02/21/2018
Mile High Equipment, LLC | IMI Cornelius | CCM1530RH2* | Remote Condensing w/o Remote C | Air-Cooled Condenser | Cube |  | 1216 | 4.67 | 5.1 |  |  |  | Federally-Regulated Commercial & Industrial Equipment | 06/23/2016 |  | 02/21/2018
Mile High Equipment, LLC | IMI Cornelius | CCM1530RF2* | Remote Condensing w/o Remote C | Air-Cooled Condenser | Cube |  | 1002 | 4.86 | 5.1 |  |  |  | Federally-Regulated Commercial & Industrial Equipment | 06/23/2016 |  | 02/21/2018
Mile High Equipment, LLC | Ice-O-Matic | ICE1807*R* | Remote Condensing w/o Remote C | Air-Cooled Condenser | Cube |  | 1444 | 4.9 | 5.1 |  |  |  | Federally-Regulated Commercial & Industrial Equipment | 06/23/2016 |  | 02/21/2018
Mile High Equipment, LLC | IMI Cornelius | CCM1030A*2* | Ice-making Head | Air-Cooled Condenser | Cube |  | 690 | 5.38 | 6.13 |  |  |  | Federally-Regulated Commercial & Industrial Equipment | 06/23/2016 |  | 02/21/2018
Mile High Equipment, LLC | IMI Cornelius | CCM0322*W1* | Ice-making Head | Water-Cooled Condenser | Cube |  | 308 | 5.9 | 6.11 | 189 | 193.2 |  | Federally-Regulated Commercial & Industrial Equipment | 06/23/2016 |  | 02/21/2018
Mile High Equipment, LLC | Ice-O-Matic | ICE2107*R* | Remote Condensing w/o Remote C | Air-Cooled Condenser | Cube |  | 1525 | 5 | 5.1 |  |  |  | Federally-Regulated Commercial & Industrial Equipment | 06/23/2016 |  | 02/21/2018
Mile High Equipment, LLC | Ice-O-Matic | ICE1806*W* | Ice-making Head | Water-Cooled Condenser | Cube |  | 1628 | 4 | 4 | 162 | 164.2 |  | Federally-Regulated Commercial & Industrial Equipment | 06/23/2016 |  | 02/21/2018
Mile High Equipment, LLC | Ice-O-Matic | MFI0800R | Remote Condensing w/o Remote C | Air-Cooled Condenser | Flake |  | 650 | 4.75 | 6.38 |  |  |  | Federally-Regulated Commercial & Industrial Equipment | 06/23/2016 |  | 02/21/2018
Mile High Equipment, LLC | IMI Cornelius | CCM0630AH2* | Ice-making Head | Air-Cooled Condenser | Cube |  | 505 | 5.4 | 6.33 |  |  |  | Federally-Regulated Commercial & Industrial Equipment | 06/23/2016 |  | 02/21/2018
Mile High Equipment, LLC | IMI Cornelius | CCM1448R*2* | Remote Condensing w/o Remote C | Air-Cooled Condenser | Cube |  | 1150 | 5 | 5.1 |  |  |  | Federally-Regulated Commercial & Industrial Equipment | 06/23/2016 |  | 02/21/2018
Mile High Equipment, LLC | Ice-O-Matic | ICE1007*W* | Ice-making Head | Water-Cooled Condenser | Cube |  | 836 | 4.3 | 4.66 | 139 | 181.6 |  | Federally-Regulated Commercial & Industrial Equipment | 06/23/2016 |  | 02/21/2018
Mile High Equipment, LLC | IMI Cornelius | CCM0530*A1* | Ice-making Head | Air-Cooled Condenser | Cube |  | 448 | 6.1 | 6.41 |  |  |  | Federally-Regulated Commercial & Industrial Equipment | 06/23/2016 |  | 02/21/2018
Mile High Equipment, LLC | Ice-O-Matic | ICE1406*W* | Ice-making Head | Water-Cooled Condenser | Cube |  | 1239 | 4.2 | 4.22 | 145 | 172.7 |  | Federally-Regulated Commercial & Industrial Equipment | 06/23/2016 |  | 02/21/2018
Mile High Equipment, LLC | IMI Cornelius | CCM1030W*2* | Ice-making Head | Water-Cooled Condenser | Cube |  | 856 | 4.3 | 4.64 | 125 | 181.2 |  | Federally-Regulated Commercial & Industrial Equipment | 06/23/2016 |  | 02/21/2018
Mile High Equipment, LLC | IMI Cornelius | CCM0322A*1* | Ice-making Head | Air-Cooled Condenser | Cube |  | 220 | 8.1 | 8.37 |  |  |  | Federally-Regulated Commercial & Industrial Equipment | 06/23/2016 |  | 02/21/2018
Mile High Equipment, LLC | Ice-O-Matic | ICE2106*R* | Remote Condensing w/o Remote C | Air-Cooled Condenser | Cube |  | 1561 | 5 | 5.1 |  |  |  | Federally-Regulated Commercial & Industrial Equipment | 06/23/2016 |  | 02/21/2018
Mile High Equipment, LLC | IMI Cornelius | CCM0530*R1* | Remote Condensing w/o Remote C | Air-Cooled Condenser | Cube |  | 455 | 6.8 | 7.12 |  |  |  | Federally-Regulated Commercial & Industrial Equipment | 06/23/2016 |  | 02/21/2018
Mile High Equipment, LLC | Ice-O-Matic | ICE1407*W* | Ice-making Head | Water-Cooled Condenser | Cube |  | 1270 | 4.1 | 4.18 | 129 | 172.1 |  | Federally-Regulated Commercial & Industrial Equipment | 06/23/2016 |  | 02/21/2018
Mile High Equipment, LLC | Ice-O-Matic | HISU090*A* | Self-Contained | Air-Cooled Condenser | Cube |  | 80 | 10 | 14.25 |  |  |  | Federally-Regulated Commercial & Industrial Equipment | 06/23/2016 |  | 02/21/2018
Mile High Equipment, LLC | Ice-O-Matic | ICE0606*T* | Ice-making Head | Air-Cooled Condenser | Cube |  | 480 | 5.4 | 6.36 |  |  |  | Federally-Regulated Commercial & Industrial Equipment | 06/23/2016 |  | 02/21/2018
Mile High Equipment, LLC | IMI Cornelius | CCU0220*A1* | Self-Contained | Air-Cooled Condenser | Cube |  | 156 | 9.46 | 10.68 |  |  |  | Federally-Regulated Commercial & Industrial Equipment | 06/23/2016 |  | 02/21/2018
Mile High Equipment, LLC | IMI Cornelius | CCU0220AH1* | Self-Contained | Air-Cooled Condenser | Cube |  | 175 | 8.8 | 9.8 |  |  |  | Federally-Regulated Commercial & Industrial Equipment | 06/23/2016 |  | 02/21/2018
Mile High Equipment, LLC | IMI Cornelius | CCU0220AF1* | Self-Contained | Air-Cooled Condenser | Cube |  | 156 | 9.46 | 10.68 |  |  |  | Federally-Regulated Commercial & Industrial Equipment | 06/23/2016 |  | 02/21/2018
Mile High Equipment, LLC | IMI Cornelius | CCM1448A*3* | Ice-making Head | Air-Cooled Condenser | Cube |  | 1131 | 5.5 | 5.65 |  |  |  | Federally-Regulated Commercial & Industrial Equipment | 06/23/2016 |  | 02/21/2018
Mile High Equipment, LLC | Ice-O-Matic | ICE0606HT* | Ice-making Head | Air-Cooled Condenser | Cube |  | 505 | 5.4 | 6.33 |  |  |  | Federally-Regulated Commercial & Industrial Equipment | 06/23/2016 |  | 02/21/2018
Mile High Equipment, LLC | IMI Cornelius | CCM1530*R2* | Remote Condensing w/o Remote C | Air-Cooled Condenser | Cube |  | 1002 | 4.86 | 5.1 |  |  |  | Federally-Regulated Commercial & Industrial Equipment | 06/23/2016 |  | 02/21/2018
Mile High Equipment, LLC | Ice-O-Matic | ICE1006*R* | Remote Condensing w/o Remote C | Air-Cooled Condenser | Cube |  | 780 | 5.12 | 5.89 |  |  |  | Federally-Regulated Commercial & Industrial Equipment | 06/23/2016 |  | 02/21/2018
Mile High Equipment, LLC | IMI Cornelius | CCM2148R*3* | Remote Condensing w/o Remote C | Air-Cooled Condenser | Cube |  | 1525 | 5 | 5.1 |  |  |  | Federally-Regulated Commercial & Industrial Equipment | 06/23/2016 |  | 02/21/2018
Mile High Equipment, LLC | IMI Cornelius | CCM0430*A1* | Ice-making Head | Air-Cooled Condenser | Cube |  | 335 | 6.1 | 7.38 |  |  |  | Federally-Regulated Commercial & Industrial Equipment | 06/23/2016 |  | 02/21/2018
Mile High Equipment, LLC | IMI Cornelius | CCM0430AH1* | Ice-making Head | Air-Cooled Condenser | Cube |  | 368 | 6.1 | 7.1 |  |  |  | Federally-Regulated Commercial & Industrial Equipment | 06/23/2016 |  | 02/21/2018
Mile High Equipment, LLC | IMI Cornelius | CCM0430AF1* | Ice-making Head | Air-Cooled Condenser | Cube |  | 335 | 6.1 | 7.38 |  |  |  | Federally-Regulated Commercial & Industrial Equipment | 06/23/2016 |  | 02/21/2018
Mile High Equipment, LLC | IMI Cornelius | CCM1848W*3* | Ice-making Head | Water-Cooled Condenser | Cube |  | 1603 | 3.9 | 4 | 159 | 164.7 |  | Federally-Regulated Commercial & Industrial Equipment | 06/23/2016 |  | 02/21/2018
Mile High Equipment, LLC | IMI Cornelius | CCM0830*A2* | Ice-making Head | Air-Cooled Condenser | Cube |  | 650 | 5.47 | 6.18 |  |  |  | Federally-Regulated Commercial & Industrial Equipment | 06/23/2016 |  | 02/21/2018
Mile High Equipment, LLC | Ice-O-Matic | ICE0250*T* | Ice-making Head | Air-Cooled Condenser | Cube |  | 244 | 8.1 | 8.16 |  |  |  | Federally-Regulated Commercial & Industrial Equipment | 06/23/2016 |  | 02/21/2018
Mile High Equipment, LLC | IMI Cornelius | CCM1848*W2* | Ice-making Head | Water-Cooled Condenser | Cube |  | 1628 | 4 | 4 | 162 | 164.2 |  | Federally-Regulated Commercial & Industrial Equipment | 06/23/2016 |  | 02/21/2018
Mile High Equipment, LLC | IMI Cornelius | CCM0330*W1* | Ice-making Head | Water-Cooled Condenser | Cube |  | 275 | 6.1 | 6.29 | 177 | 194 |  | Federally-Regulated Commercial & Industrial Equipment | 06/23/2016 |  | 02/21/2018
Mile High Equipment, LLC | IMI Cornelius | CCM0630*W2* | Ice-making Head | Water-Cooled Condenser | Cube |  | 550 | 4.2 | 4.98 | 140 | 187.9 |  | Federally-Regulated Commercial & Industrial Equipment | 06/23/2016 |  | 02/21/2018
Mile High Equipment, LLC | IMI Cornelius | CCM0830*R2* | Remote Condensing w/o Remote C | Air-Cooled Condenser | Cube |  | 768 | 5.3 | 5.93 |  |  |  | Federally-Regulated Commercial & Industrial Equipment | 06/23/2016 |  | 02/21/2018
Mile High Equipment, LLC | Ice-O-Matic | MFI1256A | Ice-making Head | Air-Cooled Condenser | Flake |  | 885 | 3.6 | 5.92 |  |  |  | Federally-Regulated Commercial & Industrial Equipment | 06/23/2016 |  | 02/21/2018
Mile High Equipment, LLC | Ice-O-Matic | MFI1256A* | Ice-making Head | Air-Cooled Condenser | Flake |  | 885 | 3.6 | 5.92 |  |  |  | Federally-Regulated Commercial & Industrial Equipment | 06/23/2016 |  | 02/21/2018
Mile High Equipment, LLC | Ice-O-Matic | ICEU150*A* | Self-Contained | Air-Cooled Condenser | Cube |  | 130 | 8.8 | 11.9 |  |  |  | Federally-Regulated Commercial & Industrial Equipment | 06/23/2016 |  | 02/21/2018
Mile High Equipment, LLC | Ice-O-Matic | ICE0500*A* | Ice-making Head | Air-Cooled Condenser | Cube |  | 448 | 6.1 | 6.41 |  |  |  | Federally-Regulated Commercial & Industrial Equipment | 06/23/2016 |  | 02/21/2018
Mile High Equipment, LLC | IMI Cornelius | CCM0830A*2* | Ice-making Head | Air-Cooled Condenser | Cube |  | 650 | 5.47 | 6.18 |  |  |  | Federally-Regulated Commercial & Industrial Equipment | 06/23/2016 |  | 02/21/2018
Mile High Equipment, LLC | Ice-O-Matic | ICE0406*W* | Ice-making Head | Water-Cooled Condenser | Cube |  | 439 | 4.2 | 5.39 | 159 | 190.3 |  | Federally-Regulated Commercial & Industrial Equipment | 06/23/2016 |  | 02/21/2018
Mile High Equipment, LLC | Ice-O-Matic | GEM0650A | Ice-making Head | Air-Cooled Condenser | Flake |  | 500 | 5.31 | 6.34 |  |  |  | Federally-Regulated Commercial & Industrial Equipment | 06/23/2016 |  | 02/21/2018
Mile High Equipment, LLC | Ice-O-Matic | GEM0650A* | Ice-making Head | Air-Cooled Condenser | Flake |  | 500 | 5.31 | 6.34 |  |  |  | Federally-Regulated Commercial & Industrial Equipment | 06/23/2016 |  | 02/21/2018
Mile High Equipment, LLC | Ice-O-Matic | MFI1256R | Remote Condensing w/o Remote C | Air-Cooled Condenser | Flake |  | 950 | 3.65 | 5.24 |  |  |  | Federally-Regulated Commercial & Industrial Equipment | 06/23/2016 |  | 02/21/2018
Mile High Equipment, LLC | Ice-O-Matic | ICEU220*W* | Self-Contained | Water-Cooled Condenser | Cube |  | 193 | 6.6 | 7.73 | 175 | 184.9 |  | Federally-Regulated Commercial & Industrial Equipment | 06/23/2016 |  | 02/21/2018
Mile High Equipment, LLC | Ice-O-Matic | ICEU220*A* | Self-Contained | Air-Cooled Condenser | Cube |  | 156 | 9.46 | 10.68 |  |  |  | Federally-Regulated Commercial & Industrial Equipment | 06/23/2016 |  | 02/21/2018
Mile High Equipment, LLC | Ice-O-Matic | ICEU220HA* | Self-Contained | Air-Cooled Condenser | Cube |  | 175 | 8.8 | 9.8 |  |  |  | Federally-Regulated Commercial & Industrial Equipment | 06/23/2016 |  | 02/21/2018
Mile High Equipment, LLC | Ice-O-Matic | ICEU220FA* | Self-Contained | Air-Cooled Condenser | Cube |  | 156 | 9.46 | 10.68 |  |  |  | Federally-Regulated Commercial & Industrial Equipment | 06/23/2016 |  | 02/21/2018
Mile High Equipment, LLC | Ice-O-Matic | ICE1807*W* | Ice-making Head | Water-Cooled Condenser | Cube |  | 1603 | 3.9 | 4 | 159 | 164.7 |  | Federally-Regulated Commercial & Industrial Equipment | 06/23/2016 |  | 02/21/2018
Mile High Equipment, LLC | Ice-O-Matic | ICE1806*R* | Remote Condensing w/o Remote C | Air-Cooled Condenser | Cube |  | 1461 | 5 | 5.1 |  |  |  | Federally-Regulated Commercial & Industrial Equipment | 06/23/2016 |  | 02/21/2018
Mile High Equipment, LLC | IMI Cornelius | CCM0430*W1* | Ice-making Head | Water-Cooled Condenser | Cube |  | 407 | 4.6 | 5.56 | 179 | 191 |  | Federally-Regulated Commercial & Industrial Equipment | 06/23/2016 |  | 02/21/2018
Mile High Equipment, LLC | IMI Cornelius | CCM0830W*2* | Ice-making Head | Water-Cooled Condenser | Cube |  | 784 | 4.5 | 4.72 | 149 | 182.8 |  | Federally-Regulated Commercial & Industrial Equipment | 06/23/2016 |  | 02/21/2018
Mile High Equipment, LLC | Ice-O-Matic | ICE0726*R* | Remote Condensing w/o Remote C | Air-Cooled Condenser | Cube |  | 700 | 5.2 | 6.19 |  |  |  | Federally-Regulated Commercial & Industrial Equipment | 06/23/2016 |  | 02/21/2018
Mile High Equipment, LLC | IMI Cornelius | CCM0830R*2* | Remote Condensing w/o Remote C | Air-Cooled Condenser | Cube |  | 768 | 5.3 | 5.93 |  |  |  | Federally-Regulated Commercial & Industrial Equipment | 06/23/2016 |  | 02/21/2018
Mile High Equipment, LLC | IMI Cornelius | CCM1030R*2* | Remote Condensing w/o Remote C | Air-Cooled Condenser | Cube |  | 780 | 5.12 | 5.89 |  |  |  | Federally-Regulated Commercial & Industrial Equipment | 06/23/2016 |  | 02/21/2018
Mile High Equipment, LLC | Ice-O-Matic | MFI0500A | Ice-making Head | Air-Cooled Condenser | Flake |  | 380 | 4.5 | 6.99 |  |  |  | Federally-Regulated Commercial & Industrial Equipment | 06/23/2016 |  | 02/21/2018
Mile High Equipment, LLC | Ice-O-Matic | ICE1406*R* | Remote Condensing w/o Remote C | Air-Cooled Condenser | Cube |  | 1120 | 4.68 | 5.1 |  |  |  | Federally-Regulated Commercial & Industrial Equipment | 06/23/2016 |  | 02/21/2018
Mile High Equipment, LLC | IMI Cornelius | CCM2148R*2* | Remote Condensing w/o Remote C | Air-Cooled Condenser | Cube |  | 1561 | 5 | 5.1 |  |  |  | Federally-Regulated Commercial & Industrial Equipment | 06/23/2016 |  | 02/21/2018
Mile High Equipment, LLC | Ice-O-Matic | ICE1007*A* | Ice-making Head | Air-Cooled Condenser | Cube |  | 800 | 5.2 | 6.01 |  |  |  | Federally-Regulated Commercial & Industrial Equipment | 06/23/2016 |  | 02/21/2018
Mile High Equipment, LLC | IMI Cornelius | CCM1848W*2* | Ice-making Head | Water-Cooled Condenser | Cube |  | 1628 | 4 | 4 | 162 | 164.2 |  | Federally-Regulated Commercial & Industrial Equipment | 06/23/2016 |  | 02/21/2018
Mile High Equipment, LLC | Ice-O-Matic | HISU076*A* | Self-Contained | Air-Cooled Condenser | Cube |  | 54 | 12 | 15.47 |  |  |  | Federally-Regulated Commercial & Industrial Equipment | 06/23/2016 |  | 02/21/2018
Mile High Equipment, LLC | Ice-O-Matic | GEM0650R | Remote Condensing w/o Remote C | Air-Cooled Condenser | Flake |  | 550 | 5.65 | 6.76 |  |  |  | Federally-Regulated Commercial & Industrial Equipment | 06/23/2016 |  | 02/21/2018
Mile High Equipment, LLC | Ice-O-Matic | ICE1006*A* | Ice-making Head | Air-Cooled Condenser | Cube |  | 690 | 5.38 | 6.13 |  |  |  | Federally-Regulated Commercial & Industrial Equipment | 06/23/2016 |  | 02/21/2018
Mile High Equipment, LLC | Ice-O-Matic | ICE0606FR* | Remote Condensing w/o Remote C | Air-Cooled Condenser | Cube |  | 500 | 5.9 | 6.95 |  |  |  | Federally-Regulated Commercial & Industrial Equipment | 06/23/2016 |  | 02/21/2018
Mile High Equipment, LLC | Ice-O-Matic | GEM0956R | Remote Condensing w/o Remote C | Air-Cooled Condenser | Flake |  | 825 | 4.2 | 5.72 |  |  |  | Federally-Regulated Commercial & Industrial Equipment | 06/23/2016 |  | 02/21/2018
Mile High Equipment, LLC | Ice-O-Matic | ICE0406*A* | Ice-making Head | Air-Cooled Condenser | Cube |  | 358 | 5.95 | 7.18 |  |  |  | Federally-Regulated Commercial & Industrial Equipment | 06/23/2016 |  | 02/21/2018
Mile High Equipment, LLC | IMI Cornelius | CCM1030*A3* | Ice-making Head | Air-Cooled Condenser | Cube |  | 800 | 5.2 | 6.01 |  |  |  | Federally-Regulated Commercial & Industrial Equipment | 06/23/2016 |  | 02/21/2018
Mile High Equipment, LLC | Ice-O-Matic | ICE1007*R* | Remote Condensing w/o Remote C | Air-Cooled Condenser | Cube |  | 781 | 5.2 | 5.88 |  |  |  | Federally-Regulated Commercial & Industrial Equipment | 06/23/2016 |  | 02/21/2018
Mile High Equipment, LLC | IMI Cornelius | CCM0330*A1* | Ice-making Head | Air-Cooled Condenser | Cube |  | 253 | 7.9 | 8.08 |  |  |  | Federally-Regulated Commercial & Industrial Equipment | 06/23/2016 |  | 02/21/2018
Mile High Equipment, LLC | Ice-O-Matic | ICEU300*W* | Self-Contained | Water-Cooled Condenser | Cube |  | 265 | 6.5 | 7.6 | 160 | 182.7 |  | Federally-Regulated Commercial & Industrial Equipment | 06/23/2016 |  | 02/21/2018
Mile High Equipment, LLC | IMI Cornelius | CCM1030*W3* | Ice-making Head | Water-Cooled Condenser | Cube |  | 836 | 4.3 | 4.66 | 139 | 181.6 |  | Federally-Regulated Commercial & Industrial Equipment | 06/23/2016 |  | 02/21/2018
Mile High Equipment, LLC | Ice-O-Matic | ICE0400*T* | Ice-making Head | Air-Cooled Condenser | Cube |  | 357 | 6.3 | 7.19 |  |  |  | Federally-Regulated Commercial & Industrial Equipment | 06/23/2016 |  | 02/21/2018
Mile High Equipment, LLC | IMI Cornelius | CCM1030*R3* | Remote Condensing w/o Remote C | Air-Cooled Condenser | Cube |  | 781 | 5.2 | 5.88 |  |  |  | Federally-Regulated Commercial & Industrial Equipment | 06/23/2016 |  | 02/21/2018
Mile High Equipment, LLC | Ice-O-Matic | ICE0606*R* | Remote Condensing w/o Remote C | Air-Cooled Condenser | Cube |  | 500 | 5.9 | 6.95 |  |  |  | Federally-Regulated Commercial & Industrial Equipment | 06/23/2016 |  | 02/21/2018
Mile High Equipment, LLC | Ice-O-Matic | ICE0606*W* | Ice-making Head | Water-Cooled Condenser | Cube |  | 550 | 4.2 | 4.98 | 140 | 187.9 |  | Federally-Regulated Commercial & Industrial Equipment | 06/23/2016 |  | 02/21/2018
Mile High Equipment, LLC | IMI Cornelius | CCU0300*W1* | Self-Contained | Water-Cooled Condenser | Cube |  | 265 | 6.5 | 7.6 | 160 | 182.7 |  | Federally-Regulated Commercial & Industrial Equipment | 06/23/2016 |  | 02/21/2018
Mile High Equipment, LLC | Ice-O-Matic | ICE0500*T* | Ice-making Head | Air-Cooled Condenser | Cube |  | 448 | 6.1 | 6.41 |  |  |  | Federally-Regulated Commercial & Industrial Equipment | 06/23/2016 |  | 02/21/2018
Mile High Equipment, LLC | Ice-O-Matic | ICE0606FT* | Ice-making Head | Air-Cooled Condenser | Cube |  | 480 | 5.4 | 6.36 |  |  |  | Federally-Regulated Commercial & Industrial Equipment | 06/23/2016 |  | 02/21/2018
Mile High Equipment, LLC | IMI Cornelius | CCM1448*A3* | Ice-making Head | Air-Cooled Condenser | Cube |  | 1131 | 5.5 | 5.65 |  |  |  | Federally-Regulated Commercial & Industrial Equipment | 06/23/2016 |  | 02/21/2018
Mile High Equipment, LLC | Ice-O-Matic | ICE0926*R* | Remote Condensing w/o Remote C | Air-Cooled Condenser | Cube |  | 780 | 5.1 | 5.89 |  |  |  | Federally-Regulated Commercial & Industrial Equipment | 06/23/2016 |  | 02/21/2018
Mile High Equipment, LLC | Ice-O-Matic | ICE0520*A* | Ice-making Head | Air-Cooled Condenser | Cube |  | 320 | 6.6 | 7.51 |  |  |  | Federally-Regulated Commercial & Industrial Equipment | 06/23/2016 |  | 02/21/2018
Mile High Equipment, LLC | Ice-O-Matic | ICE0520HA* | Ice-making Head | Air-Cooled Condenser | Cube |  | 340 | 6.6 | 7.34 |  |  |  | Federally-Regulated Commercial & Industrial Equipment | 06/23/2016 |  | 02/21/2018
Mile High Equipment, LLC | Ice-O-Matic | ICE0520FA* | Ice-making Head | Air-Cooled Condenser | Cube |  | 320 | 6.6 | 7.51 |  |  |  | Federally-Regulated Commercial & Industrial Equipment | 06/23/2016 |  | 02/21/2018
Mile High Equipment, LLC | Ice-O-Matic | ICE0400*A* | Ice-making Head | Air-Cooled Condenser | Cube |  | 335 | 6.1 | 7.38 |  |  |  | Federally-Regulated Commercial & Industrial Equipment | 06/23/2016 |  | 02/21/2018
Mile High Equipment, LLC | Ice-O-Matic | ICE0400HA* | Ice-making Head | Air-Cooled Condenser | Cube |  | 368 | 6.1 | 7.1 |  |  |  | Federally-Regulated Commercial & Industrial Equipment | 06/23/2016 |  | 02/21/2018
Mile High Equipment, LLC | Ice-O-Matic | ICE0400FA* | Ice-making Head | Air-Cooled Condenser | Cube |  | 335 | 6.1 | 7.38 |  |  |  | Federally-Regulated Commercial & Industrial Equipment | 06/23/2016 |  | 02/21/2018
Mile High Equipment, LLC | Ice-O-Matic | ICE0520*T* | Ice-making Head | Air-Cooled Condenser | Cube |  | 320 | 6.6 | 7.51 |  |  |  | Federally-Regulated Commercial & Industrial Equipment | 06/23/2016 |  | 02/21/2018
Mile High Equipment, LLC | Ice-O-Matic | ICE0520HT* | Ice-making Head | Air-Cooled Condenser | Cube |  | 340 | 6.6 | 7.34 |  |  |  | Federally-Regulated Commercial & Industrial Equipment | 06/23/2016 |  | 02/21/2018
Mile High Equipment, LLC | Ice-O-Matic | ICE0520FT* | Ice-making Head | Air-Cooled Condenser | Cube |  | 320 | 6.6 | 7.51 |  |  |  | Federally-Regulated Commercial & Industrial Equipment | 06/23/2016 |  | 02/21/2018
Mile High Equipment, LLC | Ice-O-Matic | HISU096*A* | Self-Contained | Air-Cooled Condenser | Cube |  | 80 | 10 | 14.25 |  |  |  | Federally-Regulated Commercial & Industrial Equipment | 06/23/2016 |  | 02/21/2018
Mile High Equipment, LLC | IMI Cornelius | CCM0430A*2 | Ice-making Head | Air-Cooled Condenser | Cube |  | 358 | 5.95 | 7.18 |  |  |  | Federally-Regulated Commercial & Industrial Equipment | 06/23/2016 |  | 02/21/2018
Mile High Equipment, LLC | IMI Cornelius | CCM0430W*2* | Ice-making Head | Water-Cooled Condenser | Cube |  | 439 | 4.2 | 5.39 | 159 | 190.3 |  | Federally-Regulated Commercial & Industrial Equipment | 06/23/2016 |  | 02/21/2018
Mile High Equipment, LLC | IMI Cornelius | CCU0220A*2* | Self-Contained | Air-Cooled Condenser | Cube |  | 168 | 9.2 | 10.12 |  |  |  | Federally-Regulated Commercial & Industrial Equipment | 06/23/2016 |  | 02/21/2018
Mile High Equipment, LLC | IMI Cornelius | CCU0220W*2 | Self-Contained | Water-Cooled Condenser | Cube |  | 174 | 6.59 | 8.09 | 179 | 185.5 |  | Federally-Regulated Commercial & Industrial Equipment | 06/23/2016 |  | 02/21/2018
Mile High Equipment, LLC | Ice-O-Matic | ICE0320*A* | Ice-making Head | Air-Cooled Condenser | Cube |  | 220 | 8.1 | 8.37 |  |  |  | Federally-Regulated Commercial & Industrial Equipment | 06/23/2016 |  | 02/21/2018
Mile High Equipment, LLC | Ice-O-Matic | ICE1006HA* | Ice-making Head | Air-Cooled Condenser | Cube |  | 760 | 5.2 | 6.05 |  |  |  | Federally-Regulated Commercial & Industrial Equipment | 06/23/2016 |  | 02/21/2018
Mile High Equipment, LLC | Ice-O-Matic | ICE1006HR* | Remote Condensing w/o Remote C | Air-Cooled Condenser | Cube |  | 843 | 5.04 | 5.65 |  |  |  | Federally-Regulated Commercial & Industrial Equipment | 06/23/2016 |  | 02/21/2018
Mile High Equipment, LLC | Ice-O-Matic | ICE1406HA* | Ice-making Head | Air-Cooled Condenser | Cube |  | 1136 | 4.64 | 5.64 |  |  |  | Federally-Regulated Commercial & Industrial Equipment | 06/23/2016 |  | 02/21/2018
Mile High Equipment, LLC | Ice-O-Matic | ICE0606FA* | Ice-making Head | Air-Cooled Condenser | Cube |  | 480 | 5.4 | 6.36 |  |  |  | Federally-Regulated Commercial & Industrial Equipment | 06/23/2016 |  | 02/21/2018
Mile High Equipment, LLC | Ice-O-Matic | GEM0956A* | Ice-making Head | Air-Cooled Condenser | Flake |  | 753 | 4.06 | 6.06 |  |  |  | Federally-Regulated Commercial & Industrial Equipment | 06/23/2016 |  | 02/21/2018
Mile High Equipment, LLC | Ice-O-Matic | ICE0856GA* | Ice-making Head | Air-Cooled Condenser | Cube |  | 630 | 5.53 | 6.2 |  |  |  | Federally-Regulated Commercial & Industrial Equipment | 06/23/2016 |  | 02/21/2018
Mile High Equipment, LLC | Ice-O-Matic | ICE1506HT* | Ice-making Head | Air-Cooled Condenser | Cube |  | 1100 | 4.68 | 5.68 |  |  |  | Federally-Regulated Commercial & Industrial Equipment | 06/23/2016 |  | 02/21/2018
Mile High Equipment, LLC | Ice-O-Matic | MFI1506A | Ice-making Head | Air-Cooled Condenser | Flake |  | 1050 | 3.5 | 5.74 |  |  |  | Federally-Regulated Commercial & Industrial Equipment | 06/23/2016 |  | 02/21/2018
Mile High Equipment, LLC | Ice-O-Matic | GEM1306A | Ice-making Head | Air-Cooled Condenser | Flake |  | 1000 | 3.8 | 5.79 |  |  |  | Federally-Regulated Commercial & Industrial Equipment | 06/23/2016 |  | 02/21/2018
Mile High Equipment, LLC | Ice-O-Matic | GEM1306R | Remote Condensing w/o Remote C | Air-Cooled Condenser | Flake |  | 1000 | 4 | 5.1 |  |  |  | Federally-Regulated Commercial & Industrial Equipment | 06/23/2016 |  | 02/21/2018
Mile High Equipment, LLC | Ice-O-Matic | MFI1506R | Remote Condensing w/o Remote C | Air-Cooled Condenser | Flake |  | 1025 | 3.7 | 5.1 |  |  |  | Federally-Regulated Commercial & Industrial Equipment | 06/23/2016 |  | 02/21/2018
Mile High Equipment, LLC | Ice-O-Matic | ICE1406HR | Remote Condensing w/o Remote C | Air-Cooled Condenser | Cube |  | 1190 | 4.68 | 5.1 |  |  |  | Federally-Regulated Commercial & Industrial Equipment | 06/23/2016 |  | 02/21/2018
Mile High Equipment, LLC | Ice-O-Matic | ICEU226*W* | Self-Contained | Water-Cooled Condenser | Cube |  | 174 | 6.59 | 8.09 | 179 | 185.5 |  | Federally-Regulated Commercial & Industrial Equipment | 06/28/2016 |  | 02/21/2018
Mile High Equipment, LLC | Ice-O-Matic | ICEU226*A* | Self-Contained | Air-Cooled Condenser | Cube |  | 168 | 9.2 | 10.12 |  |  |  | Federally-Regulated Commercial & Industrial Equipment | 06/28/2016 |  | 02/21/2018
Mile High Equipment, LLC | IMI Cornelius | CCM1030*A2* | Ice-making Head | Air-Cooled Condenser | Cube |  | 690 | 5.38 | 6.13 |  |  |  | Federally-Regulated Commercial & Industrial Equipment | 06/28/2016 |  | 02/21/2018
Mile High Equipment, LLC | Ice-O-Matic | ICE0250*A* | Ice-making Head | Air-Cooled Condenser | Cube |  | 253 | 7.9 | 8.08 |  |  |  | Federally-Regulated Commercial & Industrial Equipment | 06/28/2016 |  | 02/21/2018
Mile High Equipment, LLC | IMI Cornelius | CCM1448R*3* | Remote Condensing w/o Remote C | Air-Cooled Condenser | Cube |  | 1195 | 4.8 | 5.1 |  |  |  | Federally-Regulated Commercial & Industrial Equipment | 06/28/2016 |  | 02/21/2018
Mile High Equipment, LLC | IMI Cornelius | CCU0300*A1 | Self-Contained | Air-Cooled Condenser | Cube |  | 205 | 8.66 | 9.8 |  |  |  | Federally-Regulated Commercial & Industrial Equipment | 06/28/2016 |  | 02/21/2018
Mile High Equipment, LLC | Ice-O-Matic | ICEU070A | Self-Contained | Air-Cooled Condenser | Cube |  | 66 | 14.5 | 14.9 |  |  |  | Federally-Regulated Commercial & Industrial Equipment | 06/28/2016 |  | 02/21/2018
Mile High Equipment, LLC | IMI Cornelius | CCM1848R*3* | Remote Condensing w/o Remote C | Air-Cooled Condenser | Cube |  | 1444 | 4.9 | 5.1 |  |  |  | Federally-Regulated Commercial & Industrial Equipment | 06/28/2016 |  | 02/21/2018
Mile High Equipment, LLC | Ice-O-Matic | ICE0500*W* | Ice-making Head | Water-Cooled Condenser | Cube |  | 465 | 5 | 5.24 | 132 | 189.8 |  | Federally-Regulated Commercial & Industrial Equipment | 06/28/2016 |  | 02/21/2018
Mile High Equipment, LLC | IMI Cornelius | CCU0220*W1* | Self-Contained | Water-Cooled Condenser | Cube |  | 193 | 6.6 | 7.73 | 175 | 184.9 |  | Federally-Regulated Commercial & Industrial Equipment | 06/28/2016 |  | 02/21/2018
Mile High Equipment, LLC | IMI Cornelius | CCM1848R*2* | Remote Condensing w/o Remote C | Air-Cooled Condenser | Cube |  | 1461 | 5 | 5.1 |  |  |  | Federally-Regulated Commercial & Industrial Equipment | 06/28/2016 |  | 02/21/2018
Mile High Equipment, LLC | IMI Cornelius | CCM1848*W3* | Ice-making Head | Water-Cooled Condenser | Cube |  | 1603 | 3.9 | 4 | 159 | 164.7 |  | Federally-Regulated Commercial & Industrial Equipment | 06/28/2016 |  | 02/21/2018
Mile High Equipment, LLC | Ice-O-Matic | ICE1406*A* | Ice-making Head | Air-Cooled Condenser | Cube |  | 1025 | 4.78 | 5.76 |  |  |  | Federally-Regulated Commercial & Industrial Equipment | 06/28/2016 |  | 02/21/2018
Mile High Equipment, LLC | IMI Cornelius | CCM0530*W1* | Ice-making Head | Water-Cooled Condenser | Cube |  | 465 | 5 | 5.24 | 132 | 189.8 |  | Federally-Regulated Commercial & Industrial Equipment | 06/28/2016 |  | 02/21/2018
Mile High Equipment, LLC | Ice-O-Matic | ICE0806*R* | Remote Condensing w/o Remote C | Air-Cooled Condenser | Cube |  | 768 | 5.3 | 5.93 |  |  |  | Federally-Regulated Commercial & Industrial Equipment | 06/28/2016 |  | 02/21/2018
Mile High Equipment, LLC | Ice-O-Matic | ICE0806*W* | Ice-making Head | Water-Cooled Condenser | Cube |  | 784 | 4.5 | 4.72 | 149 | 182.8 |  | Federally-Regulated Commercial & Industrial Equipment | 06/28/2016 |  | 02/21/2018
Mile High Equipment, LLC | Ice-O-Matic | ICE1407*A* | Ice-making Head | Air-Cooled Condenser | Cube |  | 1131 | 5.5 | 5.65 |  |  |  | Federally-Regulated Commercial & Industrial Equipment | 06/28/2016 |  | 02/21/2018
Mile High Equipment, LLC | IMI Cornelius | CCM1448*W3* | Ice-making Head | Water-Cooled Condenser | Cube |  | 1270 | 4.1 | 4.18 | 129 | 172.1 |  | Federally-Regulated Commercial & Industrial Equipment | 06/28/2016 |  | 02/21/2018
Mile High Equipment, LLC | IMI Cornelius | CCM1448*R3* | Remote Condensing w/o Remote C | Air-Cooled Condenser | Cube |  | 1195 | 4.8 | 5.1 |  |  |  | Federally-Regulated Commercial & Industrial Equipment | 06/28/2016 |  | 02/21/2018
Mile High Equipment, LLC | IMI Cornelius | CCM1448*W2* | Ice-making Head | Water-Cooled Condenser | Cube |  | 1239 | 4.2 | 4.22 | 145 | 172.7 |  | Federally-Regulated Commercial & Industrial Equipment | 06/28/2016 |  | 02/21/2018
Mile High Equipment, LLC | Ice-O-Matic | ICEU150*W* | Self-Contained | Water-Cooled Condenser | Cube |  | 144 | 8.6 | 8.66 | 180 | 186.5 |  | Federally-Regulated Commercial & Industrial Equipment | 06/28/2016 |  | 02/21/2018
Mile High Equipment, LLC | IMI Cornelius | CCM0830*W2* | Ice-making Head | Water-Cooled Condenser | Cube |  | 784 | 4.5 | 4.72 | 149 | 182.8 |  | Federally-Regulated Commercial & Industrial Equipment | 06/28/2016 |  | 02/21/2018
Mile High Equipment, LLC | Ice-O-Matic | ICE0400*W* | Ice-making Head | Water-Cooled Condenser | Cube |  | 407 | 4.6 | 5.56 | 179 | 191 |  | Federally-Regulated Commercial & Industrial Equipment | 06/28/2016 |  | 02/21/2018
Mile High Equipment, LLC | IMI Cornelius | CCM1448*R2* | Remote Condensing w/o Remote C | Air-Cooled Condenser | Cube |  | 1150 | 5 | 5.1 |  |  |  | Federally-Regulated Commercial & Industrial Equipment | 06/28/2016 |  | 02/21/2018
Mile High Equipment, LLC | Ice-O-Matic | ICE0606HR* | Remote Condensing w/o Remote C | Air-Cooled Condenser | Cube |  | 500 | 5.9 | 6.95 |  |  |  | Federally-Regulated Commercial & Industrial Equipment | 06/28/2016 |  | 02/21/2018
Mile High Equipment, LLC | Ice-O-Matic | ICEU300*A* | Self-Contained | Air-Cooled Condenser | Cube |  | 205 | 8.66 | 9.8 |  |  |  | Federally-Regulated Commercial & Industrial Equipment | 06/28/2016 |  | 02/21/2018
Mile High Equipment, LLC | IMI Cornelius | CCM1448A*2* | Ice-making Head | Air-Cooled Condenser | Cube |  | 1025 | 4.78 | 5.76 |  |  |  | Federally-Regulated Commercial & Industrial Equipment | 06/28/2016 |  | 02/21/2018
Mile High Equipment, LLC | IMI Cornelius | CCM1448W*3* | Ice-making Head | Water-Cooled Condenser | Cube |  | 1270 | 4.1 | 4.18 | 129 | 172.1 |  | Federally-Regulated Commercial & Industrial Equipment | 06/28/2016 |  | 02/21/2018
Mile High Equipment, LLC | IMI Cornelius | CCU0150*A1* | Self-Contained | Air-Cooled Condenser | Cube |  | 130 | 8.8 | 11.9 |  |  |  | Federally-Regulated Commercial & Industrial Equipment | 06/28/2016 |  | 02/21/2018
Mile High Equipment, LLC | Ice-O-Matic | ICE1006*W* | Ice-making Head | Water-Cooled Condenser | Cube |  | 856 | 4.3 | 4.64 | 125 | 181.2 |  | Federally-Regulated Commercial & Industrial Equipment | 06/28/2016 |  | 02/21/2018
Mile High Equipment, LLC | IMI Cornelius | CCM0630*A2* | Ice-making Head | Air-Cooled Condenser | Cube |  | 480 | 5.4 | 6.36 |  |  |  | Federally-Regulated Commercial & Industrial Equipment | 06/28/2016 |  | 02/21/2018
Mile High Equipment, LLC | Ice-O-Matic | ICE1407*R* | Remote Condensing w/o Remote C | Air-Cooled Condenser | Cube |  | 1195 | 4.8 | 5.1 |  |  |  | Federally-Regulated Commercial & Industrial Equipment | 06/28/2016 |  | 02/21/2018
Mile High Equipment, LLC | Ice-O-Matic | ICE0606*A* | Ice-making Head | Air-Cooled Condenser | Cube |  | 480 | 5.4 | 6.36 |  |  |  | Federally-Regulated Commercial & Industrial Equipment | 06/28/2016 |  | 02/21/2018
Mile High Equipment, LLC | IMI Cornelius | CCM0630*R2* | Remote Condensing w/o Remote C | Air-Cooled Condenser | Cube |  | 500 | 5.9 | 6.95 |  |  |  | Federally-Regulated Commercial & Industrial Equipment | 06/28/2016 |  | 02/21/2018
Mile High Equipment, LLC | IMI Cornelius | CCU0150*W1* | Self-Contained | Water-Cooled Condenser | Cube |  | 144 | 8.6 | 8.66 | 180 | 186.5 |  | Federally-Regulated Commercial & Industrial Equipment | 06/28/2016 |  | 02/21/2018
Mile High Equipment, LLC | Ice-O-Matic | ICE0250*W* | Ice-making Head | Water-Cooled Condenser | Cube |  | 275 | 6.1 | 6.29 | 177 | 194 |  | Federally-Regulated Commercial & Industrial Equipment | 06/28/2016 |  | 02/21/2018
Mile High Equipment, LLC | IMI Cornelius | CCM1448W*2* | Ice-making Head | Water-Cooled Condenser | Cube |  | 1239 | 4.2 | 4.22 | 145 | 172.7 |  | Federally-Regulated Commercial & Industrial Equipment | 06/28/2016 |  | 02/21/2018
Mile High Equipment, LLC | Ice-O-Matic | ICE1506*R* | Remote Condensing w/o Remote C | Air-Cooled Condenser | Cube |  | 1002 | 4.86 | 5.1 |  |  |  | Federally-Regulated Commercial & Industrial Equipment | 06/28/2016 |  | 02/21/2018
Mile High Equipment, LLC | Ice-O-Matic | ICE1506HR* | Remote Condensing w/o Remote C | Air-Cooled Condenser | Cube |  | 1216 | 4.67 | 5.1 |  |  |  | Federally-Regulated Commercial & Industrial Equipment | 06/28/2016 |  | 02/21/2018
Mile High Equipment, LLC | Ice-O-Matic | ICE1506FR* | Remote Condensing w/o Remote C | Air-Cooled Condenser | Cube |  | 1002 | 4.86 | 5.1 |  |  |  | Federally-Regulated Commercial & Industrial Equipment | 06/28/2016 |  | 02/21/2018
Mile High Equipment, LLC | Ice-O-Matic | ICE0606HA* | Ice-making Head | Air-Cooled Condenser | Cube |  | 505 | 5.4 | 6.33 |  |  |  | Federally-Regulated Commercial & Industrial Equipment | 06/28/2016 |  | 02/21/2018
Mile High Equipment, LLC | IMI Cornelius | CCM1848*R2* | Remote Condensing w/o Remote C | Air-Cooled Condenser | Cube |  | 1461 | 5 | 5.1 |  |  |  | Federally-Regulated Commercial & Industrial Equipment | 06/28/2016 |  | 02/21/2018
Mile High Equipment, LLC | Ice-O-Matic | ICE0520*W* | Ice-making Head | Water-Cooled Condenser | Cube |  | 442 | 4.2 | 5.37 | 169 | 190.3 |  | Federally-Regulated Commercial & Industrial Equipment | 06/28/2016 |  | 02/21/2018
Mile High Equipment, LLC | Ice-O-Matic | ICE0320*W* | Ice-making Head | Water-Cooled Condenser | Cube |  | 308 | 5.9 | 6.11 | 189 | 193.2 |  | Federally-Regulated Commercial & Industrial Equipment | 06/28/2016 |  | 02/21/2018
Mile High Equipment, LLC | IMI Cornelius | CCM1448*A2* | Ice-making Head | Air-Cooled Condenser | Cube |  | 1136 | 4.64 | 5.64 |  |  |  | Federally-Regulated Commercial & Industrial Equipment | 06/28/2016 |  | 02/21/2018
Mile High Equipment, LLC | Ice-O-Matic | ICE0806*A* | Ice-making Head | Air-Cooled Condenser | Cube |  | 650 | 5.47 | 6.18 |  |  |  | Federally-Regulated Commercial & Industrial Equipment | 06/28/2016 |  | 02/21/2018
Mile High Equipment, LLC | IMI Cornelius | CCM0522*W1* | Ice-making Head | Water-Cooled Condenser | Cube |  | 442 | 4.2 | 5.37 | 169 | 190.3 |  | Federally-Regulated Commercial & Industrial Equipment | 06/28/2016 |  | 02/21/2018
Mile High Equipment, LLC | Ice-O-Matic | ICE0500*R* | Remote Condensing w/o Remote C | Air-Cooled Condenser | Cube |  | 455 | 6.8 | 7.12 |  |  |  | Federally-Regulated Commercial & Industrial Equipment | 06/28/2016 |  | 02/21/2018
Icetro | FIREMAGIC | 3597 | Self-Contained | Air-Cooled Condenser | Cube |  | 73 | 14.39 | 14.58 |  |  |  | Federally-Regulated Commercial & Industrial Equipment | 07/01/2016 |  | 02/21/2018
Hoshizaki America | Hoshizaki | KMD-850MWH | Ice-making Head | Water-Cooled Condenser | Cube |  | 745 | 4.75 | 4.76 | 171 | 183.6 |  | Federally-Regulated Commercial & Industrial Equipment | 07/20/2016 |  | 02/21/2018
Hoshizaki America | Hoshizaki | KMD-901MWH | Ice-making Head | Water-Cooled Condenser | Cube |  | 860 | 4.27 | 4.63 | 137 | 181.1 |  | Federally-Regulated Commercial & Industrial Equipment | 07/20/2016 |  | 02/21/2018
Hoshizaki America | Hoshizaki | KM-901MWH-P | Ice-making Head | Water-Cooled Condenser | Cube |  | 864 | 4.5 | 4.63 | 128 | 181 |  | Federally-Regulated Commercial & Industrial Equipment | 07/20/2016 |  | 02/21/2018
Hoshizaki America | Hoshizaki | KM-901MWH | Ice-making Head | Water-Cooled Condenser | Cube |  | 864 | 4.5 | 4.63 | 128 | 181 |  | Federally-Regulated Commercial & Industrial Equipment | 07/20/2016 |  | 02/21/2018
Hoshizaki America | Hoshizaki | KM-515MWH-P | Ice-making Head | Water-Cooled Condenser | Cube |  | 446 | 5.14 | 5.35 | 106 | 190.2 |  | Federally-Regulated Commercial & Industrial Equipment | 07/20/2016 |  | 02/21/2018
Hoshizaki America | Hoshizaki | KM-1301SWH-P | Ice-making Head | Water-Cooled Condenser | Cube |  | 1276 | 3.44 | 4.18 | 124 | 171.9 |  | Federally-Regulated Commercial & Industrial Equipment | 07/20/2016 |  | 02/21/2018
Hoshizaki America | Hoshizaki | KM-1340MWH | Ice-making Head | Water-Cooled Condenser | Cube |  | 1316 | 3.9 | 4.13 | 133 | 171 |  | Federally-Regulated Commercial & Industrial Equipment | 07/20/2016 |  | 02/21/2018
Hoshizaki America | Hoshizaki | KMH-2000SWH | Ice-making Head | Water-Cooled Condenser | Cube |  | 1760 | 3.3 | 4 | 84 | 161.3 |  | Federally-Regulated Commercial & Industrial Equipment | 07/20/2016 |  | 02/21/2018
Hoshizaki America | Hoshizaki | KM-1900SWH-P | Ice-making Head | Water-Cooled Condenser | Cube |  | 1826 | 3.24 | 4 | 98 | 159.8 |  | Federally-Regulated Commercial & Industrial Equipment | 07/20/2016 |  | 02/21/2018
Hoshizaki America | Hoshizaki | KM-1900SWH | Ice-making Head | Water-Cooled Condenser | Cube |  | 1826 | 3.24 | 4 | 98 | 159.8 |  | Federally-Regulated Commercial & Industrial Equipment | 07/20/2016 |  | 02/21/2018
Hoshizaki America | Hoshizaki | KMH-2000SWH3 | Ice-making Head | Water-Cooled Condenser | Cube |  | 1840 | 3.19 | 4 | 102 | 159.5 |  | Federally-Regulated Commercial & Industrial Equipment | 07/20/2016 |  | 02/21/2018
Hoshizaki America | Hoshizaki | KM-1900SWH3 | Ice-making Head | Water-Cooled Condenser | Cube |  | 1850 | 3.05 | 4 | 102 | 159.3 |  | Federally-Regulated Commercial & Industrial Equipment | 07/20/2016 |  | 02/21/2018
Hoshizaki America | Hoshizaki | KM-2500SWH3 | Ice-making Head | Water-Cooled Condenser | Cube |  | 2365 | 3.54 | 4 | 127 | 148 |  | Federally-Regulated Commercial & Industrial Equipment | 07/20/2016 |  | 02/21/2018
Hoshizaki America | Hoshizaki | FD-650MWH-C | Ice-making Head | Water-Cooled Condenser | Flake |  | 532 | 3.81 | 4.99 | 125 | 188.3 |  | Federally-Regulated Commercial & Industrial Equipment | 07/21/2016 |  | 02/21/2018
Hoshizaki America | Hoshizaki | F-2001MWH | Ice-making Head | Water-Cooled Condenser | Flake |  | 1642 | 3.68 | 4 | 70 | 163.9 |  | Federally-Regulated Commercial & Industrial Equipment | 07/21/2016 |  | 02/21/2018
Hoshizaki America | Hoshizaki | F-500BAF-C | Self-Contained | Air-Cooled Condenser | Flake |  | 319 | 6.84 | 9.8 |  |  |  | Federally-Regulated Commercial & Industrial Equipment | 07/21/2016 |  | 02/21/2018
Hoshizaki America | Hoshizaki | F-1002MRJ * URC-5F | Remote Condensing w/o Remote C | Air-Cooled Condenser | Flake |  | 722 | 4.51 | 6.11 |  |  |  | Federally-Regulated Commercial & Industrial Equipment | 08/08/2016 |  | 02/21/2018
Hoshizaki America | Hoshizaki | F-1002MRJ-C * URC-5F | Remote Condensing w/o Remote C | Air-Cooled Condenser | Flake |  | 680 | 4.94 | 6.27 |  |  |  | Federally-Regulated Commercial & Industrial Equipment | 08/08/2016 |  | 02/21/2018
Hoshizaki America | Hoshizaki | FD-1002MRJ-C * URC-5F | Remote Condensing w/o Remote C | Air-Cooled Condenser | Flake |  | 680 | 4.94 | 6.27 |  |  |  | Federally-Regulated Commercial & Industrial Equipment | 08/08/2016 |  | 02/21/2018
Scotsman Ice Systems | Scotsman | EH330SL-1#*C1200CP-3#, ERC1086-32# | Both Remote Condensing & Remot | Air-Cooled Condenser | Cube |  | 1230 | 4.8 | 5.3 |  |  |  | Federally-Regulated Commercial & Industrial Equipment | 08/18/2016 |  | 02/21/2018
Scotsman Ice Systems | Scotsman | EH330SL-1#*C1200CP-32#, ERC1086-32# | Both Remote Condensing & Remot | Air-Cooled Condenser | Cube |  | 1230 | 4.8 | 5.3 |  |  |  | Federally-Regulated Commercial & Industrial Equipment | 08/18/2016 |  | 02/21/2018
Scotsman Ice Systems | Scotsman | EH222SL-1#*C0800CP-3#,ERC680-32# | Both Remote Condensing & Remot | Air-Cooled Condenser | Cube |  | 700 | 5.5 | 6.19 |  |  |  | Federally-Regulated Commercial & Industrial Equipment | 08/18/2016 |  | 02/21/2018
Scotsman Ice Systems | Scotsman | EH222SL-1#*C0800CP-32#,ERC680-32# | Both Remote Condensing & Remot | Air-Cooled Condenser | Cube |  | 700 | 5.5 | 6.19 |  |  |  | Federally-Regulated Commercial & Industrial Equipment | 08/18/2016 |  | 02/21/2018
Scotsman Ice Systems | Scotsman | EH222SL-1#*C1410CP-3#,ERC1086-32# | Both Remote Condensing & Remot | Air-Cooled Condenser | Cube |  | 882 | 5.1 | 5.5 |  |  |  | Federally-Regulated Commercial & Industrial Equipment | 08/18/2016 |  | 02/21/2018
Scotsman Ice Systems | Scotsman | EH222SL-1#*C1410CP-32#,ERC1086-32# | Both Remote Condensing & Remot | Air-Cooled Condenser | Cube |  | 882 | 5.1 | 5.5 |  |  |  | Federally-Regulated Commercial & Industrial Equipment | 08/18/2016 |  | 02/21/2018
Scotsman Ice Systems | Scotsman | CU2026MW-32# | Self-Contained | Water-Cooled Condenser | Cube |  | 190 | 6.6 | 7.79 | 6.6 | 185 |  | Federally-Regulated Commercial & Industrial Equipment | 08/18/2016 |  | 02/21/2018
Scotsman Ice Systems | Scotsman | CU3030MW-32# | Self-Contained | Water-Cooled Condenser | Cube |  | 285 | 5.5 | 7.6 | 5.5 | 182 |  | Federally-Regulated Commercial & Industrial Equipment | 08/18/2016 |  | 02/21/2018
Scotsman Ice Systems | Scotsman | CU3030SW-32# | Self-Contained | Water-Cooled Condenser | Cube |  | 285 | 5.5 | 7.6 | 5.5 | 182 |  | Federally-Regulated Commercial & Industrial Equipment | 08/18/2016 |  | 02/21/2018
Hoshizaki America | Hoshizaki | F-1501MRJ*URC-14F | Remote Condensing w/o Remote C | Air-Cooled Condenser | Flake |  | 1370 | 3.44 | 5.1 |  |  |  | Federally-Regulated Commercial & Industrial Equipment | 08/18/2016 |  | 02/21/2018
Hoshizaki America | Hoshizaki | F-1501MRJ-C*URC-14F | Remote Condensing w/o Remote C | Air-Cooled Condenser | Flake |  | 1125 | 4.35 | 5.1 |  |  |  | Federally-Regulated Commercial & Industrial Equipment | 08/18/2016 |  | 02/21/2018
Hoshizaki America | Hoshizaki | F-1501MAJ | Ice-making Head | Air-Cooled Condenser | Flake |  | 1154 | 4 | 5.62 |  |  |  | Federally-Regulated Commercial & Industrial Equipment | 08/18/2016 |  | 02/21/2018
Hoshizaki America | Hoshizaki | F-1501MAJ-C | Ice-making Head | Air-Cooled Condenser | Flake |  | 1020 | 4.61 | 5.77 |  |  |  | Federally-Regulated Commercial & Industrial Equipment | 08/18/2016 |  | 02/21/2018
Hoshizaki America | Hoshizaki | C-101BAH | Self-Contained | Air-Cooled Condenser | Flake |  | 62 | 12.1 | 15.09 |  |  |  | Federally-Regulated Commercial & Industrial Equipment | 08/18/2016 |  | 02/21/2018
Hoshizaki America | Hoshizaki | C-101BAH-AD | Self-Contained | Air-Cooled Condenser | Flake |  | 62 | 12.1 | 15.09 |  |  |  | Federally-Regulated Commercial & Industrial Equipment | 08/18/2016 |  | 02/21/2018
Hoshizaki America | Hoshizaki | C-101BAH-ADDS | Self-Contained | Air-Cooled Condenser | Flake |  | 62 | 12.1 | 15.09 |  |  |  | Federally-Regulated Commercial & Industrial Equipment | 08/18/2016 |  | 02/21/2018
Hoshizaki America | Hoshizaki | C-101BAH-DS | Self-Contained | Air-Cooled Condenser | Flake |  | 62 | 12.1 | 15.09 |  |  |  | Federally-Regulated Commercial & Industrial Equipment | 08/18/2016 |  | 02/21/2018
Hoshizaki America | Hoshizaki | DCM-270BAH | Self-Contained | Air-Cooled Condenser | Flake |  | 200 | 8.16 | 9.8 |  |  |  | Federally-Regulated Commercial & Industrial Equipment | 08/18/2016 |  | 02/21/2018
Hoshizaki America | Hoshizaki | DCM-270BAH-OS | Self-Contained | Air-Cooled Condenser | Flake |  | 209 | 8.16 | 9.8 |  |  |  | Federally-Regulated Commercial & Industrial Equipment | 08/18/2016 |  | 02/21/2018
Hoshizaki America | Hoshizaki | DCM-300BAH-OS | Self-Contained | Air-Cooled Condenser | Flake |  | 219 | 7.06 | 9.8 |  |  |  | Federally-Regulated Commercial & Industrial Equipment | 08/18/2016 |  | 02/21/2018
Hoshizaki America | Hoshizaki | DCM-300BAH | Self-Contained | Air-Cooled Condenser | Flake |  | 219 | 7.06 | 9.8 |  |  |  | Federally-Regulated Commercial & Industrial Equipment | 08/18/2016 |  | 02/21/2018
Hoshizaki America | Hoshizaki | DCM-500BAH | Self-Contained | Air-Cooled Condenser | Flake |  | 427 | 5.85 | 9.8 |  |  |  | Federally-Regulated Commercial & Industrial Equipment | 08/18/2016 |  | 02/21/2018
Hoshizaki America | Hoshizaki | DCM-500BAH-OS | Self-Contained | Air-Cooled Condenser | Flake |  | 427 | 5.85 | 9.8 |  |  |  | Federally-Regulated Commercial & Industrial Equipment | 08/18/2016 |  | 02/21/2018
Hoshizaki America | Hoshizaki | DCM-751BAH-OS | Self-Contained | Air-Cooled Condenser | Flake |  | 553 | 6.24 | 9.8 |  |  |  | Federally-Regulated Commercial & Industrial Equipment | 08/18/2016 |  | 02/21/2018
Hoshizaki America | Hoshizaki | DCM-751BAH | Self-Contained | Air-Cooled Condenser | Flake |  | 553 | 6.24 | 9.8 |  |  |  | Federally-Regulated Commercial & Industrial Equipment | 08/18/2016 |  | 02/21/2018
Manitowoc Ice, Inc. | Manitowoc | ID-1092N-261*JC-0995-261 | Remote Condensing w/o Remote C | Air-Cooled Condenser | Cube |  | 725 | 5.5 | 6.1 |  |  |  | Federally-Regulated Commercial & Industrial Equipment | 08/31/2016 |  | 02/21/2018
Manitowoc Ice, Inc. | Manitowoc | ID-1092N3-263*JC-0995-261 | Remote Condensing w/o Remote C | Air-Cooled Condenser | Cube |  | 725 | 5.5 | 6.1 |  |  |  | Federally-Regulated Commercial & Industrial Equipment | 08/31/2016 |  | 02/21/2018
Manitowoc Ice, Inc. | Manitowoc | IY-1094N-261*JC-0995-261 | Remote Condensing w/o Remote C | Air-Cooled Condenser | Cube |  | 775 | 5.28 | 5.9 |  |  |  | Federally-Regulated Commercial & Industrial Equipment | 08/31/2016 |  | 02/21/2018
Manitowoc Ice, Inc. | Manitowoc | IY-1094N3-263*JC-0995-261 | Remote Condensing w/o Remote C | Air-Cooled Condenser | Cube |  | 775 | 5.28 | 5.9 |  |  |  | Federally-Regulated Commercial & Industrial Equipment | 08/31/2016 |  | 02/21/2018
Manitowoc Ice, Inc. | Manitowoc | IY-1874C-161*ICVD-1953-263 | Remote Condensing w/o Remote C | Air-Cooled Condenser | Cube |  | 1470 | 4.81 | 5.1 |  |  |  | Federally-Regulated Commercial & Industrial Equipment | 08/31/2016 |  | 02/21/2018
Manitowoc Ice, Inc. | Manitowoc | ID2172C-161*ICVD2095-261 | Both Remote Condensing & Remot | Air-Cooled Condenser | Cube |  | 1555 | 5.24 | 5.3 |  |  |  | Federally-Regulated Commercial & Industrial Equipment | 08/31/2016 |  | 02/21/2018
Manitowoc Ice, Inc. | Manitowoc | IY2174C-161*ICVD2095-261 | Both Remote Condensing & Remot | Air-Cooled Condenser | Cube |  | 1653 | 5.21 | 5.3 |  |  |  | Federally-Regulated Commercial & Industrial Equipment | 08/31/2016 |  | 02/21/2018
Manitowoc Ice, Inc. | Manitowoc | ID2171C-161*ICVD20953-263 | Both Remote Condensing & Remot | Air-Cooled Condenser | Cube |  | 1555 | 5.24 | 5.3 |  |  |  | Federally-Regulated Commercial & Industrial Equipment | 08/31/2016 |  | 02/21/2018
Manitowoc Ice, Inc. | Manitowoc | IY2174C-161*ICVD20953-263 | Both Remote Condensing & Remot | Air-Cooled Condenser | Cube |  | 1653 | 5.21 | 5.3 |  |  |  | Federally-Regulated Commercial & Industrial Equipment | 08/31/2016 |  | 02/21/2018
Manitowoc Ice, Inc. | Manitowoc | IY-1474C-161*ICVD-1495-261 | Both Remote Condensing & Remot | Air-Cooled Condenser | Cube |  | 1180 | 4.62 | 5.3 |  |  |  | Federally-Regulated Commercial & Industrial Equipment | 08/31/2016 |  | 02/21/2018
Manitowoc Ice, Inc. | Manitowoc | ID1072C-161*ICVD1195-261 | Both Remote Condensing & Remot | Air-Cooled Condenser | Cube |  | 754 | 5.63 | 5.98 |  |  |  | Federally-Regulated Commercial & Industrial Equipment | 08/31/2016 |  | 02/21/2018
Manitowoc Ice, Inc. | Manitowoc | ID1072C-161*ICVD1195-263 | Both Remote Condensing & Remot | Air-Cooled Condenser | Cube |  | 754 | 5.63 | 5.98 |  |  |  | Federally-Regulated Commercial & Industrial Equipment | 08/31/2016 |  | 02/21/2018
Manitowoc Ice, Inc. | Manitowoc | IY1074C-161*ICVD1195-261 | Both Remote Condensing & Remot | Air-Cooled Condenser | Cube |  | 817 | 5.43 | 5.75 |  |  |  | Federally-Regulated Commercial & Industrial Equipment | 08/31/2016 |  | 02/21/2018
Manitowoc Ice, Inc. | Manitowoc | IY1074C-161*ICVD1195-263 | Both Remote Condensing & Remot | Air-Cooled Condenser | Cube |  | 817 | 5.43 | 5.75 |  |  |  | Federally-Regulated Commercial & Industrial Equipment | 08/31/2016 |  | 02/21/2018
Manitowoc Ice, Inc. | Manitowoc | ID-1002A-261 | Ice-making Head | Air-Cooled Condenser | Cube |  | 735 | 5.41 | 6.08 |  |  |  | Federally-Regulated Commercial & Industrial Equipment | 08/31/2016 |  | 02/21/2018
Manitowoc Ice, Inc. | Manitowoc | ID-1002A3-263 | Ice-making Head | Air-Cooled Condenser | Cube |  | 735 | 5.41 | 6.08 |  |  |  | Federally-Regulated Commercial & Industrial Equipment | 08/31/2016 |  | 02/21/2018
Manitowoc Ice, Inc. | Manitowoc | IY-1004A-261 | Ice-making Head | Air-Cooled Condenser | Cube |  | 745 | 5.36 | 6.07 |  |  |  | Federally-Regulated Commercial & Industrial Equipment | 08/31/2016 |  | 02/21/2018
Manitowoc Ice, Inc. | Manitowoc | IY-1004A3-263 | Ice-making Head | Air-Cooled Condenser | Cube |  | 745 | 5.36 | 6.07 |  |  |  | Federally-Regulated Commercial & Industrial Equipment | 08/31/2016 |  | 02/21/2018
Manitowoc Ice, Inc. | Manitowoc | ID-1003W-261 | Ice-making Head | Water-Cooled Condenser | Cube |  | 855 | 4.23 | 4.64 | 4.2 | 181.2 |  | Federally-Regulated Commercial & Industrial Equipment | 08/31/2016 |  | 02/21/2018
Manitowoc Ice, Inc. | Manitowoc | ID-1003W3-263 | Ice-making Head | Water-Cooled Condenser | Cube |  | 855 | 4.23 | 4.64 | 4.2 | 181.2 |  | Federally-Regulated Commercial & Industrial Equipment | 08/31/2016 |  | 02/21/2018
Manitowoc Ice, Inc. | Manitowoc | IY-1005W-261 | Ice-making Head | Water-Cooled Condenser | Cube |  | 870 | 4.07 | 4.62 | 4.1 | 180.9 |  | Federally-Regulated Commercial & Industrial Equipment | 08/31/2016 |  | 02/21/2018
Manitowoc Ice, Inc. | Manitowoc | IY-1005W3-263 | Ice-making Head | Water-Cooled Condenser | Cube |  | 870 | 4.07 | 4.62 | 4.1 | 180.9 |  | Federally-Regulated Commercial & Industrial Equipment | 08/31/2016 |  | 02/21/2018
Manitowoc Ice, Inc. | Manitowoc | UY0310W-261 | Self-Contained | Water-Cooled Condenser | Cube |  | 250 | 5.82 | 7.6 | 5.8 | 183.1 |  | Federally-Regulated Commercial & Industrial Equipment | 08/31/2016 |  | 02/21/2018
Manitowoc Ice, Inc. | Manitowoc | UD0310W-261 | Self-Contained | Water-Cooled Condenser | Cube |  | 250 | 5.82 | 7.6 | 5.8 | 183.1 |  | Federally-Regulated Commercial & Industrial Equipment | 08/31/2016 |  | 02/21/2018
Manitowoc Ice, Inc. | Manitowoc | UR0310W-261 | Self-Contained | Water-Cooled Condenser | Cube |  | 240 | 6.11 | 7.6 | 6.1 | 183.4 |  | Federally-Regulated Commercial & Industrial Equipment | 08/31/2016 |  | 02/21/2018
Manitowoc Ice, Inc. | Manitowoc | QD-0272A | Self-Contained | Air-Cooled Condenser | Cube |  | 204 | 9.45 | 9.8 |  |  |  | Federally-Regulated Commercial & Industrial Equipment | 08/31/2016 |  | 02/21/2018
Manitowoc Ice, Inc. | Manitowoc | QY-0274A | Self-Contained | Air-Cooled Condenser | Cube |  | 204 | 9.45 | 9.8 |  |  |  | Federally-Regulated Commercial & Industrial Equipment | 08/31/2016 |  | 02/21/2018
Manitowoc Ice, Inc. | Manitowoc | QY-0275W | Self-Contained | Water-Cooled Condenser | Cube |  | 233 | 7.6 | 7.6 | 7.6 | 183.7 |  | Federally-Regulated Commercial & Industrial Equipment | 08/31/2016 |  | 02/21/2018
Hoshizaki America | Hoshizaki | FD-1002MAJ-C | Ice-making Head | Air-Cooled Condenser | Flake |  | 726 | 4.57 | 6.09 |  |  |  | Federally-Regulated Commercial & Industrial Equipment | 09/01/2016 |  | 02/21/2018
Hoshizaki America | Hoshizaki | F-1002MAJ | Ice-making Head | Air-Cooled Condenser | Flake |  | 758 | 4.36 | 6.06 |  |  |  | Federally-Regulated Commercial & Industrial Equipment | 09/01/2016 |  | 02/21/2018
Hoshizaki America | Hoshizaki | F-1002MAJ-C | Ice-making Head | Air-Cooled Condenser | Flake |  | 726 | 4.57 | 6.09 |  |  |  | Federally-Regulated Commercial & Industrial Equipment | 09/01/2016 |  | 02/21/2018
Hoshizaki America | Hoshizaki | F-1002MWJ | Ice-making Head | Water-Cooled Condenser | Flake |  | 833 | 3.57 | 4.66 | 110 | 181.7 |  | Federally-Regulated Commercial & Industrial Equipment | 10/20/2016 |  | 02/21/2018
Hoshizaki America | Hoshizaki | F-1002MWJ-C | Ice-making Head | Water-Cooled Condenser | Flake |  | 770 | 3.95 | 4.73 | 111 | 183.1 |  | Federally-Regulated Commercial & Industrial Equipment | 10/20/2016 |  | 02/21/2018
Hoshizaki America | Hoshizaki | DCM-500BWH | Self-Contained | Water-Cooled Condenser | Flake |  | 512 | 4.48 | 7.6 | 112 | 174.9 |  | Federally-Regulated Commercial & Industrial Equipment | 10/20/2016 |  | 02/21/2018
Hoshizaki America | Hoshizaki | DCM-500BWH-OS | Self-Contained | Water-Cooled Condenser | Flake |  | 512 | 4.48 | 7.6 | 112 | 174.9 |  | Federally-Regulated Commercial & Industrial Equipment | 10/20/2016 |  | 02/21/2018
Hoshizaki America | Hoshizaki | DCM-751BWH | Self-Contained | Water-Cooled Condenser | Flake |  | 678 | 4.76 | 7.6 | 96 | 169.6 |  | Federally-Regulated Commercial & Industrial Equipment | 10/20/2016 |  | 02/21/2018
Hoshizaki America | Hoshizaki | DCM-751BWH-OS | Self-Contained | Water-Cooled Condenser | Flake |  | 678 | 4.76 | 7.6 | 96 | 169.6 |  | Federally-Regulated Commercial & Industrial Equipment | 10/20/2016 |  | 02/21/2018
Hoshizaki America | Hoshizaki | KMS-1401MLJ with SRK-14J3 condensing unit | Both Remote Condensing & Remot | Air-Cooled Condenser | Cube |  | 1280 | 4.7 | 5.3 |  |  |  | Federally-Regulated Commercial & Industrial Equipment | 10/20/2016 |  | 02/21/2018
Hoshizaki America | Hoshizaki | KML-451MWH | Ice-making Head | Water-Cooled Condenser | Cube |  | 414 | 5.5 | 5.52 | 104 | 190.9 |  | Federally-Regulated Commercial & Industrial Equipment | 10/20/2016 |  | 02/21/2018
Hoshizaki America | Hoshizaki | DKM-500BWH | Self-Contained | Water-Cooled Condenser | Cube |  | 427 | 5.2 | 7.6 | 114 | 177.5 |  | Federally-Regulated Commercial & Industrial Equipment | 10/20/2016 |  | 02/21/2018
Hoshizaki America | Hoshizaki | F-1501MWJ-C | Ice-making Head | Water-Cooled Condenser | Flake |  | 1218 | 3.76 | 4.24 | 123 | 173.2 |  | Federally-Regulated Commercial & Industrial Equipment | 10/20/2016 |  | 02/21/2018
Hoshizaki America | Hoshizaki | F-1501MWJ | Ice-making Head | Water-Cooled Condenser | Flake |  | 1410 | 3.2 | 4.03 | 105 | 169 |  | Federally-Regulated Commercial & Industrial Equipment | 10/20/2016 |  | 02/21/2018
Scotsman Ice Systems | Scotsman | C0722MA-32E | Ice-making Head | Air-Cooled Condenser | Cube |  | 566 | 5.26 | 6.27 |  |  |  | Federally-Regulated Commercial & Industrial Equipment | 11/02/2016 |  | 02/21/2018
Scotsman Ice Systems | Scotsman | C0722SA-32E | Ice-making Head | Air-Cooled Condenser | Cube |  | 566 | 5.26 | 6.27 |  |  |  | Federally-Regulated Commercial & Industrial Equipment | 11/02/2016 |  | 02/21/2018
Scotsman Ice Systems | Scotsman | C0522MA-1E | Ice-making Head | Air-Cooled Condenser | Cube |  | 340 | 5.94 | 7.34 |  |  |  | Federally-Regulated Commercial & Industrial Equipment | 11/02/2016 |  | 02/21/2018
Scotsman Ice Systems | Scotsman | C0522SA-1E | Ice-making Head | Air-Cooled Condenser | Cube |  | 340 | 5.94 | 7.34 |  |  |  | Federally-Regulated Commercial & Industrial Equipment | 11/02/2016 |  | 02/21/2018
Scotsman Ice Systems | Scotsman | C0522MA-32E | Ice-making Head | Air-Cooled Condenser | Cube |  | 340 | 5.94 | 7.34 |  |  |  | Federally-Regulated Commercial & Industrial Equipment | 11/02/2016 |  | 02/21/2018
Scotsman Ice Systems | Scotsman | C0522SA-32E | Ice-making Head | Air-Cooled Condenser | Cube |  | 340 | 5.94 | 7.34 |  |  |  | Federally-Regulated Commercial & Industrial Equipment | 11/02/2016 |  | 02/21/2018
Hoshizaki America | Hoshizaki | F-1002MLJ* RACK | Both Remote Condensing & Remot | Air-Cooled Condenser | Flake |  | 797 | 1.51 | 5.82 |  |  |  | Federally-Regulated Commercial & Industrial Equipment | 11/03/2016 |  | 02/21/2018
Hoshizaki America | Hoshizaki | KML-700MRJ*URC-9F | Remote Condensing w/o Remote C | Air-Cooled Condenser | Cube |  | 643 | 4.7 | 6.41 |  |  |  | Federally-Regulated Commercial & Industrial Equipment | 12/22/2016 |  | 02/21/2018
Hoshizaki America | Hoshizaki | KML-700MAJ | Ice-making Head | Air-Cooled Condenser | Cube |  | 572 | 5.16 | 6.26 |  |  |  | Federally-Regulated Commercial & Industrial Equipment | 12/22/2016 |  | 02/21/2018
Hoshizaki America | Hoshizaki | KM-2100SRJ3*URC-22F | Remote Condensing w/o Remote C | Air-Cooled Condenser | Cube |  | 1865 | 4.16 | 5.1 |  |  |  | Federally-Regulated Commercial & Industrial Equipment | 02/03/2017 |  | 02/21/2018
Hoshizaki America | Hoshizaki | F-300BAJ | Self-Contained | Air-Cooled Condenser | Flake |  | 247 | 6.14 | 9.8 |  |  |  | Federally-Regulated Commercial & Industrial Equipment | 02/03/2017 |  | 02/21/2018
Hoshizaki America | Hoshizaki | KM-101BAH | Self-Contained | Air-Cooled Condenser | Cube |  | 88 | 9.4 | 13.87 |  |  |  | Federally-Regulated Commercial & Industrial Equipment | 02/03/2017 |  | 02/21/2018
Hoshizaki America | Hoshizaki | KM-151BAH | Self-Contained | Air-Cooled Condenser | Cube |  | 121 | 8.4 | 12.33 |  |  |  | Federally-Regulated Commercial & Industrial Equipment | 02/03/2017 |  | 02/21/2018
Hoshizaki America | Hoshizaki | KM-201BAH | Self-Contained | Air-Cooled Condenser | Cube |  | 165 | 7.5 | 10.26 |  |  |  | Federally-Regulated Commercial & Industrial Equipment | 02/03/2017 |  | 02/21/2018
Hoshizaki America | Hoshizaki | KM-260BAH | Self-Contained | Air-Cooled Condenser | Cube |  | 200 | 7.6 | 9.8 |  |  |  | Federally-Regulated Commercial & Industrial Equipment | 02/03/2017 |  | 02/21/2018
Hoshizaki America | Hoshizaki | KM-61BAH | Self-Contained | Air-Cooled Condenser | Cube |  | 50 | 10.6 | 15.66 |  |  |  | Federally-Regulated Commercial & Industrial Equipment | 02/03/2017 |  | 02/21/2018
Scotsman Ice Systems | Scotsman | C0322MA-32E | Ice-making Head | Air-Cooled Condenser | Flake |  | 232 | 6.95 | 8.26 |  |  |  | Federally-Regulated Commercial & Industrial Equipment | 02/03/2017 |  | 02/21/2018
Scotsman Ice Systems | Scotsman | C0322MA-1E | Ice-making Head | Air-Cooled Condenser | Flake |  | 232 | 6.95 | 8.26 |  |  |  | Federally-Regulated Commercial & Industrial Equipment | 02/03/2017 |  | 02/21/2018
Scotsman Ice Systems | Scotsman | C0322SA-1E | Ice-making Head | Air-Cooled Condenser | Flake |  | 232 | 6.95 | 8.26 |  |  |  | Federally-Regulated Commercial & Industrial Equipment | 02/03/2017 |  | 02/21/2018
Scotsman Ice Systems | Scotsman | C0522SW-32E | Ice-making Head | Water-Cooled Condenser | Flake |  | 409 | 4.48 | 5.55 | 4.5 | 191 |  | Federally-Regulated Commercial & Industrial Equipment | 02/03/2017 |  | 02/21/2018
Scotsman Ice Systems | Scotsman | C0522MW-1E | Ice-making Head | Water-Cooled Condenser | Flake |  | 409 | 4.48 | 5.55 | 4.5 | 191 |  | Federally-Regulated Commercial & Industrial Equipment | 02/03/2017 |  | 02/21/2018
Scotsman Ice Systems | Scotsman | C0522SW-1E | Ice-making Head | Water-Cooled Condenser | Flake |  | 409 | 4.48 | 5.55 | 4.5 | 191 |  | Federally-Regulated Commercial & Industrial Equipment | 02/03/2017 |  | 02/21/2018
Hoshizaki America | Hoshizaki | KML-500MAJ | Ice-making Head | Air-Cooled Condenser | Cube |  | 400 | 5.55 | 6.82 |  |  |  | Federally-Regulated Commercial & Industrial Equipment | 02/08/2017 |  | 02/21/2018
Hoshizaki America | Hoshizaki | F-500BAJ | Self-Contained | Air-Cooled Condenser | Flake |  | 420 | 5.05 | 9.8 |  |  |  | Federally-Regulated Commercial & Industrial Equipment | 02/08/2017 |  | 02/21/2018
Hoshizaki America | Hoshizaki America | KML-325MWJ | Ice-making Head | Water-Cooled Condenser | Cube |  | 355 | 4.51 | 5.85 | 106 | 192.2 |  | Federally-Regulated Commercial & Industrial Equipment | 02/16/2017 |  | 02/21/2018
Hoshizaki America | Hoshizaki America | KM-2600SWJ3 | Ice-making Head | Water-Cooled Condenser | Cube |  | 2480 | 3.6 | 4 | 87 | 145.4 |  | Federally-Regulated Commercial & Industrial Equipment | 02/23/2017 |  | 02/21/2018
Icetro | Icetro | WU-0070-AB | Self-Contained | Air-Cooled Condenser | Cube |  | 73 | 14.39 | 14.58 |  |  |  | Federally-Regulated Commercial & Industrial Equipment | 03/08/2017 |  | 02/21/2018
Icetro | Icetro | WM-1100-AC | Ice-making Head | Air-Cooled Condenser | Cube |  | 810 | 5.58 | 6 |  |  |  | Federally-Regulated Commercial & Industrial Equipment | 03/09/2017 |  | 02/21/2018
Icetro | Icetro | WM-0460-AC | Ice-making Head | Air-Cooled Condenser | Cube |  | 283 | 6.93 | 7.83 |  |  |  | Federally-Regulated Commercial & Industrial Equipment | 03/09/2017 |  | 02/21/2018
Icetro | Icetro | WM-0460-AH | Ice-making Head | Air-Cooled Condenser | Cube |  | 285 | 6.93 | 7.81 |  |  |  | Federally-Regulated Commercial & Industrial Equipment | 03/09/2017 |  | 02/21/2018
Icetro | Icetro | WM-1100-AH | Ice-making Head | Air-Cooled Condenser | Cube |  | 809 | 5.58 | 6 |  |  |  | Federally-Regulated Commercial & Industrial Equipment | 03/09/2017 |  | 02/21/2018
Icetro | Jetice | 44R215 | Self-Contained | Air-Cooled Condenser | Cube |  | 73 | 14.58 | 14.58 |  |  |  | Federally-Regulated Commercial & Industrial Equipment | 03/17/2017 |  | 02/21/2018
Icetro | Jetice | 44R216 | Self-Contained | Air-Cooled Condenser | Cube |  | 71 | 14.43 | 14.67 |  |  |  | Federally-Regulated Commercial & Industrial Equipment | 03/17/2017 |  | 02/21/2018
Icetro | Jetice | 44R213 | Self-Contained | Air-Cooled Condenser | Cube |  | 73 | 14.39 | 14.58 |  |  |  | Federally-Regulated Commercial & Industrial Equipment | 03/17/2017 |  | 02/21/2018
Icetro | Icetro | ICI-080VADS | Self-Contained | Air-Cooled Condenser | Cube |  | 150 | 8.63 | 10.96 |  |  |  | Federally-Regulated Commercial & Industrial Equipment | 03/21/2017 |  | 02/21/2018
Icetro | Icetro | ICI-080VAHS | Self-Contained | Air-Cooled Condenser | Cube |  | 148 | 8.83 | 11.06 |  |  |  | Federally-Regulated Commercial & Industrial Equipment | 03/21/2017 |  | 02/21/2018
Icetro | Icetro | A25B15 | Self-Contained | Air-Cooled Condenser | Cube |  | 73 | 14.39 | 14.58 |  |  |  | Federally-Regulated Commercial & Industrial Equipment | 03/21/2017 |  | 02/21/2018
Icetro | Icetro | ICI-100VADS | Self-Contained | Air-Cooled Condenser | Cube |  | 159 | 9.85 | 10.54 |  |  |  | Federally-Regulated Commercial & Industrial Equipment | 03/21/2017 |  | 02/21/2018
Icetro | Icetro | ICI-100VAHS | Self-Contained | Air-Cooled Condenser | Cube |  | 163 | 9.64 | 10.36 |  |  |  | Federally-Regulated Commercial & Industrial Equipment | 03/21/2017 |  | 02/21/2018
Icetro | Icetro | ICI-100VADL | Self-Contained | Air-Cooled Condenser | Cube |  | 160 | 9.78 | 10.5 |  |  |  | Federally-Regulated Commercial & Industrial Equipment | 03/21/2017 |  | 02/21/2018
Icetro | Icetro | ICI-100VAHL | Self-Contained | Air-Cooled Condenser | Cube |  | 159 | 9.67 | 10.54 |  |  |  | Federally-Regulated Commercial & Industrial Equipment | 03/21/2017 |  | 02/21/2018
Icetro | Icetro | SCI-200A | Ice-making Head | Air-Cooled Condenser | Cube |  | 283 | 6.93 | 7.83 |  |  |  | Federally-Regulated Commercial & Industrial Equipment | 03/21/2017 |  | 02/21/2018
Icetro | Icetro | SCI-200AH | Ice-making Head | Air-Cooled Condenser | Cube |  | 295 | 6.93 | 7.72 |  |  |  | Federally-Regulated Commercial & Industrial Equipment | 03/21/2017 |  | 02/21/2018
Icetro | Icetro | ICI-220ADS | Ice-making Head | Air-Cooled Condenser | Cube |  | 285 | 6.86 | 7.81 |  |  |  | Federally-Regulated Commercial & Industrial Equipment | 03/21/2017 |  | 02/21/2018
Icetro | Icetro | ICI-220AHS | Ice-making Head | Air-Cooled Condenser | Cube |  | 297 | 6.78 | 7.71 |  |  |  | Federally-Regulated Commercial & Industrial Equipment | 03/21/2017 |  | 02/21/2018
Icetro | Icetro | ICI-500AD | Ice-making Head | Air-Cooled Condenser | Cube |  | 810 | 5.68 | 6 |  |  |  | Federally-Regulated Commercial & Industrial Equipment | 03/21/2017 |  | 02/21/2018
Icetro | Icetro | ICI-500AH | Ice-making Head | Air-Cooled Condenser | Cube |  | 809 | 5.58 | 6 |  |  |  | Federally-Regulated Commercial & Industrial Equipment | 03/21/2017 |  | 02/21/2018
Icetro | Icetro | WU-0100-AC | Self-Contained | Air-Cooled Condenser | Cube |  | 73 | 14.58 | 14.58 |  |  |  | Federally-Regulated Commercial & Industrial Equipment | 03/21/2017 |  | 02/21/2018
Icetro | Icetro | WU-0100-AH | Self-Contained | Air-Cooled Condenser | Cube |  | 71 | 14.43 | 14.67 |  |  |  | Federally-Regulated Commercial & Industrial Equipment | 03/21/2017 |  | 02/21/2018
Icetro | Icetro | IU-0170-AC | Self-Contained | Air-Cooled Condenser | Cube |  | 150 | 8.63 | 10.96 |  |  |  | Federally-Regulated Commercial & Industrial Equipment | 03/21/2017 |  | 02/21/2018
Icetro | Icetro | IU-0170-AH | Self-Contained | Air-Cooled Condenser | Cube |  | 148 | 8.83 | 11.06 |  |  |  | Federally-Regulated Commercial & Industrial Equipment | 03/21/2017 |  | 02/21/2018
Icetro | Icetro | IU-0220-AC | Self-Contained | Air-Cooled Condenser | Cube |  | 159 | 9.85 | 10.54 |  |  |  | Federally-Regulated Commercial & Industrial Equipment | 03/21/2017 |  | 02/21/2018
Icetro | Icetro | IU-0220-AH | Self-Contained | Air-Cooled Condenser | Cube |  | 163 | 9.64 | 10.36 |  |  |  | Federally-Regulated Commercial & Industrial Equipment | 03/21/2017 |  | 02/21/2018
Icetro | Icetro | IC-0220-AC | Self-Contained | Air-Cooled Condenser | Cube |  | 160 | 9.78 | 10.5 |  |  |  | Federally-Regulated Commercial & Industrial Equipment | 03/21/2017 |  | 02/21/2018
Icetro | Icetro | IC-0220-AH | Self-Contained | Air-Cooled Condenser | Cube |  | 159 | 9.67 | 10.54 |  |  |  | Federally-Regulated Commercial & Industrial Equipment | 03/21/2017 |  | 02/21/2018
Icetro | Icetro | WM-0460-AC-22 | Ice-making Head | Air-Cooled Condenser | Cube |  | 285 | 6.86 | 7.81 |  |  |  | Federally-Regulated Commercial & Industrial Equipment | 03/21/2017 |  | 02/21/2018
Icetro | Icetro | WM-0460-AH-22 | Ice-making Head | Air-Cooled Condenser | Cube |  | 297 | 6.78 | 7.71 |  |  |  | Federally-Regulated Commercial & Industrial Equipment | 03/21/2017 |  | 02/21/2018
Hoshizaki America | Hoshizaki | KM-1601SRJ *URC-22F | Remote Condensing w/o Remote C | Air-Cooled Condenser | Cube |  | 1600 | 3.96 | 5.1 |  |  |  | Federally-Regulated Commercial & Industrial Equipment | 03/21/2017 |  | 02/21/2018
Hoshizaki America | Hoshizaki | KM-1601SRJ3 *URC-22F | Remote Condensing w/o Remote C | Air-Cooled Condenser | Cube |  | 1600 | 4.14 | 5.1 |  |  |  | Federally-Regulated Commercial & Industrial Equipment | 03/21/2017 |  | 02/21/2018
Hoshizaki America | Hoshizaki | KML-325MAJ | Ice-making Head | Air-Cooled Condenser | Cube |  | 300 | 5.72 | 7.68 |  |  |  | Federally-Regulated Commercial & Industrial Equipment | 03/29/2017 |  | 02/21/2018
Hoshizaki America | Hoshizaki | DKM-500BAJ | Self-Contained | Air-Cooled Condenser | Cube |  | 534 | 5.56 | 9.8 |  |  |  | Federally-Regulated Commercial & Industrial Equipment | 03/29/2017 |  | 02/21/2018
Hoshizaki America | Hoshizaki | KML-500MWJ | Ice-making Head | Water-Cooled Condenser | Cube |  | 515 | 4.33 | 5.01 | 110 | 188.7 |  | Federally-Regulated Commercial & Industrial Equipment | 03/30/2017 |  | 02/21/2018
Hoshizaki America | Hoshizaki | KML-700MWJ | Ice-making Head | Water-Cooled Condenser | Cube |  | 730 | 3.61 | 4.78 | 111 | 183.9 |  | Federally-Regulated Commercial & Industrial Equipment | 03/30/2017 |  | 02/21/2018
Hoshizaki America | Hoshizaki | KM-2600SWJ3 | Ice-making Head | Water-Cooled Condenser | Cube |  | 2480 | 3.6 | 4 | 87 | 145.4 |  | Federally-Regulated Commercial & Industrial Equipment | 03/30/2017 |  | 02/21/2018
Hoshizaki America | Hoshizaki | KM-151BWH | Self-Contained | Water-Cooled Condenser | Cube |  | 130 | 7.3 | 8.93 | 140 | 186.9 |  | Federally-Regulated Commercial & Industrial Equipment | 03/30/2017 |  | 02/21/2018
Hoshizaki America | Hoshizaki | KM-201BWH | Self-Contained | Water-Cooled Condenser | Cube |  | 181 | 6.17 | 7.96 | 141 | 185.3 |  | Federally-Regulated Commercial & Industrial Equipment | 03/30/2017 |  | 02/21/2018
Hoshizaki America | Hoshizaki | KM-260BWH | Self-Contained | Water-Cooled Condenser | Cube |  | 237 | 6.37 | 7.6 | 121 | 183.5 |  | Federally-Regulated Commercial & Industrial Equipment | 03/30/2017 |  | 02/21/2018
Hoshizaki America | Hoshizaki | DKM-500BWJ | Self-Contained | Water-Cooled Condenser | Cube |  | 500 | 4.79 | 7.6 | 103 | 175.2 |  | Federally-Regulated Commercial & Industrial Equipment | 03/30/2017 |  | 02/21/2018
Mile High Equipment, LLC | Ice-O-Matic | CIU070FA | Self-Contained | Air-Cooled Condenser | Cube |  | 50 | 13.9 | 15.66 |  |  |  | Federally-Regulated Commercial & Industrial Equipment | 03/30/2017 |  | 02/21/2018
Icetro | Jetice | 6DYT7 | Ice-making Head | Air-Cooled Condenser | Cube |  | 283 | 6.93 | 7.83 |  |  |  | Federally-Regulated Commercial & Industrial Equipment | 04/04/2017 |  | 02/21/2018
Hoshizaki America | Hoshizaki | KM-1601MRJ*URC-22F | Remote Condensing w/o Remote C | Air-Cooled Condenser | Cube |  | 1550 | 4.35 | 5.1 |  |  |  | Federally-Regulated Commercial & Industrial Equipment | 04/10/2017 |  | 02/21/2018
Hoshizaki America | Hoshizaki | KM-1601MRJ3*URC-22F | Remote Condensing w/o Remote C | Air-Cooled Condenser | Cube |  | 1550 | 4.09 | 5.1 |  |  |  | Federally-Regulated Commercial & Industrial Equipment | 04/10/2017 |  | 02/21/2018
Hoshizaki America | Hoshizaki | KM-1601SAJ3 | Ice-making Head | Air-Cooled Condenser | Cube |  | 1414 | 4.4 | 5.33 |  |  |  | Federally-Regulated Commercial & Industrial Equipment | 04/10/2017 |  | 02/21/2018
Hoshizaki America | Hoshizaki | KM-1601SAJ | Ice-making Head | Air-Cooled Condenser | Cube |  | 1433 | 4.24 | 5.31 |  |  |  | Federally-Regulated Commercial & Industrial Equipment | 04/10/2017 |  | 02/21/2018
Scotsman Ice Systems | Scotsman | SCN60PA-1SS, -1SU | Self-Contained | Air-Cooled Condenser | Flake |  | 56 | 10.52 | 15.37 |  |  |  | Federally-Regulated Commercial & Industrial Equipment | 04/10/2017 |  | 02/21/2018
Scotsman Ice Systems | Scotsman | SCN60GA-1SS, -1SU | Self-Contained | Air-Cooled Condenser | Flake |  | 56 | 10.52 | 15.37 |  |  |  | Federally-Regulated Commercial & Industrial Equipment | 04/10/2017 |  | 02/21/2018
Scotsman Ice Systems | Scotsman | C0322MA-32E | Ice-making Head | Air-Cooled Condenser | Cube |  | 232 | 6.95 | 8.26 |  |  |  | Federally-Regulated Commercial & Industrial Equipment | 04/10/2017 |  | 02/21/2018
Scotsman Ice Systems | Scotsman | C0322MA-1E | Ice-making Head | Air-Cooled Condenser | Cube |  | 232 | 6.95 | 8.26 |  |  |  | Federally-Regulated Commercial & Industrial Equipment | 04/10/2017 |  | 02/21/2018
Scotsman Ice Systems | Scotsman | C0322SA-1E | Ice-making Head | Air-Cooled Condenser | Cube |  | 232 | 6.95 | 8.26 |  |  |  | Federally-Regulated Commercial & Industrial Equipment | 04/10/2017 |  | 02/21/2018
Scotsman Ice Systems | Scotsman | C0522SW-32E | Ice-making Head | Water-Cooled Condenser | Cube |  | 409 | 4.48 | 5.55 | 4.5 | 191 |  | Federally-Regulated Commercial & Industrial Equipment | 04/10/2017 |  | 02/21/2018
Scotsman Ice Systems | Scotsman | C0522MW-1E | Ice-making Head | Water-Cooled Condenser | Cube |  | 409 | 4.48 | 5.55 | 4.5 | 191 |  | Federally-Regulated Commercial & Industrial Equipment | 04/10/2017 |  | 02/21/2018
Scotsman Ice Systems | Scotsman | C0522SW-1E | Ice-making Head | Water-Cooled Condenser | Cube |  | 409 | 4.48 | 5.55 | 4.5 | 191 |  | Federally-Regulated Commercial & Industrial Equipment | 04/10/2017 |  | 02/21/2018
Scotsman Ice Systems | Scotsman | C0522SA-1#, -32# | Ice-making Head | Air-Cooled Condenser | Cube |  | 380 | 6.7 | 6.99 |  |  |  | Federally-Regulated Commercial & Industrial Equipment | 04/10/2017 |  | 02/21/2018
Scotsman Ice Systems | Scotsman | C0322SA-1# | Ice-making Head | Air-Cooled Condenser | Cube |  | 255 | 6.6 | 8.07 |  |  |  | Federally-Regulated Commercial & Industrial Equipment | 04/10/2017 |  | 02/21/2018
Scotsman Ice Systems | Scotsman | C0322MA-1# | Ice-making Head | Air-Cooled Condenser | Cube |  | 255 | 6.6 | 8.07 |  |  |  | Federally-Regulated Commercial & Industrial Equipment | 04/10/2017 |  | 02/21/2018
Scotsman Ice Systems | Scotsman | C0322MA-32# | Ice-making Head | Air-Cooled Condenser | Cube |  | 255 | 6.6 | 8.07 |  |  |  | Federally-Regulated Commercial & Industrial Equipment | 04/10/2017 |  | 02/21/2018
Scotsman Ice Systems | Scotsman | C0522SW-1#, -32 | Ice-making Head | Water-Cooled Condenser | Cube |  | 480 | 4.7 | 5.16 | 4.7 | 189.4 |  | Federally-Regulated Commercial & Industrial Equipment | 04/10/2017 |  | 02/21/2018
Scotsman Ice Systems | Scotsman | C0322MW-1# | Ice-making Head | Water-Cooled Condenser | Cube |  | 280 | 5.2 | 6.26 | 5.2 | 193.8 |  | Federally-Regulated Commercial & Industrial Equipment | 04/10/2017 |  | 02/21/2018
Scotsman Ice Systems | Scotsman | C0322SW-1# | Ice-making Head | Water-Cooled Condenser | Cube |  | 280 | 5.2 | 6.26 | 5.2 | 193.8 |  | Federally-Regulated Commercial & Industrial Equipment | 04/10/2017 |  | 02/21/2018
Scotsman Ice Systems | Scotsman | C0322SW-32# | Ice-making Head | Water-Cooled Condenser | Cube |  | 280 | 5.2 | 6.26 | 5.2 | 193.8 |  | Federally-Regulated Commercial & Industrial Equipment | 04/10/2017 |  | 02/21/2018
Hoshizaki America | Hoshizaki | KM-1301SRJ *URC-14F | Remote Condensing w/o Remote C | Air-Cooled Condenser | Cube |  | 1260 | 4.28 | 5.1 |  |  |  | Federally-Regulated Commercial & Industrial Equipment | 05/01/2017 |  | 02/21/2018
Hoshizaki America | Hoshizaki | KM-1301SRJ3 *URC-14F | Remote Condensing w/o Remote C | Air-Cooled Condenser | Cube |  | 1330 | 3.83 | 5.1 |  |  |  | Federally-Regulated Commercial & Industrial Equipment | 05/01/2017 |  | 02/21/2018
Hoshizaki America | Hoshizaki | KM-1601SWJ | Ice-making Head | Water-Cooled Condenser | Cube |  | 1650 | 3.3 | 4 | 100 | 163.7 |  | Federally-Regulated Commercial & Industrial Equipment | 05/01/2017 |  | 02/21/2018
Hoshizaki America | Hoshizaki | KM-1601SWJ3 | Ice-making Head | Water-Cooled Condenser | Cube |  | 1660 | 3.32 | 4 | 90 | 163.5 |  | Federally-Regulated Commercial & Industrial Equipment | 05/01/2017 |  | 02/21/2018
Hoshizaki America | Hoshizaki | KM-2200SRJ3*URC-22F | Remote Condensing w/o Remote C | Air-Cooled Condenser | Cube |  | 2075 | 3.75 | 5.1 |  |  |  | Federally-Regulated Commercial & Industrial Equipment | 05/03/2017 |  | 02/21/2018
Hoshizaki America | Hoshizaki | KM-1301SAJ | Ice-making Head | Air-Cooled Condenser | Cube |  | 1301 | 4.27 | 5.46 |  |  |  | Federally-Regulated Commercial & Industrial Equipment | 06/06/2017 |  | 02/21/2018
Hoshizaki America | Hoshizaki | KM-1301SAJ3 | Ice-making Head | Air-Cooled Condenser | Cube |  | 1350 | 3.95 | 5.4 |  |  |  | Federally-Regulated Commercial & Industrial Equipment | 06/06/2017 |  | 02/21/2018
Hoshizaki America | Hoshizaki | F-2001MLJ * RACK | Both Remote Condensing & Remot | Air-Cooled Condenser | Flake |  | 1733 | 0.6 | 5.3 |  |  |  | Federally-Regulated Commercial & Industrial Equipment | 07/26/2017 |  | 02/21/2018
Hoshizaki America | Hoshizaki | KM-80BAJ | Self-Contained | Air-Cooled Condenser | Cube |  | 60 | 7.95 | 15.19 |  |  |  | Federally-Regulated Commercial & Industrial Equipment | 07/27/2017 |  | 02/21/2018
Hoshizaki America | Hoshizaki | KM-115BAJ | Self-Contained | Air-Cooled Condenser | Cube |  | 102 | 8.1 | 13.22 |  |  |  | Federally-Regulated Commercial & Industrial Equipment | 07/27/2017 |  | 02/21/2018
Hoshizaki America | Hoshizaki | KM-160BAJ | Self-Contained | Air-Cooled Condenser | Cube |  | 130 | 8.27 | 11.9 |  |  |  | Federally-Regulated Commercial & Industrial Equipment | 07/27/2017 |  | 02/21/2018
Hoshizaki America | Hoshizaki | KM-230BAJ | Self-Contained | Air-Cooled Condenser | Cube |  | 165 | 7.78 | 10.26 |  |  |  | Federally-Regulated Commercial & Industrial Equipment | 07/27/2017 |  | 02/21/2018
Hoshizaki America | Hoshizaki | KM-300BAJ | Self-Contained | Air-Cooled Condenser | Cube |  | 210 | 7.02 | 9.8 |  |  |  | Federally-Regulated Commercial & Industrial Equipment | 07/27/2017 |  | 02/21/2018
Manitowoc Ice, Inc. | Koolaire | KYT0300A-161 | Ice-making Head | Air-Cooled Condenser | Cube |  | 230 | 5.85 | 8.28 |  |  |  | Federally-Regulated Commercial & Industrial Equipment | 07/27/2017 |  | 02/21/2018
Manitowoc Ice, Inc. | Koolaire | KDT0300A-161 | Ice-making Head | Air-Cooled Condenser | Cube |  | 230 | 5.85 | 8.28 |  |  |  | Federally-Regulated Commercial & Industrial Equipment | 07/27/2017 |  | 02/21/2018
Manitowoc Ice, Inc. | Koolaire | KYT0400A-161 | Ice-making Head | Air-Cooled Condenser | Cube |  | 350 | 5.6 | 7.25 |  |  |  | Federally-Regulated Commercial & Industrial Equipment | 07/27/2017 |  | 02/21/2018
Manitowoc Ice, Inc. | Koolaire | KYT0400A-261 | Ice-making Head | Air-Cooled Condenser | Cube |  | 350 | 5.6 | 7.25 |  |  |  | Federally-Regulated Commercial & Industrial Equipment | 07/27/2017 |  | 02/21/2018
Manitowoc Ice, Inc. | Koolaire | KYT0500A-161 | Ice-making Head | Air-Cooled Condenser | Cube |  | 425 | 5.3 | 6.6 |  |  |  | Federally-Regulated Commercial & Industrial Equipment | 07/27/2017 |  | 02/21/2018
Manitowoc Ice, Inc. | Koolaire | KDT0500A-161 | Ice-making Head | Air-Cooled Condenser | Cube |  | 400 | 5.4 | 6.82 |  |  |  | Federally-Regulated Commercial & Industrial Equipment | 07/27/2017 |  | 02/21/2018
Manitowoc Ice, Inc. | Koolaire | KDT0400A-161 | Ice-making Head | Air-Cooled Condenser | Cube |  | 345 | 6.1 | 7.29 |  |  |  | Federally-Regulated Commercial & Industrial Equipment | 07/27/2017 |  | 02/21/2018
Manitowoc Ice, Inc. | Koolaire | KDT0400A-261 | Ice-making Head | Air-Cooled Condenser | Cube |  | 345 | 6.1 | 7.29 |  |  |  | Federally-Regulated Commercial & Industrial Equipment | 07/27/2017 |  | 02/21/2018
Manitowoc Ice, Inc. | Koolaire | KYT0420A-161 | Ice-making Head | Air-Cooled Condenser | Cube |  | 360 | 5.5 | 7.16 |  |  |  | Federally-Regulated Commercial & Industrial Equipment | 07/27/2017 |  | 02/21/2018
Manitowoc Ice, Inc. | Koolaire | KYT0420A-261 | Ice-making Head | Air-Cooled Condenser | Cube |  | 360 | 5.5 | 7.16 |  |  |  | Federally-Regulated Commercial & Industrial Equipment | 07/27/2017 |  | 02/21/2018
Manitowoc Ice, Inc. | Koolaire | KDT0420A-161 | Ice-making Head | Air-Cooled Condenser | Cube |  | 350 | 5.8 | 7.25 |  |  |  | Federally-Regulated Commercial & Industrial Equipment | 07/27/2017 |  | 02/21/2018
Manitowoc Ice, Inc. | Koolaire | KDT0420A-261 | Ice-making Head | Air-Cooled Condenser | Cube |  | 350 | 5.8 | 7.25 |  |  |  | Federally-Regulated Commercial & Industrial Equipment | 07/27/2017 |  | 02/21/2018
Manitowoc Ice, Inc. | Koolaire | KYT0400W-161 | Ice-making Head | Water-Cooled Condenser | Cube |  | 360 | 4.7 | 5.82 | 4.7 | 192.1 |  | Federally-Regulated Commercial & Industrial Equipment | 07/27/2017 |  | 02/21/2018
Manitowoc Ice, Inc. | Koolaire | KDT0400W-161 | Ice-making Head | Water-Cooled Condenser | Cube |  | 360 | 4.6 | 5.82 | 4.6 | 192.1 |  | Federally-Regulated Commercial & Industrial Equipment | 07/27/2017 |  | 02/21/2018
Manitowoc Ice, Inc. | Koolaire | KYT0420W-161 | Ice-making Head | Water-Cooled Condenser | Cube |  | 390 | 4.6 | 5.66 | 4.6 | 191.4 |  | Federally-Regulated Commercial & Industrial Equipment | 07/27/2017 |  | 02/21/2018
Manitowoc Ice, Inc. | Koolaire | KDT0420W-161 | Ice-making Head | Water-Cooled Condenser | Cube |  | 375 | 4.6 | 5.74 | 4.6 | 191.8 |  | Federally-Regulated Commercial & Industrial Equipment | 07/27/2017 |  | 02/21/2018
Manitowoc Ice, Inc. | Koolaire | KDT0420W-261 | Ice-making Head | Water-Cooled Condenser | Cube |  | 375 | 4.6 | 5.74 | 4.6 | 191.8 |  | Federally-Regulated Commercial & Industrial Equipment | 07/27/2017 |  | 02/21/2018
Manitowoc Ice, Inc. | Koolaire | KYT0500W-161 | Ice-making Head | Water-Cooled Condenser | Cube |  | 460 | 4 | 5.27 | 4 | 189.9 |  | Federally-Regulated Commercial & Industrial Equipment | 07/27/2017 |  | 02/21/2018
Manitowoc Ice, Inc. | Koolaire | KDT0500W-161 | Ice-making Head | Water-Cooled Condenser | Cube |  | 420 | 4.35 | 5.49 | 4.4 | 190.8 |  | Federally-Regulated Commercial & Industrial Equipment | 07/27/2017 |  | 02/21/2018
Scotsman Ice Systems | Scotsman | C1030SMA-32E | Ice-making Head | Air-Cooled Condenser | Cube |  | 789 | 4.83 | 6.02 |  |  |  | Federally-Regulated Commercial & Industrial Equipment | 07/27/2017 |  | 02/21/2018
Scotsman Ice Systems | Scotsman | C1030SA-32E | Ice-making Head | Air-Cooled Condenser | Cube |  | 789 | 4.83 | 6.02 |  |  |  | Federally-Regulated Commercial & Industrial Equipment | 07/27/2017 |  | 02/21/2018
Scotsman Ice Systems | Scotsman | N0622A-32E | Ice-making Head | Air-Cooled Condenser | Flake |  | 552 | 4.71 | 6.28 |  |  |  | Federally-Regulated Commercial & Industrial Equipment | 07/27/2017 |  | 02/21/2018
Scotsman Ice Systems | Scotsman | C1030MW-32E | Ice-making Head | Water-Cooled Condenser | Cube |  | 908 | 4.04 | 4.58 | 4 | 180 |  | Federally-Regulated Commercial & Industrial Equipment | 07/27/2017 |  | 02/21/2018
Scotsman Ice Systems | Scotsman | C1030SW-32E | Ice-making Head | Water-Cooled Condenser | Cube |  | 908 | 4.04 | 4.58 | 4 | 180 |  | Federally-Regulated Commercial & Industrial Equipment | 07/27/2017 |  | 02/21/2018
Scotsman Ice Systems | Scotsman | N0622A-1E | Ice-making Head | Air-Cooled Condenser | Flake |  | 552 | 4.71 | 6.28 |  |  |  | Federally-Regulated Commercial & Industrial Equipment | 07/27/2017 |  | 02/21/2018
Scotsman Ice Systems | Scotsman | CU2026SW-32# | Self-Contained | Air-Cooled Condenser | Cube |  | 190 | 6.6 | 9.8 |  |  |  | Federally-Regulated Commercial & Industrial Equipment | 07/27/2017 |  | 02/21/2018
Hoshizaki America | Hoshizaki | KM-1301SWJ3 | Ice-making Head | Water-Cooled Condenser | Cube |  | 1355 | 3.25 | 4.09 | 95 | 170.2 |  | Federally-Regulated Commercial & Industrial Equipment | 08/02/2017 |  | 02/21/2018
Hoshizaki America | Hoshizaki | KM-1301SWJ | Ice-making Head | Water-Cooled Condenser | Cube |  | 1230 | 3.76 | 4.23 | 89 | 172.9 |  | Federally-Regulated Commercial & Industrial Equipment | 08/02/2017 |  | 02/21/2018
Hoshizaki America | Hoshizaki | KM-2200SWJ3 | Ice-making Head | Water-Cooled Condenser | Cube |  | 2200 | 3.11 | 4 | 95 | 151.6 |  | Federally-Regulated Commercial & Industrial Equipment | 08/02/2017 |  | 02/21/2018
Hoshizaki America | Hoshizaki | F-2001MLJ*RACK | Both Remote Condensing & Remot | Air-Cooled Condenser | Flake |  | 1733 | 0.6 | 5.3 |  |  |  | Federally-Regulated Commercial & Industrial Equipment | 08/14/2017 |  | 02/21/2018
Manitowoc Ice, Inc. | Manitowoc | RF0266A-161 | Self-Contained | Air-Cooled Condenser | Flake |  | 151 | 7.37 | 10.92 |  |  |  | Federally-Regulated Commercial & Industrial Equipment | 08/14/2017 |  | 02/21/2018
Manitowoc Ice, Inc. | Manitowoc | RF0385A-161 | Self-Contained | Air-Cooled Condenser | Flake |  | 273 | 6.32 | 9.8 |  |  |  | Federally-Regulated Commercial & Industrial Equipment | 08/14/2017 |  | 02/21/2018
Manitowoc Ice, Inc. | Manitowoc | RNS12A-161 | Self-Contained | Air-Cooled Condenser | Flake |  | 187 | 8.55 | 9.8 |  |  |  | Federally-Regulated Commercial & Industrial Equipment | 08/14/2017 |  | 02/21/2018
Manitowoc Ice, Inc. | Manitowoc | RNS0244A-161 | Self-Contained | Air-Cooled Condenser | Flake |  | 147 | 7.82 | 11.11 |  |  |  | Federally-Regulated Commercial & Industrial Equipment | 08/14/2017 |  | 02/21/2018
Manitowoc Ice, Inc. | Manitowoc | RNS0385A-161 | Self-Contained | Air-Cooled Condenser | Flake |  | 248 | 6.89 | 9.8 |  |  |  | Federally-Regulated Commercial & Industrial Equipment | 08/14/2017 |  | 02/21/2018
Scotsman Ice Systems | Scotsman | CU2026SW-32# | Self-Contained | Water-Cooled Condenser | Cube |  | 190 | 6.6 | 7.79 | 6.6 | 185 |  | Federally-Regulated Commercial & Industrial Equipment | 08/14/2017 |  | 02/21/2018
Scotsman Ice Systems | Scotsman | C1448MR-32E*ERC311-32E | Remote Condensing w/o Remote C | Air-Cooled Condenser | Cube |  | 1258 | 4.34 | 5.1 |  |  |  | Federally-Regulated Commercial & Industrial Equipment | 09/11/2017 |  | 02/21/2018
Scotsman Ice Systems | Scotsman | C1448SR-32E*ERC311-32E | Remote Condensing w/o Remote C | Air-Cooled Condenser | Cube |  | 1258 | 4.34 | 5.1 |  |  |  | Federally-Regulated Commercial & Industrial Equipment | 09/11/2017 |  | 02/21/2018
Scotsman Ice Systems | Scotsman | C1448MR-3E*ERC311-32E | Remote Condensing w/o Remote C | Air-Cooled Condenser | Cube |  | 1258 | 4.34 | 5.1 |  |  |  | Federally-Regulated Commercial & Industrial Equipment | 09/11/2017 |  | 02/21/2018
Scotsman Ice Systems | Scotsman | C1448SR-3E*ERC311-32E | Remote Condensing w/o Remote C | Air-Cooled Condenser | Cube |  | 1258 | 4.34 | 5.1 |  |  |  | Federally-Regulated Commercial & Industrial Equipment | 09/11/2017 |  | 02/21/2018
Scotsman Ice Systems | Scotsman | NME1854RS-32E*PR2C240-32E | Remote Condensing w/o Remote C | Air-Cooled Condenser | Flake |  | 1631 | 3.63 | 5.1 |  |  |  | Federally-Regulated Commercial & Industrial Equipment | 09/11/2017 |  | 02/21/2018
Scotsman Ice Systems | Scotsman | N1322R-32E*ERC311-32E | Remote Condensing w/o Remote C | Air-Cooled Condenser | Flake |  | 1022 | 3.78 | 5.1 |  |  |  | Federally-Regulated Commercial & Industrial Equipment | 09/11/2017 |  | 02/21/2018
Scotsman Ice Systems | Scotsman | C1448MA-3E | Ice-making Head | Air-Cooled Condenser | Cube |  | 1296 | 4.25 | 5.46 |  |  |  | Federally-Regulated Commercial & Industrial Equipment | 09/11/2017 |  | 02/21/2018
Scotsman Ice Systems | Scotsman | C1448SA-3E | Ice-making Head | Air-Cooled Condenser | Cube |  | 1296 | 4.25 | 5.46 |  |  |  | Federally-Regulated Commercial & Industrial Equipment | 09/11/2017 |  | 02/21/2018
Scotsman Ice Systems | Scotsman | C1448MA-32E | Ice-making Head | Air-Cooled Condenser | Cube |  | 1296 | 4.25 | 5.46 |  |  |  | Federally-Regulated Commercial & Industrial Equipment | 09/11/2017 |  | 02/21/2018
Scotsman Ice Systems | Scotsman | C1448SA-32E | Ice-making Head | Air-Cooled Condenser | Cube |  | 1296 | 4.25 | 5.46 |  |  |  | Federally-Regulated Commercial & Industrial Equipment | 09/11/2017 |  | 02/21/2018
Scotsman Ice Systems | Scotsman | FME2404AS-32E | Ice-making Head | Air-Cooled Condenser | Flake |  | 1792 | 3.35 | 4.92 |  |  |  | Federally-Regulated Commercial & Industrial Equipment | 09/11/2017 |  | 02/21/2018
Scotsman Ice Systems | Scotsman | F1522A-32E | Ice-making Head | Air-Cooled Condenser | Flake |  | 1066 | 3.36 | 5.72 |  |  |  | Federally-Regulated Commercial & Industrial Equipment | 09/11/2017 |  | 02/21/2018
Scotsman Ice Systems | Scotsman | N1322A-32E | Ice-making Head | Air-Cooled Condenser | Flake |  | 940 | 3.85 | 5.86 |  |  |  | Federally-Regulated Commercial & Industrial Equipment | 09/11/2017 |  | 02/21/2018
Scotsman Ice Systems | Scotsman | C1448MW-3E | Ice-making Head | Water-Cooled Condenser | Cube |  | 1340 | 3.65 | 4.11 | 3.7 | 170.5 |  | Federally-Regulated Commercial & Industrial Equipment | 09/11/2017 |  | 02/21/2018
Scotsman Ice Systems | Scotsman | C1448SW-3E | Ice-making Head | Water-Cooled Condenser | Cube |  | 1340 | 3.65 | 4.11 | 3.7 | 170.5 |  | Federally-Regulated Commercial & Industrial Equipment | 09/11/2017 |  | 02/21/2018
Scotsman Ice Systems | Scotsman | C1448MW-32E | Ice-making Head | Water-Cooled Condenser | Cube |  | 1340 | 3.7 | 4.11 | 3.7 | 170.5 |  | Federally-Regulated Commercial & Industrial Equipment | 09/11/2017 |  | 02/21/2018
Scotsman Ice Systems | Scotsman | C1448SW-32E | Ice-making Head | Water-Cooled Condenser | Cube |  | 1340 | 3.7 | 4.11 | 3.7 | 170.5 |  | Federally-Regulated Commercial & Industrial Equipment | 09/11/2017 |  | 02/21/2018
Scotsman Ice Systems | Scotsman | C0330MW-1E | Ice-making Head | Water-Cooled Condenser | Cube |  | 326 | 4.97 | 6.01 | 5 | 192.8 |  | Federally-Regulated Commercial & Industrial Equipment | 09/11/2017 |  | 02/21/2018
Scotsman Ice Systems | Scotsman | C0330SW-1E | Ice-making Head | Water-Cooled Condenser | Cube |  | 326 | 4.97 | 6.01 | 5 | 192.8 |  | Federally-Regulated Commercial & Industrial Equipment | 09/11/2017 |  | 02/21/2018
Scotsman Ice Systems | Scotsman | N1322W-3E | Ice-making Head | Water-Cooled Condenser | Flake |  | 1056 | 3.17 | 4.42 | 3.2 | 176.8 |  | Federally-Regulated Commercial & Industrial Equipment | 09/11/2017 |  | 02/21/2018
Scotsman Ice Systems | Scotsman | N1322W-32E | Ice-making Head | Water-Cooled Condenser | Flake |  | 1056 | 3.17 | 4.42 | 3.2 | 176.8 |  | Federally-Regulated Commercial & Industrial Equipment | 09/11/2017 |  | 02/21/2018
Scotsman Ice Systems | Scotsman | CU1526MA-1E | Self-Contained | Air-Cooled Condenser | Cube |  | 101 | 9.49 | 13.26 |  |  |  | Federally-Regulated Commercial & Industrial Equipment | 09/11/2017 |  | 02/21/2018
Scotsman Ice Systems | Scotsman | CU1526SA-1E | Self-Contained | Air-Cooled Condenser | Cube |  | 101 | 9.49 | 13.26 |  |  |  | Federally-Regulated Commercial & Industrial Equipment | 09/11/2017 |  | 02/21/2018
Scotsman Ice Systems | Scotsman | CU2026MA-1E | Self-Contained | Air-Cooled Condenser | Cube |  | 145 | 7.23 | 11.2 |  |  |  | Federally-Regulated Commercial & Industrial Equipment | 09/11/2017 |  | 02/21/2018
Scotsman Ice Systems | Scotsman | CU2026SA-1E | Self-Contained | Air-Cooled Condenser | Cube |  | 145 | 7.23 | 11.2 |  |  |  | Federally-Regulated Commercial & Industrial Equipment | 09/11/2017 |  | 02/21/2018
Scotsman Ice Systems | Scotsman | CU2026MA-32E | Self-Contained | Air-Cooled Condenser | Cube |  | 145 | 7.23 | 11.2 |  |  |  | Federally-Regulated Commercial & Industrial Equipment | 09/11/2017 |  | 02/21/2018
Scotsman Ice Systems | Scotsman | CU3030MA-1E | Self-Contained | Air-Cooled Condenser | Cube |  | 224 | 7.35 | 9.8 |  |  |  | Federally-Regulated Commercial & Industrial Equipment | 09/11/2017 |  | 02/21/2018
Scotsman Ice Systems | Scotsman | CU3030SA-1E | Self-Contained | Air-Cooled Condenser | Cube |  | 224 | 7.35 | 9.8 |  |  |  | Federally-Regulated Commercial & Industrial Equipment | 09/11/2017 |  | 02/21/2018
Scotsman Ice Systems | Scotsman | CU3030MA-32E | Self-Contained | Air-Cooled Condenser | Cube |  | 224 | 7.35 | 9.8 |  |  |  | Federally-Regulated Commercial & Industrial Equipment | 09/11/2017 |  | 02/21/2018
Scotsman Ice Systems | Scotsman | CU3030SA-32E | Self-Contained | Air-Cooled Condenser | Cube |  | 224 | 7.35 | 9.8 |  |  |  | Federally-Regulated Commercial & Industrial Equipment | 09/11/2017 |  | 02/21/2018
Scotsman Ice Systems | Scotsman | CU1526MW-1E | Self-Contained | Water-Cooled Condenser | Cube |  | 130 | 6.58 | 8.93 | 6.6 | 186.9 |  | Federally-Regulated Commercial & Industrial Equipment | 09/11/2017 |  | 02/21/2018
Scotsman Ice Systems | Scotsman | CU1526SW-1E | Self-Contained | Water-Cooled Condenser | Cube |  | 130 | 6.58 | 8.93 | 6.6 | 186.9 |  | Federally-Regulated Commercial & Industrial Equipment | 09/11/2017 |  | 02/21/2018
Scotsman Ice Systems | Scotsman | CU2026SW-1E | Self-Contained | Water-Cooled Condenser | Cube |  | 172 | 5.28 | 8.13 | 5.3 | 185.6 |  | Federally-Regulated Commercial & Industrial Equipment | 09/11/2017 |  | 02/21/2018
Scotsman Ice Systems | Scotsman | CU2026SW-32E | Self-Contained | Water-Cooled Condenser | Cube |  | 172 | 5.28 | 8.13 | 5.3 | 185.6 |  | Federally-Regulated Commercial & Industrial Equipment | 09/11/2017 |  | 02/21/2018
Scotsman Ice Systems | Scotsman | CU3030SW-1E | Self-Contained | Water-Cooled Condenser | Cube |  | 282 | 5.22 | 7.6 | 5.2 | 182.1 |  | Federally-Regulated Commercial & Industrial Equipment | 09/11/2017 |  | 02/21/2018
Scotsman Ice Systems | Scotsman | C0630MR-32E*ERC311-32E | Remote Condensing w/o Remote C | Air-Cooled Condenser | Cube |  | 540 | 5.35 | 6.8 |  |  |  | Federally-Regulated Commercial & Industrial Equipment | 09/11/2017 |  | 02/21/2018
Scotsman Ice Systems | Scotsman | C1030MR-32E*ERC311-32E | Remote Condensing w/o Remote C | Air-Cooled Condenser | Cube |  | 820 | 4.99 | 5.73 |  |  |  | Federally-Regulated Commercial & Industrial Equipment | 09/11/2017 |  | 02/21/2018
Scotsman Ice Systems | Scotsman | C1030SR-32E*ERC311-32E | Remote Condensing w/o Remote C | Air-Cooled Condenser | Cube |  | 820 | 4.99 | 5.73 |  |  |  | Federally-Regulated Commercial & Industrial Equipment | 09/11/2017 |  | 02/21/2018
Scotsman Ice Systems | Scotsman | C1030MR-3E*ERC311-32E | Remote Condensing w/o Remote C | Air-Cooled Condenser | Cube |  | 820 | 4.99 | 5.73 |  |  |  | Federally-Regulated Commercial & Industrial Equipment | 09/11/2017 |  | 02/21/2018
Scotsman Ice Systems | Scotsman | C1030SR-3E*ERC311-32E | Remote Condensing w/o Remote C | Air-Cooled Condenser | Cube |  | 820 | 4.99 | 5.73 |  |  |  | Federally-Regulated Commercial & Industrial Equipment | 09/11/2017 |  | 02/21/2018
Icetro | Jetice | 6DYT8 | Ice-making Head | Air-Cooled Condenser | Cube |  | 438 | 6.38 | 6.49 |  |  |  | Federally-Regulated Commercial & Industrial Equipment | 09/11/2017 |  | 02/21/2018
Manitowoc Ice, Inc. | Koolaire | KD0250A-161 | Ice-making Head | Air-Cooled Condenser | Cube |  | 222 | 7.5 | 8.35 |  |  |  | Federally-Regulated Commercial & Industrial Equipment | 10/04/2017 |  | 02/21/2018
Manitowoc Ice, Inc. | Koolaire | KY0420A-261 | Ice-making Head | Air-Cooled Condenser | Cube |  | 310 | 6.8 | 7.59 |  |  |  | Federally-Regulated Commercial & Industrial Equipment | 10/04/2017 |  | 02/21/2018
Manitowoc Ice, Inc. | Koolaire | KY0350A-261 | Ice-making Head | Air-Cooled Condenser | Cube |  | 320 | 6.2 | 7.51 |  |  |  | Federally-Regulated Commercial & Industrial Equipment | 10/04/2017 |  | 02/21/2018
Manitowoc Ice, Inc. | Koolaire | KD0500A-161 | Ice-making Head | Air-Cooled Condenser | Cube |  | 388 | 6 | 6.92 |  |  |  | Federally-Regulated Commercial & Industrial Equipment | 10/04/2017 |  | 02/21/2018
Manitowoc Ice, Inc. | Koolaire | KY0500A-161 | Ice-making Head | Air-Cooled Condenser | Cube |  | 405 | 5.8 | 6.78 |  |  |  | Federally-Regulated Commercial & Industrial Equipment | 10/04/2017 |  | 02/21/2018
Manitowoc Ice, Inc. | Koolaire | KD0420A-161 | Ice-making Head | Air-Cooled Condenser | Cube |  | 305 | 6.8 | 7.64 |  |  |  | Federally-Regulated Commercial & Industrial Equipment | 10/04/2017 |  | 02/21/2018
Manitowoc Ice, Inc. | Koolaire | KD0420A-261 | Ice-making Head | Air-Cooled Condenser | Cube |  | 305 | 6.8 | 7.64 |  |  |  | Federally-Regulated Commercial & Industrial Equipment | 10/04/2017 |  | 02/21/2018
Manitowoc Ice, Inc. | Koolaire | KY0420A-161 | Ice-making Head | Air-Cooled Condenser | Cube |  | 310 | 6.8 | 7.59 |  |  |  | Federally-Regulated Commercial & Industrial Equipment | 10/04/2017 |  | 02/21/2018
Manitowoc Ice, Inc. | Koolaire | KD0250A-261 | Ice-making Head | Air-Cooled Condenser | Cube |  | 222 | 7.5 | 8.35 |  |  |  | Federally-Regulated Commercial & Industrial Equipment | 10/04/2017 |  | 02/21/2018
Manitowoc Ice, Inc. | Koolaire | KY0250A-161 | Ice-making Head | Air-Cooled Condenser | Cube |  | 230 | 7.5 | 8.28 |  |  |  | Federally-Regulated Commercial & Industrial Equipment | 10/04/2017 |  | 02/21/2018
Manitowoc Ice, Inc. | Koolaire | KY0250A-261 | Ice-making Head | Air-Cooled Condenser | Cube |  | 230 | 7.5 | 8.28 |  |  |  | Federally-Regulated Commercial & Industrial Equipment | 10/04/2017 |  | 02/21/2018
Manitowoc Ice, Inc. | Koolaire | KD0350A-161 | Ice-making Head | Air-Cooled Condenser | Cube |  | 300 | 6.2 | 7.68 |  |  |  | Federally-Regulated Commercial & Industrial Equipment | 10/04/2017 |  | 02/21/2018
Manitowoc Ice, Inc. | Koolaire | KD0350A-261 | Ice-making Head | Air-Cooled Condenser | Cube |  | 300 | 6.2 | 7.68 |  |  |  | Federally-Regulated Commercial & Industrial Equipment | 10/04/2017 |  | 02/21/2018
Manitowoc Ice, Inc. | Koolaire | KY0350A-161 | Ice-making Head | Air-Cooled Condenser | Cube |  | 320 | 6.2 | 7.51 |  |  |  | Federally-Regulated Commercial & Industrial Equipment | 10/04/2017 |  | 02/21/2018
Manitowoc Ice, Inc. | Koolaire | KD0350W-161 | Ice-making Head | Water-Cooled Condenser | Cube |  | 305 | 5.2 | 6.12 | 5.2 | 193.3 |  | Federally-Regulated Commercial & Industrial Equipment | 10/04/2017 |  | 02/21/2018
Manitowoc Ice, Inc. | Koolaire | KD0350W-261 | Ice-making Head | Water-Cooled Condenser | Cube |  | 305 | 5.2 | 6.12 | 5.2 | 193.3 |  | Federally-Regulated Commercial & Industrial Equipment | 10/04/2017 |  | 02/21/2018
Manitowoc Ice, Inc. | Koolaire | KY0420W-161 | Ice-making Head | Water-Cooled Condenser | Cube |  | 302 | 6.1 | 6.14 | 6.1 | 193.4 |  | Federally-Regulated Commercial & Industrial Equipment | 10/04/2017 |  | 02/21/2018
Manitowoc Ice, Inc. | Koolaire | KY0420W-261 | Ice-making Head | Water-Cooled Condenser | Cube |  | 302 | 6.1 | 6.14 | 6.1 | 193.4 |  | Federally-Regulated Commercial & Industrial Equipment | 10/04/2017 |  | 02/21/2018
Manitowoc Ice, Inc. | Koolaire | KY0350W-161 | Ice-making Head | Water-Cooled Condenser | Cube |  | 310 | 5.2 | 6.1 | 5.2 | 193.2 |  | Federally-Regulated Commercial & Industrial Equipment | 10/04/2017 |  | 02/21/2018
Manitowoc Ice, Inc. | Koolaire | KY0350W-261 | Ice-making Head | Water-Cooled Condenser | Cube |  | 310 | 5.2 | 6.1 | 5.2 | 193.2 |  | Federally-Regulated Commercial & Industrial Equipment | 10/04/2017 |  | 02/21/2018
Manitowoc Ice, Inc. | Koolaire | KD0500W-161 | Ice-making Head | Water-Cooled Condenser | Cube |  | 428 | 4.7 | 5.45 | 4.7 | 190.6 |  | Federally-Regulated Commercial & Industrial Equipment | 10/04/2017 |  | 02/21/2018
Manitowoc Ice, Inc. | Koolaire | KY0500W-161 | Ice-making Head | Water-Cooled Condenser | Cube |  | 430 | 4.7 | 5.44 | 4.7 | 190.5 |  | Federally-Regulated Commercial & Industrial Equipment | 10/04/2017 |  | 02/21/2018
Manitowoc Ice, Inc. | Koolaire | KD0420W-161 | Ice-making Head | Water-Cooled Condenser | Cube |  | 302 | 6.1 | 6.14 | 6.1 | 193.4 |  | Federally-Regulated Commercial & Industrial Equipment | 10/04/2017 |  | 02/21/2018
Manitowoc Ice, Inc. | Koolaire | KD0420W-261 | Ice-making Head | Water-Cooled Condenser | Cube |  | 302 | 6.1 | 6.14 | 6.1 | 193.4 |  | Federally-Regulated Commercial & Industrial Equipment | 10/04/2017 |  | 02/21/2018
Hoshizaki America | Hoshizaki | KM-1900SRJ * URC-22F | Remote Condensing w/o Remote C | Air-Cooled Condenser | Cube |  | 1700 | 3.9 | 5.1 |  |  |  | Federally-Regulated Commercial & Industrial Equipment | 10/10/2017 |  | 02/21/2018
Hoshizaki America | Hoshizaki | KM-1900SRJ3 * URC-22F | Remote Condensing w/o Remote C | Air-Cooled Condenser | Cube |  | 1700 | 3.9 | 5.1 |  |  |  | Federally-Regulated Commercial & Industrial Equipment | 10/10/2017 |  | 02/21/2018
Hoshizaki America | Hoshizaki | F-1501MRH*URC-14F | Remote Condensing w/o Remote C | Air-Cooled Condenser | Flake |  | 1237 | 3.85 | 5.1 |  |  |  | Federally-Regulated Commercial & Industrial Equipment | 10/12/2017 |  | 02/21/2018
Hoshizaki America | Hoshizaki | F-1001MRJ*URC-5F | Remote Condensing w/o Remote C | Air-Cooled Condenser | Flake |  | 713 | 4.73 | 6.14 |  |  |  | Federally-Regulated Commercial & Industrial Equipment | 10/12/2017 |  | 02/21/2018
Hoshizaki America | Hoshizaki | F-1001MRJ-C*URC-5F | Remote Condensing w/o Remote C | Air-Cooled Condenser | Flake |  | 683 | 5.25 | 6.25 |  |  |  | Federally-Regulated Commercial & Industrial Equipment | 10/12/2017 |  | 02/21/2018
Hoshizaki America | Hoshizaki | FD-1001MRJ-C*URC-5F | Remote Condensing w/o Remote C | Air-Cooled Condenser | Flake |  | 683 | 5.08 | 6.25 |  |  |  | Federally-Regulated Commercial & Industrial Equipment | 10/12/2017 |  | 02/21/2018
Hoshizaki America | Hoshizaki | KM-650MRJ*URC-5F | Remote Condensing w/o Remote C | Air-Cooled Condenser | Cube |  | 564 | 5.25 | 6.71 |  |  |  | Federally-Regulated Commercial & Industrial Equipment | 10/12/2017 |  | 02/21/2018
Hoshizaki America | Hoshizaki | KM-515MRJ*URC-5F | Remote Condensing w/o Remote C | Air-Cooled Condenser | Cube |  | 454 | 5.1 | 7.12 |  |  |  | Federally-Regulated Commercial & Industrial Equipment | 10/12/2017 |  | 02/21/2018
Hoshizaki America | Hoshizaki | KM-340MAJ | Ice-making Head | Air-Cooled Condenser | Cube |  | 315 | 5.65 | 7.55 |  |  |  | Federally-Regulated Commercial & Industrial Equipment | 10/12/2017 |  | 02/21/2018
Hoshizaki America | Hoshizaki | KM-650MAJ | Ice-making Head | Air-Cooled Condenser | Cube |  | 562 | 5.41 | 6.27 |  |  |  | Federally-Regulated Commercial & Industrial Equipment | 10/12/2017 |  | 02/21/2018
Hoshizaki America | Hoshizaki | KM-515MAJ | Ice-making Head | Air-Cooled Condenser | Cube |  | 450 | 5.3 | 6.4 |  |  |  | Federally-Regulated Commercial & Industrial Equipment | 10/12/2017 |  | 02/21/2018
Hoshizaki America | Hoshizaki | KML-631MRH*URC-9F | Remote Condensing w/o Remote C | Air-Cooled Condenser | Cube |  | 600 | 5.3 | 6.57 |  |  |  | Federally-Regulated Commercial & Industrial Equipment | 10/12/2017 |  | 02/21/2018
Hoshizaki America | Hoshizaki | KM-2500SRH3*URC-23F | Remote Condensing w/o Remote C | Air-Cooled Condenser | Cube |  | 2235 | 4.5 | 5.1 |  |  |  | Federally-Regulated Commercial & Industrial Equipment | 10/12/2017 |  | 02/21/2018
Hoshizaki America | Hoshizaki | F-1001MLJ*RACK | Both Remote Condensing & Remot | Air-Cooled Condenser | Flake |  | 871 | 1.89 | 5.54 |  |  |  | Federally-Regulated Commercial & Industrial Equipment | 10/12/2017 |  | 02/21/2018
Hoshizaki America | Hoshizaki | KML-631MAH | Ice-making Head | Air-Cooled Condenser | Cube |  | 510 | 5.7 | 6.33 |  |  |  | Federally-Regulated Commercial & Industrial Equipment | 10/12/2017 |  | 02/21/2018
Hoshizaki America | Hoshizaki | F-801MAH | Ice-making Head | Air-Cooled Condenser | Flake |  | 568 | 4.33 | 6.27 |  |  |  | Federally-Regulated Commercial & Industrial Equipment | 10/12/2017 |  | 02/21/2018
Hoshizaki America | Hoshizaki | F-450MAH | Ice-making Head | Air-Cooled Condenser | Flake |  | 359 | 5.7 | 7.17 |  |  |  | Federally-Regulated Commercial & Industrial Equipment | 10/12/2017 |  | 02/21/2018
Hoshizaki America | Hoshizaki | F-450MAH-C | Ice-making Head | Air-Cooled Condenser | Flake |  | 312 | 6.69 | 7.58 |  |  |  | Federally-Regulated Commercial & Industrial Equipment | 10/12/2017 |  | 02/21/2018
Hoshizaki America | Hoshizaki | F-801MAH-C | Ice-making Head | Air-Cooled Condenser | Flake |  | 531 | 4.68 | 6.31 |  |  |  | Federally-Regulated Commercial & Industrial Equipment | 10/12/2017 |  | 02/21/2018
Hoshizaki America | Hoshizaki | F-1501MAH | Ice-making Head | Air-Cooled Condenser | Flake |  | 1110 | 4.03 | 5.67 |  |  |  | Federally-Regulated Commercial & Industrial Equipment | 10/12/2017 |  | 02/21/2018
Hoshizaki America | Hoshizaki | F-1501MAH-C | Ice-making Head | Air-Cooled Condenser | Flake |  | 939 | 5.36 | 5.86 |  |  |  | Federally-Regulated Commercial & Industrial Equipment | 10/12/2017 |  | 02/21/2018
Hoshizaki America | Hoshizaki | F-1001MAJ | Ice-making Head | Air-Cooled Condenser | Flake |  | 748 | 4.52 | 6.07 |  |  |  | Federally-Regulated Commercial & Industrial Equipment | 10/12/2017 |  | 02/21/2018
Hoshizaki America | Hoshizaki | F-1001MAJ-C | Ice-making Head | Air-Cooled Condenser | Flake |  | 656 | 5.27 | 6.17 |  |  |  | Federally-Regulated Commercial & Industrial Equipment | 10/12/2017 |  | 02/21/2018
Hoshizaki America | Hoshizaki | FD-1001MAJ-C | Ice-making Head | Air-Cooled Condenser | Flake |  | 677 | 4.79 | 6.15 |  |  |  | Federally-Regulated Commercial & Industrial Equipment | 10/12/2017 |  | 02/21/2018
Hoshizaki America | Hoshizaki | DKM-500BAH | Self-Contained | Air-Cooled Condenser | Cube |  | 436 | 6.53 | 9.8 |  |  |  | Federally-Regulated Commercial & Industrial Equipment | 10/12/2017 |  | 02/21/2018
Hoshizaki America | Hoshizaki | F-300BAF | Self-Contained | Air-Cooled Condenser | Flake |  | 230 | 6.75 | 9.8 |  |  |  | Federally-Regulated Commercial & Industrial Equipment | 10/12/2017 |  | 02/21/2018
Hoshizaki America | Hoshizaki | F-330BAH | Self-Contained | Air-Cooled Condenser | Flake |  | 238 | 6.09 | 9.8 |  |  |  | Federally-Regulated Commercial & Industrial Equipment | 10/12/2017 |  | 02/21/2018
Hoshizaki America | Hoshizaki | F-500BAF | Self-Contained | Air-Cooled Condenser | Flake |  | 358 | 6.04 | 9.8 |  |  |  | Federally-Regulated Commercial & Industrial Equipment | 10/12/2017 |  | 02/21/2018
Hoshizaki America | Hoshizaki | F-330BAH-C | Self-Contained | Air-Cooled Condenser | Flake |  | 222 | 7.01 | 9.8 |  |  |  | Federally-Regulated Commercial & Industrial Equipment | 10/12/2017 |  | 02/21/2018
Scotsman Ice Systems | Scotsman | UNC15NJBII | Self-Contained | Air-Cooled Condenser | Flake |  | 56 | 10.52 | 15.37 |  |  |  | Federally-Regulated Commercial & Industrial Equipment | 10/18/2017 |  | 02/21/2018
Scotsman Ice Systems | Scotsman | UNC15NJ### | Self-Contained | Air-Cooled Condenser | Flake |  | 56 | 10.52 | 15.37 |  |  |  | Federally-Regulated Commercial & Industrial Equipment | 10/18/2017 |  | 02/21/2018
Hoshizaki America | Hoshizaki | KM-160BWJ | Self-Contained | Water-Cooled Condenser | Cube |  | 147 | 6.23 | 8.61 | 161 | 186.4 |  | Federally-Regulated Commercial & Industrial Equipment | 10/19/2017 |  | 02/21/2018
Hoshizaki America | Hoshizaki | KM-300BWJ | Self-Contained | Water-Cooled Condenser | Cube |  | 230 | 4.9 | 7.6 | 95 | 183.8 |  | Federally-Regulated Commercial & Industrial Equipment | 10/19/2017 |  | 02/21/2018
Hoshizaki America | Hoshizaki | F-1001MWJ | Ice-making Head | Water-Cooled Condenser | Flake |  | 750 | 4 | 4.76 | 125 | 183.5 |  | Federally-Regulated Commercial & Industrial Equipment | 10/19/2017 |  | 02/21/2018
Hoshizaki America | Hoshizaki | F-1001MWJ-C | Ice-making Head | Water-Cooled Condenser | Flake |  | 703 | 4.1 | 4.81 | 130 | 184.5 |  | Federally-Regulated Commercial & Industrial Equipment | 10/19/2017 |  | 02/21/2018
Hoshizaki America | Hoshizaki | F-1501MWH | Ice-making Head | Water-Cooled Condenser | Flake |  | 1182 | 3.62 | 4.28 | 57 | 174 |  | Federally-Regulated Commercial & Industrial Equipment | 10/19/2017 |  | 02/21/2018
Hoshizaki America | Hoshizaki | F-1501MWH-C | Ice-making Head | Water-Cooled Condenser | Flake |  | 924 | 4.55 | 4.56 | 65 | 179.7 |  | Federally-Regulated Commercial & Industrial Equipment | 10/19/2017 |  | 02/21/2018
Hoshizaki America | Hoshizaki | F-801MWH | Ice-making Head | Water-Cooled Condenser | Flake |  | 584 | 4.1 | 4.94 | 81 | 187.2 |  | Federally-Regulated Commercial & Industrial Equipment | 10/19/2017 |  | 02/21/2018
Hoshizaki America | Hoshizaki | F-801MWH-C | Ice-making Head | Water-Cooled Condenser | Flake |  | 556 | 4.29 | 4.97 | 83 | 187.8 |  | Federally-Regulated Commercial & Industrial Equipment | 10/19/2017 |  | 02/21/2018
Hoshizaki America | Hoshizaki | KM-340MWJ | Ice-making Head | Water-Cooled Condenser | Cube |  | 344 | 4.84 | 5.91 | 86 | 192.4 |  | Federally-Regulated Commercial & Industrial Equipment | 10/19/2017 |  | 02/21/2018
Hoshizaki America | Hoshizaki | KM-650MWJ | Ice-making Head | Water-Cooled Condenser | Cube |  | 635 | 4.4 | 4.88 | 145 | 186 |  | Federally-Regulated Commercial & Industrial Equipment | 10/19/2017 |  | 02/21/2018
Hoshizaki America | Hoshizaki | KM-515MWJ | Ice-making Head | Water-Cooled Condenser | Cube |  | 457 | 4.53 | 5.29 | 80 | 189.9 |  | Federally-Regulated Commercial & Industrial Equipment | 10/19/2017 |  | 02/21/2018
Hoshizaki America | Hoshizaki | KML-351MWH | Ice-making Head | Water-Cooled Condenser | Cube |  | 307 | 5.41 | 6.11 | 143 | 193.2 |  | Federally-Regulated Commercial & Industrial Equipment | 10/19/2017 |  | 02/21/2018
Hoshizaki America | Hoshizaki | KML-631MWH | Ice-making Head | Water-Cooled Condenser | Cube |  | 620 | 4.2 | 4.9 | 120 | 186.4 |  | Federally-Regulated Commercial & Industrial Equipment | 10/19/2017 |  | 02/21/2018
Manitowoc Ice, Inc. | Koolaire | KDT1000N-261*JCT1200-261 | Remote Condensing w/o Remote C | Air-Cooled Condenser | Cube |  | 700 | 5.3 | 6.19 |  |  |  | Federally-Regulated Commercial & Industrial Equipment | 11/03/2017 |  | 02/21/2018
Manitowoc Ice, Inc. | Koolaire | KYT1000N-261*JCT1200-261 | Remote Condensing w/o Remote C | Air-Cooled Condenser | Cube |  | 760 | 5.2 | 5.96 |  |  |  | Federally-Regulated Commercial & Industrial Equipment | 11/03/2017 |  | 02/21/2018
Manitowoc Ice, Inc. | Koolaire | KDT1700N-261*JCT1500-261 | Remote Condensing w/o Remote C | Air-Cooled Condenser | Cube |  | 1420 | 4.3 | 5.1 |  |  |  | Federally-Regulated Commercial & Industrial Equipment | 11/03/2017 |  | 02/21/2018
Manitowoc Ice, Inc. | Koolaire | KYT1700N-261*JCT1500-261 | Remote Condensing w/o Remote C | Air-Cooled Condenser | Cube |  | 1490 | 4 | 5.1 |  |  |  | Federally-Regulated Commercial & Industrial Equipment | 11/03/2017 |  | 02/21/2018
Manitowoc Ice, Inc. | Koolaire | KDT0700A-261 | Ice-making Head | Air-Cooled Condenser | Cube |  | 530 | 5.35 | 6.31 |  |  |  | Federally-Regulated Commercial & Industrial Equipment | 11/03/2017 |  | 02/21/2018
Manitowoc Ice, Inc. | Koolaire | KYT0700A-261 | Ice-making Head | Air-Cooled Condenser | Cube |  | 580 | 5.12 | 6.25 |  |  |  | Federally-Regulated Commercial & Industrial Equipment | 11/03/2017 |  | 02/21/2018
Manitowoc Ice, Inc. | Koolaire | KDT1000A-261 | Ice-making Head | Air-Cooled Condenser | Cube |  | 680 | 5.35 | 6.14 |  |  |  | Federally-Regulated Commercial & Industrial Equipment | 11/03/2017 |  | 02/21/2018
Manitowoc Ice, Inc. | Koolaire | KYT1000A-261 | Ice-making Head | Air-Cooled Condenser | Cube |  | 775 | 4.9 | 6.04 |  |  |  | Federally-Regulated Commercial & Industrial Equipment | 11/03/2017 |  | 02/21/2018
Manitowoc Ice, Inc. | Koolaire | KDT1700A-261 | Ice-making Head | Air-Cooled Condenser | Cube |  | 1350 | 4.6 | 5.4 |  |  |  | Federally-Regulated Commercial & Industrial Equipment | 11/03/2017 |  | 02/21/2018
Manitowoc Ice, Inc. | Koolaire | KDT1700A-263 | Ice-making Head | Air-Cooled Condenser | Cube |  | 1350 | 4.6 | 5.4 |  |  |  | Federally-Regulated Commercial & Industrial Equipment | 11/03/2017 |  | 02/21/2018
Manitowoc Ice, Inc. | Koolaire | KYT1700A-261 | Ice-making Head | Air-Cooled Condenser | Cube |  | 1380 | 4.55 | 5.37 |  |  |  | Federally-Regulated Commercial & Industrial Equipment | 11/03/2017 |  | 02/21/2018
Manitowoc Ice, Inc. | Koolaire | KYT1700A-263 | Ice-making Head | Air-Cooled Condenser | Cube |  | 1380 | 4.55 | 5.37 |  |  |  | Federally-Regulated Commercial & Industrial Equipment | 11/03/2017 |  | 02/21/2018
Manitowoc Ice, Inc. | Koolaire | KDT0700W-261 | Ice-making Head | Water-Cooled Condenser | Cube |  | 550 | 4.45 | 4.98 | 4.5 | 187.9 |  | Federally-Regulated Commercial & Industrial Equipment | 11/03/2017 |  | 02/21/2018
Manitowoc Ice, Inc. | Koolaire | KYT0700W-261 | Ice-making Head | Water-Cooled Condenser | Cube |  | 580 | 4.2 | 4.94 | 4.2 | 187.2 |  | Federally-Regulated Commercial & Industrial Equipment | 11/03/2017 |  | 02/21/2018
Manitowoc Ice, Inc. | Koolaire | KDT1000W-261 | Ice-making Head | Water-Cooled Condenser | Cube |  | 720 | 4.35 | 4.79 | 4.4 | 184.2 |  | Federally-Regulated Commercial & Industrial Equipment | 11/03/2017 |  | 02/21/2018
Manitowoc Ice, Inc. | Koolaire | KYT1000W-261 | Ice-making Head | Water-Cooled Condenser | Cube |  | 730 | 4.25 | 4.78 | 4.3 | 183.9 |  | Federally-Regulated Commercial & Industrial Equipment | 11/03/2017 |  | 02/21/2018
Manitowoc Ice, Inc. | Koolaire | KDT1700W-261 | Ice-making Head | Water-Cooled Condenser | Cube |  | 1460 | 3.5 | 4 | 3.5 | 167.9 |  | Federally-Regulated Commercial & Industrial Equipment | 11/03/2017 |  | 02/21/2018
Manitowoc Ice, Inc. | Koolaire | KYT1700W-261 | Ice-making Head | Water-Cooled Condenser | Cube |  | 1550 | 3.4 | 4 | 3.4 | 165.9 |  | Federally-Regulated Commercial & Industrial Equipment | 11/03/2017 |  | 02/21/2018
Manitowoc Ice, Inc. | Koolaire | KD1800N-261*KC1350-261 | Remote Condensing w/o Remote C | Air-Cooled Condenser | Cube |  | 1425 | 5 | 5.1 |  |  |  | Federally-Regulated Commercial & Industrial Equipment | 11/03/2017 |  | 02/21/2018
Manitowoc Ice, Inc. | Koolaire | KD1800N-263*KC1350-261 | Remote Condensing w/o Remote C | Air-Cooled Condenser | Cube |  | 1425 | 5 | 5.1 |  |  |  | Federally-Regulated Commercial & Industrial Equipment | 11/03/2017 |  | 02/21/2018
Manitowoc Ice, Inc. | Koolaire | KY1800N-261*KC1350-261 | Remote Condensing w/o Remote C | Air-Cooled Condenser | Cube |  | 1425 | 5 | 5.1 |  |  |  | Federally-Regulated Commercial & Industrial Equipment | 11/03/2017 |  | 02/21/2018
Manitowoc Ice, Inc. | Koolaire | KY1800N-263*KC1350-261 | Remote Condensing w/o Remote C | Air-Cooled Condenser | Cube |  | 1425 | 5 | 5.1 |  |  |  | Federally-Regulated Commercial & Industrial Equipment | 11/03/2017 |  | 02/21/2018
Manitowoc Ice, Inc. | Koolaire | KD1800A-261 | Ice-making Head | Air-Cooled Condenser | Cube |  | 1380 | 5.1 | 5.37 |  |  |  | Federally-Regulated Commercial & Industrial Equipment | 11/03/2017 |  | 02/21/2018
Manitowoc Ice, Inc. | Koolaire | KD1800A-263 | Ice-making Head | Air-Cooled Condenser | Cube |  | 1380 | 5.1 | 5.37 |  |  |  | Federally-Regulated Commercial & Industrial Equipment | 11/03/2017 |  | 02/21/2018
Manitowoc Ice, Inc. | Koolaire | KY1800A-261 | Ice-making Head | Air-Cooled Condenser | Cube |  | 1380 | 5.1 | 5.37 |  |  |  | Federally-Regulated Commercial & Industrial Equipment | 11/03/2017 |  | 02/21/2018
Manitowoc Ice, Inc. | Koolaire | KY1800A-263 | Ice-making Head | Air-Cooled Condenser | Cube |  | 1380 | 5.1 | 5.37 |  |  |  | Federally-Regulated Commercial & Industrial Equipment | 11/03/2017 |  | 02/21/2018
Manitowoc Ice, Inc. | Koolaire | KD1000N-261*KC1000-261 | Remote Condensing w/o Remote C | Air-Cooled Condenser | Cube |  | 724 | 5.4 | 6.1 |  |  |  | Federally-Regulated Commercial & Industrial Equipment | 11/03/2017 |  | 02/21/2018
Manitowoc Ice, Inc. | Koolaire | KY1000N-261*KC1000-261 | Remote Condensing w/o Remote C | Air-Cooled Condenser | Cube |  | 770 | 5.4 | 5.92 |  |  |  | Federally-Regulated Commercial & Industrial Equipment | 11/03/2017 |  | 02/21/2018
Manitowoc Ice, Inc. | Koolaire | KD1350N-261*KC1350-261 | Remote Condensing w/o Remote C | Air-Cooled Condenser | Cube |  | 1190 | 5 | 5.1 |  |  |  | Federally-Regulated Commercial & Industrial Equipment | 11/03/2017 |  | 02/21/2018
Manitowoc Ice, Inc. | Koolaire | KD1350N-263*KC1350-261 | Remote Condensing w/o Remote C | Air-Cooled Condenser | Cube |  | 1190 | 5 | 5.1 |  |  |  | Federally-Regulated Commercial & Industrial Equipment | 11/03/2017 |  | 02/21/2018
Manitowoc Ice, Inc. | Koolaire | KY1350N-261*KC1350-261 | Remote Condensing w/o Remote C | Air-Cooled Condenser | Cube |  | 1200 | 5 | 5.1 |  |  |  | Federally-Regulated Commercial & Industrial Equipment | 11/03/2017 |  | 02/21/2018
Manitowoc Ice, Inc. | Koolaire | KY1350N-263*KC1350-261 | Remote Condensing w/o Remote C | Air-Cooled Condenser | Cube |  | 1200 | 5 | 5.1 |  |  |  | Federally-Regulated Commercial & Industrial Equipment | 11/03/2017 |  | 02/21/2018
Manitowoc Ice, Inc. | Koolaire | KY1350A-261 | Ice-making Head | Air-Cooled Condenser | Cube |  | 1145 | 5.3 | 5.63 |  |  |  | Federally-Regulated Commercial & Industrial Equipment | 11/03/2017 |  | 02/21/2018
Manitowoc Ice, Inc. | Koolaire | KY1350A-263 | Ice-making Head | Air-Cooled Condenser | Cube |  | 1145 | 5.3 | 5.63 |  |  |  | Federally-Regulated Commercial & Industrial Equipment | 11/03/2017 |  | 02/21/2018
Manitowoc Ice, Inc. | Koolaire | KD0600A-261 | Ice-making Head | Air-Cooled Condenser | Cube |  | 485 | 6 | 6.36 |  |  |  | Federally-Regulated Commercial & Industrial Equipment | 11/03/2017 |  | 02/21/2018
Manitowoc Ice, Inc. | Koolaire | KY0600A-261 | Ice-making Head | Air-Cooled Condenser | Cube |  | 538 | 6 | 6.3 |  |  |  | Federally-Regulated Commercial & Industrial Equipment | 11/03/2017 |  | 02/21/2018
Manitowoc Ice, Inc. | Koolaire | KD1000A-261 | Ice-making Head | Air-Cooled Condenser | Cube |  | 714 | 6.1 | 6.1 |  |  |  | Federally-Regulated Commercial & Industrial Equipment | 11/03/2017 |  | 02/21/2018
Manitowoc Ice, Inc. | Koolaire | KY1000A-261 | Ice-making Head | Air-Cooled Condenser | Cube |  | 714 | 6.1 | 6.1 |  |  |  | Federally-Regulated Commercial & Industrial Equipment | 11/03/2017 |  | 02/21/2018
Manitowoc Ice, Inc. | Koolaire | KD1350A-261 | Ice-making Head | Air-Cooled Condenser | Cube |  | 1100 | 5.3 | 5.68 |  |  |  | Federally-Regulated Commercial & Industrial Equipment | 11/03/2017 |  | 02/21/2018
Manitowoc Ice, Inc. | Koolaire | KD1350A-263 | Ice-making Head | Air-Cooled Condenser | Cube |  | 1100 | 5.3 | 5.68 |  |  |  | Federally-Regulated Commercial & Industrial Equipment | 11/03/2017 |  | 02/21/2018
Manitowoc Ice, Inc. | Koolaire | KD0600W-261 | Ice-making Head | Water-Cooled Condenser | Cube |  | 494 | 5 | 5.08 | 5 | 189.1 |  | Federally-Regulated Commercial & Industrial Equipment | 11/03/2017 |  | 02/21/2018
Manitowoc Ice, Inc. | Koolaire | KY0600W-261 | Ice-making Head | Water-Cooled Condenser | Cube |  | 510 | 5 | 5.02 | 5 | 188.8 |  | Federally-Regulated Commercial & Industrial Equipment | 11/03/2017 |  | 02/21/2018
Manitowoc Ice, Inc. | Koolaire | KD1000W-261 | Ice-making Head | Water-Cooled Condenser | Cube |  | 730 | 4.75 | 4.78 | 4.8 | 183.9 |  | Federally-Regulated Commercial & Industrial Equipment | 11/03/2017 |  | 02/21/2018
Manitowoc Ice, Inc. | Koolaire | KY1000W-261 | Ice-making Head | Water-Cooled Condenser | Cube |  | 730 | 4.75 | 4.78 | 4.8 | 183.9 |  | Federally-Regulated Commercial & Industrial Equipment | 11/03/2017 |  | 02/21/2018
Manitowoc Ice, Inc. | Koolaire | KD1350W-261 | Ice-making Head | Water-Cooled Condenser | Cube |  | 1200 | 4.1 | 4.26 | 4.1 | 173.6 |  | Federally-Regulated Commercial & Industrial Equipment | 11/03/2017 |  | 02/21/2018
Manitowoc Ice, Inc. | Koolaire | KD1350W-263 | Ice-making Head | Water-Cooled Condenser | Cube |  | 1200 | 4.1 | 4.26 | 4.1 | 173.6 |  | Federally-Regulated Commercial & Industrial Equipment | 11/03/2017 |  | 02/21/2018
Manitowoc Ice, Inc. | Koolaire | KY1350W-261 | Ice-making Head | Water-Cooled Condenser | Cube |  | 1225 | 4.1 | 4.23 | 4.1 | 173 |  | Federally-Regulated Commercial & Industrial Equipment | 11/03/2017 |  | 02/21/2018
Manitowoc Ice, Inc. | Koolaire | KY1350W-263 | Ice-making Head | Water-Cooled Condenser | Cube |  | 1225 | 4.1 | 4.23 | 4.1 | 173 |  | Federally-Regulated Commercial & Industrial Equipment | 11/03/2017 |  | 02/21/2018
Manitowoc Ice, Inc. | Manitowoc | IDT1500N-261*JCT1500-261 | Remote Condensing w/o Remote C | Air-Cooled Condenser | Cube |  | 1435 | 3.9 | 5.1 |  |  |  | Federally-Regulated Commercial & Industrial Equipment | 11/03/2017 |  | 02/21/2018
Manitowoc Ice, Inc. | Manitowoc | IYT1500N-261*JCT1500-261 | Remote Condensing w/o Remote C | Air-Cooled Condenser | Cube |  | 1460 | 3.9 | 5.1 |  |  |  | Federally-Regulated Commercial & Industrial Equipment | 11/03/2017 |  | 02/21/2018
Manitowoc Ice, Inc. | Manitowoc | IYT1500N-263*JCT1500-261 | Remote Condensing w/o Remote C | Air-Cooled Condenser | Cube |  | 1460 | 3.9 | 5.1 |  |  |  | Federally-Regulated Commercial & Industrial Equipment | 11/03/2017 |  | 02/21/2018
Manitowoc Ice, Inc. | Manitowoc | IRT1900N-261*JCT1500-261 | Remote Condensing w/o Remote C | Air-Cooled Condenser | Cube |  | 1530 | 4.08 | 5.1 |  |  |  | Federally-Regulated Commercial & Industrial Equipment | 11/03/2017 |  | 02/21/2018
Manitowoc Ice, Inc. | Manitowoc | IDT1900N-261*JCT1500-261 | Remote Condensing w/o Remote C | Air-Cooled Condenser | Cube |  | 1540 | 4.08 | 5.1 |  |  |  | Federally-Regulated Commercial & Industrial Equipment | 11/03/2017 |  | 02/21/2018
Manitowoc Ice, Inc. | Manitowoc | IDT1900N-263*JCT1500-261 | Remote Condensing w/o Remote C | Air-Cooled Condenser | Cube |  | 1540 | 4.08 | 5.1 |  |  |  | Federally-Regulated Commercial & Industrial Equipment | 11/03/2017 |  | 02/21/2018
Manitowoc Ice, Inc. | Manitowoc | IYT1900N-261*JCT1500-261 | Remote Condensing w/o Remote C | Air-Cooled Condenser | Cube |  | 1560 | 4.08 | 5.1 |  |  |  | Federally-Regulated Commercial & Industrial Equipment | 11/03/2017 |  | 02/21/2018
Manitowoc Ice, Inc. | Manitowoc | IYT1900N-263*JCT1500-261 | Remote Condensing w/o Remote C | Air-Cooled Condenser | Cube |  | 1560 | 4.08 | 5.1 |  |  |  | Federally-Regulated Commercial & Industrial Equipment | 11/03/2017 |  | 02/21/2018
Manitowoc Ice, Inc. | Manitowoc | IDT1900A-263 | Ice-making Head | Air-Cooled Condenser | Cube |  | 1410 | 4.64 | 5.34 |  |  |  | Federally-Regulated Commercial & Industrial Equipment | 11/03/2017 |  | 02/21/2018
Manitowoc Ice, Inc. | Manitowoc | IYT1900A-261 | Ice-making Head | Air-Cooled Condenser | Cube |  | 1450 | 4.48 | 5.3 |  |  |  | Federally-Regulated Commercial & Industrial Equipment | 11/03/2017 |  | 02/21/2018
Manitowoc Ice, Inc. | Manitowoc | IYT1900A-263 | Ice-making Head | Air-Cooled Condenser | Cube |  | 1450 | 4.48 | 5.3 |  |  |  | Federally-Regulated Commercial & Industrial Equipment | 11/03/2017 |  | 02/21/2018
Manitowoc Ice, Inc. | Manitowoc | IDT1500A-263 | Ice-making Head | Air-Cooled Condenser | Cube |  | 1320 | 4.45 | 5.44 |  |  |  | Federally-Regulated Commercial & Industrial Equipment | 11/03/2017 |  | 02/21/2018
Manitowoc Ice, Inc. | Manitowoc | IYT1500A-261 | Ice-making Head | Air-Cooled Condenser | Cube |  | 1360 | 4.45 | 5.39 |  |  |  | Federally-Regulated Commercial & Industrial Equipment | 11/03/2017 |  | 02/21/2018
Manitowoc Ice, Inc. | Manitowoc | IYT1500A-263 | Ice-making Head | Air-Cooled Condenser | Cube |  | 1360 | 4.45 | 5.39 |  |  |  | Federally-Regulated Commercial & Industrial Equipment | 11/03/2017 |  | 02/21/2018
Manitowoc Ice, Inc. | Manitowoc | IRT1900A-261 | Ice-making Head | Air-Cooled Condenser | Cube |  | 1350 | 4.68 | 5.4 |  |  |  | Federally-Regulated Commercial & Industrial Equipment | 11/03/2017 |  | 02/21/2018
Manitowoc Ice, Inc. | Manitowoc | IRT1900A-263 | Ice-making Head | Air-Cooled Condenser | Cube |  | 1350 | 4.68 | 5.4 |  |  |  | Federally-Regulated Commercial & Industrial Equipment | 11/03/2017 |  | 02/21/2018
Manitowoc Ice, Inc. | Manitowoc | IDT1900A-261 | Ice-making Head | Air-Cooled Condenser | Cube |  | 1410 | 4.64 | 5.34 |  |  |  | Federally-Regulated Commercial & Industrial Equipment | 11/03/2017 |  | 02/21/2018
Manitowoc Ice, Inc. | Manitowoc | IDT1500A-261 | Ice-making Head | Air-Cooled Condenser | Cube |  | 1320 | 4.45 | 5.44 |  |  |  | Federally-Regulated Commercial & Industrial Equipment | 11/03/2017 |  | 02/21/2018
Manitowoc Ice, Inc. | Manitowoc | IYT1500W-263 | Ice-making Head | Water-Cooled Condenser | Cube |  | 1420 | 3.5 | 4.02 | 3.5 | 168.8 |  | Federally-Regulated Commercial & Industrial Equipment | 11/03/2017 |  | 02/21/2018
Manitowoc Ice, Inc. | Manitowoc | IDT1900W-261 | Ice-making Head | Water-Cooled Condenser | Cube |  | 1600 | 3.53 | 4 | 3.5 | 164.8 |  | Federally-Regulated Commercial & Industrial Equipment | 11/03/2017 |  | 02/21/2018
Manitowoc Ice, Inc. | Manitowoc | IDT1900W-263 | Ice-making Head | Water-Cooled Condenser | Cube |  | 1600 | 3.53 | 4 | 3.5 | 164.8 |  | Federally-Regulated Commercial & Industrial Equipment | 11/03/2017 |  | 02/21/2018
Manitowoc Ice, Inc. | Manitowoc | IYT1900W-261 | Ice-making Head | Water-Cooled Condenser | Cube |  | 1670 | 3.35 | 4 | 3.4 | 163.3 |  | Federally-Regulated Commercial & Industrial Equipment | 11/03/2017 |  | 02/21/2018
Manitowoc Ice, Inc. | Manitowoc | IYT1900W-263 | Ice-making Head | Water-Cooled Condenser | Cube |  | 1670 | 3.35 | 4 | 3.4 | 163.3 |  | Federally-Regulated Commercial & Industrial Equipment | 11/03/2017 |  | 02/21/2018
Manitowoc Ice, Inc. | Manitowoc | IDT1500W-261 | Ice-making Head | Water-Cooled Condenser | Cube |  | 1480 | 3.27 | 4 | 3.3 | 167.4 |  | Federally-Regulated Commercial & Industrial Equipment | 11/03/2017 |  | 02/21/2018
Manitowoc Ice, Inc. | Manitowoc | IDT1500W-263 | Ice-making Head | Water-Cooled Condenser | Cube |  | 1480 | 3.27 | 4 | 3.3 | 167.4 |  | Federally-Regulated Commercial & Industrial Equipment | 11/03/2017 |  | 02/21/2018
Manitowoc Ice, Inc. | Manitowoc | IYT1500W-261 | Ice-making Head | Water-Cooled Condenser | Cube |  | 1420 | 3.5 | 4.02 | 3.5 | 168.8 |  | Federally-Regulated Commercial & Industrial Equipment | 11/03/2017 |  | 02/21/2018
Manitowoc Ice, Inc. | Manitowoc | IR-1890N-261*JC-1395-261 | Remote Condensing w/o Remote C | Air-Cooled Condenser | Cube |  | 1420 | 4.99 | 5.1 |  |  |  | Federally-Regulated Commercial & Industrial Equipment | 11/03/2017 |  | 02/21/2018
Manitowoc Ice, Inc. | Manitowoc | IR-1890N3-263*JC-1395-261 | Remote Condensing w/o Remote C | Air-Cooled Condenser | Cube |  | 1420 | 4.99 | 5.1 |  |  |  | Federally-Regulated Commercial & Industrial Equipment | 11/03/2017 |  | 02/21/2018
Manitowoc Ice, Inc. | Manitowoc | ID-1892N-261*JC-1395-261 | Remote Condensing w/o Remote C | Air-Cooled Condenser | Cube |  | 1495 | 4.96 | 5.1 |  |  |  | Federally-Regulated Commercial & Industrial Equipment | 11/03/2017 |  | 02/21/2018
Manitowoc Ice, Inc. | Manitowoc | ID-1892N3-263*JC-1395-261 | Remote Condensing w/o Remote C | Air-Cooled Condenser | Cube |  | 1495 | 4.96 | 5.1 |  |  |  | Federally-Regulated Commercial & Industrial Equipment | 11/03/2017 |  | 02/21/2018
Manitowoc Ice, Inc. | Manitowoc | IY-1894N-261*JC-1395-261 | Remote Condensing w/o Remote C | Air-Cooled Condenser | Cube |  | 1465 | 5.06 | 5.1 |  |  |  | Federally-Regulated Commercial & Industrial Equipment | 11/03/2017 |  | 02/21/2018
Manitowoc Ice, Inc. | Manitowoc | IY-1894N3-263*JC-1395-261 | Remote Condensing w/o Remote C | Air-Cooled Condenser | Cube |  | 1465 | 5.06 | 5.1 |  |  |  | Federally-Regulated Commercial & Industrial Equipment | 11/03/2017 |  | 02/21/2018
Manitowoc Ice, Inc. | Manitowoc | ID1496N-261*JC1395-261 | Remote Condensing w/o Remote C | Air-Cooled Condenser | Cube |  | 1295 | 4.23 | 5.1 |  |  |  | Federally-Regulated Commercial & Industrial Equipment | 11/03/2017 |  | 02/21/2018
Manitowoc Ice, Inc. | Manitowoc | IY1496N-261*JC1395-261 | Remote Condensing w/o Remote C | Air-Cooled Condenser | Cube |  | 1305 | 4.23 | 5.1 |  |  |  | Federally-Regulated Commercial & Industrial Equipment | 11/03/2017 |  | 02/21/2018
Manitowoc Ice, Inc. | Manitowoc | IY1496N3-263*JC1395-261 | Remote Condensing w/o Remote C | Air-Cooled Condenser | Cube |  | 1305 | 4.23 | 5.1 |  |  |  | Federally-Regulated Commercial & Industrial Equipment | 11/03/2017 |  | 02/21/2018
Manitowoc Ice, Inc. | Manitowoc | IR-1800A-261 | Ice-making Head | Air-Cooled Condenser | Cube |  | 1430 | 5.07 | 5.32 |  |  |  | Federally-Regulated Commercial & Industrial Equipment | 11/03/2017 |  | 02/21/2018
Manitowoc Ice, Inc. | Manitowoc | IR-1800A3-263 | Ice-making Head | Air-Cooled Condenser | Cube |  | 1430 | 5.07 | 5.32 |  |  |  | Federally-Regulated Commercial & Industrial Equipment | 11/03/2017 |  | 02/21/2018
Manitowoc Ice, Inc. | Manitowoc | ID-1802A-261 | Ice-making Head | Air-Cooled Condenser | Cube |  | 1430 | 5.16 | 5.32 |  |  |  | Federally-Regulated Commercial & Industrial Equipment | 11/03/2017 |  | 02/21/2018
Manitowoc Ice, Inc. | Manitowoc | ID-1802A3-263 | Ice-making Head | Air-Cooled Condenser | Cube |  | 1430 | 5.16 | 5.32 |  |  |  | Federally-Regulated Commercial & Industrial Equipment | 11/03/2017 |  | 02/21/2018
Manitowoc Ice, Inc. | Manitowoc | IY-1804A-261 | Ice-making Head | Air-Cooled Condenser | Cube |  | 1455 | 5.27 | 5.29 |  |  |  | Federally-Regulated Commercial & Industrial Equipment | 11/03/2017 |  | 02/21/2018
Manitowoc Ice, Inc. | Manitowoc | IY-1804A3-263 | Ice-making Head | Air-Cooled Condenser | Cube |  | 1455 | 5.27 | 5.29 |  |  |  | Federally-Regulated Commercial & Industrial Equipment | 11/03/2017 |  | 02/21/2018
Manitowoc Ice, Inc. | Manitowoc | ID1406A-261 | Ice-making Head | Air-Cooled Condenser | Cube |  | 1235 | 4.52 | 5.53 |  |  |  | Federally-Regulated Commercial & Industrial Equipment | 11/03/2017 |  | 02/21/2018
Manitowoc Ice, Inc. | Manitowoc | ID1406A3-263 | Ice-making Head | Air-Cooled Condenser | Cube |  | 1235 | 4.52 | 5.53 |  |  |  | Federally-Regulated Commercial & Industrial Equipment | 11/03/2017 |  | 02/21/2018
Manitowoc Ice, Inc. | Manitowoc | IY1406A-261 | Ice-making Head | Air-Cooled Condenser | Cube |  | 1308 | 4.32 | 5.45 |  |  |  | Federally-Regulated Commercial & Industrial Equipment | 11/03/2017 |  | 02/21/2018
Manitowoc Ice, Inc. | Manitowoc | IY1406A3-263 | Ice-making Head | Air-Cooled Condenser | Cube |  | 1308 | 4.32 | 5.45 |  |  |  | Federally-Regulated Commercial & Industrial Equipment | 11/03/2017 |  | 02/21/2018
Manitowoc Ice, Inc. | Manitowoc | ID-1803W-261 | Ice-making Head | Water-Cooled Condenser | Cube |  | 1640 | 3.93 | 4 | 3.9 | 163.9 |  | Federally-Regulated Commercial & Industrial Equipment | 11/03/2017 |  | 02/21/2018
Manitowoc Ice, Inc. | Manitowoc | ID-1803W3-263 | Ice-making Head | Water-Cooled Condenser | Cube |  | 1640 | 3.93 | 4 | 3.9 | 163.9 |  | Federally-Regulated Commercial & Industrial Equipment | 11/03/2017 |  | 02/21/2018
Manitowoc Ice, Inc. | Manitowoc | IY-1805W-261 | Ice-making Head | Water-Cooled Condenser | Cube |  | 1650 | 3.92 | 4 | 3.9 | 163.7 |  | Federally-Regulated Commercial & Industrial Equipment | 11/03/2017 |  | 02/21/2018
Manitowoc Ice, Inc. | Manitowoc | IY-1805W3-263 | Ice-making Head | Water-Cooled Condenser | Cube |  | 1650 | 3.92 | 4 | 3.9 | 163.7 |  | Federally-Regulated Commercial & Industrial Equipment | 11/03/2017 |  | 02/21/2018
Manitowoc Ice, Inc. | Manitowoc | ID1406W-261 | Ice-making Head | Water-Cooled Condenser | Cube |  | 1325 | 3.75 | 4.12 | 3.8 | 170.8 |  | Federally-Regulated Commercial & Industrial Equipment | 11/03/2017 |  | 02/21/2018
Manitowoc Ice, Inc. | Manitowoc | ID1406W3-263 | Ice-making Head | Water-Cooled Condenser | Cube |  | 1325 | 3.75 | 4.12 | 3.8 | 170.8 |  | Federally-Regulated Commercial & Industrial Equipment | 11/03/2017 |  | 02/21/2018
Manitowoc Ice, Inc. | Manitowoc | IY1406W-261 | Ice-making Head | Water-Cooled Condenser | Cube |  | 1357 | 3.62 | 4.09 | 3.6 | 170.1 |  | Federally-Regulated Commercial & Industrial Equipment | 11/03/2017 |  | 02/21/2018
Manitowoc Ice, Inc. | Manitowoc | IY1406W3-263 | Ice-making Head | Water-Cooled Condenser | Cube |  | 1357 | 3.62 | 4.09 | 3.6 | 170.1 |  | Federally-Regulated Commercial & Industrial Equipment | 11/03/2017 |  | 02/21/2018
Scotsman Ice Systems | Scotsman | N0622R-1E*ERC111-1E | Remote Condensing w/o Remote C | Air-Cooled Condenser | Flake |  | 579 | 4.95 | 6.65 |  |  |  | Federally-Regulated Commercial & Industrial Equipment | 11/03/2017 |  | 02/21/2018
Hoshizaki America | Hoshizaki | KM-1900SRJ*URC-22F | Remote Condensing w/o Remote C | Air-Cooled Condenser | Cube |  | 1700 | 3.9 | 5.1 |  |  |  | Federally-Regulated Commercial & Industrial Equipment | 11/03/2017 |  | 02/21/2018
Hoshizaki America | Hoshizaki | KM-1900SRJ3*URC-22F | Remote Condensing w/o Remote C | Air-Cooled Condenser | Cube |  | 1700 | 3.9 | 5.1 |  |  |  | Federally-Regulated Commercial & Industrial Equipment | 11/03/2017 |  | 02/21/2018
Hoshizaki America | Hoshizaki | KM-901MRJ*URC-14F | Remote Condensing w/o Remote C | Air-Cooled Condenser | Cube |  | 853 | 4.52 | 5.61 |  |  |  | Federally-Regulated Commercial & Industrial Equipment | 11/03/2017 |  | 02/21/2018
Hoshizaki America | Hoshizaki | KM-1900SAJ3 | Ice-making Head | Air-Cooled Condenser | Cube |  | 1675 | 3.9 | 5.05 |  |  |  | Federally-Regulated Commercial & Industrial Equipment | 11/03/2017 |  | 02/21/2018
Hoshizaki America | Hoshizaki | KM-1900SAJ | Ice-making Head | Air-Cooled Condenser | Cube |  | 1675 | 3.9 | 5.05 |  |  |  | Federally-Regulated Commercial & Industrial Equipment | 11/03/2017 |  | 02/21/2018
Hoshizaki America | Hoshizaki | KM-901MAJ | Ice-making Head | Air-Cooled Condenser | Cube |  | 753 | 5 | 6.06 |  |  |  | Federally-Regulated Commercial & Industrial Equipment | 11/03/2017 |  | 02/21/2018
Hoshizaki America | Hoshizaki | KM-901MRJ3 | Remote Condensing w/o Remote C | Air-Cooled Condenser | Cube |  | 830 | 4.4 | 5.7 |  |  |  | Federally-Regulated Commercial & Industrial Equipment | 11/15/2017 |  | 02/21/2018
Hoshizaki America | Hoshizaki | KM-901MWJ | Ice-making Head | Water-Cooled Condenser | Cube |  | 870 | 3.56 | 4.62 | 113 | 180.9 |  | Federally-Regulated Commercial & Industrial Equipment | 11/15/2017 |  | 02/21/2018
Hoshizaki America | Hoshizaki | KM-1900SWJ | Ice-making Head | Water-Cooled Condenser | Cube |  | 1875 | 3.2 | 4 | 85 | 158.8 |  | Federally-Regulated Commercial & Industrial Equipment | 11/15/2017 |  | 02/21/2018
Hoshizaki America | Hoshizaki | KM-1900SWJ3 | Ice-making Head | Water-Cooled Condenser | Cube |  | 1875 | 3.2 | 4 | 85 | 158.8 |  | Federally-Regulated Commercial & Industrial Equipment | 11/15/2017 |  | 02/21/2018
Hoshizaki America | Hoshizaki | KM-1100MRJ | Remote Condensing w/o Remote C | Air-Cooled Condenser | Cube |  | 1030 | 4.5 | 5.1 |  |  |  | Federally-Regulated Commercial & Industrial Equipment | 11/17/2017 |  | 02/21/2018
Scotsman Ice Systems | Scotsman | GEMU090 | Self-Contained | Air-Cooled Condenser | Flake |  | 56 | 10.52 | 15.37 |  |  |  | Federally-Regulated Commercial & Industrial Equipment | 12/04/2017 |  | 02/21/2018
Scotsman Ice Systems | Scotsman | UF424A-1A | Self-Contained | Air-Cooled Condenser | Flake |  | 307 | 4.61 | 9.8 |  |  |  | Federally-Regulated Commercial & Industrial Equipment | 12/04/2017 |  | 02/21/2018
Scotsman Ice Systems | Scotsman | UN324A-1A | Self-Contained | Air-Cooled Condenser | Flake |  | 266 | 5.47 | 9.8 |  |  |  | Federally-Regulated Commercial & Industrial Equipment | 12/04/2017 |  | 02/21/2018
Scotsman Ice Systems | Scotsman | UF424W-1A | Self-Contained | Water-Cooled Condenser | Flake |  | 330 | 3.93 | 7.6 | 3.9 | 180.6 |  | Federally-Regulated Commercial & Industrial Equipment | 12/04/2017 |  | 02/21/2018
Scotsman Ice Systems | Scotsman | UN324W-1A | Self-Contained | Water-Cooled Condenser | Flake |  | 281 | 4.55 | 7.6 | 4.6 | 182.1 |  | Federally-Regulated Commercial & Industrial Equipment | 12/04/2017 |  | 02/21/2018
Hoshizaki America | Hoshizaki | KM-901MRJ3*URC-14F | Remote Condensing w/o Remote C | Air-Cooled Condenser | Cube |  | 830 | 4.4 | 5.7 |  |  |  | Federally-Regulated Commercial & Industrial Equipment | 12/05/2017 |  | 02/21/2018
Hoshizaki America | Hoshizaki | KM-1100MRJ*URC-14F | Remote Condensing w/o Remote C | Air-Cooled Condenser | Cube |  | 1030 | 4.5 | 5.1 |  |  |  | Federally-Regulated Commercial & Industrial Equipment | 12/05/2017 |  | 02/21/2018
Manitowoc Ice, Inc. | Manitowoc | RFF1300A-261 | Ice-making Head | Air-Cooled Condenser | Flake |  | 950 | 4.24 | 5.84 |  |  |  | Federally-Regulated Commercial & Industrial Equipment | 12/11/2017 |  | 02/21/2018
Manitowoc Ice, Inc. | Manitowoc | RFF1300W-261 | Ice-making Head | Water-Cooled Condenser | Flake |  | 1115 | 3.12 | 4.35 | 3.1 | 175.5 |  | Federally-Regulated Commercial & Industrial Equipment | 12/11/2017 |  | 02/21/2018
Hoshizaki America | Hoshizaki | KM-1100MAJ | Ice-making Head | Air-Cooled Condenser | Cube |  | 935 | 4.9 | 5.86 |  |  |  | Federally-Regulated Commercial & Industrial Equipment | 01/08/2018 |  | 02/21/2018
Hoshizaki America | Hoshizaki | KM-1100MWJ | Ice-making Head | Water-Cooled Condenser | Cube |  | 1006 | 4 | 4.47 | 4 | 177.9 |  | Federally-Regulated Commercial & Industrial Equipment | 01/08/2018 |  | 02/21/2018
Hoshizaki America | Hoshizaki | KM-650MRH*URC-5F | Remote Condensing w/o Remote C | Air-Cooled Condenser | Cube |  | 564 | 5.6 | 6.71 |  |  |  | Federally-Regulated Commercial & Industrial Equipment | 01/08/2018 |  | 02/21/2018
Hoshizaki America | Hoshizaki | KM-901MRH*URC-9F | Remote Condensing w/o Remote C | Air-Cooled Condenser | Cube |  | 785 | 5.4 | 5.87 |  |  |  | Federally-Regulated Commercial & Industrial Equipment | 01/08/2018 |  | 02/21/2018
Hoshizaki America | Hoshizaki | KM-1301SRH*URC-14F | Remote Condensing w/o Remote C | Air-Cooled Condenser | Cube |  | 1222 | 4.1 | 5.1 |  |  |  | Federally-Regulated Commercial & Industrial Equipment | 01/08/2018 |  | 02/21/2018
Hoshizaki America | Hoshizaki | KM-1301SRH3*URC-14F | Remote Condensing w/o Remote C | Air-Cooled Condenser | Cube |  | 1197 | 4.3 | 5.1 |  |  |  | Federally-Regulated Commercial & Industrial Equipment | 01/08/2018 |  | 02/21/2018
Hoshizaki America | Hoshizaki | KM-1100MRH*URC-14F | Remote Condensing w/o Remote C | Air-Cooled Condenser | Cube |  | 1027 | 4.66 | 5.1 |  |  |  | Federally-Regulated Commercial & Industrial Equipment | 01/08/2018 |  | 02/21/2018
Hoshizaki America | Hoshizaki | KM-515MAH | Ice-making Head | Air-Cooled Condenser | Cube |  | 450 | 5.9 | 6.4 |  |  |  | Federally-Regulated Commercial & Industrial Equipment | 01/08/2018 |  | 02/21/2018
Hoshizaki America | Hoshizaki | KM-650MAH | Ice-making Head | Air-Cooled Condenser | Cube |  | 562 | 5.51 | 6.27 |  |  |  | Federally-Regulated Commercial & Industrial Equipment | 01/08/2018 |  | 02/21/2018
Hoshizaki America | Hoshizaki | KM-1301SAH | Ice-making Head | Air-Cooled Condenser | Cube |  | 1164 | 4.63 | 5.61 |  |  |  | Federally-Regulated Commercial & Industrial Equipment | 01/08/2018 |  | 02/21/2018
Hoshizaki America | Hoshizaki | KM-901MAH | Ice-making Head | Air-Cooled Condenser | Cube |  | 813 | 5.1 | 6 |  |  |  | Federally-Regulated Commercial & Industrial Equipment | 01/08/2018 |  | 02/21/2018
Hoshizaki America | Hoshizaki | KM-340MAH | Ice-making Head | Air-Cooled Condenser | Cube |  | 325 | 5.99 | 7.46 |  |  |  | Federally-Regulated Commercial & Industrial Equipment | 01/08/2018 |  | 02/21/2018
Hoshizaki America | Hoshizaki | KML-250MWH | Ice-making Head | Water-Cooled Condenser | Cube |  | 289 | 5.9 | 6.21 | 5.9 | 193.6 |  | Federally-Regulated Commercial & Industrial Equipment | 01/08/2018 |  | 02/21/2018
Hoshizaki America | Hoshizaki | KM-515MWH | Ice-making Head | Water-Cooled Condenser | Cube |  | 446 | 5.14 | 5.35 | 5.1 | 190.2 |  | Federally-Regulated Commercial & Industrial Equipment | 01/08/2018 |  | 02/21/2018
Hoshizaki America | Hoshizaki | KM-650MWH | Ice-making Head | Water-Cooled Condenser | Cube |  | 654 | 4.16 | 4.86 | 4.2 | 185.6 |  | Federally-Regulated Commercial & Industrial Equipment | 01/08/2018 |  | 02/21/2018
Hoshizaki America | Hoshizaki | KM-1601SWH | Ice-making Head | Water-Cooled Condenser | Cube |  | 1500 | 3.91 | 4 | 3.9 | 167 |  | Federally-Regulated Commercial & Industrial Equipment | 01/08/2018 |  | 02/21/2018
Hoshizaki America | Hoshizaki | KM-1301SWH | Ice-making Head | Water-Cooled Condenser | Cube |  | 1276 | 3.44 | 4.18 | 3.4 | 171.9 |  | Federally-Regulated Commercial & Industrial Equipment | 01/08/2018 |  | 02/21/2018
Hoshizaki America | Hoshizaki | KM-1301SWH3 | Ice-making Head | Water-Cooled Condenser | Cube |  | 1251 | 3.31 | 4.2 | 3.3 | 172.5 |  | Federally-Regulated Commercial & Industrial Equipment | 01/08/2018 |  | 02/21/2018
Manitowoc Ice, Inc. | Koolaire | KDT1700N-263*JCT1500-261 | Remote Condensing w/o Remote C | Air-Cooled Condenser | Cube |  | 1420 | 4.3 | 5.1 |  |  |  | Federally-Regulated Commercial & Industrial Equipment | 01/08/2018 |  | 02/21/2018
Manitowoc Ice, Inc. | Koolaire | KYT1700N-263*JCT1500-261 | Remote Condensing w/o Remote C | Air-Cooled Condenser | Cube |  | 1490 | 4 | 5.1 |  |  |  | Federally-Regulated Commercial & Industrial Equipment | 01/08/2018 |  | 02/21/2018
Manitowoc Ice, Inc. | Koolaire | KDF0150A-161 | Self-Contained | Air-Cooled Condenser | Cube |  | 110 | 9.35 | 12.84 |  |  |  | Federally-Regulated Commercial & Industrial Equipment | 01/08/2018 |  | 02/21/2018
Manitowoc Ice, Inc. | Koolaire | KYF0150A-161 | Self-Contained | Air-Cooled Condenser | Cube |  | 114 | 9.1 | 12.65 |  |  |  | Federally-Regulated Commercial & Industrial Equipment | 01/08/2018 |  | 02/21/2018
Manitowoc Ice, Inc. | Koolaire | KDF0250A-161 | Self-Contained | Air-Cooled Condenser | Cube |  | 180 | 7.5 | 9.8 |  |  |  | Federally-Regulated Commercial & Industrial Equipment | 01/08/2018 |  | 02/21/2018
Manitowoc Ice, Inc. | Koolaire | KYF0250A-161 | Self-Contained | Air-Cooled Condenser | Cube |  | 190 | 7.3 | 9.8 |  |  |  | Federally-Regulated Commercial & Industrial Equipment | 01/08/2018 |  | 02/21/2018
Manitowoc Ice, Inc. | Manitowoc | URF0140A-161 | Self-Contained | Air-Cooled Condenser | Cube |  | 95 | 9.66 | 13.54 |  |  |  | Federally-Regulated Commercial & Industrial Equipment | 01/08/2018 |  | 02/21/2018
Manitowoc Ice, Inc. | Manitowoc | UDF0140A-161 | Self-Contained | Air-Cooled Condenser | Cube |  | 95 | 9.83 | 13.54 |  |  |  | Federally-Regulated Commercial & Industrial Equipment | 01/08/2018 |  | 02/21/2018
Manitowoc Ice, Inc. | Manitowoc | UDF0310A-161 | Self-Contained | Air-Cooled Condenser | Cube |  | 233 | 7 | 9.8 |  |  |  | Federally-Regulated Commercial & Industrial Equipment | 01/08/2018 |  | 02/21/2018
Manitowoc Ice, Inc. | Manitowoc | UYF0310A-161 | Self-Contained | Air-Cooled Condenser | Cube |  | 235 | 7.2 | 9.8 |  |  |  | Federally-Regulated Commercial & Industrial Equipment | 01/08/2018 |  | 02/21/2018
Manitowoc Ice, Inc. | Manitowoc | UDF0310A-261 | Self-Contained | Air-Cooled Condenser | Cube |  | 237 | 7.2 | 9.8 |  |  |  | Federally-Regulated Commercial & Industrial Equipment | 01/08/2018 |  | 02/21/2018
Manitowoc Ice, Inc. | Manitowoc | UYF0140A-161 | Self-Contained | Air-Cooled Condenser | Cube |  | 100 | 9.2 | 13.31 |  |  |  | Federally-Regulated Commercial & Industrial Equipment | 01/08/2018 |  | 02/21/2018
Manitowoc Ice, Inc. | Manitowoc | UDF0240A-161 | Self-Contained | Air-Cooled Condenser | Cube |  | 160 | 7.9 | 10.5 |  |  |  | Federally-Regulated Commercial & Industrial Equipment | 01/08/2018 |  | 02/21/2018
Manitowoc Ice, Inc. | Manitowoc | UYF0240A-161 | Self-Contained | Air-Cooled Condenser | Cube |  | 160 | 7.8 | 10.5 |  |  |  | Federally-Regulated Commercial & Industrial Equipment | 01/08/2018 |  | 02/21/2018
Manitowoc Ice, Inc. | Manitowoc | UDF0240A-261 | Self-Contained | Air-Cooled Condenser | Cube |  | 148 | 7.95 | 11.06 |  |  |  | Federally-Regulated Commercial & Industrial Equipment | 01/08/2018 |  | 02/21/2018
Manitowoc Ice, Inc. | Manitowoc | UYF0240A-261 | Self-Contained | Air-Cooled Condenser | Cube |  | 148 | 7.95 | 11.06 |  |  |  | Federally-Regulated Commercial & Industrial Equipment | 01/08/2018 |  | 02/21/2018
Manitowoc Ice, Inc. | Manitowoc | URF0310A-161 | Self-Contained | Air-Cooled Condenser | Cube |  | 221 | 7 | 9.8 |  |  |  | Federally-Regulated Commercial & Industrial Equipment | 01/08/2018 |  | 02/21/2018
Manitowoc Ice, Inc. | Manitowoc | UDF0240W-161 | Self-Contained | Water-Cooled Condenser | Cube |  | 174 | 5.95 | 8.09 | 6 | 185.5 |  | Federally-Regulated Commercial & Industrial Equipment | 01/08/2018 |  | 02/21/2018
Manitowoc Ice, Inc. | Manitowoc | UYF0240W-161 | Self-Contained | Water-Cooled Condenser | Cube |  | 180 | 5.8 | 7.98 | 5.8 | 185.3 |  | Federally-Regulated Commercial & Industrial Equipment | 01/08/2018 |  | 02/21/2018
Manitowoc Ice, Inc. | Manitowoc | UDF0310W-161 | Self-Contained | Water-Cooled Condenser | Cube |  | 252 | 5.6 | 7.6 | 5.6 | 183.1 |  | Federally-Regulated Commercial & Industrial Equipment | 01/08/2018 |  | 02/21/2018
Manitowoc Ice, Inc. | Manitowoc | UYF0310W-161 | Self-Contained | Water-Cooled Condenser | Cube |  | 267 | 5.5 | 7.6 | 5.5 | 182.6 |  | Federally-Regulated Commercial & Industrial Equipment | 01/08/2018 |  | 02/21/2018
Scotsman Ice Systems | Scotsman | C1848MR-32E*ERC611-32E | Remote Condensing w/o Remote C | Air-Cooled Condenser | Cube |  | 1662 | 4.3 | 5.1 |  |  |  | Federally-Regulated Commercial & Industrial Equipment | 01/08/2018 |  | 02/21/2018
Scotsman Ice Systems | Scotsman | C1848SR-32E*ERC611-32E | Remote Condensing w/o Remote C | Air-Cooled Condenser | Cube |  | 1662 | 4.3 | 5.1 |  |  |  | Federally-Regulated Commercial & Industrial Equipment | 01/08/2018 |  | 02/21/2018
Scotsman Ice Systems | Scotsman | C1848MR-3E*ERC611-32E | Remote Condensing w/o Remote C | Air-Cooled Condenser | Cube |  | 1662 | 4.3 | 5.1 |  |  |  | Federally-Regulated Commercial & Industrial Equipment | 01/08/2018 |  | 02/21/2018
Scotsman Ice Systems | Scotsman | C1848SR-3E*ERC611-32E | Remote Condensing w/o Remote C | Air-Cooled Condenser | Cube |  | 1662 | 4.3 | 5.1 |  |  |  | Federally-Regulated Commercial & Industrial Equipment | 01/08/2018 |  | 02/21/2018
Scotsman Ice Systems | Scotsman | C1848MA-32E | Ice-making Head | Air-Cooled Condenser | Cube |  | 1426 | 4.48 | 5.32 |  |  |  | Federally-Regulated Commercial & Industrial Equipment | 01/08/2018 |  | 02/21/2018
Scotsman Ice Systems | Scotsman | C1848SA-32E | Ice-making Head | Air-Cooled Condenser | Cube |  | 1426 | 4.48 | 5.32 |  |  |  | Federally-Regulated Commercial & Industrial Equipment | 01/08/2018 |  | 02/21/2018
Scotsman Ice Systems | Scotsman | C1848MW-32E | Ice-making Head | Water-Cooled Condenser | Cube |  | 1668 | 3.92 | 4 | 3.9 | 163.3 |  | Federally-Regulated Commercial & Industrial Equipment | 01/08/2018 |  | 02/21/2018
Scotsman Ice Systems | Scotsman | C1848SW-32E | Ice-making Head | Water-Cooled Condenser | Cube |  | 1668 | 3.92 | 4 | 3.9 | 163.3 |  | Federally-Regulated Commercial & Industrial Equipment | 01/08/2018 |  | 02/21/2018
Mile High Equipment, LLC | Ice-O-Matic | CIM0330FA | Ice-making Head | Air-Cooled Condenser | Cube |  | 237 | 6.9 | 8.22 |  |  |  | Federally-Regulated Commercial & Industrial Equipment | 01/23/2018 |  | 02/21/2018
Mile High Equipment, LLC | Ice-O-Matic | CIM0330HA | Ice-making Head | Air-Cooled Condenser | Cube |  | 244 | 6.69 | 8.16 |  |  |  | Federally-Regulated Commercial & Industrial Equipment | 01/23/2018 |  | 02/21/2018
Mile High Equipment, LLC | Ice-O-Matic | CIM0430FA | Ice-making Head | Air-Cooled Condenser | Cube |  | 315 | 5.6 | 7.55 |  |  |  | Federally-Regulated Commercial & Industrial Equipment | 01/23/2018 |  | 02/21/2018
Mile High Equipment, LLC | Ice-O-Matic | CIM0430HA | Ice-making Head | Air-Cooled Condenser | Cube |  | 320 | 5.43 | 7.51 |  |  |  | Federally-Regulated Commercial & Industrial Equipment | 01/23/2018 |  | 02/21/2018
Mile High Equipment, LLC | Ice-O-Matic | CIM0436FA | Ice-making Head | Air-Cooled Condenser | Cube |  | 340 | 5.63 | 7.34 |  |  |  | Federally-Regulated Commercial & Industrial Equipment | 01/23/2018 |  | 02/21/2018
Mile High Equipment, LLC | Ice-O-Matic | CIM0436HA | Ice-making Head | Air-Cooled Condenser | Cube |  | 350 | 5.46 | 7.25 |  |  |  | Federally-Regulated Commercial & Industrial Equipment | 01/23/2018 |  | 02/21/2018
Mile High Equipment, LLC | Ice-O-Matic | CIM0530FA | Ice-making Head | Air-Cooled Condenser | Cube |  | 419 | 6.05 | 6.66 |  |  |  | Federally-Regulated Commercial & Industrial Equipment | 01/23/2018 |  | 02/21/2018
Mile High Equipment, LLC | Ice-O-Matic | CIM0530FR | Remote Condensing w/o Remote C | Air-Cooled Condenser | Cube |  | 405 | 6.4 | 7.31 |  |  |  | Federally-Regulated Commercial & Industrial Equipment | 01/23/2018 |  | 02/21/2018
Mile High Equipment, LLC | Ice-O-Matic | CIM0530HA | Ice-making Head | Air-Cooled Condenser | Cube |  | 432 | 5.87 | 6.54 |  |  |  | Federally-Regulated Commercial & Industrial Equipment | 01/23/2018 |  | 02/21/2018
Mile High Equipment, LLC | Ice-O-Matic | CIM0530HR | Remote Condensing w/o Remote C | Air-Cooled Condenser | Cube |  | 415 | 6.21 | 7.27 |  |  |  | Federally-Regulated Commercial & Industrial Equipment | 01/23/2018 |  | 02/21/2018
Mile High Equipment, LLC | Ice-O-Matic | CIM0636FA | Ice-making Head | Air-Cooled Condenser | Cube |  | 445 | 5.8 | 6.43 |  |  |  | Federally-Regulated Commercial & Industrial Equipment | 01/23/2018 |  | 02/21/2018
Mile High Equipment, LLC | Ice-O-Matic | CIM0636FR | Remote Condensing w/o Remote C | Air-Cooled Condenser | Cube |  | 520 | 5.45 | 6.87 |  |  |  | Federally-Regulated Commercial & Industrial Equipment | 01/23/2018 |  | 02/21/2018
Mile High Equipment, LLC | Ice-O-Matic | CIM0636HA | Ice-making Head | Air-Cooled Condenser | Cube |  | 455 | 5.63 | 6.39 |  |  |  | Federally-Regulated Commercial & Industrial Equipment | 01/23/2018 |  | 02/21/2018
Mile High Equipment, LLC | Ice-O-Matic | CIM0520FA | Ice-making Head | Air-Cooled Condenser | Cube |  | 419 | 6.05 | 6.66 |  |  |  | Federally-Regulated Commercial & Industrial Equipment | 01/23/2018 |  | 02/21/2018
Mile High Equipment, LLC | Ice-O-Matic | CIM0520HA | Ice-making Head | Air-Cooled Condenser | Cube |  | 432 | 5.87 | 6.54 |  |  |  | Federally-Regulated Commercial & Industrial Equipment | 01/23/2018 |  | 02/21/2018
Mile High Equipment, LLC | Ice-O-Matic | CIM0636HR | Remote Condensing w/o Remote C | Air-Cooled Condenser | Cube |  | 535 | 5.29 | 6.82 |  |  |  | Federally-Regulated Commercial & Industrial Equipment | 01/23/2018 |  | 02/21/2018
Mile High Equipment, LLC | Ice-O-Matic | CIM0320FA | Ice-making Head | Air-Cooled Condenser | Cube |  | 237 | 6.9 | 8.22 |  |  |  | Federally-Regulated Commercial & Industrial Equipment | 01/23/2018 |  | 02/21/2018
Mile High Equipment, LLC | Ice-O-Matic | CIM0320HA | Ice-making Head | Air-Cooled Condenser | Cube |  | 244 | 6.69 | 8.16 |  |  |  | Federally-Regulated Commercial & Industrial Equipment | 01/23/2018 |  | 02/21/2018
Follett Products, LLC | Follett | 7CI100A | Self-Contained | Air-Cooled Condenser | Other |  | 94 | 10.57 | 13.59 |  |  |  | Federally-Regulated Commercial & Industrial Equipment | 01/26/2018 |  | 02/21/2018
Follett Products, LLC | Follett | 7FS100A | Self-Contained | Air-Cooled Condenser | Other |  | 94 | 10.57 | 13.59 |  |  |  | Federally-Regulated Commercial & Industrial Equipment | 01/26/2018 |  | 02/21/2018
Follett Products, LLC | Follett | 7UC100A | Self-Contained | Air-Cooled Condenser | Other |  | 94 | 10.57 | 13.59 |  |  |  | Federally-Regulated Commercial & Industrial Equipment | 01/26/2018 |  | 02/21/2018
Follett Products, LLC | Follett | 7UD100A | Self-Contained | Air-Cooled Condenser | Other |  | 94 | 10.57 | 13.59 |  |  |  | Federally-Regulated Commercial & Industrial Equipment | 01/26/2018 |  | 02/21/2018
Follett Products, LLC | Follett | 7CI100A-** | Self-Contained | Air-Cooled Condenser | Other |  | 94 | 10.57 | 13.59 |  |  |  | Federally-Regulated Commercial & Industrial Equipment | 01/26/2018 |  | 02/21/2018
Follett Products, LLC | Follett | 7FS100A-** | Self-Contained | Air-Cooled Condenser | Other |  | 94 | 10.57 | 13.59 |  |  |  | Federally-Regulated Commercial & Industrial Equipment | 01/26/2018 |  | 02/21/2018
Follett Products, LLC | Follett | 15CI100A | Self-Contained | Air-Cooled Condenser | Other |  | 95 | 9.64 | 13.54 |  |  |  | Federally-Regulated Commercial & Industrial Equipment | 01/26/2018 |  | 02/21/2018
Follett Products, LLC | Follett | 15FS100A | Self-Contained | Air-Cooled Condenser | Other |  | 95 | 9.64 | 13.54 |  |  |  | Federally-Regulated Commercial & Industrial Equipment | 01/26/2018 |  | 02/21/2018
Follett Products, LLC | Follett | 15CI100A-** | Self-Contained | Air-Cooled Condenser | Other |  | 95 | 9.64 | 13.54 |  |  |  | Federally-Regulated Commercial & Industrial Equipment | 01/26/2018 |  | 02/21/2018
Follett Products, LLC | Follett | 15FS100A-** | Self-Contained | Air-Cooled Condenser | Other |  | 95 | 9.64 | 13.54 |  |  |  | Federally-Regulated Commercial & Industrial Equipment | 01/26/2018 |  | 02/21/2018
Follett Products, LLC | Follett | 12CI425A | Self-Contained | Air-Cooled Condenser | Other |  | 322 | 7.06 | 9.8 |  |  |  | Federally-Regulated Commercial & Industrial Equipment | 01/26/2018 |  | 02/21/2018
Follett Products, LLC | Follett | 12HI425A | Self-Contained | Air-Cooled Condenser | Other |  | 322 | 7.06 | 9.8 |  |  |  | Federally-Regulated Commercial & Industrial Equipment | 01/26/2018 |  | 02/21/2018
Follett Products, LLC | Follett | 25CI425A | Self-Contained | Air-Cooled Condenser | Other |  | 327 | 6.85 | 9.8 |  |  |  | Federally-Regulated Commercial & Industrial Equipment | 01/26/2018 |  | 02/21/2018
Follett Products, LLC | Follett | 25FB425A | Self-Contained | Air-Cooled Condenser | Other |  | 327 | 6.85 | 9.8 |  |  |  | Federally-Regulated Commercial & Industrial Equipment | 01/26/2018 |  | 02/21/2018
Follett Products, LLC | Follett | 25HI425A | Self-Contained | Air-Cooled Condenser | Other |  | 327 | 6.85 | 9.8 |  |  |  | Federally-Regulated Commercial & Industrial Equipment | 01/26/2018 |  | 02/21/2018
Follett Products, LLC | Follett | 50CI425A | Self-Contained | Air-Cooled Condenser | Other |  | 327 | 6.85 | 9.8 |  |  |  | Federally-Regulated Commercial & Industrial Equipment | 01/26/2018 |  | 02/21/2018
Follett Products, LLC | Follett | 50FB425A | Self-Contained | Air-Cooled Condenser | Other |  | 327 | 6.85 | 9.8 |  |  |  | Federally-Regulated Commercial & Industrial Equipment | 01/26/2018 |  | 02/21/2018
Follett Products, LLC | Follett | 50HI425A | Self-Contained | Air-Cooled Condenser | Other |  | 327 | 6.85 | 9.8 |  |  |  | Federally-Regulated Commercial & Industrial Equipment | 01/26/2018 |  | 02/21/2018
Follett Products, LLC | Follett | 100CT425A | Self-Contained | Air-Cooled Condenser | Other |  | 327 | 6.85 | 9.8 |  |  |  | Federally-Regulated Commercial & Industrial Equipment | 01/26/2018 |  | 02/21/2018
Follett Products, LLC | Follett | 100FB425A | Self-Contained | Air-Cooled Condenser | Other |  | 327 | 6.85 | 9.8 |  |  |  | Federally-Regulated Commercial & Industrial Equipment | 01/26/2018 |  | 02/21/2018
Follett Products, LLC | Follett | 25CI425W | Self-Contained | Water-Cooled Condenser | Other |  | 416 | 4.64 | 7.6 | 126.6 | 177.9 |  | Federally-Regulated Commercial & Industrial Equipment | 01/26/2018 |  | 02/21/2018
Follett Products, LLC | Follett | 25FB425W | Self-Contained | Water-Cooled Condenser | Other |  | 416 | 4.64 | 7.6 | 126.6 | 177.9 |  | Federally-Regulated Commercial & Industrial Equipment | 01/26/2018 |  | 02/21/2018
Follett Products, LLC | Follett | 50CI425W | Self-Contained | Water-Cooled Condenser | Other |  | 416 | 4.64 | 7.6 | 126.6 | 177.9 |  | Federally-Regulated Commercial & Industrial Equipment | 01/26/2018 |  | 02/21/2018
Follett Products, LLC | Follett | 50FB425W | Self-Contained | Water-Cooled Condenser | Other |  | 416 | 4.64 | 7.6 | 126.6 | 177.9 |  | Federally-Regulated Commercial & Industrial Equipment | 01/26/2018 |  | 02/21/2018
Follett Products, LLC | Follett | 100CT425W | Self-Contained | Water-Cooled Condenser | Other |  | 416 | 4.64 | 7.6 | 126.6 | 177.9 |  | Federally-Regulated Commercial & Industrial Equipment | 01/26/2018 |  | 02/21/2018
Follett Products, LLC | Follett | 100FB425W | Self-Contained | Water-Cooled Condenser | Other |  | 416 | 4.64 | 7.6 | 126.6 | 177.9 |  | Federally-Regulated Commercial & Industrial Equipment | 01/26/2018 |  | 02/21/2018
Follett Products, LLC | Follett | UMD425A80 | Self-Contained | Air-Cooled Condenser | Other |  | 319 | 6.17 | 9.8 |  |  |  | Federally-Regulated Commercial & Industrial Equipment | 01/26/2018 |  | 02/21/2018
Follett Products, LLC | Follett | MCD425A** | Ice-making Head | Air-Cooled Condenser | Other |  | 351 | 6.06 | 7.24 |  |  |  | Federally-Regulated Commercial & Industrial Equipment | 01/26/2018 |  | 02/21/2018
Follett Products, LLC | Follett | MFD425A** | Ice-making Head | Air-Cooled Condenser | Flake |  | 521 | 6.23 | 6.32 |  |  |  | Federally-Regulated Commercial & Industrial Equipment | 01/26/2018 |  | 02/21/2018
Follett Products, LLC | Follett | MCD425W** | Ice-making Head | Water-Cooled Condenser | Other |  | 416 | 4.64 | 5.51 | 127.1 | 190.8 |  | Federally-Regulated Commercial & Industrial Equipment | 01/26/2018 |  | 02/21/2018
Follett Products, LLC | Follett | MFD425W** | Ice-making Head | Water-Cooled Condenser | Flake |  | 591 | 4.72 | 4.93 | 154.2 | 187 |  | Federally-Regulated Commercial & Industrial Equipment | 01/26/2018 |  | 02/21/2018
Follett Products, LLC | Follett | HCC700A** | Ice-making Head | Air-Cooled Condenser | Other |  | 474 | 5.61 | 6.37 |  |  |  | Federally-Regulated Commercial & Industrial Equipment | 01/26/2018 |  | 02/21/2018
Follett Products, LLC | Follett | HMC700A** | Ice-making Head | Air-Cooled Condenser | Other |  | 474 | 5.61 | 6.37 |  |  |  | Federally-Regulated Commercial & Industrial Equipment | 01/26/2018 |  | 02/21/2018
Follett Products, LLC | Follett | HCD700A** | Ice-making Head | Air-Cooled Condenser | Other |  | 498 | 5.81 | 6.34 |  |  |  | Federally-Regulated Commercial & Industrial Equipment | 01/26/2018 |  | 02/21/2018
Follett Products, LLC | Follett | HMD700A** | Ice-making Head | Air-Cooled Condenser | Other |  | 498 | 5.81 | 6.34 |  |  |  | Federally-Regulated Commercial & Industrial Equipment | 01/26/2018 |  | 02/21/2018
Follett Products, LLC | Follett | HCC700W** | Ice-making Head | Water-Cooled Condenser | Other |  | 595 | 4.26 | 4.93 | 132.6 | 186.9 |  | Federally-Regulated Commercial & Industrial Equipment | 01/26/2018 |  | 02/21/2018
Follett Products, LLC | Follett | HMC700W** | Ice-making Head | Water-Cooled Condenser | Other |  | 595 | 4.26 | 4.93 | 132.6 | 186.9 |  | Federally-Regulated Commercial & Industrial Equipment | 01/26/2018 |  | 02/21/2018
Follett Products, LLC | Follett | HCD700W** | Ice-making Head | Water-Cooled Condenser | Other |  | 586 | 4.49 | 4.94 | 132.8 | 187.1 |  | Federally-Regulated Commercial & Industrial Equipment | 01/26/2018 |  | 02/21/2018
Follett Products, LLC | Follett | HMD700W** | Ice-making Head | Water-Cooled Condenser | Other |  | 586 | 4.49 | 4.94 | 132.8 | 187.1 |  | Federally-Regulated Commercial & Industrial Equipment | 01/26/2018 |  | 02/21/2018
Follett Products, LLC | Follett | HCD700R** | Both Remote Condensing & Remot | Air-Cooled Condenser | Other |  | 564 | 5.48 | 6.71 |  |  |  | Federally-Regulated Commercial & Industrial Equipment | 01/26/2018 |  | 02/21/2018
Follett Products, LLC | Follett | HMD700R** | Both Remote Condensing & Remot | Air-Cooled Condenser | Other |  | 564 | 5.48 | 6.71 |  |  |  | Federally-Regulated Commercial & Industrial Equipment | 01/26/2018 |  | 02/21/2018
Follett Products, LLC | Follett | HCC1010A** | Ice-making Head | Air-Cooled Condenser | Other |  | 770 | 5.18 | 6.04 |  |  |  | Federally-Regulated Commercial & Industrial Equipment | 01/26/2018 |  | 02/21/2018
Follett Products, LLC | Follett | HMC1010A** | Ice-making Head | Air-Cooled Condenser | Other |  | 770 | 5.18 | 6.04 |  |  |  | Federally-Regulated Commercial & Industrial Equipment | 01/26/2018 |  | 02/21/2018
Follett Products, LLC | Follett | HCC1010W** | Ice-making Head | Water-Cooled Condenser | Other |  | 885 | 3.87 | 4.61 | 159 | 180.5 |  | Federally-Regulated Commercial & Industrial Equipment | 01/26/2018 |  | 02/21/2018
Follett Products, LLC | Follett | HMC1010W** | Ice-making Head | Water-Cooled Condenser | Other |  | 885 | 3.87 | 4.61 | 159 | 180.5 |  | Federally-Regulated Commercial & Industrial Equipment | 01/26/2018 |  | 02/21/2018
Follett Products, LLC | Follett | HCD1010R** | Both Remote Condensing & Remot | Air-Cooled Condenser | Other |  | 791 | 5.06 | 5.84 |  |  |  | Federally-Regulated Commercial & Industrial Equipment | 01/26/2018 |  | 02/21/2018
Follett Products, LLC | Follett | HMD1010R** | Both Remote Condensing & Remot | Air-Cooled Condenser | Other |  | 791 | 5.06 | 5.84 |  |  |  | Federally-Regulated Commercial & Industrial Equipment | 01/26/2018 |  | 02/21/2018
Follett Products, LLC | Follett | HCF1010R** | Both Remote Condensing & Remot | Air-Cooled Condenser | Other |  | 770 | 3.88 | 5.92 |  |  |  | Federally-Regulated Commercial & Industrial Equipment | 01/26/2018 |  | 02/21/2018
Follett Products, LLC | Follett | HMF1010R** | Both Remote Condensing & Remot | Air-Cooled Condenser | Other |  | 770 | 3.88 | 5.92 |  |  |  | Federally-Regulated Commercial & Industrial Equipment | 01/26/2018 |  | 02/21/2018
Follett Products, LLC | Follett | HCC1410A** | Ice-making Head | Air-Cooled Condenser | Other |  | 1110 | 5.24 | 5.67 |  |  |  | Federally-Regulated Commercial & Industrial Equipment | 01/26/2018 |  | 02/21/2018
Follett Products, LLC | Follett | HMC1410A** | Ice-making Head | Air-Cooled Condenser | Other |  | 1110 | 5.24 | 5.67 |  |  |  | Federally-Regulated Commercial & Industrial Equipment | 01/26/2018 |  | 02/21/2018
Follett Products, LLC | Follett | HCC1410W** | Ice-making Head | Water-Cooled Condenser | Other |  | 1245 | 3.99 | 4.21 | 126.3 | 172.6 |  | Federally-Regulated Commercial & Industrial Equipment | 01/26/2018 |  | 02/21/2018
Follett Products, LLC | Follett | HMC1410W** | Ice-making Head | Water-Cooled Condenser | Other |  | 1245 | 3.99 | 4.21 | 126.3 | 172.6 |  | Federally-Regulated Commercial & Industrial Equipment | 01/26/2018 |  | 02/21/2018
Follett Products, LLC | Follett | HCD1410R** | Both Remote Condensing & Remot | Air-Cooled Condenser | Other |  | 1102 | 5 | 5.3 |  |  |  | Federally-Regulated Commercial & Industrial Equipment | 01/26/2018 |  | 02/21/2018
Follett Products, LLC | Follett | HMD1410R** | Both Remote Condensing & Remot | Air-Cooled Condenser | Other |  | 1102 | 5 | 5.3 |  |  |  | Federally-Regulated Commercial & Industrial Equipment | 01/26/2018 |  | 02/21/2018
Follett Products, LLC | Follett | HCF1410R** | Both Remote Condensing & Remot | Air-Cooled Condenser | Other |  | 1156 | 3.26 | 5.3 |  |  |  | Federally-Regulated Commercial & Industrial Equipment | 01/26/2018 |  | 02/21/2018
Follett Products, LLC | Follett | HMF1410R** | Both Remote Condensing & Remot | Air-Cooled Condenser | Other |  | 1156 | 3.26 | 5.3 |  |  |  | Federally-Regulated Commercial & Industrial Equipment | 01/26/2018 |  | 02/21/2018
Follett Products, LLC | Follett | HCD1650R** | Both Remote Condensing & Remot | Air-Cooled Condenser | Other |  | 1284 | 5.24 | 5.3 |  |  |  | Federally-Regulated Commercial & Industrial Equipment | 01/26/2018 |  | 02/21/2018
Follett Products, LLC | Follett | HMD1650R** | Both Remote Condensing & Remot | Air-Cooled Condenser | Other |  | 1284 | 5.24 | 5.3 |  |  |  | Federally-Regulated Commercial & Industrial Equipment | 01/26/2018 |  | 02/21/2018
Follett Products, LLC | Follett | HCF1650R** | Both Remote Condensing & Remot | Air-Cooled Condenser | Other |  | 1441 | 4.14 | 5.3 |  |  |  | Federally-Regulated Commercial & Industrial Equipment | 01/26/2018 |  | 02/21/2018
Follett Products, LLC | Follett | HMF1650R** | Both Remote Condensing & Remot | Air-Cooled Condenser | Other |  | 1441 | 4.14 | 5.3 |  |  |  | Federally-Regulated Commercial & Industrial Equipment | 01/26/2018 |  | 02/21/2018
Follett Products, LLC | Follett | HCD1810R** | Both Remote Condensing & Remot | Air-Cooled Condenser | Other |  | 1413 | 4.97 | 5.3 |  |  |  | Federally-Regulated Commercial & Industrial Equipment | 01/26/2018 |  | 02/21/2018
Follett Products, LLC | Follett | HMD1810R** | Both Remote Condensing & Remot | Air-Cooled Condenser | Other |  | 1413 | 4.97 | 5.3 |  |  |  | Federally-Regulated Commercial & Industrial Equipment | 01/26/2018 |  | 02/21/2018
Follett Products, LLC | Follett | HCF1810R** | Both Remote Condensing & Remot | Air-Cooled Condenser | Other |  | 1445 | 3.63 | 5.3 |  |  |  | Federally-Regulated Commercial & Industrial Equipment | 01/26/2018 |  | 02/21/2018
Follett Products, LLC | Follett | HMF1810R** | Both Remote Condensing & Remot | Air-Cooled Condenser | Other |  | 1445 | 3.63 | 5.3 |  |  |  | Federally-Regulated Commercial & Industrial Equipment | 01/26/2018 |  | 02/21/2018
Follett Products, LLC | Follett | HCD2110R** | Both Remote Condensing & Remot | Air-Cooled Condenser | Other |  | 1610 | 5.09 | 5.3 |  |  |  | Federally-Regulated Commercial & Industrial Equipment | 01/26/2018 |  | 02/21/2018
Follett Products, LLC | Follett | HMD2110R** | Both Remote Condensing & Remot | Air-Cooled Condenser | Other |  | 1610 | 5.09 | 5.3 |  |  |  | Federally-Regulated Commercial & Industrial Equipment | 01/26/2018 |  | 02/21/2018
Follett Products, LLC | Follett | HCF2110R** | Both Remote Condensing & Remot | Air-Cooled Condenser | Other |  | 1633 | 3.21 | 5.3 |  |  |  | Federally-Regulated Commercial & Industrial Equipment | 01/26/2018 |  | 02/21/2018
Follett Products, LLC | Follett | HMF2110R** | Both Remote Condensing & Remot | Air-Cooled Condenser | Other |  | 1633 | 3.21 | 5.3 |  |  |  | Federally-Regulated Commercial & Industrial Equipment | 01/26/2018 |  | 02/21/2018
Mile High Equipment, LLC | IMI Cornelius | CCM0522*A1* | Ice-making Head | Air-Cooled Condenser | Cube |  | 370 | 5.92 | 7.08 |  |  |  | Non Federally-Regulated | 02/07/2008 |  | 02/21/2018
Mile High Equipment, LLC | Ice-O-Matic | GEM0956A | Ice-making Head | Air-Cooled Condenser | Flake |  | 753 | 4.06 | 6.06 |  |  |  | Federally-Regulated Commercial & Industrial Equipment | 08/12/2011 |  | 02/21/2018
Hoshizaki America | Hoshizaki | KML-451MAH | Ice-making Head | Air-Cooled Condenser | Cube |  | 349 | 6.1 | 7.26 |  |  |  | Federally-Regulated Commercial & Industrial Equipment | 09/25/2012 |  | 02/21/2018
Mile High Equipment, LLC | IMI Cornelius | CCM1030*W2* | Ice-making Head | Water-Cooled Condenser | Cube |  | 965 | 4 | 4.82 | 114 | 178.8 |  | Non Federally-Regulated | 02/07/2008 |  | 02/21/2018
Mile High Equipment, LLC | Ice-O-Matic | ICE0906*A* | Ice-making Head | Air-Cooled Condenser | Flake |  | 666 | 5.8 | 6.16 |  |  |  | Federally-Regulated Commercial & Industrial Equipment | 04/10/2012 |  | 02/21/2018
Scotsman Ice Systems | Scotsman | SCN60GA-1SU | Self-Contained | Air-Cooled Condenser | Flake |  | 55 | 10.7 | 15.42 |  |  |  | Federally-Regulated Commercial & Industrial Equipment | 03/19/2012 |  | 02/21/2018
Hoshizaki America | Hoshizaki | KMS-1401MLJ with SRK-14J condensing unit | Both Remote Condensing & Remot | Air-Cooled Condenser | Cube |  | 1280 | 4.7 | 5.3 |  |  |  | Federally-Regulated Commercial & Industrial Equipment | 12/06/2011 |  | 02/21/2018
Mile High Equipment, LLC | IMI Cornelius | CCM1530R*2* | Remote Condensing w/o Remote C | Air-Cooled Condenser | Cube |  | 1216 | 4.6 | 5.1 |  |  |  | Non Federally-Regulated | 11/10/2008 |  | 02/21/2018
Scotsman Ice Systems | Scotsman | C0530MW-32# | Ice-making Head | Water-Cooled Condenser | Cube |  | 480 | 4.7 | 5.16 | 160 | 189.4 |  | Non Federally-Regulated | 03/27/2008 |  | 02/21/2018
Manitowoc Ice, Inc. | Manitowoc | IY1106W3-263* | Ice-making Head | Water-Cooled Condenser | Cube |  | 965 | 3.9 | 4.82 | 144 | 178.8 |  | Federally-Regulated Commercial & Industrial Equipment | 08/26/2014 |  | 02/21/2018
Manitowoc Ice, Inc. | Manitowoc | SY-1494N3 JC-1395 | Remote Condensing w/o Remote C | Air-Cooled Condenser | Cube |  | 1210 | 4.8 | 5.1 |  |  |  | Non Federally-Regulated | 01/03/2008 |  | 02/21/2018
Mile High Equipment, LLC | Ice-O-Matic | ICE1807*R* | Remote Condensing w/o Remote C | Air-Cooled Condenser | Cube |  | 1444 | 4.9 | 5.1 |  |  |  | Non Federally-Regulated | 10/30/2008 |  | 02/21/2018
Manitowoc Ice, Inc. | Manitowoc | SY-0604A | Ice-making Head | Air-Cooled Condenser | Cube |  | 540 | 5.6 | 6.3 |  |  |  | Non Federally-Regulated | 01/03/2008 |  | 02/21/2018
Scotsman Ice Systems | Scotsman | C1848MR-3# w/ Condenser ERC611-32# | Remote Condensing w/o Remote C | Air-Cooled Condenser | Cube |  | 1645 | 4.3 | 5.1 |  |  |  | Non Federally-Regulated | 03/27/2008 |  | 02/21/2018
Scotsman Ice Systems | Scotsman | C1848MW-32# | Ice-making Head | Water-Cooled Condenser | Cube |  | 1710 | 3.7 | 4 | 151 | 162.4 |  | Non Federally-Regulated | 03/27/2008 |  | 02/21/2018
Manitowoc Ice, Inc. | Manitowoc | UR0140A-161* | Self-Contained | Air-Cooled Condenser | Cube |  | 90 | 11.3 | 13.78 |  |  |  | Federally-Regulated Commercial & Industrial Equipment | 12/02/2014 |  | 02/21/2018
Mile High Equipment, LLC | IMI Cornelius | CCM1030A*2* | Ice-making Head | Air-Cooled Condenser | Cube |  | 780 | 5.7 | 6.03 |  |  |  | Non Federally-Regulated | 11/10/2008 |  | 02/21/2018
Mile High Equipment, LLC | IMI Cornelius | CCM2148W*3* | Ice-making Head | Water-Cooled Condenser | Cube |  | 1650 | 3.9 | 4 | 154 | 163.7 |  | Non Federally-Regulated | 11/10/2008 |  | 02/21/2018
Qingdao Orien Commercial Equipment | Norpole | EWCIM120S | Self-Contained | Air-Cooled Condenser | Cube |  | 90 | 11.3 | 13.78 |  |  |  | Federally-Regulated Commercial & Industrial Equipment | 08/04/2015 |  | 02/21/2018
Icetro | Jetice | WM-0460-AC | Ice-making Head | Air-Cooled Condenser | Cube |  | 283 | 6.93 | 7.83 |  |  |  | Federally-Regulated Commercial & Industrial Equipment | 08/24/2015 |  | 02/21/2018
Scotsman Ice Systems | Scotsman | CU2026SA-32* | Self-Contained | Air-Cooled Condenser | Cube |  | 155 | 9.7 | 10.73 |  |  |  | Federally-Regulated Commercial & Industrial Equipment | 07/08/2011 |  | 02/21/2018
Scotsman Ice Systems | Scotsman | NME654AS-1# | Ice-making Head | Air-Cooled Condenser | Flake |  | 510 | 5.3 | 6.33 |  |  |  | Non Federally-Regulated | 03/27/2008 |  | 02/21/2018
Hoshizaki America | Hoshizaki | KM-1601SWH3 | Ice-making Head | Water-Cooled Condenser | Cube |  | 1565 | 3.7 | 4 | 100 | 165.6 |  | Non Federally-Regulated | 05/21/2009 |  | 02/21/2018
Manitowoc Ice, Inc. | Manitowoc | SN-0958A | Ice-making Head | Air-Cooled Condenser | Flake |  | 763 | 4 | 6.05 |  |  |  | Non Federally-Regulated | 01/03/2008 |  | 02/21/2018
Scotsman Ice Systems | Scotsman | EH222SL-1* w/comp C0800CP-32* w/ ERC680-32* cond | Both Remote Condensing & Remot | Air-Cooled Condenser | Cube |  | 700 | 5.5 | 6.19 |  |  |  | Federally-Regulated Commercial & Industrial Equipment | 07/08/2011 |  | 02/21/2018
Manitowoc Ice, Inc. | Manitowoc | SF-0407W | Ice-making Head | Water-Cooled Condenser | Flake |  | 367 | 5.6 | 5.78 | 100 | 191.9 |  | Non Federally-Regulated | 01/03/2008 |  | 02/21/2018
Scotsman Ice Systems | Scotsman | CU1526MA-1* | Self-Contained | Air-Cooled Condenser | Cube |  | 110 | 11.5 | 12.84 |  |  |  | Federally-Regulated Commercial & Industrial Equipment | 07/08/2011 |  | 02/21/2018
Icetro | Icetro | ICI-050VHF | Self-Contained | Air-Cooled Condenser | Cube |  | 81 | 14 | 14.2 |  |  |  | Federally-Regulated Commercial & Industrial Equipment | 10/16/2013 |  | 02/21/2018
Manitowoc Ice, Inc. | Manitowoc | SY-1874C CVD-18853 | Both Remote Condensing & Remot | Air-Cooled Condenser | Cube |  | 1550 | 4.44 | 5.3 |  |  |  | Non Federally-Regulated | 01/03/2008 |  | 02/21/2018
Scotsman Ice Systems | Scotsman | SCN60GA-1SS | Self-Contained | Air-Cooled Condenser | Flake |  | 55 | 10.7 | 15.42 |  |  |  | Federally-Regulated Commercial & Industrial Equipment | 03/19/2012 |  | 02/21/2018
Mile High Equipment, LLC | IMI Cornelius | CCM0322*W1* | Ice-making Head | Water-Cooled Condenser | Cube |  | 308 | 5.3 | 6.11 | 157 | 193.2 |  | Non Federally-Regulated | 02/07/2008 |  | 02/21/2018
Mile High Equipment, LLC | Ice-O-Matic | ICE2107*R* | Remote Condensing w/o Remote C | Air-Cooled Condenser | Cube |  | 1525 | 5 | 5.1 |  |  |  | Non Federally-Regulated | 10/30/2008 |  | 02/21/2018
Mile High Equipment, LLC | Ice-O-Matic | ICE1906*R* | Ice-making Head | Air-Cooled Condenser | Flake |  | 1561 | 5 | 5.17 |  |  |  | Federally-Regulated Commercial & Industrial Equipment | 04/10/2012 |  | 02/21/2018
Manitowoc Ice, Inc. | Manitowoc | SN-1258A3 | Ice-making Head | Air-Cooled Condenser | Flake |  | 1083 | 3.64 | 5.7 |  |  |  | Non Federally-Regulated | 01/03/2008 |  | 02/21/2018
Scotsman Ice Systems | Scotsman | MDT6N90W-1* | Self-Contained | Water-Cooled Condenser | Flake |  | 575 | 4.3 | 7.6 | 125 | 172.9 |  | Federally-Regulated Commercial & Industrial Equipment | 06/07/2012 |  | 02/21/2018
Manitowoc Ice, Inc. | Manitowoc | ID0976C-161* ICVD09963-263 | Both Remote Condensing & Remot | Air-Cooled Condenser | Cube |  | 696 | 4.94 | 6.21 |  |  |  | Federally-Regulated Commercial & Industrial Equipment | 10/13/2014 |  | 02/21/2018
Mile High Equipment, LLC | Ice-O-Matic | ICE1806*W* | Ice-making Head | Water-Cooled Condenser | Cube |  | 1628 | 3.8 | 4 | 139 | 164.2 |  | Non Federally-Regulated | 10/30/2008 |  | 02/21/2018
Mile High Equipment, LLC | Ice-O-Matic | MFI0800R | Remote Condensing w/o Remote C | Air-Cooled Condenser | Flake |  | 710 | 4.4 | 6.15 |  |  |  | Federally-Regulated Commercial & Industrial Equipment | 08/12/2011 |  | 02/21/2018
Manitowoc Ice, Inc. | Manitowoc | UY0310W-161* | Self-Contained | Water-Cooled Condenser | Cube |  | 250 | 6.11 | 7.6 | 182 | 183.1 |  | Federally-Regulated Commercial & Industrial Equipment | 12/02/2014 |  | 02/21/2018
Mile High Equipment, LLC | IMI Cornelius | CCM0630AH2* | Ice-making Head | Air-Cooled Condenser | Cube |  | 530 | 5 | 6.31 |  |  |  | Federally-Regulated Commercial & Industrial Equipment | 08/04/2015 |  | 02/21/2018
Mile High Equipment, LLC | IMI Cornelius | CCM0930W*2* | Ice-making Head | Water-Cooled Condenser | Flake |  | 784 | 4.5 | 5.02 | 112 | 182.8 |  | Federally-Regulated Commercial & Industrial Equipment | 04/10/2012 |  | 02/21/2018
Manitowoc Ice, Inc. | Manitowoc | SY-1205W | Ice-making Head | Water-Cooled Condenser | Cube |  | 1065 | 4.3 | 4.71 | 150 | 176.6 |  | Non Federally-Regulated | 01/16/2008 |  | 02/21/2018
Manitowoc Ice, Inc. | Manitowoc | ID1472C-161* ICVD14963-263 | Both Remote Condensing & Remot | Air-Cooled Condenser | Cube |  | 1132 | 4.47 | 5.3 |  |  |  | Federally-Regulated Commercial & Industrial Equipment | 11/13/2014 |  | 02/21/2018
Manitowoc Ice, Inc. | Manitowoc | SY-1805W | Ice-making Head | Water-Cooled Condenser | Cube |  | 1710 | 4 | 4 | 155 | 162.4 |  | Non Federally-Regulated | 01/03/2008 |  | 02/21/2018
Scotsman Ice Systems | Scotsman | CU2026SA-1* | Self-Contained | Air-Cooled Condenser | Cube |  | 155 | 9.7 | 10.73 |  |  |  | Federally-Regulated Commercial & Industrial Equipment | 07/08/2011 |  | 02/21/2018
KD Industries, Inc. | Kold-Draft | GT361LHK | Ice-making Head | Water-Cooled Condenser | Cube |  | 316 | 5.18 | 6.06 | 180.7 | 193.1 |  | Federally-Regulated Commercial & Industrial Equipment | 03/02/2010 |  | 02/21/2018
Manitowoc Ice, Inc. | Manitowoc | IY0606W-261* | Ice-making Head | Water-Cooled Condenser | Cube |  | 580 | 4.45 | 5.24 | 140 | 187.2 |  | Federally-Regulated Commercial & Industrial Equipment | 12/19/2014 |  | 02/21/2018
Scotsman Ice Systems | Scotsman | CU1526SW-1* | Self-Contained | Water-Cooled Condenser | Cube |  | 124 | 8.8 | 9.04 | 160 | 187.1 |  | Federally-Regulated Commercial & Industrial Equipment | 08/02/2011 |  | 02/21/2018
Mile High Equipment, LLC | IMI Cornelius | CCM1648R*2* | Ice-making Head | Air-Cooled Condenser | Flake |  | 1461 | 5 | 5.28 |  |  |  | Federally-Regulated Commercial & Industrial Equipment | 04/10/2012 |  | 02/21/2018
Mile High Equipment, LLC | IMI Cornelius | CCM1448R*2* | Remote Condensing w/o Remote C | Air-Cooled Condenser | Cube |  | 1150 | 5 | 5.1 |  |  |  | Non Federally-Regulated | 11/10/2008 |  | 02/21/2018
Hoshizaki America | Hoshizaki | KMS-1122MLH W/ SRK-12H CONDENSING UNIT | Both Remote Condensing & Remot | Air-Cooled Condenser | Cube |  | 985 | 4.65 | 5.3 |  |  |  | Federally-Regulated Commercial & Industrial Equipment | 08/11/2014 |  | 02/21/2018
Mile High Equipment, LLC | Ice-O-Matic | ICE1007*W* | Ice-making Head | Water-Cooled Condenser | Cube |  | 836 | 4.3 | 4.96 | 113 | 181.6 |  | Non Federally-Regulated | 10/30/2008 |  | 02/21/2018
Scotsman Ice Systems | Scotsman | C0522MR-1# w/ Condenser ERC111-1# | Remote Condensing w/o Remote C | Air-Cooled Condenser | Cube |  | 465 | 6.5 | 7.08 |  |  |  | Non Federally-Regulated | 03/27/2008 |  | 02/21/2018
Mile High Equipment, LLC | IMI Cornelius | CCM0530*A1* | Ice-making Head | Air-Cooled Condenser | Cube |  | 458 | 6.2 | 6.39 |  |  |  | Non Federally-Regulated | 02/07/2008 |  | 02/21/2018
Scotsman Ice Systems | Scotsman | C0630SR-32# w/ Condenser ERC311-32# | Remote Condensing w/o Remote C | Air-Cooled Condenser | Cube |  | 616 | 5.8 | 6.51 |  |  |  | Non Federally-Regulated | 03/27/2008 |  | 02/21/2018
Mile High Equipment, LLC | Ice-O-Matic | ICE1406*W* | Ice-making Head | Water-Cooled Condenser | Cube |  | 1239 | 4.2 | 4.52 | 122 | 172.7 |  | Non Federally-Regulated | 01/29/2008 |  | 02/21/2018
Mile High Equipment, LLC | IMI Cornelius | CCM1030W*2* | Ice-making Head | Water-Cooled Condenser | Cube |  | 856 | 4.3 | 4.94 | 113 | 181.2 |  | Non Federally-Regulated | 11/10/2008 |  | 02/21/2018
Mile High Equipment, LLC | Ice-O-Matic | GEM0650W | Ice-making Head | Water-Cooled Condenser | Flake |  | 630 | 3.4 | 5.19 | 115 | 186.1 |  | Federally-Regulated Commercial & Industrial Equipment | 08/12/2011 |  | 02/21/2018
Mile High Equipment, LLC | Ice-O-Matic | ICE1607*R* | Ice-making Head | Air-Cooled Condenser | Flake |  | 1444 | 4.9 | 5.3 |  |  |  | Federally-Regulated Commercial & Industrial Equipment | 04/10/2012 |  | 02/21/2018
Mile High Equipment, LLC | IMI Cornelius | CCM0322A*1* | Ice-making Head | Air-Cooled Condenser | Cube |  | 249 | 8.1 | 8.12 |  |  |  | Non Federally-Regulated | 02/07/2008 |  | 02/21/2018
Mile High Equipment, LLC | Ice-O-Matic | ICE2106*R* | Remote Condensing w/o Remote C | Air-Cooled Condenser | Cube |  | 1561 | 5 | 5.1 |  |  |  | Non Federally-Regulated | 10/30/2008 |  | 02/21/2018
Manitowoc Ice, Inc. | Manitowoc | IY0976C-161* ICVD0996-261 | Both Remote Condensing & Remot | Air-Cooled Condenser | Cube |  | 714 | 4.93 | 6.14 |  |  |  | Federally-Regulated Commercial & Industrial Equipment | 10/13/2014 |  | 02/21/2018
Manitowoc Ice, Inc. | Manitowoc | QD-0212A | Self-Contained | Air-Cooled Condenser | Cube |  | 155 | 9.9 | 10.73 |  |  |  | Non Federally-Regulated | 01/03/2008 |  | 02/21/2018
KD Industries, Inc. | Kold-Draft | GB1064LHK | Ice-making Head | Water-Cooled Condenser | Cube |  | 900 | 4.6 | 4.89 | 163 | 180.2 |  | Non Federally-Regulated | 04/23/2009 |  | 02/21/2018
Scotsman Ice Systems | Scotsman | EH430SL-1# w/ Comp C1410CP-3#, Cond ERC1086-32# | Both Remote Condensing & Remot | Air-Cooled Condenser | Cube |  | 1200 | 4.7 | 5.3 |  |  |  | Non Federally-Regulated | 03/27/2008 |  | 02/21/2018
Manitowoc Ice, Inc. | Manitowoc | ID0906W-261* | Ice-making Head | Water-Cooled Condenser | Cube |  | 701 | 4.35 | 5.11 | 145 | 184.6 |  | Federally-Regulated Commercial & Industrial Equipment | 10/21/2014 |  | 02/21/2018
Manitowoc Ice, Inc. | Manitowoc | SF-1207W | Ice-making Head | Water-Cooled Condenser | Flake |  | 1105 | 3.23 | 4.66 | 116 | 175.7 |  | Non Federally-Regulated | 01/03/2008 |  | 02/21/2018
Scotsman Ice Systems | Scotsman | F0822W-32* | Ice-making Head | Water-Cooled Condenser | Flake |  | 600 | 3.9 | 5.22 | 102 | 186.8 |  | Federally-Regulated Commercial & Industrial Equipment | 06/07/2012 |  | 02/21/2018
Scotsman Ice Systems | Scotsman | EH222SL-1* w/comp C1410CP-3* w/ ERC1086-32* cond | Both Remote Condensing & Remot | Air-Cooled Condenser | Cube |  | 882 | 5.1 | 5.5 |  |  |  | Federally-Regulated Commercial & Industrial Equipment | 08/02/2011 |  | 02/21/2018
Scotsman Ice Systems | Scotsman | C1448MR-32# w/ Condenser ERC311-32# | Remote Condensing w/o Remote C | Air-Cooled Condenser | Cube |  | 1221 | 4.8 | 5.1 |  |  |  | Non Federally-Regulated | 03/27/2008 |  | 02/21/2018
Mile High Equipment, LLC | IMI Cornelius | CCM0530*R1* | Remote Condensing w/o Remote C | Air-Cooled Condenser | Cube |  | 455 | 6.8 | 7.12 |  |  |  | Non Federally-Regulated | 02/07/2008 |  | 02/21/2018
Mile High Equipment, LLC | Ice-O-Matic | ICE1407*W* | Ice-making Head | Water-Cooled Condenser | Cube |  | 1270 | 4.1 | 4.48 | 117 | 172.1 |  | Non Federally-Regulated | 01/29/2008 |  | 02/21/2018
Manitowoc Ice, Inc. | Manitowoc | UD0140A-261* | Self-Contained | Air-Cooled Condenser | Cube |  | 95 | 10.78 | 13.54 |  |  |  | Federally-Regulated Commercial & Industrial Equipment | 11/19/2014 |  | 02/21/2018
Vogt-Ice, LLC | Tube-Ice | HES-40S | Remote Condensing w/o Remote C | Air-Cooled Condenser | Cube |  | 3817 | 3.7 |  |  |  |  | Federally-Regulated Commercial & Industrial Equipment | 10/12/2011 |  | 02/21/2018
Scotsman Ice Systems | Scotsman | EH430ML-1# w/ Comp C1800CP-3#, Cond ERC2086-32# | Both Remote Condensing & Remot | Air-Cooled Condenser | Cube |  | 1567 | 4.6 | 5.3 |  |  |  | Non Federally-Regulated | 03/27/2008 |  | 02/21/2018
Mile High Equipment, LLC | IMI Cornelius | CCM0830AF2* | Ice-making Head | Air-Cooled Condenser | Cube |  | 650 | 5.47 | 6.18 |  |  |  | Federally-Regulated Commercial & Industrial Equipment | 08/04/2015 |  | 02/21/2018
Manitowoc Ice, Inc. | Manitowoc | RNS1078C-161 RCU1098-261 | Both Remote Condensing & Remot | Air-Cooled Condenser | Other |  | 900 | 4.5 | 5.43 |  |  |  | Federally-Regulated Commercial & Industrial Equipment | 10/30/2014 |  | 02/21/2018
Mile High Equipment, LLC | Ice-O-Matic | HISU090*A* | Self-Contained | Air-Cooled Condenser | Flake |  | 80 | 10 | 14.25 |  |  |  | Federally-Regulated Commercial & Industrial Equipment | 12/12/2014 |  | 02/21/2018
KD Industries, Inc. | Kold-Draft | GT564AC | Ice-making Head | Air-Cooled Condenser | Cube |  | 380 | 6.88 | 6.99 |  |  |  | Federally-Regulated Commercial & Industrial Equipment | 03/02/2010 |  | 02/21/2018
Scotsman Ice Systems | Scotsman | C1848MW-3# | Ice-making Head | Water-Cooled Condenser | Cube |  | 1710 | 3.7 | 4 | 151 | 162.4 |  | Non Federally-Regulated | 03/27/2008 |  | 02/21/2018
Mile High Equipment, LLC | Ice-O-Matic | ICE0806HA* | Ice-making Head | Air-Cooled Condenser | Cube |  | 650 | 5.47 | 6.18 |  |  |  | Federally-Regulated Commercial & Industrial Equipment | 08/04/2015 |  | 02/21/2018
Manitowoc Ice, Inc. | Manitowoc | SD-1802A | Ice-making Head | Air-Cooled Condenser | Cube |  | 1540 | 5 | 5.2 |  |  |  | Non Federally-Regulated | 01/03/2008 |  | 02/21/2018
Scotsman Ice Systems | Scotsman | CME686RLS-1# w/ Comp CP686-32#, Cond ERC680-32# | Both Remote Condensing & Remot | Air-Cooled Condenser | Cube |  | 550 | 6.2 | 6.76 |  |  |  | Non Federally-Regulated | 03/27/2008 |  | 02/21/2018
Hoshizaki America | Hoshizaki | KM-1900SRH | Remote Condensing w/o Remote C | Air-Cooled Condenser | Cube |  | 1640 | 4.09 | 5.1 |  |  |  | Federally-Regulated Commercial & Industrial Equipment | 10/07/2011 |  | 02/21/2018
Scotsman Ice Systems | Scotsman | C0322MW-32# | Ice-making Head | Water-Cooled Condenser | Cube |  | 329 | 4.7 | 5.99 | 138 | 192.8 |  | Non Federally-Regulated | 03/27/2008 |  | 02/21/2018
Manitowoc Ice, Inc. | Manitowoc | SY-1074C CVD-1085 | Both Remote Condensing & Remot | Air-Cooled Condenser | Cube |  | 850 | 5 | 5.62 |  |  |  | Non Federally-Regulated | 01/03/2008 |  | 02/21/2018
Icetro | Jetice | ICI-050VF | Self-Contained | Air-Cooled Condenser | Cube |  | 83 | 13.7 | 14.11 |  |  |  | Federally-Regulated Commercial & Industrial Equipment | 11/01/2013 |  | 02/21/2018
Mile High Equipment, LLC | Ice-O-Matic | ICE1506*T* | Ice-making Head | Air-Cooled Condenser | Cube |  | 1100 | 4.68 | 5.68 |  |  |  | Federally-Regulated Commercial & Industrial Equipment | 07/09/2015 |  | 02/21/2018
Hoshizaki America | Hoshizaki | KM-1900SRH3 | Remote Condensing w/o Remote C | Air-Cooled Condenser | Cube |  | 1650 | 4.04 | 5.1 |  |  |  | Federally-Regulated Commercial & Industrial Equipment | 10/07/2011 |  | 02/21/2018
Hoshizaki America | Hoshizaki | KMS-830MLH with SRK-8H3 condensing unit | Both Remote Condensing & Remot | Air-Cooled Condenser | Cube |  | 690 | 5.4 | 6.23 |  |  |  | Federally-Regulated Commercial & Industrial Equipment | 09/25/2012 |  | 02/21/2018
Manitowoc Ice, Inc. | Manitowoc | ID1196N3-263* JC0995-261 | Remote Condensing w/o Remote C | Air-Cooled Condenser | Cube |  | 867 | 4.99 | 5.56 |  |  |  | Federally-Regulated Commercial & Industrial Equipment | 08/26/2014 |  | 02/21/2018
Mile High Equipment, LLC | Ice-O-Matic | ICE0606*T* | Ice-making Head | Air-Cooled Condenser | Cube |  | 505 | 6.18 | 6.33 |  |  |  | Non Federally-Regulated | 01/16/2008 |  | 02/21/2018
Manitowoc Ice, Inc. | Manitowoc | SN-1278C RFC-12853 | Both Remote Condensing & Remot | Air-Cooled Condenser | Flake |  | 1019 | 3.91 | 5.3 |  |  |  | Non Federally-Regulated | 01/03/2008 |  | 02/21/2018
Mile High Equipment, LLC | IMI Cornelius | CCM1030RF2* | Remote Condensing w/o Remote C | Air-Cooled Condenser | Cube |  | 780 | 5.12 | 5.89 |  |  |  | Federally-Regulated Commercial & Industrial Equipment | 08/04/2015 |  | 02/21/2018
Mile High Equipment, LLC | Ice-O-Matic | GEM0450W | Ice-making Head | Water-Cooled Condenser | Flake |  | 429 | 4.11 | 5.44 | 68.5 | 190.6 |  | Federally-Regulated Commercial & Industrial Equipment | 08/12/2011 |  | 02/21/2018
Scotsman Ice Systems | Scotsman | FME2404RS-32* w/ ERC302-32* | Remote Condensing w/o Remote C | Air-Cooled Condenser | Flake |  | 1700 | 4 | 5.1 |  |  |  | Federally-Regulated Commercial & Industrial Equipment | 06/07/2012 |  | 02/21/2018
Scotsman Ice Systems | Scotsman | N0622A-32* | Ice-making Head | Air-Cooled Condenser | Flake |  | 500 | 5.6 | 6.34 |  |  |  | Federally-Regulated Commercial & Industrial Equipment | 07/08/2011 |  | 02/21/2018
Mile High Equipment, LLC | IMI Cornelius | CCU0220*A1* | Self-Contained | Air-Cooled Condenser | Cube |  | 175 | 8.8 | 9.8 |  |  |  | Non Federally-Regulated | 02/07/2008 |  | 02/21/2018
Mile High Equipment, LLC | IMI Cornelius | CCM1448A*3* | Ice-making Head | Air-Cooled Condenser | Cube |  | 1131 | 5 | 5.65 |  |  |  | Non Federally-Regulated | 11/10/2008 |  | 02/21/2018
Scotsman Ice Systems | Scotsman | N0922W-32* | Ice-making Head | Water-Cooled Condenser | Flake |  | 875 | 3.7 | 4.92 | 130 | 180.8 |  | Federally-Regulated Commercial & Industrial Equipment | 06/07/2012 |  | 02/21/2018
Manitowoc Ice, Inc. | Manitowoc | SY-1205W3 | Ice-making Head | Water-Cooled Condenser | Cube |  | 1065 | 4.3 | 4.71 | 150 | 176.6 |  | Non Federally-Regulated | 01/16/2008 |  | 02/21/2018
Mile High Equipment, LLC | Ice-O-Matic | ICE0606HT* | Ice-making Head | Air-Cooled Condenser | Cube |  | 530 | 5 | 6.31 |  |  |  | Federally-Regulated Commercial & Industrial Equipment | 08/04/2015 |  | 02/21/2018
ITV Ice Makers, S.A. | ITV Ice Makers, S.A. | SPIKA NG 125-A1H | Self-Contained | Air-Cooled Condenser | Cube |  | 96 | 10.8 | 13.5 |  |  |  | Federally-Regulated Commercial & Industrial Equipment | 07/09/2012 |  | 02/21/2018
Mile High Equipment, LLC | IMI Cornelius | CCM1530*R2* | Remote Condensing w/o Remote C | Air-Cooled Condenser | Cube |  | 1216 | 4.6 | 5.1 |  |  |  | Non Federally-Regulated | 02/07/2008 |  | 02/21/2018
Manitowoc Ice, Inc. | Manitowoc | SD-1602A3 | Ice-making Head | Air-Cooled Condenser | Cube |  | 1370 | 5.2 | 5.38 |  |  |  | Non Federally-Regulated | 01/03/2008 |  | 02/21/2018
Manitowoc Ice, Inc. | Manitowoc | ID1106W-261* | Ice-making Head | Water-Cooled Condenser | Cube |  | 906 | 4.08 | 4.88 | 144 | 180.1 |  | Federally-Regulated Commercial & Industrial Equipment | 08/26/2014 |  | 02/21/2018
Manitowoc Ice, Inc. | Manitowoc | UY0310W-261* | Self-Contained | Water-Cooled Condenser | Cube |  | 250 | 5.82 | 7.6 | 182 | 183.1 |  | Federally-Regulated Commercial & Industrial Equipment | 12/02/2014 |  | 02/21/2018
Mile High Equipment, LLC | Ice-O-Matic | ICE1907*W* | Ice-making Head | Water-Cooled Condenser | Flake |  | 1650 | 3.9 | 4 | 154 | 163.7 |  | Federally-Regulated Commercial & Industrial Equipment | 04/10/2012 |  | 02/21/2018
Mile High Equipment, LLC | Ice-O-Matic | ICE1006HA* | Ice-making Head | Air-Cooled Condenser | Cube |  | 760 | 5.2 | 6.05 |  |  |  | Federally-Regulated Commercial & Industrial Equipment | 08/04/2015 |  | 02/21/2018
Scotsman Ice Systems | Scotsman | C1448MW-3# | Ice-making Head | Water-Cooled Condenser | Cube |  | 1300 | 3.7 | 4.45 | 130 | 171.4 |  | Non Federally-Regulated | 03/27/2008 |  | 02/21/2018
Manitowoc Ice, Inc. | Manitowoc | SD-1872C CVD-18853 | Both Remote Condensing & Remot | Air-Cooled Condenser | Cube |  | 1500 | 4.5 | 5.3 |  |  |  | Non Federally-Regulated | 01/03/2008 |  | 02/21/2018
Manitowoc Ice, Inc. | Manitowoc | QD-0273W | Self-Contained | Water-Cooled Condenser | Cube |  | 245 | 7.3 | 7.6 | 167 | 183.3 |  | Non Federally-Regulated | 01/03/2008 |  | 02/21/2018
Scotsman Ice Systems | Scotsman | CU3030SA-1* | Self-Contained | Air-Cooled Condenser | Cube |  | 217 | 8.5 | 9.8 |  |  |  | Federally-Regulated Commercial & Industrial Equipment | 08/02/2011 |  | 02/21/2018
Hoshizaki America | Hoshizaki America | KMD-460MWH | Ice-making Head | Water-Cooled Condenser | Cube |  | 470 | 4.11 | 5.22 | 136 | 189.7 |  | Federally-Regulated Commercial & Industrial Equipment | 09/10/2015 |  | 02/21/2018
Mile High Equipment, LLC | Ice-O-Matic | ICE1006*R* | Remote Condensing w/o Remote C | Air-Cooled Condenser | Cube |  | 843 | 5.6 | 5.65 |  |  |  | Non Federally-Regulated | 10/30/2008 |  | 02/21/2018
Scotsman Ice Systems | Scotsman | EH130SL-1* w/comp C0600CP-32* w/ ERC680-32* cond | Both Remote Condensing & Remot | Air-Cooled Condenser | Cube |  | 530 | 5.7 | 6.84 |  |  |  | Federally-Regulated Commercial & Industrial Equipment | 08/02/2011 |  | 02/21/2018
Manitowoc Ice, Inc. | Manitowoc | SF-0406A | Ice-making Head | Air-Cooled Condenser | Flake |  | 331 | 6.6 | 7.41 |  |  |  | Non Federally-Regulated | 01/03/2008 |  | 02/21/2018
Sunpentown International, Inc. | SPT | IM-600US | Self-Contained | Air-Cooled Condenser | Cube |  | 50 | 12.2 | 15.66 |  |  |  | Federally-Regulated Commercial & Industrial Equipment | 08/10/2015 |  | 02/21/2018
Scotsman Ice Systems | Scotsman | C1448MW-32# | Ice-making Head | Water-Cooled Condenser | Cube |  | 1300 | 3.7 | 4.45 | 130 | 171.4 |  | Non Federally-Regulated | 03/27/2008 |  | 02/21/2018
Manitowoc Ice, Inc. | Manitowoc | ID0323W-261* | Ice-making Head | Water-Cooled Condenser | Cube |  | 270 | 6.19 | 6.32 | 193 | 194.1 |  | Federally-Regulated Commercial & Industrial Equipment | 12/08/2014 |  | 02/21/2018
Scotsman Ice Systems | Scotsman | CME686RLS-1# w/ Comp CP686-3#, Cond ERC680-32# | Both Remote Condensing & Remot | Air-Cooled Condenser | Cube |  | 550 | 6.2 | 6.76 |  |  |  | Non Federally-Regulated | 03/27/2008 |  | 02/21/2018
Manitowoc Ice, Inc. | Manitowoc | ID1472C-161* ICVD1496-261 | Both Remote Condensing & Remot | Air-Cooled Condenser | Cube |  | 1132 | 4.47 | 5.3 |  |  |  | Federally-Regulated Commercial & Industrial Equipment | 11/13/2014 |  | 02/21/2018
KD Industries, Inc. | Kold-Draft | GT364LHK | Ice-making Head | Water-Cooled Condenser | Cube |  | 303 | 5.34 | 6.13 | 188.5 | 193.3 |  | Federally-Regulated Commercial & Industrial Equipment | 03/02/2010 |  | 02/21/2018
Mile High Equipment, LLC | Ice-O-Matic | MFI0800A | Ice-making Head | Air-Cooled Condenser | Flake |  | 665 | 3.8 | 6.16 |  |  |  | Federally-Regulated Commercial & Industrial Equipment | 08/12/2011 |  | 02/21/2018
Manitowoc Ice, Inc. | Manitowoc | SY-1474C CVD-14863 | Both Remote Condensing & Remot | Water-Cooled Condenser | Cube |  | 1235 | 3.9 |  | 136 |  |  | Non Federally-Regulated | 01/03/2008 |  | 02/21/2018
Mile High Equipment, LLC | IMI Cornelius | CCM2148R*3* | Remote Condensing w/o Remote C | Air-Cooled Condenser | Cube |  | 1525 | 5 | 5.1 |  |  |  | Non Federally-Regulated | 11/10/2008 |  | 02/21/2018
Manitowoc Ice, Inc. | Manitowoc | SY-0504A | Ice-making Head | Air-Cooled Condenser | Cube |  | 440 | 5.4 | 6.48 |  |  |  | Non Federally-Regulated | 01/03/2008 |  | 02/21/2018
Mile High Equipment, LLC | IMI Cornelius | CCM0430*A1* | Ice-making Head | Air-Cooled Condenser | Cube |  | 368 | 6.1 | 7.1 |  |  |  | Non Federally-Regulated | 02/07/2008 |  | 02/21/2018
KD Industries, Inc. | Kold-Draft | GT561AC | Ice-making Head | Air-Cooled Condenser | Cube |  | 369 | 6.63 | 7.09 |  |  |  | Federally-Regulated Commercial & Industrial Equipment | 03/02/2010 |  | 02/21/2018
Mile High Equipment, LLC | IMI Cornelius | CCM1848W*3* | Ice-making Head | Water-Cooled Condenser | Cube |  | 1603 | 3.9 | 4 | 134 | 164.7 |  | Non Federally-Regulated | 11/10/2008 |  | 02/21/2018
Scotsman Ice Systems | Scotsman | N0622W-32* | Ice-making Head | Water-Cooled Condenser | Flake |  | 570 | 4.4 | 5.25 | 102 | 187.5 |  | Federally-Regulated Commercial & Industrial Equipment | 06/07/2012 |  | 02/21/2018
Scotsman Ice Systems | Scotsman | CU3030SW-1* | Self-Contained | Water-Cooled Condenser | Cube |  | 285 | 5.5 | 7.6 | 180 | 182 |  | Federally-Regulated Commercial & Industrial Equipment | 07/08/2011 |  | 02/21/2018
KD Industries, Inc. | Kold-Draft | GT364AC | Ice-making Head | Air-Cooled Condenser | Cube |  | 215 | 7.57 | 8.41 |  |  |  | Federally-Regulated Commercial & Industrial Equipment | 03/02/2010 |  | 02/21/2018
Manitowoc Ice, Inc. | Manitowoc | UY0140A-261* | Self-Contained | Air-Cooled Condenser | Cube |  | 95 | 10.19 | 13.54 |  |  |  | Federally-Regulated Commercial & Industrial Equipment | 12/02/2014 |  | 02/21/2018
Scotsman Ice Systems | Scotsman | C1448SR-32# w/ Condenser ERC311-32# | Remote Condensing w/o Remote C | Air-Cooled Condenser | Cube |  | 1221 | 4.8 | 5.1 |  |  |  | Non Federally-Regulated | 03/27/2008 |  | 02/21/2018
Scotsman Ice Systems | Scotsman | MDT5N40W-1* | Self-Contained | Water-Cooled Condenser | Flake |  | 455 | 4 | 7.6 | 97 | 176.7 |  | Federally-Regulated Commercial & Industrial Equipment | 07/08/2011 |  | 02/21/2018
Manitowoc Ice, Inc. | Manitowoc | UR0310A-161* | Self-Contained | Air-Cooled Condenser | Cube |  | 226 | 8.27 | 9.8 |  |  |  | Federally-Regulated Commercial & Industrial Equipment | 12/02/2014 |  | 02/21/2018
Manitowoc Ice, Inc. | Manitowoc | IY2176C-161* ICVD2096-261 | Both Remote Condensing & Remot | Air-Cooled Condenser | Cube |  | 1691 | 4.62 | 5.3 |  |  |  | Federally-Regulated Commercial & Industrial Equipment | 11/13/2014 |  | 02/21/2018
Qingdao Orien Commercial Equipment | Norpole | EWCIM44ST | Self-Contained | Air-Cooled Condenser | Cube |  | 50 | 12.2 | 15.66 |  |  |  | Federally-Regulated Commercial & Industrial Equipment | 08/04/2015 |  | 02/21/2018
Mile High Equipment, LLC | IMI Cornelius | CCM0830*A2* | Ice-making Head | Air-Cooled Condenser | Cube |  | 698 | 5.8 | 6.12 |  |  |  | Non Federally-Regulated | 02/07/2008 |  | 02/21/2018
Mile High Equipment, LLC | Ice-O-Matic | ICE0250*T* | Ice-making Head | Air-Cooled Condenser | Cube |  | 244 | 8.1 | 8.16 |  |  |  | Non Federally-Regulated | 01/16/2008 |  | 02/21/2018
Manitowoc Ice, Inc. | Manitowoc | ID1106W-263* | Ice-making Head | Water-Cooled Condenser | Cube |  | 906 | 4.08 | 4.88 | 144 | 180.1 |  | Federally-Regulated Commercial & Industrial Equipment | 08/26/2014 |  | 02/21/2018
Manitowoc Ice, Inc. | Manitowoc | SY-1474C CVD1485 | Both Remote Condensing & Remot | Air-Cooled Condenser | Cube |  | 1235 | 4.5 | 5.3 |  |  |  | Non Federally-Regulated | 01/03/2008 |  | 02/21/2018
Scotsman Ice Systems | Scotsman | EH222SL-1* w/comp C1410CP-32* w/ ERC1086-32* cond | Both Remote Condensing & Remot | Air-Cooled Condenser | Cube |  | 882 | 5.1 | 5.5 |  |  |  | Federally-Regulated Commercial & Industrial Equipment | 08/02/2011 |  | 02/21/2018
Manitowoc Ice, Inc. | Manitowoc | IR0996N-261* JC0995-261 | Remote Condensing w/o Remote C | Air-Cooled Condenser | Cube |  | 665 | 5.29 | 6.32 |  |  |  | Federally-Regulated Commercial & Industrial Equipment | 10/13/2014 |  | 02/21/2018
KD Industries, Inc. | Kold-Draft | GB1064AHK | Ice-making Head | Air-Cooled Condenser | Cube |  | 782 | 5.9 | 6.03 |  |  |  | Non Federally-Regulated | 02/25/2009 |  | 02/21/2018
Scotsman Ice Systems | Scotsman | EH222SL-1* w/comp C0600CP-3* w/ ERC680-32* cond | Both Remote Condensing & Remot | Air-Cooled Condenser | Cube |  | 550 | 6.7 | 6.76 |  |  |  | Federally-Regulated Commercial & Industrial Equipment | 07/08/2011 |  | 02/21/2018
Mile High Equipment, LLC | Ice-O-Matic | ICE1406FA* | Ice-making Head | Air-Cooled Condenser | Cube |  | 1025 | 4.78 | 5.76 |  |  |  | Federally-Regulated Commercial & Industrial Equipment | 08/04/2015 |  | 02/21/2018
Manitowoc Ice, Inc. | Manitowoc | SF-0606A | Ice-making Head | Air-Cooled Condenser | Flake |  | 506 | 5.8 | 6.33 |  |  |  | Non Federally-Regulated | 01/03/2008 |  | 02/21/2018
Scotsman Ice Systems | Scotsman | F0822A-32* | Ice-making Head | Air-Cooled Condenser | Flake |  | 580 | 4.7 | 6.25 |  |  |  | Federally-Regulated Commercial & Industrial Equipment | 08/02/2011 |  | 02/21/2018
Scotsman Ice Systems | Scotsman | EH430SL-1# w/ Comp C1410CP-32#, Cond ERC1086-32# | Both Remote Condensing & Remot | Air-Cooled Condenser | Cube |  | 1200 | 4.7 | 5.3 |  |  |  | Non Federally-Regulated | 03/27/2008 |  | 02/21/2018
Scotsman Ice Systems | Scotsman | SCN60PA-1SS | Self-Contained | Air-Cooled Condenser | Flake |  | 55 | 10.7 | 15.42 |  |  |  | Federally-Regulated Commercial & Industrial Equipment | 03/19/2012 |  | 02/21/2018
Mile High Equipment, LLC | IMI Cornelius | CCM0930A*2* | Ice-making Head | Air-Cooled Condenser | Flake |  | 666 | 5.8 | 6.16 |  |  |  | Federally-Regulated Commercial & Industrial Equipment | 04/10/2012 |  | 02/21/2018
Manitowoc Ice, Inc. | Manitowoc | SF-0976C RFC-0985 | Both Remote Condensing & Remot | Air-Cooled Condenser | Flake |  | 811 | 4.5 | 5.77 |  |  |  | Non Federally-Regulated | 01/03/2008 |  | 02/21/2018
Scotsman Ice Systems | Scotsman | C0522SW-32# | Ice-making Head | Water-Cooled Condenser | Cube |  | 494 | 4.4 | 5.08 | 142 | 189.1 |  | Non Federally-Regulated | 03/27/2008 |  | 02/21/2018
KD Industries, Inc. | Kold-Draft | GB564LHK | Ice-making Head | Water-Cooled Condenser | Cube |  | 499 | 4.8 | 5.06 | 154 | 189 |  | Non Federally-Regulated | 03/04/2009 |  | 02/21/2018
Mile High Equipment, LLC | IMI Cornelius | CCM1848*W2* | Ice-making Head | Water-Cooled Condenser | Cube |  | 1776 | 3.6 | 4 | 140 | 160.9 |  | Non Federally-Regulated | 02/07/2008 |  | 02/21/2018
Scotsman Ice Systems | Scotsman | CME1686RLS-1# w/ Comp CP1316-32#, Cond ERC1086-32# | Both Remote Condensing & Remot | Air-Cooled Condenser | Cube |  | 1371 | 5.3 | 5.3 |  |  |  | Non Federally-Regulated | 03/27/2008 |  | 02/21/2018
KD Industries, Inc. | Kold-Draft | GB564AHK | Ice-making Head | Air-Cooled Condenser | Cube |  | 461 | 6 | 6.38 |  |  |  | Non Federally-Regulated | 02/25/2009 |  | 02/21/2018
Mile High Equipment, LLC | Ice-O-Matic | MFI1506A* | Ice-making Head | Air-Cooled Condenser | Flake |  | 1050 | 3.5 | 5.74 |  |  |  | Federally-Regulated Commercial & Industrial Equipment | 09/16/2015 |  | 02/21/2018
Scotsman Ice Systems | Scotsman | N1322W-32* | Ice-making Head | Water-Cooled Condenser | Flake |  | 1050 | 4 | 4.73 | 81 | 176.9 |  | Federally-Regulated Commercial & Industrial Equipment | 07/08/2011 |  | 02/21/2018
Manitowoc Ice, Inc. | Manitowoc | IY0325W-261* | Ice-making Head | Water-Cooled Condenser | Cube |  | 290 | 5.94 | 6.21 | 193 | 193.6 |  | Federally-Regulated Commercial & Industrial Equipment | 12/08/2014 |  | 02/21/2018
Hoshizaki America | Hoshizaki | KM-1601MRH | Remote Condensing w/o Remote C | Air-Cooled Condenser | Cube |  | 1417 | 4.64 | 5.1 |  |  |  | Federally-Regulated Commercial & Industrial Equipment | 10/11/2011 |  | 02/21/2018
Manitowoc Ice, Inc. | Manitowoc | ID0906A-261* | Ice-making Head | Air-Cooled Condenser | Cube |  | 664 | 5.1 | 6.16 |  |  |  | Federally-Regulated Commercial & Industrial Equipment | 10/21/2014 |  | 02/21/2018
Manitowoc Ice, Inc. | Manitowoc | SY-0324A | Ice-making Head | Air-Cooled Condenser | Cube |  | 250 | 6.9 | 8.11 |  |  |  | Non Federally-Regulated | 01/03/2008 |  | 02/21/2018
Manitowoc Ice, Inc. | Manitowoc | SY-1094N JC-0895 | Remote Condensing w/o Remote C | Air-Cooled Condenser | Cube |  | 920 | 5.2 | 5.35 |  |  |  | Non Federally-Regulated | 01/03/2008 |  | 02/21/2018
Manitowoc Ice, Inc. | Manitowoc | SN-1278C RFC-1285 | Both Remote Condensing & Remot | Air-Cooled Condenser | Flake |  | 1019 | 3.91 | 5.3 |  |  |  | Non Federally-Regulated | 01/03/2008 |  | 02/21/2018
Mile High Equipment, LLC | IMI Cornelius | CCM0330*W1* | Ice-making Head | Water-Cooled Condenser | Cube |  | 275 | 6.1 | 6.29 | 131 | 194 |  | Non Federally-Regulated | 02/07/2008 |  | 02/21/2018
Manitowoc Ice, Inc. | Manitowoc | ID0906A3-263* | Ice-making Head | Air-Cooled Condenser | Cube |  | 664 | 5.1 | 6.16 |  |  |  | Federally-Regulated Commercial & Industrial Equipment | 10/21/2014 |  | 02/21/2018
Scotsman Ice Systems | Scotsman | CU3030MA-32* | Self-Contained | Air-Cooled Condenser | Cube |  | 217 | 8.5 | 9.8 |  |  |  | Federally-Regulated Commercial & Industrial Equipment | 07/08/2011 |  | 02/21/2018
Manitowoc Ice, Inc. | Manitowoc | UD0140A-161* | Self-Contained | Air-Cooled Condenser | Cube |  | 95 | 11.1 | 13.54 |  |  |  | Federally-Regulated Commercial & Industrial Equipment | 11/19/2014 |  | 02/21/2018
Scotsman Ice Systems | Scotsman | SCN60PA-1SU | Self-Contained | Air-Cooled Condenser | Flake |  | 55 | 10.7 | 15.42 |  |  |  | Federally-Regulated Commercial & Industrial Equipment | 03/19/2012 |  | 02/21/2018
Manitowoc Ice, Inc. | Manitowoc | ID1196N-261* JC0995-261 | Remote Condensing w/o Remote C | Air-Cooled Condenser | Cube |  | 867 | 4.99 | 5.56 |  |  |  | Federally-Regulated Commercial & Industrial Equipment | 08/26/2014 |  | 02/21/2018
Manitowoc Ice, Inc. | Manitowoc | SN-0959W | Ice-making Head | Water-Cooled Condenser | Flake |  | 901 | 3.2 | 4.89 | 116 | 180.2 |  | Non Federally-Regulated | 01/03/2008 |  | 02/21/2018
Mile High Equipment, LLC | Ice-O-Matic | HISU070*A* | Self-Contained | Air-Cooled Condenser | Cube |  | 58 | 11 | 15.28 |  |  |  | Federally-Regulated Commercial & Industrial Equipment | 08/25/2015 |  | 02/21/2018
Manitowoc Ice, Inc. | Manitowoc | UR0190A-161* | Self-Contained | Air-Cooled Condenser | Cube |  | 133 | 8.7 | 11.76 |  |  |  | Federally-Regulated Commercial & Industrial Equipment | 12/02/2014 |  | 02/21/2018
Manitowoc Ice, Inc. | Manitowoc | IY2176C-161* ICVD20963-263 | Both Remote Condensing & Remot | Air-Cooled Condenser | Cube |  | 1691 | 4.62 | 5.3 |  |  |  | Federally-Regulated Commercial & Industrial Equipment | 11/13/2014 |  | 02/21/2018
ITV Ice Makers, S.A. | ITV Ice Makers, S.A. | SPIKA NG 125-A1F | Self-Contained | Air-Cooled Condenser | Cube |  | 95 | 10.4 | 13.54 |  |  |  | Federally-Regulated Commercial & Industrial Equipment | 07/09/2012 |  | 02/21/2018
Scotsman Ice Systems | Scotsman | C1030MR-3# w/ Condenser ERC311-32# | Remote Condensing w/o Remote C | Air-Cooled Condenser | Cube |  | 851 | 5 | 5.62 |  |  |  | Non Federally-Regulated | 03/27/2008 |  | 02/21/2018
Manitowoc Ice, Inc. | Manitowoc | SY-1204A3 | Ice-making Head | Air-Cooled Condenser | Cube |  | 945 | 5.3 | 5.85 |  |  |  | Non Federally-Regulated | 01/16/2008 |  | 02/21/2018
Manitowoc Ice, Inc. | Manitowoc | SY-1274C CVD-1285 | Both Remote Condensing & Remot | Air-Cooled Condenser | Cube |  | 1000 | 5.3 | 5.3 |  |  |  | Non Federally-Regulated | 01/16/2008 |  | 02/21/2018
Hoshizaki America | Hoshizaki | KM-1601SRH3 | Remote Condensing w/o Remote C | Air-Cooled Condenser | Cube |  | 1498 | 4.46 | 5.1 |  |  |  | Federally-Regulated Commercial & Industrial Equipment | 10/11/2011 |  | 02/21/2018
Mile High Equipment, LLC | IMI Cornelius | CCM0630*W2* | Ice-making Head | Water-Cooled Condenser | Cube |  | 576 | 4.7 | 5.25 | 148 | 187.3 |  | Non Federally-Regulated | 02/07/2008 |  | 02/21/2018
Scotsman Ice Systems | Scotsman | C1848SW-32# | Ice-making Head | Water-Cooled Condenser | Cube |  | 1710 | 3.7 | 4 | 151 | 162.4 |  | Non Federally-Regulated | 03/27/2008 |  | 02/21/2018
Scotsman Ice Systems | Scotsman | C2148MW-3# | Ice-making Head | Water-Cooled Condenser | Cube |  | 1804 | 3.9 | 4 | 154 | 160.3 |  | Non Federally-Regulated | 03/27/2008 |  | 02/21/2018
Manitowoc Ice, Inc. | Manitowoc | SY-0874C CVD-08853 | Both Remote Condensing & Remot | Air-Cooled Condenser | Cube |  | 705 | 5.5 | 6.17 |  |  |  | Non Federally-Regulated | 01/03/2008 |  | 02/21/2018
Mile High Equipment, LLC | IMI Cornelius | CCM0630RF2* | Remote Condensing w/o Remote C | Air-Cooled Condenser | Cube |  | 500 | 5.6 | 6.95 |  |  |  | Federally-Regulated Commercial & Industrial Equipment | 08/04/2015 |  | 02/21/2018
Scotsman Ice Systems | Scotsman | EH330SL-1* w comp C1200CP-32* w/ ERC1086-32* cond | Both Remote Condensing & Remot | Air-Cooled Condenser | Cube |  | 1230 | 4.8 | 5.3 |  |  |  | Federally-Regulated Commercial & Industrial Equipment | 08/02/2011 |  | 02/21/2018
Mile High Equipment, LLC | IMI Cornelius | CCM0830*R2* | Remote Condensing w/o Remote C | Air-Cooled Condenser | Cube |  | 826 | 5.3 | 5.71 |  |  |  | Non Federally-Regulated | 02/07/2008 |  | 02/21/2018
Manitowoc Ice, Inc. | Manitowoc | IY1196N3-263* JC0995-261 | Remote Condensing w/o Remote C | Air-Cooled Condenser | Cube |  | 922 | 4.88 | 5.35 |  |  |  | Federally-Regulated Commercial & Industrial Equipment | 08/26/2014 |  | 02/21/2018
Scotsman Ice Systems | Scotsman | C1030SR-3# w/ Condenser ERC311-32# | Remote Condensing w/o Remote C | Air-Cooled Condenser | Cube |  | 851 | 5 | 5.62 |  |  |  | Non Federally-Regulated | 03/27/2008 |  | 02/21/2018
Manitowoc Ice, Inc. | Manitowoc | SN-0458A | Ice-making Head | Air-Cooled Condenser | Flake |  | 361 | 6.03 | 7.16 |  |  |  | Non Federally-Regulated | 01/03/2008 |  | 02/21/2018
Scotsman Ice Systems | Scotsman | EH430SL-1# w/ Comp C2000CP-32#, Cond ERC2086-32# | Both Remote Condensing & Remot | Air-Cooled Condenser | Cube |  | 1767 | 5 | 5.3 |  |  |  | Non Federally-Regulated | 03/27/2008 |  | 02/21/2018
Manitowoc Ice, Inc. | Manitowoc | UD0240A-161* | Self-Contained | Air-Cooled Condenser | Cube |  | 160 | 8.8 | 10.5 |  |  |  | Federally-Regulated Commercial & Industrial Equipment | 11/19/2014 |  | 02/21/2018
Manitowoc Ice, Inc. | Manitowoc | UY0190A-261* | Self-Contained | Air-Cooled Condenser | Cube |  | 140 | 7.87 | 11.43 |  |  |  | Federally-Regulated Commercial & Industrial Equipment | 12/02/2014 |  | 02/21/2018
Manitowoc Ice, Inc. | Manitowoc | SY-0455W | Ice-making Head | Water-Cooled Condenser | Cube |  | 400 | 5.1 | 5.6 | 135 | 191.2 |  | Non Federally-Regulated | 01/03/2008 |  | 02/21/2018
Mile High Equipment, LLC | Ice-O-Matic | MFI1256A | Ice-making Head | Air-Cooled Condenser | Flake |  | 845 | 3.4 | 5.96 |  |  |  | Federally-Regulated Commercial & Industrial Equipment | 08/12/2011 |  | 02/21/2018
ITV Ice Makers, S.A. | ITV Ice Makers, S.A. | SPIKA NG 215-A1F | Self-Contained | Air-Cooled Condenser | Cube |  | 174 | 8.37 | 9.84 |  |  |  | Federally-Regulated Commercial & Industrial Equipment | 07/09/2012 |  | 02/21/2018
Scotsman Ice Systems | Scotsman | EH430ML-1# w/ Comp C2000CP-3#, Cond ERC2086-32# | Both Remote Condensing & Remot | Air-Cooled Condenser | Cube |  | 1767 | 5 | 5.3 |  |  |  | Non Federally-Regulated | 03/27/2008 |  | 02/21/2018
ITV Ice Makers, S.A. | ITV Ice Makers, S.A. | SPIKA NG 175-A1F | Self-Contained | Air-Cooled Condenser | Cube |  | 146 | 8.33 | 11.15 |  |  |  | Federally-Regulated Commercial & Industrial Equipment | 07/09/2012 |  | 02/21/2018
Scotsman Ice Systems | Scotsman | C0522SA-1# | Ice-making Head | Air-Cooled Condenser | Cube |  | 380 | 6.7 | 6.99 |  |  |  | Non Federally-Regulated | 03/27/2008 |  | 02/21/2018
Qingdao Orien Commercial Equipment | Summit Commercial | BIM70* | Self-Contained | Air-Cooled Condenser | Cube |  | 82 | 13 | 14.15 |  |  |  | Federally-Regulated Commercial & Industrial Equipment | 08/13/2015 |  | 02/21/2018
Mile High Equipment, LLC | Ice-O-Matic | ICEU150*A* | Self-Contained | Air-Cooled Condenser | Cube |  | 112 | 11.8 | 12.75 |  |  |  | Non Federally-Regulated | 01/16/2008 |  | 02/21/2018
Scotsman Ice Systems | Scotsman | EH430ML-1# w/ Comp C1800CP-32#, Cond ERC2086-32# | Both Remote Condensing & Remot | Air-Cooled Condenser | Cube |  | 1567 | 4.6 | 5.3 |  |  |  | Non Federally-Regulated | 03/27/2008 |  | 02/21/2018
Scotsman Ice Systems | Scotsman | EH222SL-1* w/comp C0600CP-32* w/ ERC680-32* cond | Both Remote Condensing & Remot | Air-Cooled Condenser | Cube |  | 550 | 6.7 | 6.76 |  |  |  | Federally-Regulated Commercial & Industrial Equipment | 07/08/2011 |  | 02/21/2018
Manitowoc Ice, Inc. | Manitowoc | IY1176C-161* ICVD11953-263 | Both Remote Condensing & Remot | Air-Cooled Condenser | Cube |  | 900 | 4.84 | 5.43 |  |  |  | Federally-Regulated Commercial & Industrial Equipment | 08/26/2014 |  | 02/21/2018
Scotsman Ice Systems | Scotsman | MDT5N25AS-1* | Self-Contained | Air-Cooled Condenser | Flake |  | 365 | 6.8 | 9.8 |  |  |  | Federally-Regulated Commercial & Industrial Equipment | 07/16/2012 |  | 02/21/2018
Scotsman Ice Systems | Scotsman | MDT4F12A-1* | Self-Contained | Air-Cooled Condenser | Flake |  | 351 | 6 | 9.8 |  |  |  | Federally-Regulated Commercial & Industrial Equipment | 07/08/2011 |  | 02/21/2018
Scotsman Ice Systems | Scotsman | MDT5N40A-1* | Self-Contained | Air-Cooled Condenser | Flake |  | 409 | 6.8 | 9.8 |  |  |  | Federally-Regulated Commercial & Industrial Equipment | 07/08/2011 |  | 02/21/2018
Mile High Equipment, LLC | Ice-O-Matic | ICE0320*T* | Ice-making Head | Air-Cooled Condenser | Cube |  | 220 | 8.1 | 8.37 |  |  |  | Federally-Regulated Commercial & Industrial Equipment | 04/28/2015 |  | 02/21/2018
Manitowoc Ice, Inc. | Manitowoc | SY-1405W3 | Ice-making Head | Water-Cooled Condenser | Cube |  | 1275 | 4.1 | 4.48 | 140 | 172 |  | Non Federally-Regulated | 01/03/2008 |  | 02/21/2018
Scotsman Ice Systems | Scotsman | C2148MW-32# | Ice-making Head | Water-Cooled Condenser | Cube |  | 1804 | 3.9 | 4 | 154 | 160.3 |  | Non Federally-Regulated | 03/27/2008 |  | 02/21/2018
Mile High Equipment, LLC | IMI Cornelius | CCM1948R*3* | Ice-making Head | Air-Cooled Condenser | Flake |  | 1525 | 5 | 5.21 |  |  |  | Federally-Regulated Commercial & Industrial Equipment | 04/10/2012 |  | 02/21/2018
KD Industries, Inc. | Kold-Draft | GB564AC | Ice-making Head | Air-Cooled Condenser | Cube |  | 380 | 6.9 | 6.99 |  |  |  | Non Federally-Regulated | 02/25/2009 |  | 02/21/2018
Manitowoc Ice, Inc. | Manitowoc | ID0303W-161* | Ice-making Head | Water-Cooled Condenser | Cube |  | 260 | 5.69 | 6.37 | 193 | 194.3 |  | Federally-Regulated Commercial & Industrial Equipment | 12/08/2014 |  | 02/21/2018
Manitowoc Ice, Inc. | Manitowoc | IY1474C-161* ICVD1496-261 | Both Remote Condensing & Remot | Air-Cooled Condenser | Cube |  | 1200 | 4.31 | 5.3 |  |  |  | Federally-Regulated Commercial & Industrial Equipment | 11/13/2014 |  | 02/21/2018
Mile High Equipment, LLC | Ice-O-Matic | ICE0500*A* | Ice-making Head | Air-Cooled Condenser | Cube |  | 448 | 5.71 | 6.41 |  |  |  | Federally-Regulated Commercial & Industrial Equipment | 04/25/2012 |  | 02/21/2018
Manitowoc Ice, Inc. | Manitowoc | UD0140W-161* | Self-Contained | Water-Cooled Condenser | Cube |  | 104 | 9.42 | 9.42 | 187.7 | 187.7 |  | Federally-Regulated Commercial & Industrial Equipment | 01/06/2015 |  | 02/21/2018
Manitowoc Ice, Inc. | Manitowoc | UR0240A-161* | Self-Contained | Air-Cooled Condenser | Cube |  | 154 | 8.9 | 10.78 |  |  |  | Federally-Regulated Commercial & Industrial Equipment | 12/02/2014 |  | 02/21/2018
Mile High Equipment, LLC | IMI Cornelius | CCM0830A*2* | Ice-making Head | Air-Cooled Condenser | Cube |  | 666 | 5.8 | 6.16 |  |  |  | Non Federally-Regulated | 11/10/2008 |  | 02/21/2018
Manitowoc Ice, Inc. | Manitowoc | SY-1204A | Ice-making Head | Air-Cooled Condenser | Cube |  | 945 | 5.5 | 5.85 |  |  |  | Non Federally-Regulated | 01/16/2008 |  | 02/21/2018
Mile High Equipment, LLC | Ice-O-Matic | ICE0406*W* | Ice-making Head | Water-Cooled Condenser | Flake |  | 439 | 4.2 | 5.39 | 132 | 190.3 |  | Federally-Regulated Commercial & Industrial Equipment | 05/16/2012 |  | 02/21/2018
Manitowoc Ice, Inc. | Manitowoc | SF-0696N | Remote Condensing w/o Remote C | Air-Cooled Condenser | Flake |  | 549 | 6.1 | 6.76 |  |  |  | Non Federally-Regulated | 01/03/2008 |  | 02/21/2018
Scotsman Ice Systems | Scotsman | C1030SA-3# | Ice-making Head | Air-Cooled Condenser | Cube |  | 844 | 5 | 5.96 |  |  |  | Non Federally-Regulated | 03/27/2008 |  | 02/21/2018
Hoshizaki America | Hoshizaki | KML-351MAH | Ice-making Head | Air-Cooled Condenser | Cube |  | 282 | 6.4 | 7.83 |  |  |  | Federally-Regulated Commercial & Industrial Equipment | 10/07/2011 |  | 02/21/2018
Manitowoc Ice, Inc. | Manitowoc | IY0996N-261* JC0995-261 | Remote Condensing w/o Remote C | Air-Cooled Condenser | Cube |  | 752 | 4.9 | 5.99 |  |  |  | Federally-Regulated Commercial & Industrial Equipment | 10/13/2014 |  | 02/21/2018
Manitowoc Ice, Inc. | Manitowoc | SY-1474C CVD14853 | Both Remote Condensing & Remot | Air-Cooled Condenser | Cube |  | 1235 | 4.3 | 5.3 |  |  |  | Non Federally-Regulated | 01/03/2008 |  | 02/21/2018
Scotsman Ice Systems | Scotsman | C1848SA-32# | Ice-making Head | Air-Cooled Condenser | Cube |  | 1527 | 4.9 | 5.21 |  |  |  | Non Federally-Regulated | 03/27/2008 |  | 02/21/2018
Manitowoc Ice, Inc. | Manitowoc | IR0906W3-263* | Ice-making Head | Water-Cooled Condenser | Cube |  | 683 | 4.32 | 5.13 | 145 | 185 |  | Federally-Regulated Commercial & Industrial Equipment | 10/21/2014 |  | 02/21/2018
Hoshizaki America | Hoshizaki | KM-1340MRH | Remote Condensing w/o Remote C | Air-Cooled Condenser | Cube |  | 1251 | 4.5 | 5.1 |  |  |  | Non Federally-Regulated | 04/10/2009 |  | 02/21/2018
Manitowoc Ice, Inc. | Manitowoc | SY-1804A3 | Ice-making Head | Air-Cooled Condenser | Cube |  | 1540 | 5 | 5.2 |  |  |  | Non Federally-Regulated | 01/03/2008 |  | 02/21/2018
Scotsman Ice Systems | Scotsman | C1848MR-32# w/ Condenser ERC611-32# | Remote Condensing w/o Remote C | Air-Cooled Condenser | Cube |  | 1645 | 4.3 | 5.1 |  |  |  | Non Federally-Regulated | 03/27/2008 |  | 02/21/2018
Scotsman Ice Systems | Scotsman | F1222A-3* | Ice-making Head | Air-Cooled Condenser | Flake |  | 825 | 3.9 | 5.98 |  |  |  | Federally-Regulated Commercial & Industrial Equipment | 07/08/2011 |  | 02/21/2018
Manitowoc Ice, Inc. | Manitowoc | ID0996N-261* JC0995-261 | Remote Condensing w/o Remote C | Air-Cooled Condenser | Cube |  | 727 | 4.91 | 6.09 |  |  |  | Federally-Regulated Commercial & Industrial Equipment | 10/13/2014 |  | 02/21/2018
Scotsman Ice Systems | Scotsman | EH330SL-1* w comp C1200CP-3* w/ ERC1086-32* cond | Both Remote Condensing & Remot | Air-Cooled Condenser | Cube |  | 1230 | 4.8 | 5.3 |  |  |  | Federally-Regulated Commercial & Industrial Equipment | 08/02/2011 |  | 02/21/2018
Manitowoc Ice, Inc. | Manitowoc | SY-0425W | Ice-making Head | Water-Cooled Condenser | Cube |  | 370 | 5.1 | 5.77 | 145 | 191.9 |  | Non Federally-Regulated | 01/03/2008 |  | 02/21/2018
Scotsman Ice Systems | Scotsman | CU3030MW-32* | Self-Contained | Water-Cooled Condenser | Cube |  | 285 | 5.5 | 7.6 | 180 | 182 |  | Federally-Regulated Commercial & Industrial Equipment | 07/08/2011 |  | 02/21/2018
Mile High Equipment, LLC | Ice-O-Matic | GEM0650A | Ice-making Head | Air-Cooled Condenser | Flake |  | 550 | 4.7 | 6.29 |  |  |  | Federally-Regulated Commercial & Industrial Equipment | 08/12/2011 |  | 02/21/2018
Scotsman Ice Systems | Scotsman | SCE170A-1# | Self-Contained | Air-Cooled Condenser | Cube |  | 110 | 12.8 | 12.84 |  |  |  | Non Federally-Regulated | 03/27/2008 |  | 02/21/2018
Scotsman Ice Systems | Scotsman | EH430ML-1# w/ Comp C1410CP-32#, Cond ERC1086-32# | Both Remote Condensing & Remot | Air-Cooled Condenser | Cube |  | 1200 | 4.7 | 5.3 |  |  |  | Non Federally-Regulated | 03/27/2008 |  | 02/21/2018
Mile High Equipment, LLC | Ice-O-Matic | ICE1006FA* | Ice-making Head | Air-Cooled Condenser | Cube |  | 690 | 5.38 | 6.13 |  |  |  | Federally-Regulated Commercial & Industrial Equipment | 08/04/2015 |  | 02/21/2018
Hoshizaki America | Hoshizaki America | KM-340MWH | Ice-making Head | Water-Cooled Condenser | Cube |  | 360 | 4.85 | 5.82 | 115 | 192.1 |  | Federally-Regulated Commercial & Industrial Equipment | 09/10/2015 |  | 02/21/2018
Mile High Equipment, LLC | Ice-O-Matic | ICEU226*W* | Ice-making Head | Water-Cooled Condenser | Flake |  | 192 | 6.6 | 6.74 | 167 | 195.8 |  | Federally-Regulated Commercial & Industrial Equipment | 04/25/2012 |  | 02/21/2018
Mile High Equipment, LLC | Ice-O-Matic | ICEU226*A* | Ice-making Head | Air-Cooled Condenser | Flake |  | 168 | 8.5 | 8.82 |  |  |  | Federally-Regulated Commercial & Industrial Equipment | 04/10/2012 |  | 02/21/2018
Mile High Equipment, LLC | IMI Cornelius | CCM1030*A2* | Ice-making Head | Air-Cooled Condenser | Cube |  | 803 | 5.7 | 6.01 |  |  |  | Non Federally-Regulated | 02/07/2008 |  | 02/21/2018
Manitowoc Ice, Inc. | Manitowoc | SY-0424A | Ice-making Head | Air-Cooled Condenser | Cube |  | 355 | 6.5 | 7.21 |  |  |  | Non Federally-Regulated | 01/03/2008 |  | 02/21/2018
Manitowoc Ice, Inc. | Manitowoc | SN-1259W | Ice-making Head | Water-Cooled Condenser | Flake |  | 1160 | 3.03 | 4.6 | 116 | 174.5 |  | Non Federally-Regulated | 01/03/2008 |  | 02/21/2018
Manitowoc Ice, Inc. | Manitowoc | SD-1872C CVD-1885 | Both Remote Condensing & Remot | Air-Cooled Condenser | Cube |  | 1500 | 4.5 | 5.3 |  |  |  | Non Federally-Regulated | 01/03/2008 |  | 02/21/2018
Mile High Equipment, LLC | Ice-O-Matic | GEMU090*A* | Self-Contained | Air-Cooled Condenser | Flake |  | 60 | 10.7 | 15.19 |  |  |  | Federally-Regulated Commercial & Industrial Equipment | 04/25/2012 |  | 02/21/2018
Mile High Equipment, LLC | Ice-O-Matic | ICE0806FA* | Ice-making Head | Air-Cooled Condenser | Cube |  | 650 | 5.47 | 6.18 |  |  |  | Federally-Regulated Commercial & Industrial Equipment | 08/04/2015 |  | 02/21/2018
Scotsman Ice Systems | Scotsman | CU3030MW-1* | Self-Contained | Water-Cooled Condenser | Cube |  | 285 | 5.5 | 7.6 | 180 | 182 |  | Federally-Regulated Commercial & Industrial Equipment | 07/08/2011 |  | 02/21/2018
Mile High Equipment, LLC | Ice-O-Matic | GEMD790*A* | Ice-making Head | Air-Cooled Condenser | Flake |  | 540 | 5.6 | 6.3 |  |  |  | Federally-Regulated Commercial & Industrial Equipment | 04/10/2012 |  | 02/21/2018
Scotsman Ice Systems | Scotsman | F0522A-1* | Ice-making Head | Air-Cooled Condenser | Flake |  | 320 | 6.1 | 7.51 |  |  |  | Federally-Regulated Commercial & Industrial Equipment | 08/02/2011 |  | 02/21/2018
Manitowoc Ice, Inc. | Manitowoc | IY0325W-161* | Ice-making Head | Water-Cooled Condenser | Cube |  | 290 | 5.94 | 6.21 | 193 | 193.6 |  | Federally-Regulated Commercial & Industrial Equipment | 12/08/2014 |  | 02/21/2018
Scotsman Ice Systems | Scotsman | C1030MA-3# | Ice-making Head | Air-Cooled Condenser | Cube |  | 844 | 5 | 5.96 |  |  |  | Non Federally-Regulated | 03/27/2008 |  | 02/21/2018
Scotsman Ice Systems | Scotsman | F0522W-1* | Ice-making Head | Water-Cooled Condenser | Flake |  | 420 | 3.9 | 5.49 | 82 | 190.8 |  | Federally-Regulated Commercial & Industrial Equipment | 08/02/2011 |  | 02/21/2018
Mile High Equipment, LLC | Ice-O-Matic | ICE0250*A* | Ice-making Head | Air-Cooled Condenser | Cube |  | 253 | 7.93 | 8.08 |  |  |  | Non Federally-Regulated | 01/16/2008 |  | 02/21/2018
Manitowoc Ice, Inc. | Manitowoc | SN-12A | Self-Contained | Air-Cooled Condenser | Flake |  | 253 | 7.11 | 9.8 |  |  |  | Non Federally-Regulated | 01/03/2008 |  | 02/21/2018
Mile High Equipment, LLC | IMI Cornelius | CCM1948W*2* | Ice-making Head | Water-Cooled Condenser | Flake |  | 1692 | 3.9 | 4 | 156 | 162.8 |  | Federally-Regulated Commercial & Industrial Equipment | 04/10/2012 |  | 02/21/2018
Mile High Equipment, LLC | IMI Cornelius | CCM1448R*3* | Remote Condensing w/o Remote C | Air-Cooled Condenser | Cube |  | 1195 | 4.8 | 5.1 |  |  |  | Non Federally-Regulated | 11/10/2008 |  | 02/21/2018
Scotsman Ice Systems | Scotsman | CU50GA-1* | Self-Contained | Air-Cooled Condenser | Cube |  | 50 | 14.4 | 15.66 |  |  |  | Federally-Regulated Commercial & Industrial Equipment | 08/02/2011 |  | 02/21/2018
KD Industries, Inc. | Kold-Draft | GT361AHK | Ice-making Head | Air-Cooled Condenser | Cube |  | 255 | 7.31 | 8.07 |  |  |  | Federally-Regulated Commercial & Industrial Equipment | 03/02/2010 |  | 02/21/2018
Mile High Equipment, LLC | IMI Cornelius | CCU0300*A1 | Self-Contained | Air-Cooled Condenser | Cube |  | 228 | 8.6 | 9.8 |  |  |  | Non Federally-Regulated | 02/07/2008 |  | 02/21/2018
Mile High Equipment, LLC | Ice-O-Matic | ICEU070A | Self-Contained | Air-Cooled Condenser | Cube |  | 66 | 13.5 | 14.9 |  |  |  | Non Federally-Regulated | 10/30/2008 |  | 02/21/2018
Hoshizaki America | Hoshizaki | KM-1601SAH | Ice-making Head | Air-Cooled Condenser | Cube |  | 1343 | 4.7 | 5.41 |  |  |  | Federally-Regulated Commercial & Industrial Equipment | 10/11/2011 |  | 02/21/2018
Icetro | Jetice | ICI-500AD | Ice-making Head | Air-Cooled Condenser | Cube |  | 809 | 5.58 | 6 |  |  |  | Federally-Regulated Commercial & Industrial Equipment | 03/10/2015 |  | 02/21/2018
Mile High Equipment, LLC | IMI Cornelius | CCM1848R*3* | Remote Condensing w/o Remote C | Air-Cooled Condenser | Cube |  | 1444 | 4.9 | 5.1 |  |  |  | Non Federally-Regulated | 11/10/2008 |  | 02/21/2018
Manitowoc Ice, Inc. | Manitowoc | SY-0325W | Ice-making Head | Water-Cooled Condenser | Cube |  | 290 | 5.4 | 6.21 | 160 | 193.6 |  | Non Federally-Regulated | 01/03/2008 |  | 02/21/2018
Mile High Equipment, LLC | Ice-O-Matic | ICE0500*W* | Ice-making Head | Water-Cooled Condenser | Cube |  | 513 | 4.9 | 5.32 | 119.9 | 188.7 |  | Non Federally-Regulated | 01/16/2008 |  | 02/21/2018
Scotsman Ice Systems | Scotsman | C0330SW-32# | Ice-making Head | Water-Cooled Condenser | Cube |  | 280 | 5.2 | 6.26 | 163 | 193.8 |  | Non Federally-Regulated | 03/27/2008 |  | 02/21/2018
Manitowoc Ice, Inc. | Manitowoc | QD-0213W | Self-Contained | Water-Cooled Condenser | Cube |  | 190 | 6.8 | 7.79 | 142 | 185 |  | Non Federally-Regulated | 01/03/2008 |  | 02/21/2018
Hoshizaki America | Hoshizaki | F-1001MLH | Both Remote Condensing & Remot | Air-Cooled Condenser | Flake |  | 885 | 1.8 | 5.49 |  |  |  | Non Federally-Regulated | 04/10/2009 |  | 02/21/2018
Manitowoc Ice, Inc. | Manitowoc | ID1176C-161* ICVD1195-261 | Both Remote Condensing & Remot | Air-Cooled Condenser | Cube |  | 882 | 4.98 | 5.5 |  |  |  | Federally-Regulated Commercial & Industrial Equipment | 08/26/2014 |  | 02/21/2018
Mile High Equipment, LLC | IMI Cornelius | CCM1030RH2* | Remote Condensing w/o Remote C | Air-Cooled Condenser | Cube |  | 843 | 5.04 | 5.65 |  |  |  | Federally-Regulated Commercial & Industrial Equipment | 08/04/2015 |  | 02/21/2018
Mile High Equipment, LLC | IMI Cornelius | CCU0220*W1* | Self-Contained | Water-Cooled Condenser | Cube |  | 193 | 6.6 | 7.73 | 175 | 184.9 |  | Non Federally-Regulated | 02/07/2008 |  | 02/21/2018
Qingdao Orien Commercial Equipment | Norpole | EWCIM90S | Self-Contained | Air-Cooled Condenser | Cube |  | 60 | 12.8 | 15.19 |  |  |  | Federally-Regulated Commercial & Industrial Equipment | 08/04/2015 |  | 02/21/2018
Scotsman Ice Systems | Scotsman | C1848SA-3# | Ice-making Head | Air-Cooled Condenser | Cube |  | 1527 | 4.9 | 5.21 |  |  |  | Non Federally-Regulated | 03/27/2008 |  | 02/21/2018
Mile High Equipment, LLC | IMI Cornelius | CCM1848R*2* | Remote Condensing w/o Remote C | Air-Cooled Condenser | Cube |  | 1461 | 5 | 5.1 |  |  |  | Non Federally-Regulated | 11/10/2008 |  | 02/21/2018
KD Industries, Inc. | Kold-Draft | GB561AHK | Ice-making Head | Air-Cooled Condenser | Cube |  | 451 | 6.2 | 6.39 |  |  |  | Non Federally-Regulated | 02/25/2009 |  | 02/21/2018
Mile High Equipment, LLC | IMI Cornelius | CCM0630RH2* | Remote Condensing w/o Remote C | Air-Cooled Condenser | Cube |  | 550 | 5.1 | 6.76 |  |  |  | Federally-Regulated Commercial & Industrial Equipment | 08/04/2015 |  | 02/21/2018
Manitowoc Ice, Inc. | Manitowoc | UY0240W-161* | Self-Contained | Water-Cooled Condenser | Cube |  | 170 | 7.51 | 8.17 | 185.6 | 185.7 |  | Federally-Regulated Commercial & Industrial Equipment | 01/06/2015 |  | 02/21/2018
Scotsman Ice Systems | Scotsman | C2148SW-32# | Ice-making Head | Water-Cooled Condenser | Cube |  | 1804 | 3.9 | 4 | 154 | 160.3 |  | Non Federally-Regulated | 03/27/2008 |  | 02/21/2018
Mile High Equipment, LLC | IMI Cornelius | CCM1848*W3* | Ice-making Head | Water-Cooled Condenser | Cube |  | 1662 | 3.7 | 4 | 125 | 163.4 |  | Non Federally-Regulated | 02/07/2008 |  | 02/21/2018
Manitowoc Ice, Inc. | Manitowoc | IY0305W-161* | Ice-making Head | Water-Cooled Condenser | Cube |  | 260 | 5.69 | 6.37 | 193 | 194.3 |  | Federally-Regulated Commercial & Industrial Equipment | 12/08/2014 |  | 02/21/2018
Mile High Equipment, LLC | IMI Cornelius | CCM2148W*2* | Ice-making Head | Water-Cooled Condenser | Cube |  | 1692 | 3.9 | 4 | 156 | 162.8 |  | Non Federally-Regulated | 11/10/2008 |  | 02/21/2018
Scotsman Ice Systems | Scotsman | C0630MR-32# w/ Condenser ERC311-32# | Remote Condensing w/o Remote C | Air-Cooled Condenser | Cube |  | 616 | 5.8 | 6.51 |  |  |  | Non Federally-Regulated | 03/27/2008 |  | 02/21/2018
Hoshizaki America | Hoshizaki | KMD-901MRH | Remote Condensing w/o Remote C | Air-Cooled Condenser | Cube |  | 775 | 5.3 | 5.91 |  |  |  | Non Federally-Regulated | 04/10/2009 |  | 02/21/2018
Scotsman Ice Systems | Scotsman | C0830MR-3# w/ Condenser ERC311-32# | Remote Condensing w/o Remote C | Air-Cooled Condenser | Cube |  | 780 | 4.7 | 5.89 |  |  |  | Non Federally-Regulated | 03/27/2008 |  | 02/21/2018
Manitowoc Ice, Inc. | Manitowoc | SY-1094N3 JC-0895 | Remote Condensing w/o Remote C | Air-Cooled Condenser | Cube |  | 920 | 5.2 | 5.35 |  |  |  | Non Federally-Regulated | 01/03/2008 |  | 02/21/2018
Manitowoc Ice, Inc. | Manitowoc | ID1176C-161* ICVD11953-263 | Both Remote Condensing & Remot | Air-Cooled Condenser | Cube |  | 882 | 4.98 | 5.5 |  |  |  | Federally-Regulated Commercial & Industrial Equipment | 08/26/2014 |  | 02/21/2018
Manitowoc Ice, Inc. | Manitowoc | UY0240A-161* | Self-Contained | Air-Cooled Condenser | Cube |  | 160 | 8.7 | 10.5 |  |  |  | Federally-Regulated Commercial & Industrial Equipment | 12/02/2014 |  | 02/21/2018
Mile High Equipment, LLC | Ice-O-Matic | ICE1406*A* | Ice-making Head | Air-Cooled Condenser | Cube |  | 1136 | 5.1 | 5.64 |  |  |  | Non Federally-Regulated | 01/29/2008 |  | 02/21/2018
Mile High Equipment, LLC | Ice-O-Matic | ICEU150*A* | Ice-making Head | Air-Cooled Condenser | Cube |  | 130 | 8.25 | 9.14 |  |  |  | Federally-Regulated Commercial & Industrial Equipment | 07/09/2015 |  | 02/21/2018
Scotsman Ice Systems | Scotsman | C0530SW-32# | Ice-making Head | Water-Cooled Condenser | Cube |  | 480 | 4.7 | 5.16 | 160 | 189.4 |  | Non Federally-Regulated | 03/27/2008 |  | 02/21/2018
Mile High Equipment, LLC | Ice-O-Matic | ICE2107*W* | Ice-making Head | Water-Cooled Condenser | Cube |  | 1650 | 3.9 | 4 | 154 | 163.7 |  | Non Federally-Regulated | 10/30/2008 |  | 02/21/2018
Scotsman Ice Systems | Scotsman | CU1526MW-1* | Self-Contained | Water-Cooled Condenser | Cube |  | 124 | 8.8 | 9.04 | 160 | 187.1 |  | Federally-Regulated Commercial & Industrial Equipment | 07/08/2011 |  | 02/21/2018
Scotsman Ice Systems | Scotsman | C1030MW-3# | Ice-making Head | Water-Cooled Condenser | Cube |  | 908 | 4 | 4.88 | 153 | 180 |  | Non Federally-Regulated | 03/27/2008 |  | 02/21/2018
Mile High Equipment, LLC | IMI Cornelius | CCM0530*W1* | Ice-making Head | Water-Cooled Condenser | Cube |  | 513 | 4.6 | 5.32 | 119.9 | 188.7 |  | Non Federally-Regulated | 02/07/2008 |  | 02/21/2018
Manitowoc Ice, Inc. | Manitowoc | IB0696YC-161* ICVD0696-261 | Both Remote Condensing & Remot | Air-Cooled Condenser | Cube |  | 555 | 5.48 | 6.74 |  |  |  | Federally-Regulated Commercial & Industrial Equipment | 11/13/2014 |  | 02/21/2018
Hoshizaki America | Hoshizaki | KM-1301SAH3 | Ice-making Head | Air-Cooled Condenser | Cube |  | 1159 | 4.6 | 5.62 |  |  |  | Non Federally-Regulated | 05/21/2009 |  | 02/21/2018
Manitowoc Ice, Inc. | Manitowoc | IY0454A-161* | Ice-making Head | Air-Cooled Condenser | Cube |  | 335 | 5.97 | 7.38 |  |  |  | Federally-Regulated Commercial & Industrial Equipment | 11/13/2014 |  | 02/21/2018
Manitowoc Ice, Inc. | Manitowoc | SN-1259W3 | Ice-making Head | Water-Cooled Condenser | Flake |  | 1160 | 3 | 4.6 | 78 | 174.5 |  | Non Federally-Regulated | 01/03/2008 |  | 02/21/2018
Hoshizaki America | Hoshizaki | KMS-2000MLH with SRK-20H3 condensing unit | Both Remote Condensing & Remot | Air-Cooled Condenser | Cube |  | 1706 | 4.65 | 5.3 |  |  |  | Federally-Regulated Commercial & Industrial Equipment | 09/25/2012 |  | 02/21/2018
Mile High Equipment, LLC | IMI Cornelius | CCM1030AH2* | Ice-making Head | Air-Cooled Condenser | Cube |  | 760 | 5.2 | 6.05 |  |  |  | Federally-Regulated Commercial & Industrial Equipment | 08/04/2015 |  | 02/21/2018
Scotsman Ice Systems | Scotsman | F1222R-3* w/condenser ERC311-32* | Remote Condensing w/o Remote C | Air-Cooled Condenser | Flake |  | 1000 | 3.4 | 5.1 |  |  |  | Federally-Regulated Commercial & Industrial Equipment | 08/02/2011 |  | 02/21/2018
Scotsman Ice Systems | Scotsman | N0622R-1* w/condenser ERC111-1* | Remote Condensing w/o Remote C | Air-Cooled Condenser | Flake |  | 530 | 5.7 | 6.84 |  |  |  | Federally-Regulated Commercial & Industrial Equipment | 07/08/2011 |  | 02/21/2018
Mile High Equipment, LLC | Ice-O-Matic | ICE0806*R* | Remote Condensing w/o Remote C | Air-Cooled Condenser | Cube |  | 768 | 5.3 | 5.93 |  |  |  | Non Federally-Regulated | 10/30/2008 |  | 02/21/2018
Mile High Equipment, LLC | Ice-O-Matic | ICE0806*W* | Ice-making Head | Water-Cooled Condenser | Cube |  | 784 | 4.5 | 5.02 | 112 | 182.8 |  | Non Federally-Regulated | 10/30/2008 |  | 02/21/2018
Manitowoc Ice, Inc. | Manitowoc | SY-0855W | Ice-making Head | Water-Cooled Condenser | Cube |  | 810 | 4.2 | 4.99 | 140 | 182.2 |  | Non Federally-Regulated | 01/03/2008 |  | 02/21/2018
Hoshizaki America | Hoshizaki | KML-250MAH | Ice-making Head | Air-Cooled Condenser | Cube |  | 238 | 8.2 | 8.21 |  |  |  | Non Federally-Regulated | 04/10/2009 |  | 02/21/2018
KD Industries, Inc. | Kold-Draft | GT364AHK | Ice-making Head | Air-Cooled Condenser | Cube |  | 255 | 6.91 | 8.07 |  |  |  | Federally-Regulated Commercial & Industrial Equipment | 03/02/2010 |  | 02/21/2018
Mile High Equipment, LLC | Ice-O-Matic | ICE1407*A* | Ice-making Head | Air-Cooled Condenser | Cube |  | 1131 | 5 | 5.65 |  |  |  | Non Federally-Regulated | 01/29/2008 |  | 02/21/2018
Scotsman Ice Systems | Scotsman | C0322SA-32# | Ice-making Head | Air-Cooled Condenser | Cube |  | 255 | 6.6 | 8.07 |  |  |  | Non Federally-Regulated | 03/27/2008 |  | 02/21/2018
Scotsman Ice Systems | Scotsman | CU2026MA-1* | Self-Contained | Air-Cooled Condenser | Cube |  | 155 | 9.7 | 10.73 |  |  |  | Federally-Regulated Commercial & Industrial Equipment | 08/02/2011 |  | 02/21/2018
Hoshizaki America | Hoshizaki | KMD-410MWH | Ice-making Head | Water-Cooled Condenser | Cube |  | 382 | 4.3 | 5.7 | 145 | 191.6 |  | Federally-Regulated Commercial & Industrial Equipment | 04/01/2010 |  | 02/21/2018
Mile High Equipment, LLC | IMI Cornelius | CCM1448*W3* | Ice-making Head | Water-Cooled Condenser | Cube |  | 1270 | 4.1 | 4.48 | 117 | 172.1 |  | Non Federally-Regulated | 02/07/2008 |  | 02/21/2018
Manitowoc Ice, Inc. | Manitowoc | SY-1604A | Ice-making Head | Air-Cooled Condenser | Cube |  | 1370 | 5.2 | 5.38 |  |  |  | Non Federally-Regulated | 01/03/2008 |  | 02/21/2018
Mile High Equipment, LLC | IMI Cornelius | CCM1448*R3* | Remote Condensing w/o Remote C | Air-Cooled Condenser | Cube |  | 1195 | 4.8 | 5.1 |  |  |  | Non Federally-Regulated | 02/07/2008 |  | 02/21/2018
Icetro | Jetice | A25B15 | Self-Contained | Air-Cooled Condenser | Cube |  | 73 | 14.39 | 14.58 |  |  |  | Federally-Regulated Commercial & Industrial Equipment | 01/06/2015 |  | 02/21/2018
Scotsman Ice Systems | Scotsman | MDT5N25W-1* | Self-Contained | Water-Cooled Condenser | Flake |  | 455 | 4 | 7.6 | 97 | 176.7 |  | Federally-Regulated Commercial & Industrial Equipment | 08/02/2011 |  | 02/21/2018
Manitowoc Ice, Inc. | Manitowoc | SY-1405W | Ice-making Head | Water-Cooled Condenser | Cube |  | 1275 | 4.1 | 4.48 | 140 | 172 |  | Non Federally-Regulated | 01/03/2008 |  | 02/21/2018
Scotsman Ice Systems | Scotsman | CU3030MA-1* | Self-Contained | Air-Cooled Condenser | Cube |  | 217 | 8.5 | 9.8 |  |  |  | Federally-Regulated Commercial & Industrial Equipment | 08/02/2011 |  | 02/21/2018
Scotsman Ice Systems | Scotsman | C0522MA-1# | Ice-making Head | Air-Cooled Condenser | Cube |  | 380 | 6.7 | 6.99 |  |  |  | Non Federally-Regulated | 03/27/2008 |  | 02/21/2018
Mile High Equipment, LLC | IMI Cornelius | CCM1448*W2* | Ice-making Head | Water-Cooled Condenser | Cube |  | 1239 | 4.2 | 4.52 | 122 | 172.7 |  | Non Federally-Regulated | 02/07/2008 |  | 02/21/2018
Scotsman Ice Systems | Scotsman | C0530SR-1# w/ Condenser ERC111-1# | Remote Condensing w/o Remote C | Air-Cooled Condenser | Cube |  | 460 | 6.3 | 7.1 |  |  |  | Non Federally-Regulated | 03/27/2008 |  | 02/21/2018
Manitowoc Ice, Inc. | Manitowoc | SY-0454A | Ice-making Head | Air-Cooled Condenser | Cube |  | 365 | 6.25 | 7.12 |  |  |  | Non Federally-Regulated | 01/03/2008 |  | 02/21/2018
Mile High Equipment, LLC | Ice-O-Matic | ICEU150*W* | Self-Contained | Water-Cooled Condenser | Cube |  | 144 | 8 | 8.66 | 152 | 186.5 |  | Non Federally-Regulated | 01/16/2008 |  | 02/21/2018
Manitowoc Ice, Inc. | Manitowoc | SN-12AT | Self-Contained | Air-Cooled Condenser | Flake |  | 253 | 7.11 | 9.8 |  |  |  | Non Federally-Regulated | 01/03/2008 |  | 02/21/2018
Manitowoc Ice, Inc. | Manitowoc | UD0310A-161* | Self-Contained | Air-Cooled Condenser | Cube |  | 235 | 8.27 | 9.8 |  |  |  | Federally-Regulated Commercial & Industrial Equipment | 11/19/2014 |  | 02/21/2018
Manitowoc Ice, Inc. | Manitowoc | SY-0605W | Ice-making Head | Water-Cooled Condenser | Cube |  | 610 | 4.5 | 5.21 | 170 | 186.6 |  | Non Federally-Regulated | 01/03/2008 |  | 02/21/2018
Scotsman Ice Systems | Scotsman | C0522SA-32# | Ice-making Head | Air-Cooled Condenser | Cube |  | 380 | 6.7 | 6.99 |  |  |  | Non Federally-Regulated | 03/27/2008 |  | 02/21/2018
Manitowoc Ice, Inc. | Manitowoc | UD0310A-261* | Self-Contained | Air-Cooled Condenser | Cube |  | 235 | 7.78 | 9.8 |  |  |  | Federally-Regulated Commercial & Industrial Equipment | 11/19/2014 |  | 02/21/2018
Scotsman Ice Systems | Scotsman | C1848SR-32# w/ Condenser ERC611-32# | Remote Condensing w/o Remote C | Air-Cooled Condenser | Cube |  | 1645 | 4.3 | 5.1 |  |  |  | Non Federally-Regulated | 03/27/2008 |  | 02/21/2018
Manitowoc Ice, Inc. | Manitowoc | SY-0854A3 | Ice-making Head | Air-Cooled Condenser | Cube |  | 725 | 5.2 | 6.09 |  |  |  | Non Federally-Regulated | 01/03/2008 |  | 02/21/2018
Manitowoc Ice, Inc. | Manitowoc | IY0906W3-263* | Ice-making Head | Water-Cooled Condenser | Cube |  | 786 | 4.04 | 5.02 | 145 | 182.7 |  | Federally-Regulated Commercial & Industrial Equipment | 10/21/2014 |  | 02/21/2018
Scotsman Ice Systems | Scotsman | C2148SR-3# w/ Condenser ERC611-32# | Remote Condensing w/o Remote C | Air-Cooled Condenser | Cube |  | 1849 | 4.9 | 5.1 |  |  |  | Non Federally-Regulated | 03/27/2008 |  | 02/21/2018
Scotsman Ice Systems | Scotsman | C1448MR-3# w/ Condenser ERC311-32# | Remote Condensing w/o Remote C | Air-Cooled Condenser | Cube |  | 1221 | 4.8 | 5.1 |  |  |  | Non Federally-Regulated | 03/27/2008 |  | 02/21/2018
Mile High Equipment, LLC | IMI Cornelius | CCM1448AH21* | Ice-making Head | Air-Cooled Condenser | Cube |  | 1136 | 4.64 | 5.64 |  |  |  | Federally-Regulated Commercial & Industrial Equipment | 08/04/2015 |  | 02/21/2018
Scotsman Ice Systems | Scotsman | FME1504AS-32# | Ice-making Head | Air-Cooled Condenser | Flake |  | 1110 | 3.6 | 5.67 |  |  |  | Non Federally-Regulated | 03/27/2008 |  | 02/21/2018
Mile High Equipment, LLC | IMI Cornelius | CCM0830*W2* | Ice-making Head | Water-Cooled Condenser | Cube |  | 855 | 4 | 4.94 | 132 | 181.2 |  | Non Federally-Regulated | 02/07/2008 |  | 02/21/2018
Manitowoc Ice, Inc. | Manitowoc | RNS0609W-161 | Ice-making Head | Water-Cooled Condenser | Other |  | 508 | 4.32 | 5.32 | 109 | 188.8 |  | Federally-Regulated Commercial & Industrial Equipment | 10/30/2014 |  | 02/21/2018
Manitowoc Ice, Inc. | Manitowoc | SF-0907W | Ice-making Head | Water-Cooled Condenser | Flake |  | 844 | 3.4 | 4.95 | 121 | 181.4 |  | Non Federally-Regulated | 01/03/2008 |  | 02/21/2018
Manitowoc Ice, Inc. | Manitowoc | SY-0854A | Ice-making Head | Air-Cooled Condenser | Cube |  | 725 | 5.3 | 6.09 |  |  |  | Non Federally-Regulated | 01/03/2008 |  | 02/21/2018
Mile High Equipment, LLC | Ice-O-Matic | GEMD540*A* | Ice-making Head | Air-Cooled Condenser | Flake |  | 365 | 6.8 | 7.12 |  |  |  | Federally-Regulated Commercial & Industrial Equipment | 04/10/2012 |  | 02/21/2018
Scotsman Ice Systems | Scotsman | CU2026MA-32* | Self-Contained | Air-Cooled Condenser | Cube |  | 155 | 9.7 | 10.73 |  |  |  | Federally-Regulated Commercial & Industrial Equipment | 07/08/2011 |  | 02/21/2018
Manitowoc Ice, Inc. | Manitowoc | IB1024YC CVD-1185 | Both Remote Condensing & Remot | Air-Cooled Condenser | Cube |  | 890 | 5.39 | 5.47 |  |  |  | Non Federally-Regulated | 01/03/2008 |  | 02/21/2018
Mile High Equipment, LLC | Ice-O-Matic | ICE0400*W* | Ice-making Head | Water-Cooled Condenser | Cube |  | 407 | 4.65 | 5.56 | 148 | 191.1 |  | Non Federally-Regulated | 01/16/2008 |  | 02/21/2018
Manitowoc Ice, Inc. | Manitowoc | UY0240A-261* | Self-Contained | Air-Cooled Condenser | Cube |  | 160 | 7.2 | 10.5 |  |  |  | Federally-Regulated Commercial & Industrial Equipment | 12/02/2014 |  | 02/21/2018
Scotsman Ice Systems | Scotsman | N0622A-1* | Ice-making Head | Air-Cooled Condenser | Flake |  | 500 | 5.6 | 6.34 |  |  |  | Federally-Regulated Commercial & Industrial Equipment | 07/08/2011 |  | 02/21/2018
Scotsman Ice Systems | Scotsman | EH430SL-1# w/ Comp C1800CP-32#, Cond ERC2086-32# | Both Remote Condensing & Remot | Air-Cooled Condenser | Cube |  | 1567 | 4.6 | 5.3 |  |  |  | Non Federally-Regulated | 03/27/2008 |  | 02/21/2018
Manitowoc Ice, Inc. | Manitowoc | SY-0674C CVD-06753 | Both Remote Condensing & Remot | Air-Cooled Condenser | Cube |  | 580 | 6.1 | 6.65 |  |  |  | Non Federally-Regulated | 01/03/2008 |  | 02/21/2018
Manitowoc Ice, Inc. | Manitowoc | ID1106A-261* | Ice-making Head | Air-Cooled Condenser | Cube |  | 846 | 5.06 | 5.96 |  |  |  | Federally-Regulated Commercial & Industrial Equipment | 08/26/2014 |  | 02/21/2018
Mile High Equipment, LLC | IMI Cornelius | CCM1448*R2* | Remote Condensing w/o Remote C | Air-Cooled Condenser | Cube |  | 1150 | 5 | 5.1 |  |  |  | Non Federally-Regulated | 02/07/2008 |  | 02/21/2018
Manitowoc Ice, Inc. | Manitowoc | SY-0304A | Ice-making Head | Air-Cooled Condenser | Cube |  | 290 | 7.7 | 7.77 |  |  |  | Non Federally-Regulated | 01/08/2008 |  | 02/21/2018
Manitowoc Ice, Inc. | Manitowoc | IY1106A3-263* | Ice-making Head | Air-Cooled Condenser | Cube |  | 870 | 5.01 | 5.93 |  |  |  | Federally-Regulated Commercial & Industrial Equipment | 08/26/2014 |  | 02/21/2018
Manitowoc Ice, Inc. | Manitowoc | QY-0214A | Self-Contained | Air-Cooled Condenser | Cube |  | 155 | 9.9 | 10.73 |  |  |  | Non Federally-Regulated | 01/03/2008 |  | 02/21/2018
Manitowoc Ice, Inc. | Manitowoc | SY-1894N3 JC-1395 | Remote Condensing w/o Remote C | Air-Cooled Condenser | Cube |  | 1610 | 4.7 | 5.1 |  |  |  | Non Federally-Regulated | 01/03/2008 |  | 02/21/2018
Scotsman Ice Systems | Scotsman | F0822W-1* | Ice-making Head | Water-Cooled Condenser | Flake |  | 600 | 3.9 | 5.22 | 102 | 186.8 |  | Federally-Regulated Commercial & Industrial Equipment | 06/07/2012 |  | 02/21/2018
Scotsman Ice Systems | Scotsman | C0830SR-3# w/ Condenser ERC311-32# | Remote Condensing w/o Remote C | Air-Cooled Condenser | Cube |  | 780 | 4.7 | 5.89 |  |  |  | Non Federally-Regulated | 03/27/2008 |  | 02/21/2018
Scotsman Ice Systems | Scotsman | MDT6N90A-1* | Self-Contained | Air-Cooled Condenser | Flake |  | 540 | 5.8 | 9.8 |  |  |  | Federally-Regulated Commercial & Industrial Equipment | 07/08/2011 |  | 02/21/2018
Manitowoc Ice, Inc. | Manitowoc | SY-0874C CVD-0885 | Both Remote Condensing & Remot | Air-Cooled Condenser | Cube |  | 705 | 5.5 | 6.17 |  |  |  | Non Federally-Regulated | 01/03/2008 |  | 02/21/2018
Scotsman Ice Systems | Scotsman | C0830SW-3# | Ice-making Head | Water-Cooled Condenser | Cube |  | 832 | 4 | 4.96 | 136 | 181.7 |  | Non Federally-Regulated | 03/27/2008 |  | 02/21/2018
Mile High Equipment, LLC | Ice-O-Matic | ICE0606HR* | Remote Condensing w/o Remote C | Air-Cooled Condenser | Cube |  | 550 | 5.1 | 6.76 |  |  |  | Federally-Regulated Commercial & Industrial Equipment | 08/04/2015 |  | 02/21/2018
Mile High Equipment, LLC | Ice-O-Matic | ICEU300*A* | Self-Contained | Air-Cooled Condenser | Cube |  | 228 | 8.6 | 9.8 |  |  |  | Non Federally-Regulated | 01/16/2008 |  | 02/21/2018
Manitowoc Ice, Inc. | Manitowoc | SY-0594N JC-0495 | Remote Condensing w/o Remote C | Air-Cooled Condenser | Cube |  | 450 | 5.77 | 7.14 |  |  |  | Non Federally-Regulated | 01/03/2008 |  | 02/21/2018
Mile High Equipment, LLC | IMI Cornelius | CCM1448A*2* | Ice-making Head | Air-Cooled Condenser | Cube |  | 1136 | 5.1 | 5.64 |  |  |  | Non Federally-Regulated | 11/10/2008 |  | 02/21/2018
Mile High Equipment, LLC | IMI Cornelius | CCM1448W*3* | Ice-making Head | Water-Cooled Condenser | Cube |  | 1270 | 4.1 | 4.48 | 117 | 172.1 |  | Non Federally-Regulated | 11/10/2008 |  | 02/21/2018
Mile High Equipment, LLC | IMI Cornelius | CCU0150*A1* | Self-Contained | Air-Cooled Condenser | Cube |  | 112 | 11.8 | 12.75 |  |  |  | Non Federally-Regulated | 02/07/2008 |  | 02/21/2018
Hoshizaki America | Hoshizaki | KM-515MRH | Remote Condensing w/o Remote C | Air-Cooled Condenser | Cube |  | 452 | 5.8 | 7.13 |  |  |  | Non Federally-Regulated | 05/21/2009 |  | 02/21/2018
KD Industries, Inc. | Kold-Draft | GB561LC | Ice-making Head | Water-Cooled Condenser | Cube |  | 412 | 5.45 | 5.53 | 175.6 | 190.9 |  | Non Federally-Regulated | 09/01/2009 |  | 02/21/2018
Scotsman Ice Systems | Scotsman | C0830MR-32# w/ Condenser ERC311-32# | Remote Condensing w/o Remote C | Air-Cooled Condenser | Cube |  | 780 | 4.7 | 5.89 |  |  |  | Non Federally-Regulated | 03/27/2008 |  | 02/21/2018
Hoshizaki America | Hoshizaki | KMD-450MWH | Ice-making Head | Water-Cooled Condenser | Cube |  | 415 | 4.55 | 5.52 | 126 | 190.9 |  | Non Federally-Regulated | 09/08/2009 |  | 02/21/2018
Manitowoc Ice, Inc. | Manitowoc | SD-1802A3 | Ice-making Head | Air-Cooled Condenser | Cube |  | 1540 | 5 | 5.2 |  |  |  | Non Federally-Regulated | 01/03/2008 |  | 02/21/2018
ITV Ice Makers, S.A. | ITV Ice Makers, S.A. | SPIKA MS 880-A2H | Ice-making Head | Air-Cooled Condenser | Cube |  | 730 | 5.28 | 6.09 |  |  |  | Federally-Regulated Commercial & Industrial Equipment | 07/09/2012 |  | 02/21/2018
Manitowoc Ice, Inc. | Koolaire | KD1350N-261 KC1350-261 | Remote Condensing w/o Remote C | Air-Cooled Condenser | Cube |  | 1190 | 5 | 5.1 |  |  |  | Federally-Regulated Commercial & Industrial Equipment | 11/10/2014 |  | 02/21/2018
Mile High Equipment, LLC | Ice-O-Matic | ICE1006*W* | Ice-making Head | Water-Cooled Condenser | Cube |  | 856 | 4.3 | 4.94 | 113 | 181.2 |  | Non Federally-Regulated | 10/30/2008 |  | 02/21/2018
Manitowoc Ice, Inc. | Manitowoc | ID0303W-261* | Ice-making Head | Water-Cooled Condenser | Cube |  | 260 | 5.69 | 6.37 | 193 | 194.3 |  | Federally-Regulated Commercial & Industrial Equipment | 12/08/2014 |  | 02/21/2018
Mile High Equipment, LLC | Ice-O-Matic | ICE0906*W* | Ice-making Head | Water-Cooled Condenser | Flake |  | 784 | 4.5 | 5.02 | 112 | 182.8 |  | Federally-Regulated Commercial & Industrial Equipment | 04/10/2012 |  | 02/21/2018
Mile High Equipment, LLC | Ice-O-Matic | ICEU060AB | Self-Contained | Air-Cooled Condenser | Cube |  | 66 | 13.5 | 14.9 |  |  |  | Non Federally-Regulated | 01/16/2008 |  | 02/21/2018
Scotsman Ice Systems | Scotsman | EH430ML-1# w/ Comp C1410CP-3#, Cond ERC1086-32# | Both Remote Condensing & Remot | Air-Cooled Condenser | Cube |  | 1200 | 4.7 | 5.3 |  |  |  | Non Federally-Regulated | 03/27/2008 |  | 02/21/2018
Scotsman Ice Systems | Scotsman | C1448SW-3# | Ice-making Head | Water-Cooled Condenser | Cube |  | 1300 | 3.7 | 4.45 | 130 | 171.4 |  | Non Federally-Regulated | 03/27/2008 |  | 02/21/2018
Mile High Equipment, LLC | IMI Cornelius | CCM0630*A2* | Ice-making Head | Air-Cooled Condenser | Cube |  | 506 | 5.88 | 6.33 |  |  |  | Non Federally-Regulated | 02/07/2008 |  | 02/21/2018
Manitowoc Ice, Inc. | Manitowoc | SY-1005W3 | Ice-making Head | Water-Cooled Condenser | Cube |  | 960 | 4.3 | 4.82 | 160 | 178.9 |  | Non Federally-Regulated | 01/03/2008 |  | 02/21/2018
Mile High Equipment, LLC | Ice-O-Matic | ICE1407*R* | Remote Condensing w/o Remote C | Air-Cooled Condenser | Cube |  | 1195 | 4.8 | 5.1 |  |  |  | Non Federally-Regulated | 01/29/2008 |  | 02/21/2018
ITV Ice Makers, S.A. | ITV Ice Makers, S.A. | SPIKA MS 440-A1F | Ice-making Head | Air-Cooled Condenser | Cube |  | 310 | 6.48 | 7.59 |  |  |  | Federally-Regulated Commercial & Industrial Equipment | 07/09/2012 |  | 02/21/2018
Scotsman Ice Systems | Scotsman | C1030SW-3# | Ice-making Head | Water-Cooled Condenser | Cube |  | 908 | 4 | 4.88 | 153 | 180 |  | Non Federally-Regulated | 03/27/2008 |  | 02/21/2018
Scotsman Ice Systems | Scotsman | C1030MR-32# w/ Condenser ERC311-32# | Remote Condensing w/o Remote C | Air-Cooled Condenser | Cube |  | 851 | 5 | 5.62 |  |  |  | Non Federally-Regulated | 03/27/2008 |  | 02/21/2018
Mile High Equipment, LLC | IMI Cornelius | CCM1648W*3* | Ice-making Head | Water-Cooled Condenser | Flake |  | 1603 | 3.9 | 4 | 134 | 164.7 |  | Federally-Regulated Commercial & Industrial Equipment | 04/10/2012 |  | 02/21/2018
Mile High Equipment, LLC | IMI Cornelius | CCM1448AF21* | Ice-making Head | Air-Cooled Condenser | Cube |  | 1025 | 4.78 | 5.76 |  |  |  | Federally-Regulated Commercial & Industrial Equipment | 08/04/2015 |  | 02/21/2018
Mile High Equipment, LLC | Ice-O-Matic | MFI500W | Ice-making Head | Water-Cooled Condenser | Flake |  | 456 | 3.8 | 5.29 | 68.4 | 190 |  | Federally-Regulated Commercial & Industrial Equipment | 08/12/2011 |  | 02/21/2018
KD Industries, Inc. | Kold-Draft | GB1064RC | Remote Condensing w/o Remote C | Air-Cooled Condenser | Cube |  | 761 | 5.78 | 5.96 |  |  |  | Non Federally-Regulated | 09/01/2009 |  | 02/21/2018
Scotsman Ice Systems | Scotsman | C0522SR-1# w/ Condenser ERC111-1# | Remote Condensing w/o Remote C | Air-Cooled Condenser | Cube |  | 465 | 6.5 | 7.08 |  |  |  | Non Federally-Regulated | 03/27/2008 |  | 02/21/2018
Mile High Equipment, LLC | Ice-O-Matic | ICE0606*A* | Ice-making Head | Air-Cooled Condenser | Cube |  | 506 | 5.88 | 6.33 |  |  |  | Non Federally-Regulated | 01/16/2008 |  | 02/21/2018
Manitowoc Ice, Inc. | Manitowoc | SY-0505W | Ice-making Head | Water-Cooled Condenser | Cube |  | 485 | 4.3 | 5.13 | 150 | 189.3 |  | Non Federally-Regulated | 01/03/2008 |  | 02/21/2018
Mile High Equipment, LLC | Ice-O-Matic | ICE1006HR* | Remote Condensing w/o Remote C | Air-Cooled Condenser | Cube |  | 843 | 5.04 | 5.65 |  |  |  | Federally-Regulated Commercial & Industrial Equipment | 08/04/2015 |  | 02/21/2018
Mile High Equipment, LLC | IMI Cornelius | CCM0630*R2* | Remote Condensing w/o Remote C | Air-Cooled Condenser | Cube |  | 502 | 6.3 | 6.94 |  |  |  | Non Federally-Regulated | 02/07/2008 |  | 02/21/2018
Manitowoc Ice, Inc. | Manitowoc | IR0906A-261* | Ice-making Head | Air-Cooled Condenser | Cube |  | 639 | 5.33 | 6.19 |  |  |  | Federally-Regulated Commercial & Industrial Equipment | 10/21/2014 |  | 02/21/2018
Scotsman Ice Systems | Scotsman | N0922W-3* | Ice-making Head | Water-Cooled Condenser | Flake |  | 875 | 4 | 4.92 | 125 | 180.8 |  | Federally-Regulated Commercial & Industrial Equipment | 08/02/2011 |  | 02/21/2018
Mile High Equipment, LLC | IMI Cornelius | CCU0150*W1* | Self-Contained | Water-Cooled Condenser | Cube |  | 144 | 8 | 8.66 | 152 | 186.5 |  | Non Federally-Regulated | 02/07/2008 |  | 02/21/2018
KD Industries, Inc. | Kold-Draft | GT361AC | Ice-making Head | Air-Cooled Condenser | Cube |  | 216 | 7.95 | 8.4 |  |  |  | Federally-Regulated Commercial & Industrial Equipment | 03/02/2010 |  | 02/21/2018
Mile High Equipment, LLC | Ice-O-Matic | ICE1907*R* | Ice-making Head | Air-Cooled Condenser | Flake |  | 1525 | 5 | 5.21 |  |  |  | Federally-Regulated Commercial & Industrial Equipment | 04/10/2012 |  | 02/21/2018
Manitowoc Ice, Inc. | Manitowoc | UY0310A-161* | Self-Contained | Air-Cooled Condenser | Cube |  | 235 | 8.27 | 9.8 |  |  |  | Federally-Regulated Commercial & Industrial Equipment | 12/02/2014 |  | 02/21/2018
Scotsman Ice Systems | Scotsman | CU2026MW-1* | Self-Contained | Water-Cooled Condenser | Cube |  | 190 | 6.6 | 7.79 | 180 | 185 |  | Federally-Regulated Commercial & Industrial Equipment | 08/02/2011 |  | 02/21/2018
Mile High Equipment, LLC | IMI Cornelius | CCM1648W*2* | Ice-making Head | Water-Cooled Condenser | Flake |  | 1628 | 3.8 | 4 | 139 | 164.2 |  | Federally-Regulated Commercial & Industrial Equipment | 04/10/2012 |  | 02/21/2018
Mile High Equipment, LLC | Ice-O-Matic | ICE0250*W* | Ice-making Head | Water-Cooled Condenser | Cube |  | 275 | 6.1 | 6.29 | 131 | 194 |  | Non Federally-Regulated | 01/16/2008 |  | 02/21/2018
Scotsman Ice Systems | Scotsman | FME804WS-1# | Ice-making Head | Water-Cooled Condenser | Flake |  | 740 | 3.8 | 5.07 | 88 | 183.7 |  | Non Federally-Regulated | 03/27/2008 |  | 02/21/2018
Mile High Equipment, LLC | IMI Cornelius | CCM1448W*2* | Ice-making Head | Water-Cooled Condenser | Cube |  | 1239 | 4.2 | 4.52 | 122 | 172.7 |  | Non Federally-Regulated | 11/10/2008 |  | 02/21/2018
Manitowoc Ice, Inc. | Koolaire | KY1350N-263 KC1350-261 | Remote Condensing w/o Remote C | Air-Cooled Condenser | Cube |  | 1200 | 5 | 5.1 |  |  |  | Federally-Regulated Commercial & Industrial Equipment | 11/10/2014 |  | 02/21/2018
Mile High Equipment, LLC | Ice-O-Matic | ICE1506*R* | Remote Condensing w/o Remote C | Air-Cooled Condenser | Cube |  | 1216 | 4.6 | 5.1 |  |  |  | Non Federally-Regulated | 01/29/2008 |  | 02/21/2018
Manitowoc Ice, Inc. | Manitowoc | SN-0459W | Ice-making Head | Water-Cooled Condenser | Flake |  | 411 | 4.9 | 5.54 | 100 | 191 |  | Non Federally-Regulated | 01/03/2008 |  | 02/21/2018
Manitowoc Ice, Inc. | Manitowoc | ID0976C-161* ICVD0996-261 | Both Remote Condensing & Remot | Air-Cooled Condenser | Cube |  | 696 | 4.94 | 6.21 |  |  |  | Federally-Regulated Commercial & Industrial Equipment | 10/13/2014 |  | 02/21/2018
Scotsman Ice Systems | Scotsman | CU0515GA-1# | Self-Contained | Air-Cooled Condenser | Cube |  | 66 | 13.5 | 14.9 |  |  |  | Non Federally-Regulated | 03/27/2008 |  | 02/21/2018
Mile High Equipment, LLC | Ice-O-Matic | ICE0606HA* | Ice-making Head | Air-Cooled Condenser | Cube |  | 530 | 5 | 6.31 |  |  |  | Federally-Regulated Commercial & Industrial Equipment | 08/04/2015 |  | 02/21/2018
Mile High Equipment, LLC | Ice-O-Matic | ICE0856*A* | Ice-making Head | Air-Cooled Condenser | Cube |  | 630 | 5.53 | 6.2 |  |  |  | Federally-Regulated Commercial & Industrial Equipment | 02/13/2015 |  | 02/21/2018
Manitowoc Ice, Inc. | Manitowoc | UD0310W-261* | Self-Contained | Water-Cooled Condenser | Cube |  | 250 | 5.82 | 7.6 | 182 | 183.1 |  | Federally-Regulated Commercial & Industrial Equipment | 11/19/2014 |  | 02/21/2018
Scotsman Ice Systems | Scotsman | FME1204AS-32# | Ice-making Head | Air-Cooled Condenser | Flake |  | 790 | 3.3 | 6.02 |  |  |  | Non Federally-Regulated | 03/27/2008 |  | 02/21/2018
Manitowoc Ice, Inc. | Manitowoc | IY0906A-261* | Ice-making Head | Air-Cooled Condenser | Cube |  | 710 | 5.02 | 6.11 |  |  |  | Federally-Regulated Commercial & Industrial Equipment | 10/21/2014 |  | 02/21/2018
Manitowoc Ice, Inc. | Manitowoc | SY-1404A | Ice-making Head | Air-Cooled Condenser | Cube |  | 1160 | 5.3 | 5.61 |  |  |  | Non Federally-Regulated | 01/03/2008 |  | 02/21/2018
Scotsman Ice Systems | Scotsman | N0422A-1* | Ice-making Head | Air-Cooled Condenser | Flake |  | 310 | 6.3 | 7.59 |  |  |  | Federally-Regulated Commercial & Industrial Equipment | 07/08/2011 |  | 02/21/2018
Manitowoc Ice, Inc. | Manitowoc | RNS1078C-161 RCU10983-263 | Both Remote Condensing & Remot | Air-Cooled Condenser | Other |  | 900 | 4.5 | 5.43 |  |  |  | Federally-Regulated Commercial & Industrial Equipment | 10/30/2014 |  | 02/21/2018
Hoshizaki America | Hoshizaki | KMS-830MLH with SRK-8H condensing unit | Both Remote Condensing & Remot | Air-Cooled Condenser | Cube |  | 700 | 5.5 | 6.19 |  |  |  | Federally-Regulated Commercial & Industrial Equipment | 09/25/2012 |  | 02/21/2018
Mile High Equipment, LLC | Ice-O-Matic | ICE0320*A* | Ice-making Head | Air-Cooled Condenser | Cube |  | 220 | 8.1 | 8.37 |  |  |  | Federally-Regulated Commercial & Industrial Equipment | 04/28/2015 |  | 02/21/2018
Manitowoc Ice, Inc. | Manitowoc | IR0996N3*-263 JC0995-261 | Remote Condensing w/o Remote C | Air-Cooled Condenser | Cube |  | 665 | 5.29 | 6.32 |  |  |  | Federally-Regulated Commercial & Industrial Equipment | 10/13/2014 |  | 02/21/2018
Mile High Equipment, LLC | IMI Cornelius | CCM1848*R2* | Remote Condensing w/o Remote C | Air-Cooled Condenser | Cube |  | 1509 | 4.9 | 5.1 |  |  |  | Non Federally-Regulated | 02/07/2008 |  | 02/21/2018
ITV Ice Makers, S.A. | ITV Ice Makers, S.A. | SPIKA MS 440-A1H | Ice-making Head | Air-Cooled Condenser | Cube |  | 313 | 6.73 | 7.57 |  |  |  | Federally-Regulated Commercial & Industrial Equipment | 07/09/2012 |  | 02/21/2018
Mile High Equipment, LLC | Ice-O-Matic | ICE0520*W* | Ice-making Head | Water-Cooled Condenser | Cube |  | 442 | 4.2 | 5.37 | 127.5 | 190.3 |  | Non Federally-Regulated | 01/16/2008 |  | 02/21/2018
KD Industries, Inc. | Kold-Draft | GT564LHK | Ice-making Head | Water-Cooled Condenser | Cube |  | 494 | 4.73 | 5.08 | 144.2 | 189.1 |  | Federally-Regulated Commercial & Industrial Equipment | 03/02/2010 |  | 02/21/2018
Manitowoc Ice, Inc. | Manitowoc | SN-1258A | Ice-making Head | Air-Cooled Condenser | Flake |  | 1110 | 3.52 | 5.67 |  |  |  | Non Federally-Regulated | 01/03/2008 |  | 02/21/2018
Mile High Equipment, LLC | Ice-O-Matic | ICE0320*W* | Ice-making Head | Water-Cooled Condenser | Cube |  | 308 | 5.3 | 6.11 | 157 | 193.2 |  | Non Federally-Regulated | 01/16/2008 |  | 02/21/2018
Mile High Equipment, LLC | IMI Cornelius | CCM1448*A2* | Ice-making Head | Air-Cooled Condenser | Cube |  | 1136 | 5.1 | 5.64 |  |  |  | Non Federally-Regulated | 02/07/2008 |  | 02/21/2018
Mile High Equipment, LLC | Ice-O-Matic | ICE0806*A* | Ice-making Head | Air-Cooled Condenser | Cube |  | 666 | 5.8 | 6.16 |  |  |  | Non Federally-Regulated | 10/30/2008 |  | 02/21/2018
Scotsman Ice Systems | Scotsman | C2148MR-32# w/ Condenser ERC611-32# | Remote Condensing w/o Remote C | Air-Cooled Condenser | Cube |  | 1849 | 4.9 | 5.1 |  |  |  | Non Federally-Regulated | 03/27/2008 |  | 02/21/2018
Manitowoc Ice, Inc. | Manitowoc | RNS0608A-161 | Ice-making Head | Air-Cooled Condenser | Other |  | 451 | 5.81 | 6.39 |  |  |  | Federally-Regulated Commercial & Industrial Equipment | 10/30/2014 |  | 02/21/2018
Scotsman Ice Systems | Scotsman | CU2026SW-1* | Self-Contained | Water-Cooled Condenser | Cube |  | 190 | 6.6 | 7.79 | 180 | 185 |  | Federally-Regulated Commercial & Industrial Equipment | 07/08/2011 |  | 02/21/2018
Mile High Equipment, LLC | IMI Cornelius | CCM0522*W1* | Ice-making Head | Water-Cooled Condenser | Cube |  | 442 | 4.2 | 5.37 | 127.5 | 190.3 |  | Non Federally-Regulated | 02/07/2008 |  | 02/21/2018
KD Industries, Inc. | Kold-Draft | GT564LC | Ice-making Head | Water-Cooled Condenser | Cube |  | 429 | 5.14 | 5.44 | 175.6 | 190.6 |  | Federally-Regulated Commercial & Industrial Equipment | 03/02/2010 |  | 02/21/2018
Mile High Equipment, LLC | Ice-O-Matic | ICE0500*R* | Remote Condensing w/o Remote C | Air-Cooled Condenser | Cube |  | 455 | 6.8 | 7.12 |  |  |  | Non Federally-Regulated | 01/16/2008 |  | 02/21/2018
Scotsman Ice Systems | Scotsman | F1222W-3* | Ice-making Head | Water-Cooled Condenser | Flake |  | 1040 | 3.1 | 4.74 | 105 | 177.1 |  | Federally-Regulated Commercial & Industrial Equipment | 08/02/2011 |  | 02/21/2018
Manitowoc Ice, Inc. | Manitowoc | SD-1892N JC-1395 | Remote Condensing w/o Remote C | Air-Cooled Condenser | Cube |  | 1610 | 4.7 | 5.1 |  |  |  | Non Federally-Regulated | 01/03/2008 |  | 02/21/2018
Mile High Equipment, LLC | Ice-O-Matic | MFI1256R | Remote Condensing w/o Remote C | Air-Cooled Condenser | Flake |  | 867 | 3.7 | 5.56 |  |  |  | Federally-Regulated Commercial & Industrial Equipment | 08/12/2011 |  | 02/21/2018
Mile High Equipment, LLC | IMI Cornelius | CCM0830AH2* | Ice-making Head | Air-Cooled Condenser | Cube |  | 650 | 5.47 | 6.18 |  |  |  | Federally-Regulated Commercial & Industrial Equipment | 08/04/2015 |  | 02/21/2018
Manitowoc Ice, Inc. | Manitowoc | SN-0658A | Ice-making Head | Air-Cooled Condenser | Flake |  | 564 | 5.07 | 6.27 |  |  |  | Non Federally-Regulated | 01/03/2008 |  | 02/21/2018
Mile High Equipment, LLC | IMI Cornelius | CCM1948W*3* | Ice-making Head | Water-Cooled Condenser | Flake |  | 1650 | 3.9 | 4 | 154 | 163.7 |  | Federally-Regulated Commercial & Industrial Equipment | 04/10/2012 |  | 02/21/2018
Manitowoc Ice, Inc. | Manitowoc | SD-1602A | Ice-making Head | Air-Cooled Condenser | Cube |  | 1370 | 5.2 | 5.38 |  |  |  | Non Federally-Regulated | 01/03/2008 |  | 02/21/2018
ITV Ice Makers, S.A. | ITV Ice Makers, S.A. | SPIKA NG 285-A1F | Self-Contained | Air-Cooled Condenser | Cube |  | 247 | 7.21 | 9.8 |  |  |  | Federally-Regulated Commercial & Industrial Equipment | 07/09/2012 |  | 02/21/2018
Mile High Equipment, LLC | Ice-O-Matic | ICE1606*W* | Ice-making Head | Water-Cooled Condenser | Flake |  | 1628 | 3.8 | 4 | 139 | 164.2 |  | Federally-Regulated Commercial & Industrial Equipment | 04/10/2012 |  | 02/21/2018
Mile High Equipment, LLC | IMI Cornelius | CCM0630AF2* | Ice-making Head | Air-Cooled Condenser | Cube |  | 480 | 5.4 | 6.36 |  |  |  | Federally-Regulated Commercial & Industrial Equipment | 08/04/2015 |  | 02/21/2018
KD Industries, Inc. | Kold-Draft | GB564LC | Ice-making Head | Water-Cooled Condenser | Cube |  | 410 | 5.34 | 5.55 | 163.2 | 191 |  | Non Federally-Regulated | 09/01/2009 |  | 02/21/2018
KD Industries, Inc. | Kold-Draft | GT361LC | Ice-making Head | Water-Cooled Condenser | Cube |  | 262 | 5.56 | 6.36 | 165.3 | 194.2 |  | Federally-Regulated Commercial & Industrial Equipment | 03/02/2010 |  | 02/21/2018
Manitowoc Ice, Inc. | Manitowoc | SF-1206A3 | Ice-making Head | Air-Cooled Condenser | Flake |  | 1018 | 3.79 | 5.77 |  |  |  | Non Federally-Regulated | 01/03/2008 |  | 02/21/2018
Mile High Equipment, LLC | Ice-O-Matic | ICEU220*W* | Self-Contained | Water-Cooled Condenser | Cube |  | 193 | 6.6 | 7.73 | 175 | 184.9 |  | Non Federally-Regulated | 01/16/2008 |  | 02/21/2018
Scotsman Ice Systems | Scotsman | NME954AS-32# | Ice-making Head | Air-Cooled Condenser | Flake |  | 653 | 4.2 | 6.17 |  |  |  | Non Federally-Regulated | 03/27/2008 |  | 02/21/2018
Manitowoc Ice, Inc. | Manitowoc | ID1106A3-263* | Ice-making Head | Air-Cooled Condenser | Cube |  | 846 | 5.06 | 5.96 |  |  |  | Federally-Regulated Commercial & Industrial Equipment | 08/26/2014 |  | 02/21/2018
Mile High Equipment, LLC | Ice-O-Matic | ICEU220*A* | Self-Contained | Air-Cooled Condenser | Cube |  | 175 | 8.8 | 9.8 |  |  |  | Non Federally-Regulated | 01/16/2008 |  | 02/21/2018
Manitowoc Ice, Inc. | Manitowoc | SF-1276C RFC-12853 | Both Remote Condensing & Remot | Air-Cooled Condenser | Flake |  | 1025 | 3.86 | 5.3 |  |  |  | Non Federally-Regulated | 01/03/2008 |  | 02/21/2018
Hoshizaki America | Hoshizaki | C-101BAH-**** | Self-Contained | Air-Cooled Condenser | Flake |  | 62 | 12.1 | 15.09 |  |  |  | Federally-Regulated Commercial & Industrial Equipment | 08/11/2014 |  | 02/21/2018
Scotsman Ice Systems | Scotsman | F1522W-32* | Ice-making Head | Water-Cooled Condenser | Flake |  | 1220 | 3.3 | 4.54 | 105 | 173.2 |  | Federally-Regulated Commercial & Industrial Equipment | 07/08/2011 |  | 02/21/2018
Manitowoc Ice, Inc. | Manitowoc | SY-1004A | Ice-making Head | Air-Cooled Condenser | Cube |  | 840 | 5.5 | 5.97 |  |  |  | Non Federally-Regulated | 01/03/2008 |  | 02/21/2018
Scotsman Ice Systems | Scotsman | CU1526SA-1* | Self-Contained | Air-Cooled Condenser | Cube |  | 110 | 11.5 | 12.84 |  |  |  | Federally-Regulated Commercial & Industrial Equipment | 07/08/2011 |  | 02/21/2018
Manitowoc Ice, Inc. | Manitowoc | UY0140W-161* | Self-Contained | Water-Cooled Condenser | Cube |  | 104 | 9.42 | 9.42 | 187.7 | 187.7 |  | Federally-Regulated Commercial & Industrial Equipment | 01/06/2015 |  | 02/21/2018
Manitowoc Ice, Inc. | Manitowoc | UR0310W-261* | Self-Contained | Water-Cooled Condenser | Cube |  | 240 | 6.11 | 7.6 | 182 | 183.4 |  | Federally-Regulated Commercial & Industrial Equipment | 12/02/2014 |  | 02/21/2018
Manitowoc Ice, Inc. | Manitowoc | SY-0694N JC-0895 | Remote Condensing w/o Remote C | Air-Cooled Condenser | Cube |  | 570 | 5.9 | 6.68 |  |  |  | Non Federally-Regulated | 01/03/2008 |  | 02/21/2018
ITV Ice Makers, S.A. | ITV Ice Makers, S.A. | SPIKA NG 285-A1H | Self-Contained | Air-Cooled Condenser | Cube |  | 249 | 6.9 | 9.8 |  |  |  | Federally-Regulated Commercial & Industrial Equipment | 07/09/2012 |  | 02/21/2018
Manitowoc Ice, Inc. | Manitowoc | UD0190A-261* | Self-Contained | Air-Cooled Condenser | Cube |  | 140 | 7.87 | 11.43 |  |  |  | Federally-Regulated Commercial & Industrial Equipment | 11/19/2014 |  | 02/21/2018
Manitowoc Ice, Inc. | Manitowoc | RNS1078C-261 RCU10983-263 | Both Remote Condensing & Remot | Air-Cooled Condenser | Other |  | 900 | 4.5 | 5.43 |  |  |  | Federally-Regulated Commercial & Industrial Equipment | 10/30/2014 |  | 02/21/2018
Manitowoc Ice, Inc. | Manitowoc | RNS1078C-261 RCU1098-261 | Both Remote Condensing & Remot | Air-Cooled Condenser | Other |  | 900 | 4.5 | 5.43 |  |  |  | Federally-Regulated Commercial & Industrial Equipment | 10/30/2014 |  | 02/21/2018
Manitowoc Ice, Inc. | Manitowoc | SF-1206A | Ice-making Head | Air-Cooled Condenser | Flake |  | 1018 | 3.8 | 5.77 |  |  |  | Non Federally-Regulated | 01/03/2008 |  | 02/21/2018
Hoshizaki America | Hoshizaki | F-1001MLH-C | Both Remote Condensing & Remot | Air-Cooled Condenser | Flake |  | 795 | 2 | 5.83 |  |  |  | Non Federally-Regulated | 05/21/2009 |  | 02/21/2018
Mile High Equipment, LLC | Ice-O-Matic | ICE1807*W* | Ice-making Head | Water-Cooled Condenser | Cube |  | 1603 | 3.9 | 4 | 134 | 164.7 |  | Non Federally-Regulated | 10/30/2008 |  | 02/21/2018
Mile High Equipment, LLC | Ice-O-Matic | ICE1806*R* | Remote Condensing w/o Remote C | Air-Cooled Condenser | Cube |  | 1461 | 5 | 5.1 |  |  |  | Non Federally-Regulated | 10/30/2008 |  | 02/21/2018
Manitowoc Ice, Inc. | Manitowoc | SY-0855W3 | Ice-making Head | Water-Cooled Condenser | Cube |  | 810 | 4.2 | 4.99 | 140 | 182.2 |  | Non Federally-Regulated | 01/03/2008 |  | 02/21/2018
Mile High Equipment, LLC | IMI Cornelius | CCM0430*W1* | Ice-making Head | Water-Cooled Condenser | Cube |  | 407 | 4.65 | 5.56 | 148 | 191.1 |  | Non Federally-Regulated | 02/07/2008 |  | 02/21/2018
Hoshizaki America | Hoshizaki | KM-1900SAH3 | Ice-making Head | Air-Cooled Condenser | Cube |  | 1530 | 4.1 | 5.21 |  |  |  | Non Federally-Regulated | 05/21/2009 |  | 02/21/2018
Manitowoc Ice, Inc. | Manitowoc | SD-1892N3 JC-1395 | Remote Condensing w/o Remote C | Air-Cooled Condenser | Cube |  | 1610 | 4.7 | 5.1 |  |  |  | Non Federally-Regulated | 01/03/2008 |  | 02/21/2018
Scotsman Ice Systems | Scotsman | F1222W-32* | Ice-making Head | Water-Cooled Condenser | Flake |  | 1040 | 3.1 | 4.74 | 105 | 177.1 |  | Federally-Regulated Commercial & Industrial Equipment | 08/02/2011 |  | 02/21/2018
Mile High Equipment, LLC | IMI Cornelius | CCM0830W*2* | Ice-making Head | Water-Cooled Condenser | Cube |  | 784 | 4.5 | 5.02 | 112 | 182.8 |  | Non Federally-Regulated | 11/10/2008 |  | 02/21/2018
Manitowoc Ice, Inc. | Manitowoc | SY-1805W3 | Ice-making Head | Water-Cooled Condenser | Cube |  | 1710 | 4 | 4 | 155 | 162.4 |  | Non Federally-Regulated | 01/03/2008 |  | 02/21/2018
Manitowoc Ice, Inc. | Manitowoc | SY-1274C CVD-12853 | Both Remote Condensing & Remot | Air-Cooled Condenser | Cube |  | 1000 | 5.2 | 5.3 |  |  |  | Non Federally-Regulated | 01/16/2008 |  | 02/21/2018
Scotsman Ice Systems | Scotsman | C0530MR-1# w/ Condenser ERC111-1# | Remote Condensing w/o Remote C | Air-Cooled Condenser | Cube |  | 460 | 6.3 | 7.1 |  |  |  | Non Federally-Regulated | 03/27/2008 |  | 02/21/2018
Scotsman Ice Systems | Scotsman | C0522MW-32# | Ice-making Head | Water-Cooled Condenser | Cube |  | 494 | 4.4 | 5.08 | 142 | 189.1 |  | Non Federally-Regulated | 03/27/2008 |  | 02/21/2018
Manitowoc Ice, Inc. | Manitowoc | IR0906A3-263* | Ice-making Head | Air-Cooled Condenser | Cube |  | 639 | 5.33 | 6.19 |  |  |  | Federally-Regulated Commercial & Industrial Equipment | 10/21/2014 |  | 02/21/2018
Manitowoc Ice, Inc. | Manitowoc | SY-1694N3 JC1395 | Remote Condensing w/o Remote C | Air-Cooled Condenser | Cube |  | 1420 | 4.8 | 5.1 |  |  |  | Non Federally-Regulated | 01/03/2008 |  | 02/21/2018
Manitowoc Ice, Inc. | Manitowoc | SY-0305W | Ice-making Head | Water-Cooled Condenser | Cube |  | 290 | 6 | 6.21 | 170 | 193.6 |  | Non Federally-Regulated | 01/08/2008 |  | 02/21/2018
Hoshizaki America | Hoshizaki | KM-1601SRH | Remote Condensing w/o Remote C | Air-Cooled Condenser | Cube |  | 1490 | 4.36 | 5.1 |  |  |  | Federally-Regulated Commercial & Industrial Equipment | 10/11/2011 |  | 02/21/2018
Mile High Equipment, LLC | Ice-O-Matic | ICE0726*R* | Ice-making Head | Air-Cooled Condenser | Flake |  | 700 | 5.2 | 6.12 |  |  |  | Federally-Regulated Commercial & Industrial Equipment | 05/24/2013 |  | 02/21/2018
Manitowoc Ice, Inc. | Manitowoc | ID0906W3-263* | Ice-making Head | Water-Cooled Condenser | Cube |  | 701 | 4.35 | 5.11 | 145 | 184.6 |  | Federally-Regulated Commercial & Industrial Equipment | 10/21/2014 |  | 02/21/2018
Mile High Equipment, LLC | Ice-O-Matic | GEM1306A* | Ice-making Head | Air-Cooled Condenser | Flake |  | 1000 | 3.8 | 5.79 |  |  |  | Federally-Regulated Commercial & Industrial Equipment | 09/16/2015 |  | 02/21/2018
Mile High Equipment, LLC | Ice-O-Matic | ICE0606FA* | Ice-making Head | Air-Cooled Condenser | Cube |  | 480 | 5.4 | 6.36 |  |  |  | Federally-Regulated Commercial & Industrial Equipment | 08/04/2015 |  | 02/21/2018
Scotsman Ice Systems | Scotsman | C0830SR-32# w/ Condenser ERC311-32# | Remote Condensing w/o Remote C | Air-Cooled Condenser | Cube |  | 780 | 4.7 | 5.89 |  |  |  | Non Federally-Regulated | 03/27/2008 |  | 02/21/2018
KD Industries, Inc. | Kold-Draft | GB561LHK | Ice-making Head | Water-Cooled Condenser | Cube |  | 500 | 5 | 5.33 | 148 | 189 |  | Non Federally-Regulated | 04/23/2009 |  | 02/21/2018
KD Industries, Inc. | Kold-Draft | GB1064AC | Ice-making Head | Air-Cooled Condenser | Cube |  | 718 | 5.9 | 6.1 |  |  |  | Non Federally-Regulated | 09/01/2009 |  | 02/21/2018
Manitowoc Ice, Inc. | Manitowoc | SY-1004A3 | Ice-making Head | Air-Cooled Condenser | Cube |  | 840 | 5.5 | 5.97 |  |  |  | Non Federally-Regulated | 01/03/2008 |  | 02/21/2018
Manitowoc Ice, Inc. | Manitowoc | IY1474C-161* ICVD14963-263 | Both Remote Condensing & Remot | Air-Cooled Condenser | Cube |  | 1200 | 4.31 | 5.3 |  |  |  | Federally-Regulated Commercial & Industrial Equipment | 11/13/2014 |  | 02/21/2018
Manitowoc Ice, Inc. | Manitowoc | UD0240A-261* | Self-Contained | Air-Cooled Condenser | Cube |  | 160 | 7.2 | 10.5 |  |  |  | Federally-Regulated Commercial & Industrial Equipment | 11/19/2014 |  | 02/21/2018
Hoshizaki America | Hoshizaki | KM-1340MAH | Ice-making Head | Air-Cooled Condenser | Cube |  | 1167 | 4.7 | 5.61 |  |  |  | Non Federally-Regulated | 05/21/2009 |  | 02/21/2018
Manitowoc Ice, Inc. | Manitowoc | SD-1803W3 | Ice-making Head | Water-Cooled Condenser | Cube |  | 1710 | 4 | 4 | 155 | 162.4 |  | Non Federally-Regulated | 01/03/2008 |  | 02/21/2018
Mile High Equipment, LLC | IMI Cornelius | CCM0830R*2* | Remote Condensing w/o Remote C | Air-Cooled Condenser | Cube |  | 768 | 5.3 | 5.93 |  |  |  | Non Federally-Regulated | 11/10/2008 |  | 02/21/2018
KD Industries, Inc. | Kold-Draft | GT364LC | Ice-making Head | Water-Cooled Condenser | Cube |  | 255 | 5.76 | 6.4 | 163.4 | 194.4 |  | Federally-Regulated Commercial & Industrial Equipment | 03/02/2010 |  | 02/21/2018
Manitowoc Ice, Inc. | Manitowoc | IY0996N3-263* JC0995-261 | Remote Condensing w/o Remote C | Air-Cooled Condenser | Cube |  | 752 | 4.9 | 5.99 |  |  |  | Federally-Regulated Commercial & Industrial Equipment | 10/13/2014 |  | 02/21/2018
Scotsman Ice Systems | Scotsman | C0330SA-32# | Ice-making Head | Air-Cooled Condenser | Cube |  | 280 | 6 | 7.85 |  |  |  | Non Federally-Regulated | 03/27/2008 |  | 02/21/2018
Manitowoc Ice, Inc. | Manitowoc | SY-0674C CVD-0675 | Both Remote Condensing & Remot | Air-Cooled Condenser | Cube |  | 580 | 6.1 | 6.65 |  |  |  | Non Federally-Regulated | 01/03/2008 |  | 02/21/2018
Scotsman Ice Systems | Scotsman | CU2026MW-32* | Self-Contained | Water-Cooled Condenser | Cube |  | 190 | 6.6 | 7.79 | 180 | 185 |  | Federally-Regulated Commercial & Industrial Equipment | 08/02/2011 |  | 02/21/2018
Manitowoc Ice, Inc. | Manitowoc | SY-1474C CVD-1486 | Both Remote Condensing & Remot | Water-Cooled Condenser | Cube |  | 1235 | 3.9 |  | 136 |  |  | Non Federally-Regulated | 01/03/2008 |  | 02/21/2018
Scotsman Ice Systems | Scotsman | N0922R-32* w/condenser ERC311-32* | Remote Condensing w/o Remote C | Air-Cooled Condenser | Flake |  | 835 | 4 | 5.68 |  |  |  | Federally-Regulated Commercial & Industrial Equipment | 07/08/2011 |  | 02/21/2018
Manitowoc Ice, Inc. | Manitowoc | IY1106W-261* | Ice-making Head | Water-Cooled Condenser | Cube |  | 965 | 3.9 | 4.82 | 144 | 178.8 |  | Federally-Regulated Commercial & Industrial Equipment | 08/26/2014 |  | 02/21/2018
Mile High Equipment, LLC | IMI Cornelius | CCM1030R*2* | Remote Condensing w/o Remote C | Air-Cooled Condenser | Cube |  | 843 | 5.6 | 5.65 |  |  |  | Non Federally-Regulated | 11/10/2008 |  | 02/21/2018
Manitowoc Ice, Inc. | Manitowoc | UR0240A-261* | Self-Contained | Air-Cooled Condenser | Cube |  | 154 | 7.55 | 10.78 |  |  |  | Federally-Regulated Commercial & Industrial Equipment | 12/02/2014 |  | 02/21/2018
Scotsman Ice Systems | Scotsman | C0522SW-1# | Ice-making Head | Water-Cooled Condenser | Cube |  | 494 | 4.4 | 5.08 | 142 | 189.1 |  | Non Federally-Regulated | 03/27/2008 |  | 02/21/2018
Scotsman Ice Systems | Scotsman | EH430SL-1# w/ Comp C1800CP-3#, Cond ERC2086-32# | Both Remote Condensing & Remot | Air-Cooled Condenser | Cube |  | 1567 | 4.6 | 5.3 |  |  |  | Non Federally-Regulated | 03/27/2008 |  | 02/21/2018
Hoshizaki America | Hoshizaki | KMS-822MLH | Both Remote Condensing & Remot | Air-Cooled Condenser | Cube |  | 774 | 5.58 | 5.91 |  |  |  | Federally-Regulated Commercial & Industrial Equipment | 10/07/2011 |  | 02/21/2018
Mile High Equipment, LLC | Ice-O-Matic | MFI0500A | Ice-making Head | Air-Cooled Condenser | Flake |  | 401 | 4.5 | 6.81 |  |  |  | Federally-Regulated Commercial & Industrial Equipment | 08/12/2011 |  | 02/21/2018
Scotsman Ice Systems | Scotsman | C1448MA-3# | Ice-making Head | Air-Cooled Condenser | Cube |  | 1242 | 4.6 | 5.52 |  |  |  | Non Federally-Regulated | 03/27/2008 |  | 02/21/2018
Scotsman Ice Systems | Scotsman | CME1686RLS-1# w/ Comp CP1316-3#, Cond ERC1086-32# | Both Remote Condensing & Remot | Air-Cooled Condenser | Cube |  | 1371 | 5.3 | 5.3 |  |  |  | Non Federally-Regulated | 03/27/2008 |  | 02/21/2018
Manitowoc Ice, Inc. | Manitowoc | SF-0906A | Ice-making Head | Air-Cooled Condenser | Flake |  | 744 | 4.2 | 6.07 |  |  |  | Non Federally-Regulated | 01/03/2008 |  | 02/21/2018
Mile High Equipment, LLC | Ice-O-Matic | ICE1906*W* | Ice-making Head | Water-Cooled Condenser | Flake |  | 1692 | 3.9 | 4 | 156 | 162.8 |  | Federally-Regulated Commercial & Industrial Equipment | 04/10/2012 |  | 02/21/2018
Mile High Equipment, LLC | Ice-O-Matic | GEMD520A | Self-Contained | Air-Cooled Condenser | Flake |  | 365 | 6.8 | 9.8 |  |  |  | Federally-Regulated Commercial & Industrial Equipment | 07/31/2012 |  | 02/21/2018
Mile High Equipment, LLC | IMI Cornelius | CCM1948R*2* | Ice-making Head | Air-Cooled Condenser | Flake |  | 1561 | 5 | 5.17 |  |  |  | Federally-Regulated Commercial & Industrial Equipment | 04/10/2012 |  | 02/21/2018
Manitowoc Ice, Inc. | Manitowoc | SD-1692N3 JC1395 | Remote Condensing w/o Remote C | Air-Cooled Condenser | Cube |  | 1420 | 4.8 | 5.1 |  |  |  | Non Federally-Regulated | 01/03/2008 |  | 02/21/2018
Manitowoc Ice, Inc. | Manitowoc | SY-1494N JC-1395 | Remote Condensing w/o Remote C | Air-Cooled Condenser | Cube |  | 1210 | 4.8 | 5.1 |  |  |  | Non Federally-Regulated | 01/03/2008 |  | 02/21/2018
Mile High Equipment, LLC | Ice-O-Matic | ICE1406*R* | Remote Condensing w/o Remote C | Air-Cooled Condenser | Cube |  | 1150 | 5 | 5.1 |  |  |  | Non Federally-Regulated | 01/29/2008 |  | 02/21/2018
Mile High Equipment, LLC | Ice-O-Matic | ICE1607*W* | Ice-making Head | Water-Cooled Condenser | Flake |  | 1603 | 3.9 | 4 | 134 | 164.7 |  | Federally-Regulated Commercial & Industrial Equipment | 04/10/2012 |  | 02/21/2018
Manitowoc Ice, Inc. | Manitowoc | UY0140A-161* | Self-Contained | Air-Cooled Condenser | Cube |  | 95 | 11.1 | 13.54 |  |  |  | Federally-Regulated Commercial & Industrial Equipment | 12/02/2014 |  | 02/21/2018
Icetro | Jetice | ICI-050VHF | Self-Contained | Air-Cooled Condenser | Cube |  | 81 | 14 | 14.2 |  |  |  | Federally-Regulated Commercial & Industrial Equipment | 11/01/2013 |  | 02/21/2018
Mile High Equipment, LLC | IMI Cornelius | CCM2148R*2* | Remote Condensing w/o Remote C | Air-Cooled Condenser | Cube |  | 1561 | 5 | 5.1 |  |  |  | Non Federally-Regulated | 11/10/2008 |  | 02/21/2018
Manitowoc Ice, Inc. | Manitowoc | UY0310A-261* | Self-Contained | Air-Cooled Condenser | Cube |  | 235 | 7.78 | 9.8 |  |  |  | Federally-Regulated Commercial & Industrial Equipment | 12/02/2014 |  | 02/21/2018
Scotsman Ice Systems | Scotsman | FME2404AS-3* | Ice-making Head | Air-Cooled Condenser | Flake |  | 1400 | 4 | 5.35 |  |  |  | Federally-Regulated Commercial & Industrial Equipment | 06/07/2012 |  | 02/21/2018
KD Industries, Inc. | Kold-Draft | GT561LC | Ice-making Head | Water-Cooled Condenser | Cube |  | 447 | 5.15 | 5.34 | 137.4 | 190.2 |  | Federally-Regulated Commercial & Industrial Equipment | 03/02/2010 |  | 02/21/2018
Manitowoc Ice, Inc. | Manitowoc | SY-1694N JC1395 | Remote Condensing w/o Remote C | Air-Cooled Condenser | Cube |  | 1420 | 4.8 | 5.1 |  |  |  | Non Federally-Regulated | 01/03/2008 |  | 02/21/2018
Manitowoc Ice, Inc. | Manitowoc | UD0190A-161* | Self-Contained | Air-Cooled Condenser | Cube |  | 140 | 8.4 | 11.43 |  |  |  | Federally-Regulated Commercial & Industrial Equipment | 11/19/2014 |  | 02/21/2018
Mile High Equipment, LLC | Ice-O-Matic | ICE1007*A* | Ice-making Head | Air-Cooled Condenser | Cube |  | 754 | 5.7 | 6.06 |  |  |  | Non Federally-Regulated | 10/30/2008 |  | 02/21/2018
Hoshizaki America | Hoshizaki | KM-901MRH3 | Remote Condensing w/o Remote C | Air-Cooled Condenser | Cube |  | 815 | 5.4 | 5.75 |  |  |  | Non Federally-Regulated | 05/21/2009 |  | 02/21/2018
Mile High Equipment, LLC | Ice-O-Matic | MFI1256W | Ice-making Head | Water-Cooled Condenser | Flake |  | 959 | 2.7 | 4.83 | 69.9 | 178.9 |  | Federally-Regulated Commercial & Industrial Equipment | 08/12/2011 |  | 02/21/2018
Mile High Equipment, LLC | IMI Cornelius | CCM1848W*2* | Ice-making Head | Water-Cooled Condenser | Cube |  | 1628 | 3.8 | 4 | 139 | 164.2 |  | Non Federally-Regulated | 11/10/2008 |  | 02/21/2018
Manitowoc Ice, Inc. | Manitowoc | IY0906A3-263* | Ice-making Head | Air-Cooled Condenser | Cube |  | 710 | 5.02 | 6.11 |  |  |  | Federally-Regulated Commercial & Industrial Equipment | 10/21/2014 |  | 02/21/2018
Mile High Equipment, LLC | Ice-O-Matic | HISU076*A* | Self-Contained | Air-Cooled Condenser | Flake |  | 54 | 12 | 15.47 |  |  |  | Federally-Regulated Commercial & Industrial Equipment | 12/12/2014 |  | 02/21/2018
Manitowoc Ice, Inc. | Manitowoc | QY-0215W | Self-Contained | Water-Cooled Condenser | Cube |  | 190 | 6.8 | 7.79 | 142 | 185 |  | Non Federally-Regulated | 01/03/2008 |  | 02/21/2018
Scotsman Ice Systems | Scotsman | EH222SL-1* w/comp C0800CP-3* w/ ERC680-32* cond | Both Remote Condensing & Remot | Air-Cooled Condenser | Cube |  | 700 | 5.5 | 6.19 |  |  |  | Federally-Regulated Commercial & Industrial Equipment | 07/08/2011 |  | 02/21/2018
Scotsman Ice Systems | Scotsman | CU3030SA-32* | Self-Contained | Air-Cooled Condenser | Cube |  | 217 | 8.5 | 9.8 |  |  |  | Federally-Regulated Commercial & Industrial Equipment | 08/02/2011 |  | 02/21/2018
Hoshizaki America | Hoshizaki | KM-1601MRH3 | Remote Condensing w/o Remote C | Air-Cooled Condenser | Cube |  | 1391 | 4.55 | 5.1 |  |  |  | Federally-Regulated Commercial & Industrial Equipment | 09/25/2012 |  | 02/21/2018
Mile High Equipment, LLC | Ice-O-Matic | GEM0650R | Remote Condensing w/o Remote C | Air-Cooled Condenser | Flake |  | 600 | 5.2 | 6.57 |  |  |  | Federally-Regulated Commercial & Industrial Equipment | 08/12/2011 |  | 02/21/2018
Hoshizaki America | Hoshizaki | KMS-1122MLH W/ SRK-12H3 CONDENSING UNIT | Both Remote Condensing & Remot | Air-Cooled Condenser | Cube |  | 1000 | 4.6 | 5.3 |  |  |  | Federally-Regulated Commercial & Industrial Equipment | 08/11/2014 |  | 02/21/2018
Scotsman Ice Systems | Scotsman | F1222A-32* | Ice-making Head | Air-Cooled Condenser | Flake |  | 825 | 3.9 | 5.98 |  |  |  | Federally-Regulated Commercial & Industrial Equipment | 08/02/2011 |  | 02/21/2018
Mile High Equipment, LLC | IMI Cornelius | CCM1648R*3* | Ice-making Head | Air-Cooled Condenser | Flake |  | 1444 | 4.9 | 5.3 |  |  |  | Federally-Regulated Commercial & Industrial Equipment | 04/10/2012 |  | 02/21/2018
Mile High Equipment, LLC | Ice-O-Matic | ICE1006*A* | Ice-making Head | Air-Cooled Condenser | Cube |  | 780 | 5.7 | 6.03 |  |  |  | Non Federally-Regulated | 10/30/2008 |  | 02/21/2018
Mile High Equipment, LLC | Ice-O-Matic | ICE0606FR* | Remote Condensing w/o Remote C | Air-Cooled Condenser | Cube |  | 500 | 5.6 | 6.95 |  |  |  | Federally-Regulated Commercial & Industrial Equipment | 08/04/2015 |  | 02/21/2018
Manitowoc Ice, Inc. | Manitowoc | RNS1009W-261 | Ice-making Head | Water-Cooled Condenser | Other |  | 960 | 3.67 | 4.82 | 131 | 178.9 |  | Federally-Regulated Commercial & Industrial Equipment | 10/30/2014 |  | 02/21/2018
Scotsman Ice Systems | Scotsman | AFE424W-1* | Self-Contained | Water-Cooled Condenser | Flake |  | 310 | 5.5 | 7.6 | 131 | 181.2 |  | Federally-Regulated Commercial & Industrial Equipment | 08/02/2011 |  | 02/21/2018
Mile High Equipment, LLC | IMI Cornelius | CCM0930R*2* | Ice-making Head | Air-Cooled Condenser | Flake |  | 768 | 5.3 | 6.05 |  |  |  | Federally-Regulated Commercial & Industrial Equipment | 04/10/2012 |  | 02/21/2018
KD Industries, Inc. | Kold-Draft | GT564AHK | Ice-making Head | Air-Cooled Condenser | Cube |  | 433 | 5.99 | 6.54 |  |  |  | Federally-Regulated Commercial & Industrial Equipment | 03/02/2010 |  | 02/21/2018
Manitowoc Ice, Inc. | Manitowoc | ID0452A-161* | Ice-making Head | Air-Cooled Condenser | Cube |  | 316 | 6.36 | 7.54 |  |  |  | Federally-Regulated Commercial & Industrial Equipment | 11/13/2014 |  | 02/21/2018
Manitowoc Ice, Inc. | Manitowoc | SN-0659W | Ice-making Head | Water-Cooled Condenser | Flake |  | 595 | 4.38 | 5.23 | 107 | 186.9 |  | Non Federally-Regulated | 01/03/2008 |  | 02/21/2018
Scotsman Ice Systems | Scotsman | MDT2C12A-1* | Self-Contained | Air-Cooled Condenser | Flake |  | 198 | 7 | 9.8 |  |  |  | Federally-Regulated Commercial & Industrial Equipment | 07/08/2011 |  | 02/21/2018
Scotsman Ice Systems | Scotsman | N0922A-3* | Ice-making Head | Air-Cooled Condenser | Flake |  | 765 | 4.7 | 6.05 |  |  |  | Federally-Regulated Commercial & Industrial Equipment | 08/02/2011 |  | 02/21/2018
Manitowoc Ice, Inc. | Manitowoc | UY0190A-161* | Self-Contained | Air-Cooled Condenser | Cube |  | 140 | 8.3 | 11.43 |  |  |  | Federally-Regulated Commercial & Industrial Equipment | 12/02/2014 |  | 02/21/2018
Mile High Equipment, LLC | Ice-O-Matic | GEM0956R | Remote Condensing w/o Remote C | Air-Cooled Condenser | Flake |  | 833 | 4.2 | 5.68 |  |  |  | Federally-Regulated Commercial & Industrial Equipment | 08/12/2011 |  | 02/21/2018
Vogt-Ice, LLC | Tube-Ice | HES-20S | Remote Condensing w/o Remote C | Air-Cooled Condenser | Cube |  | 2298 | 4.3 | 5.1 |  |  |  | Federally-Regulated Commercial & Industrial Equipment | 10/12/2011 |  | 02/21/2018
Mile High Equipment, LLC | Ice-O-Matic | ICE0406*A* | Ice-making Head | Air-Cooled Condenser | Flake |  | 360 | 6 | 7.16 |  |  |  | Federally-Regulated Commercial & Industrial Equipment | 05/16/2012 |  | 02/21/2018
Scotsman Ice Systems | Scotsman | C0522MA-32# | Ice-making Head | Air-Cooled Condenser | Cube |  | 380 | 6.7 | 6.99 |  |  |  | Non Federally-Regulated | 03/27/2008 |  | 02/21/2018
Manitowoc Ice, Inc. | Manitowoc | SF-1207W3 | Ice-making Head | Water-Cooled Condenser | Flake |  | 1105 | 3.24 | 4.66 | 83 | 175.7 |  | Non Federally-Regulated | 01/03/2008 |  | 02/21/2018
Scotsman Ice Systems | Scotsman | C2148MR-3# w/ Condenser ERC611-32# | Remote Condensing w/o Remote C | Air-Cooled Condenser | Cube |  | 1849 | 4.9 | 5.1 |  |  |  | Non Federally-Regulated | 03/27/2008 |  | 02/21/2018
Manitowoc Ice, Inc. | Manitowoc | SY-1404A3 | Ice-making Head | Air-Cooled Condenser | Cube |  | 1160 | 5.3 | 5.61 |  |  |  | Non Federally-Regulated | 01/03/2008 |  | 02/21/2018
Scotsman Ice Systems | Scotsman | N0622W-1* | Ice-making Head | Water-Cooled Condenser | Flake |  | 570 | 4.4 | 5.25 | 102 | 187.5 |  | Federally-Regulated Commercial & Industrial Equipment | 06/07/2012 |  | 02/21/2018
Scotsman Ice Systems | Scotsman | MDT3F12A-1* | Self-Contained | Air-Cooled Condenser | Flake |  | 294 | 6 | 9.8 |  |  |  | Federally-Regulated Commercial & Industrial Equipment | 07/08/2011 |  | 02/21/2018
Scotsman Ice Systems | Scotsman | N0922R-3* w/condenser ERC311-32* | Remote Condensing w/o Remote C | Air-Cooled Condenser | Flake |  | 835 | 4 | 5.68 |  |  |  | Federally-Regulated Commercial & Industrial Equipment | 08/02/2011 |  | 02/21/2018
Manitowoc Ice, Inc. | Manitowoc | IY0976C-161* ICVD09963-263 | Both Remote Condensing & Remot | Air-Cooled Condenser | Cube |  | 714 | 4.93 | 6.14 |  |  |  | Federally-Regulated Commercial & Industrial Equipment | 10/13/2014 |  | 02/21/2018
Hoshizaki America | Hoshizaki | KMS-2000MLH with SRK-20H condensing unit | Both Remote Condensing & Remot | Air-Cooled Condenser | Cube |  | 1786 | 4.7 | 5.3 |  |  |  | Federally-Regulated Commercial & Industrial Equipment | 09/25/2012 |  | 02/21/2018
Mile High Equipment, LLC | IMI Cornelius | CCM1030*A3* | Ice-making Head | Air-Cooled Condenser | Cube |  | 804 | 5.67 | 6.01 |  |  |  | Non Federally-Regulated | 02/07/2008 |  | 02/21/2018
Manitowoc Ice, Inc. | Manitowoc | RNS1008A-261 | Ice-making Head | Air-Cooled Condenser | Other |  | 825 | 4.94 | 5.98 |  |  |  | Federally-Regulated Commercial & Industrial Equipment | 10/30/2014 |  | 02/21/2018
Mile High Equipment, LLC | Ice-O-Matic | ICE0906*R* | Ice-making Head | Air-Cooled Condenser | Flake |  | 768 | 5.3 | 6.05 |  |  |  | Federally-Regulated Commercial & Industrial Equipment | 04/10/2012 |  | 02/21/2018
Manitowoc Ice, Inc. | Manitowoc | IY0606A-261* | Ice-making Head | Air-Cooled Condenser | Cube |  | 555 | 5.29 | 6.28 |  |  |  | Federally-Regulated Commercial & Industrial Equipment | 12/19/2014 |  | 02/21/2018
Manitowoc Ice, Inc. | Manitowoc | SY-1005W | Ice-making Head | Water-Cooled Condenser | Cube |  | 960 | 4.3 | 4.82 | 160 | 178.9 |  | Non Federally-Regulated | 01/03/2008 |  | 02/21/2018
Mile High Equipment, LLC | Ice-O-Matic | ICE1007*R* | Remote Condensing w/o Remote C | Air-Cooled Condenser | Cube |  | 781 | 5.2 | 5.88 |  |  |  | Non Federally-Regulated | 10/30/2008 |  | 02/21/2018
Scotsman Ice Systems | Scotsman | CU50PA-1* | Self-Contained | Air-Cooled Condenser | Cube |  | 50 | 14.4 | 15.66 |  |  |  | Federally-Regulated Commercial & Industrial Equipment | 07/08/2011 |  | 02/21/2018
Mile High Equipment, LLC | IMI Cornelius | CCM0330*A1* | Ice-making Head | Air-Cooled Condenser | Cube |  | 253 | 7.93 | 8.08 |  |  |  | Non Federally-Regulated | 02/07/2008 |  | 02/21/2018
Scotsman Ice Systems | Scotsman | C1448SA-3# | Ice-making Head | Air-Cooled Condenser | Cube |  | 1242 | 4.6 | 5.52 |  |  |  | Non Federally-Regulated | 03/27/2008 |  | 02/21/2018
Mile High Equipment, LLC | Ice-O-Matic | ICEU300*W* | Self-Contained | Water-Cooled Condenser | Cube |  | 296 | 5.7 | 7.6 | 175 | 181.7 |  | Non Federally-Regulated | 01/16/2008 |  | 02/21/2018
Vogt-Ice, LLC | Tube-Ice | HES-40M | Remote Condensing w/o Remote C | Air-Cooled Condenser | Cube |  | 3394 | 4 |  |  |  |  | Federally-Regulated Commercial & Industrial Equipment | 10/12/2011 |  | 02/21/2018
Mile High Equipment, LLC | IMI Cornelius | CCM1030*W3* | Ice-making Head | Water-Cooled Condenser | Cube |  | 951 | 4 | 4.83 | 111 | 179.1 |  | Non Federally-Regulated | 02/07/2008 |  | 02/21/2018
KD Industries, Inc. | Kold-Draft | GB1064LC | Ice-making Head | Water-Cooled Condenser | Cube |  | 835 | 4.46 | 4.96 | 141.8 | 181.6 |  | Federally-Regulated Commercial & Industrial Equipment | 03/02/2010 |  | 02/21/2018
Manitowoc Ice, Inc. | Manitowoc | UD0240W-261* | Self-Contained | Water-Cooled Condenser | Cube |  | 170 | 6.03 | 8.17 | 185.6 | 185.7 |  | Federally-Regulated Commercial & Industrial Equipment | 01/06/2015 |  | 02/21/2018
Manitowoc Ice, Inc. | Manitowoc | SN-0698N | Remote Condensing w/o Remote C | Air-Cooled Condenser | Flake |  | 581 | 5.5 | 6.64 |  |  |  | Non Federally-Regulated | 01/03/2008 |  | 02/21/2018
Mile High Equipment, LLC | Ice-O-Matic | ICE0400*T* | Ice-making Head | Air-Cooled Condenser | Cube |  | 357 | 6.34 | 7.19 |  |  |  | Non Federally-Regulated | 01/16/2008 |  | 02/21/2018
Mile High Equipment, LLC | IMI Cornelius | CCM1030*R3* | Remote Condensing w/o Remote C | Air-Cooled Condenser | Cube |  | 765 | 5.6 | 5.94 |  |  |  | Non Federally-Regulated | 02/07/2008 |  | 02/21/2018
Mile High Equipment, LLC | Ice-O-Matic | ICE0606*R* | Remote Condensing w/o Remote C | Air-Cooled Condenser | Cube |  | 502 | 6.3 | 6.94 |  |  |  | Non Federally-Regulated | 01/16/2008 |  | 02/21/2018
Scotsman Ice Systems | Scotsman | FME504WS-1B | Ice-making Head | Water-Cooled Condenser | Flake |  | 450 | 3.9 | 5.33 | 83.5 | 190.1 |  | Non Federally-Regulated | 03/27/2008 |  | 02/21/2018
Mile High Equipment, LLC | Ice-O-Matic | ICE0606*W* | Ice-making Head | Water-Cooled Condenser | Cube |  | 576 | 4.7 | 5.25 | 148 | 187.3 |  | Non Federally-Regulated | 01/16/2008 |  | 02/21/2018
Scotsman Ice Systems | Scotsman | N1322A-32* | Ice-making Head | Air-Cooled Condenser | Flake |  | 950 | 4.4 | 5.85 |  |  |  | Federally-Regulated Commercial & Industrial Equipment | 07/08/2011 |  | 02/21/2018
Mile High Equipment, LLC | Ice-O-Matic | ICE1606*R* | Ice-making Head | Air-Cooled Condenser | Flake |  | 1461 | 5 | 5.28 |  |  |  | Federally-Regulated Commercial & Industrial Equipment | 04/10/2012 |  | 02/21/2018
Scotsman Ice Systems | Scotsman | NME1854RS-32# w/ Condenser ERC302-32A | Remote Condensing w/o Remote C | Air-Cooled Condenser | Flake |  | 1705 | 3.9 | 5.1 |  |  |  | Non Federally-Regulated | 03/27/2008 |  | 02/21/2018
Scotsman Ice Systems | Scotsman | C1448SR-3# w/ Condenser ERC311-32# | Remote Condensing w/o Remote C | Air-Cooled Condenser | Cube |  | 1221 | 4.8 | 5.1 |  |  |  | Non Federally-Regulated | 03/27/2008 |  | 02/21/2018
Manitowoc Ice, Inc. | Manitowoc | ID0323W-161* | Ice-making Head | Water-Cooled Condenser | Cube |  | 270 | 6.19 | 6.32 | 193 | 194.1 |  | Federally-Regulated Commercial & Industrial Equipment | 12/08/2014 |  | 02/21/2018
Manitowoc Ice, Inc. | Manitowoc | SY-1804A | Ice-making Head | Air-Cooled Condenser | Cube |  | 1540 | 5 | 5.2 |  |  |  | Non Federally-Regulated | 01/03/2008 |  | 02/21/2018
Scotsman Ice Systems | Scotsman | C1848MA-3# | Ice-making Head | Air-Cooled Condenser | Cube |  | 1527 | 4.9 | 5.21 |  |  |  | Non Federally-Regulated | 03/27/2008 |  | 02/21/2018
Mile High Equipment, LLC | IMI Cornelius | CCU0300*W1* | Self-Contained | Water-Cooled Condenser | Cube |  | 296 | 5.7 | 7.6 | 175 | 181.7 |  | Non Federally-Regulated | 02/07/2008 |  | 02/21/2018
KD Industries, Inc. | Kold-Draft | GB1064RHK | Remote Condensing w/o Remote C | Air-Cooled Condenser | Cube |  | 831 | 5.4 | 5.69 |  |  |  | Non Federally-Regulated | 09/01/2009 |  | 02/21/2018
Mile High Equipment, LLC | Ice-O-Matic | ICE0500*T* | Ice-making Head | Air-Cooled Condenser | Cube |  | 448 | 5.71 | 6.41 |  |  |  | Federally-Regulated Commercial & Industrial Equipment | 04/25/2012 |  | 02/21/2018
Icetro | Icetro | ICI-050VF | Self-Contained | Air-Cooled Condenser | Cube |  | 83 | 13.7 | 14.11 |  |  |  | Federally-Regulated Commercial & Industrial Equipment | 10/16/2013 |  | 02/21/2018
Scotsman Ice Systems | Scotsman | C1848SR-3# w/ Condenser ERC611-32# | Remote Condensing w/o Remote C | Air-Cooled Condenser | Cube |  | 1645 | 4.3 | 5.1 |  |  |  | Non Federally-Regulated | 03/27/2008 |  | 02/21/2018
Mile High Equipment, LLC | Ice-O-Matic | ICE0606FT* | Ice-making Head | Air-Cooled Condenser | Cube |  | 530 | 5 | 6.31 |  |  |  | Federally-Regulated Commercial & Industrial Equipment | 08/04/2015 |  | 02/21/2018
Manitowoc Ice, Inc. | Manitowoc | SF-0607W | Ice-making Head | Water-Cooled Condenser | Flake |  | 553 | 4.7 | 5.27 | 130 | 187.8 |  | Non Federally-Regulated | 01/03/2008 |  | 02/21/2018
Scotsman Ice Systems | Scotsman | N0922A-32* | Ice-making Head | Air-Cooled Condenser | Flake |  | 765 | 4.7 | 6.05 |  |  |  | Federally-Regulated Commercial & Industrial Equipment | 07/08/2011 |  | 02/21/2018
Manitowoc Ice, Inc. | Manitowoc | UD0240W-161* | Self-Contained | Water-Cooled Condenser | Cube |  | 170 | 7.51 | 8.17 | 185.6 | 185.7 |  | Federally-Regulated Commercial & Industrial Equipment | 01/06/2015 |  | 02/21/2018
Mile High Equipment, LLC | IMI Cornelius | CCM1448*A3* | Ice-making Head | Air-Cooled Condenser | Cube |  | 1131 | 5 | 5.65 |  |  |  | Non Federally-Regulated | 02/07/2008 |  | 02/21/2018
Manitowoc Ice, Inc. | Manitowoc | SY-1894N JC-1395 | Remote Condensing w/o Remote C | Air-Cooled Condenser | Cube |  | 1610 | 4.7 | 5.1 |  |  |  | Non Federally-Regulated | 01/03/2008 |  | 02/21/2018
Manitowoc Ice, Inc. | Manitowoc | SY-0894N JC-0895 | Remote Condensing w/o Remote C | Air-Cooled Condenser | Cube |  | 750 | 5.3 | 6 |  |  |  | Non Federally-Regulated | 01/03/2008 |  | 02/21/2018
Manitowoc Ice, Inc. | Manitowoc | IY0305W-261* | Ice-making Head | Water-Cooled Condenser | Cube |  | 260 | 5.69 | 6.37 | 193 | 194.3 |  | Federally-Regulated Commercial & Industrial Equipment | 12/08/2014 |  | 02/21/2018
Scotsman Ice Systems | Scotsman | N0422W-1* | Ice-making Head | Water-Cooled Condenser | Flake |  | 350 | 4.9 | 5.88 | 93 | 192.3 |  | Federally-Regulated Commercial & Industrial Equipment | 06/07/2012 |  | 02/21/2018
Manitowoc Ice, Inc. | Manitowoc | SN-0978C RFC-0985 | Both Remote Condensing & Remot | Air-Cooled Condenser | Flake |  | 879 | 4.1 | 5.51 |  |  |  | Non Federally-Regulated | 01/03/2008 |  | 02/21/2018
Qingdao Orien Commercial Equipment | Norpole | EWCIM65S | Self-Contained | Air-Cooled Condenser | Cube |  | 50 | 13.6 | 15.66 |  |  |  | Federally-Regulated Commercial & Industrial Equipment | 08/04/2015 |  | 02/21/2018
Mile High Equipment, LLC | Ice-O-Matic | MFI0800W | Ice-making Head | Water-Cooled Condenser | Flake |  | 740 | 3 | 5.07 | 100 | 183.7 |  | Federally-Regulated Commercial & Industrial Equipment | 08/12/2011 |  | 02/21/2018
Manitowoc Ice, Inc. | Manitowoc | ID0996N3*-263 JC0995-261 | Remote Condensing w/o Remote C | Air-Cooled Condenser | Cube |  | 727 | 4.91 | 6.09 |  |  |  | Federally-Regulated Commercial & Industrial Equipment | 10/13/2014 |  | 02/21/2018
Manitowoc Ice, Inc. | Manitowoc | IY1106A-261* | Ice-making Head | Air-Cooled Condenser | Cube |  | 870 | 5.01 | 5.93 |  |  |  | Federally-Regulated Commercial & Industrial Equipment | 08/26/2014 |  | 02/21/2018
Manitowoc Ice, Inc. | Manitowoc | UY0240W-261* | Self-Contained | Water-Cooled Condenser | Cube |  | 170 | 6.03 | 8.17 | 185.6 | 185.7 |  | Federally-Regulated Commercial & Industrial Equipment | 01/06/2015 |  | 02/21/2018
Manitowoc Ice, Inc. | Manitowoc | SD-1803W | Ice-making Head | Water-Cooled Condenser | Cube |  | 1710 | 4 | 4 | 155 | 162.4 |  | Non Federally-Regulated | 01/03/2008 |  | 02/21/2018
Manitowoc Ice, Inc. | Manitowoc | SY-1604A3 | Ice-making Head | Air-Cooled Condenser | Cube |  | 1370 | 5.2 | 5.38 |  |  |  | Non Federally-Regulated | 01/03/2008 |  | 02/21/2018
Scotsman Ice Systems | Scotsman | EH430SL-1# w/ Comp C2000CP-3#, Cond ERC2086-32# | Both Remote Condensing & Remot | Air-Cooled Condenser | Cube |  | 1767 | 5 | 5.3 |  |  |  | Non Federally-Regulated | 03/27/2008 |  | 02/21/2018
Mile High Equipment, LLC | Ice-O-Matic | ICE1406HA* | Ice-making Head | Air-Cooled Condenser | Cube |  | 1136 | 4.64 | 5.64 |  |  |  | Federally-Regulated Commercial & Industrial Equipment | 08/04/2015 |  | 02/21/2018
Scotsman Ice Systems | Scotsman | C1448SA-32# | Ice-making Head | Air-Cooled Condenser | Cube |  | 1242 | 4.6 | 5.52 |  |  |  | Non Federally-Regulated | 03/27/2008 |  | 02/21/2018
Mile High Equipment, LLC | Ice-O-Matic | GEM0450A | Ice-making Head | Air-Cooled Condenser | Flake |  | 354 | 5.31 | 7.22 |  |  |  | Federally-Regulated Commercial & Industrial Equipment | 08/12/2011 |  | 02/21/2018
Scotsman Ice Systems | Scotsman | EH430ML-1# w/ Comp C2000CP-32#, Cond ERC2086-32# | Both Remote Condensing & Remot | Air-Cooled Condenser | Cube |  | 1767 | 5 | 5.3 |  |  |  | Non Federally-Regulated | 03/27/2008 |  | 02/21/2018
Mile High Equipment, LLC | Ice-O-Matic | ICE1006FR* | Remote Condensing w/o Remote C | Air-Cooled Condenser | Cube |  | 780 | 5.12 | 5.89 |  |  |  | Federally-Regulated Commercial & Industrial Equipment | 08/04/2015 |  | 02/21/2018
Manitowoc Ice, Inc. | Manitowoc | IB0894YC-161* ICVD0996-261 | Both Remote Condensing & Remot | Air-Cooled Condenser | Cube |  | 732 | 4.86 | 6.07 |  |  |  | Federally-Regulated Commercial & Industrial Equipment | 11/13/2014 |  | 02/21/2018
Scotsman Ice Systems | Scotsman | FME804AS-1# | Ice-making Head | Air-Cooled Condenser | Flake |  | 595 | 4.9 | 6.24 |  |  |  | Non Federally-Regulated | 03/27/2008 |  | 02/21/2018
Mile High Equipment, LLC | Ice-O-Matic | GEM0956W | Ice-making Head | Water-Cooled Condenser | Flake |  | 877 | 3.12 | 4.92 | 84.3 | 180.7 |  | Federally-Regulated Commercial & Industrial Equipment | 08/12/2011 |  | 02/21/2018
Mile High Equipment, LLC | Ice-O-Matic | ICE2106*W* | Ice-making Head | Water-Cooled Condenser | Cube |  | 1692 | 3.9 | 4 | 156 | 162.8 |  | Non Federally-Regulated | 10/30/2008 |  | 02/21/2018
ITV Ice Makers, S.A. | ITV Ice Makers, S.A. | SPIKA NG 175-A1H | Self-Contained | Air-Cooled Condenser | Cube |  | 155 | 7.95 | 10.73 |  |  |  | Federally-Regulated Commercial & Industrial Equipment | 07/09/2012 |  | 02/21/2018
Scotsman Ice Systems | Scotsman | N1322R-32* w/condenser ERC311-32* | Remote Condensing w/o Remote C | Air-Cooled Condenser | Flake |  | 1030 | 4 | 5.1 |  |  |  | Federally-Regulated Commercial & Industrial Equipment | 07/08/2011 |  | 02/21/2018
Scotsman Ice Systems | Scotsman | C2148SR-32# w/ Condenser ERC611-32# | Remote Condensing w/o Remote C | Air-Cooled Condenser | Cube |  | 1849 | 4.9 | 5.1 |  |  |  | Non Federally-Regulated | 03/27/2008 |  | 02/21/2018
Scotsman Ice Systems | Scotsman | AFE424A-1* | Self-Contained | Air-Cooled Condenser | Flake |  | 300 | 6 | 9.8 |  |  |  | Federally-Regulated Commercial & Industrial Equipment | 08/02/2011 |  | 02/21/2018
Scotsman Ice Systems | Scotsman | CU3030SW-32* | Self-Contained | Water-Cooled Condenser | Cube |  | 285 | 5.5 | 7.6 | 180 | 182 |  | Federally-Regulated Commercial & Industrial Equipment | 07/08/2011 |  | 02/21/2018
KD Industries, Inc. | Kold-Draft | GB561AC | Ice-making Head | Air-Cooled Condenser | Cube |  | 365 | 7.1 | 7.12 |  |  |  | Non Federally-Regulated | 03/04/2009 |  | 02/21/2018
Scotsman Ice Systems | Scotsman | F0822A-1* | Ice-making Head | Air-Cooled Condenser | Flake |  | 580 | 4.7 | 6.25 |  |  |  | Federally-Regulated Commercial & Industrial Equipment | 08/02/2011 |  | 02/21/2018
Scotsman Ice Systems | Scotsman | F1222R-32* w/condenser ERC311-32* | Remote Condensing w/o Remote C | Air-Cooled Condenser | Flake |  | 1000 | 3.4 | 5.1 |  |  |  | Federally-Regulated Commercial & Industrial Equipment | 07/08/2011 |  | 02/21/2018
Hoshizaki America | Hoshizaki | KM-1900SAH | Ice-making Head | Air-Cooled Condenser | Cube |  | 1560 | 4.1 | 5.17 |  |  |  | Non Federally-Regulated | 04/10/2009 |  | 02/21/2018
KD Industries, Inc. | Kold-Draft | GT561AHK | Ice-making Head | Air-Cooled Condenser | Cube |  | 453 | 6.19 | 6.39 |  |  |  | Federally-Regulated Commercial & Industrial Equipment | 03/02/2010 |  | 02/21/2018
Scotsman Ice Systems | Scotsman | C2148SW-3# | Ice-making Head | Water-Cooled Condenser | Cube |  | 1804 | 3.9 | 4 | 154 | 160.3 |  | Non Federally-Regulated | 03/27/2008 |  | 02/21/2018
Hoshizaki America | Hoshizaki | KMD-901MAH | Ice-making Head | Air-Cooled Condenser | Cube |  | 801 | 5.8 | 6.01 |  |  |  | Non Federally-Regulated | 04/10/2009 |  | 02/21/2018
ITV Ice Makers, S.A. | ITV Ice Makers, S.A. | SPIKA NG 215-A1H | Self-Contained | Air-Cooled Condenser | Cube |  | 199 | 7.07 | 9.8 |  |  |  | Federally-Regulated Commercial & Industrial Equipment | 07/09/2012 |  | 02/21/2018
Manitowoc Ice, Inc. | Manitowoc | SY-1074C CVD-10853 | Both Remote Condensing & Remot | Air-Cooled Condenser | Cube |  | 850 | 5 | 5.62 |  |  |  | Non Federally-Regulated | 01/03/2008 |  | 02/21/2018
Manitowoc Ice, Inc. | Manitowoc | SF-1276C RFC-1285 | Both Remote Condensing & Remot | Air-Cooled Condenser | Flake |  | 1025 | 3.86 | 5.3 |  |  |  | Non Federally-Regulated | 01/03/2008 |  | 02/21/2018
Mile High Equipment, LLC | IMI Cornelius | CCM1030AF2* | Ice-making Head | Air-Cooled Condenser | Cube |  | 690 | 5.38 | 6.13 |  |  |  | Federally-Regulated Commercial & Industrial Equipment | 08/04/2015 |  | 02/21/2018
Scotsman Ice Systems | Scotsman | C0830MW-3# | Ice-making Head | Water-Cooled Condenser | Cube |  | 832 | 4 | 4.96 | 136 | 181.7 |  | Non Federally-Regulated | 03/27/2008 |  | 02/21/2018
Scotsman Ice Systems | Scotsman | F1522A-32* | Ice-making Head | Air-Cooled Condenser | Flake |  | 1100 | 3.7 | 5.68 |  |  |  | Federally-Regulated Commercial & Industrial Equipment | 07/08/2011 |  | 02/21/2018
Hoshizaki America | Hoshizaki | KMD-410MAH | Ice-making Head | Air-Cooled Condenser | Cube |  | 324 | 5.8 | 7.47 |  |  |  | Federally-Regulated Commercial & Industrial Equipment | 04/01/2010 |  | 02/21/2018
Manitowoc Ice, Inc. | Manitowoc | SY-1874C CVD-1885 | Both Remote Condensing & Remot | Air-Cooled Condenser | Cube |  | 1550 | 4.5 | 5.3 |  |  |  | Non Federally-Regulated | 01/03/2008 |  | 02/21/2018
Manitowoc Ice, Inc. | Manitowoc | UD0310W-161* | Self-Contained | Water-Cooled Condenser | Cube |  | 250 | 6.11 | 7.6 | 182 | 183.1 |  | Federally-Regulated Commercial & Industrial Equipment | 11/19/2014 |  | 02/21/2018
Manitowoc Ice, Inc. | Koolaire | KY1350N-261 KC1350-261 | Remote Condensing w/o Remote C | Air-Cooled Condenser | Cube |  | 1200 | 5 | 5.1 |  |  |  | Federally-Regulated Commercial & Industrial Equipment | 11/10/2014 |  | 02/21/2018
Manitowoc Ice, Inc. | Manitowoc | IB1024YC CVD-11853 | Both Remote Condensing & Remot | Air-Cooled Condenser | Cube |  | 890 | 5.39 | 5.47 |  |  |  | Non Federally-Regulated | 01/03/2008 |  | 02/21/2018
Manitowoc Ice, Inc. | Manitowoc | IR0906W-261* | Ice-making Head | Water-Cooled Condenser | Cube |  | 683 | 4.32 | 5.13 | 145 | 185 |  | Federally-Regulated Commercial & Industrial Equipment | 10/21/2014 |  | 02/21/2018
Mile High Equipment, LLC | Ice-O-Matic | ICE0926*R* | Ice-making Head | Air-Cooled Condenser | Flake |  | 782 | 5.1 | 6.03 |  |  |  | Federally-Regulated Commercial & Industrial Equipment | 05/24/2013 |  | 02/21/2018
Manitowoc Ice, Inc. | Manitowoc | SD-1692N JC1395 | Remote Condensing w/o Remote C | Air-Cooled Condenser | Cube |  | 1420 | 4.8 | 5.1 |  |  |  | Non Federally-Regulated | 01/03/2008 |  | 02/21/2018
Scotsman Ice Systems | Scotsman | FME2404AS-32* | Ice-making Head | Air-Cooled Condenser | Flake |  | 1800 | 4 | 4.91 |  |  |  | Federally-Regulated Commercial & Industrial Equipment | 07/08/2011 |  | 02/21/2018
Mile High Equipment, LLC | Ice-O-Matic | ICE0520*A* | Ice-making Head | Air-Cooled Condenser | Cube |  | 370 | 5.92 | 7.08 |  |  |  | Non Federally-Regulated | 01/16/2008 |  | 02/21/2018
Manitowoc Ice, Inc. | Manitowoc | IY1176C-161* ICVD1195-261 | Both Remote Condensing & Remot | Air-Cooled Condenser | Cube |  | 900 | 4.84 | 5.43 |  |  |  | Federally-Regulated Commercial & Industrial Equipment | 08/26/2014 |  | 02/21/2018
Scotsman Ice Systems | Scotsman | C1030SR-32# w/ Condenser ERC311-32# | Remote Condensing w/o Remote C | Air-Cooled Condenser | Cube |  | 851 | 5 | 5.62 |  |  |  | Non Federally-Regulated | 03/27/2008 |  | 02/21/2018
Manitowoc Ice, Inc. | Manitowoc | SY-0894N3 JC-0895 | Remote Condensing w/o Remote C | Air-Cooled Condenser | Cube |  | 750 | 5.2 | 6 |  |  |  | Non Federally-Regulated | 01/03/2008 |  | 02/21/2018
KD Industries, Inc. | Kold-Draft | GT561LHK | Ice-making Head | Water-Cooled Condenser | Cube |  | 500 | 4.85 | 5.33 | 175.9 | 189 |  | Federally-Regulated Commercial & Industrial Equipment | 03/02/2010 |  | 02/21/2018
Mile High Equipment, LLC | Ice-O-Matic | GEMD270*A* | Ice-making Head | Air-Cooled Condenser | Flake |  | 198 | 7.6 | 8.56 |  |  |  | Federally-Regulated Commercial & Industrial Equipment | 04/10/2012 |  | 02/21/2018
Manitowoc Ice, Inc. | Manitowoc | IY1196N-261* JC0995-261 | Remote Condensing w/o Remote C | Air-Cooled Condenser | Cube |  | 922 | 4.88 | 5.35 |  |  |  | Federally-Regulated Commercial & Industrial Equipment | 08/26/2014 |  | 02/21/2018
Mile High Equipment, LLC | Ice-O-Matic | ICE0400*A* | Ice-making Head | Air-Cooled Condenser | Cube |  | 368 | 6.1 | 7.1 |  |  |  | Non Federally-Regulated | 01/16/2008 |  | 02/21/2018
Mile High Equipment, LLC | Ice-O-Matic | ICE0520*T* | Ice-making Head | Air-Cooled Condenser | Cube |  | 340 | 6.6 | 7.34 |  |  |  | Federally-Regulated Commercial & Industrial Equipment | 04/28/2015 |  | 02/21/2018
Mile High Equipment, LLC | Ice-O-Matic | HISU096*A* | Self-Contained | Air-Cooled Condenser | Flake |  | 80 | 10 | 14.25 |  |  |  | Federally-Regulated Commercial & Industrial Equipment | 12/12/2014 |  | 02/21/2018
Manitowoc Ice, Inc. | Manitowoc | IB0894YC-161* ICVD09963-263 | Both Remote Condensing & Remot | Air-Cooled Condenser | Cube |  | 732 | 4.86 | 6.07 |  |  |  | Federally-Regulated Commercial & Industrial Equipment | 11/13/2014 |  | 02/21/2018
Hoshizaki America | Hoshizaki | KM-1601SAH3 | Ice-making Head | Air-Cooled Condenser | Cube |  | 1345 | 4.65 | 5.41 |  |  |  | Federally-Regulated Commercial & Industrial Equipment | 10/11/2011 |  | 02/21/2018
Scotsman Ice Systems | Scotsman | C1848SW-3# | Ice-making Head | Water-Cooled Condenser | Cube |  | 1710 | 3.7 | 4 | 151 | 162.4 |  | Non Federally-Regulated | 03/27/2008 |  | 02/21/2018
Scotsman Ice Systems | Scotsman | C0330MW-32# | Ice-making Head | Water-Cooled Condenser | Cube |  | 280 | 5.2 | 6.26 | 163 | 193.8 |  | Non Federally-Regulated | 03/27/2008 |  | 02/21/2018
Manitowoc Ice, Inc. | Manitowoc | IY0906W-261* | Ice-making Head | Water-Cooled Condenser | Cube |  | 786 | 4.04 | 5.02 | 145 | 182.7 |  | Federally-Regulated Commercial & Industrial Equipment | 10/21/2014 |  | 02/21/2018
Hoshizaki America | Hoshizaki | KM-1340MWJ | Ice-making Head | Water-Cooled Condenser | Cube | Batch | 1280 | 3.6 | 4.34 | 129 | 154.7 |  | Federally-Regulated Commercial & Industrial Equipment | 02/15/2018 |  | 04/26/2018
Hoshizaki America | Hoshizaki | KM-1340MAJ | Ice-making Head | Air-Cooled Condenser | Cube | Batch | 1089 | 4.81 | 5.61 |  |  |  | Federally-Regulated Commercial & Industrial Equipment | 02/13/2018 |  | 04/26/2018
Hoshizaki America | Hoshizaki | KMD-460MWH | Ice-making Head | Water-Cooled Condenser | Cube | Batch | 470 | 4.11 | 5.23 | 136 | 170.7 |  | Federally-Regulated Commercial & Industrial Equipment | 02/22/2018 |  | 04/26/2018
Hoshizaki America | Hoshizaki | FD-650MWH-C | Ice-making Head | Water-Cooled Condenser | Crushed | Continuous | 532 | 3.81 | 5.06 | 125 | 169.5 | 88 | Federally-Regulated Commercial & Industrial Equipment | 02/22/2018 |  | 04/26/2018
Hoshizaki America | Hoshizaki | DCM-500BWH-OS | Self-Contained | Water-Cooled Condenser | Crushed | Continuous | 512 | 4.48 | 6.05 | 112 | 140.1 | 85.9 | Federally-Regulated Commercial & Industrial Equipment | 02/22/2018 |  | 04/26/2018
Hoshizaki America | Hoshizaki | KM-901MAJ | Ice-making Head | Air-Cooled Condenser | Cube | Batch | 753 | 5 | 5.82 |  |  |  | Federally-Regulated Commercial & Industrial Equipment | 02/22/2018 |  | 04/26/2018
Hoshizaki America | Hoshizaki | KML-700MWJ | Ice-making Head | Water-Cooled Condenser | Cube | Batch | 730 | 3.61 | 4.53 | 111 | 165.5 |  | Federally-Regulated Commercial & Industrial Equipment | 02/22/2018 |  | 04/26/2018
Hoshizaki America | Hoshizaki | KMH-2000SWH3 | Ice-making Head | Water-Cooled Condenser | Cube | Batch | 1840 | 3.19 | 4.34 | 102 | 143.6 |  | Federally-Regulated Commercial & Industrial Equipment | 02/22/2018 |  | 04/26/2018
Hoshizaki America | Hoshizaki | F-801MWJ | Ice-making Head | Water-Cooled Condenser | Flake | Continuous | 605 | 3.9 | 4.86 | 119 | 168 | 76.9 | Federally-Regulated Commercial & Industrial Equipment | 02/22/2018 |  | 04/26/2018
Hoshizaki America | Hoshizaki | KM-1301SWJ3 | Ice-making Head | Water-Cooled Condenser | Cube | Batch | 1355 | 3.25 | 4.34 | 95 | 153.2 |  | Federally-Regulated Commercial & Industrial Equipment | 02/22/2018 |  | 04/26/2018
Hoshizaki America | Hoshizaki | KM-1601SWJ3 | Ice-making Head | Water-Cooled Condenser | Cube | Batch | 1660 | 3.32 | 4.34 | 90 | 147.1 |  | Federally-Regulated Commercial & Industrial Equipment | 02/22/2018 |  | 04/26/2018
Hoshizaki America | Hoshizaki | KM-1900SWJ | Ice-making Head | Water-Cooled Condenser | Cube | Batch | 1875 | 3.2 | 4.34 | 85 | 142.9 |  | Federally-Regulated Commercial & Industrial Equipment | 02/22/2018 |  | 04/26/2018
Hoshizaki America | Hoshizaki | KM-1301SWJ | Ice-making Head | Water-Cooled Condenser | Cube | Batch | 1230 | 3.76 | 4.34 | 89 | 155.6 |  | Federally-Regulated Commercial & Industrial Equipment | 02/22/2018 |  | 04/26/2018
Hoshizaki America | Hoshizaki | DCM-500BWH | Self-Contained | Water-Cooled Condenser | Crushed | Continuous | 512 | 4.48 | 6.05 | 112 | 140.1 | 85.9 | Federally-Regulated Commercial & Industrial Equipment | 02/22/2018 |  | 04/26/2018
Hoshizaki America | Hoshizaki | KM-650MWJ | Ice-making Head | Water-Cooled Condenser | Cube | Batch | 635 | 4.4 | 4.78 | 145 | 167.4 |  | Federally-Regulated Commercial & Industrial Equipment | 02/22/2018 |  | 04/26/2018
Hoshizaki America | Hoshizaki | KM-160BWJ | Self-Contained | Water-Cooled Condenser | Cube | Batch | 147 | 6.23 | 7.16 | 161.5 | 149.3 |  | Federally-Regulated Commercial & Industrial Equipment | 02/22/2018 |  | 04/26/2018
Hoshizaki America | Hoshizaki | KM-1601SAJ | Ice-making Head | Air-Cooled Condenser | Cube | Batch | 1433 | 4.24 | 5.61 |  |  |  | Federally-Regulated Commercial & Industrial Equipment | 02/22/2018 |  | 04/26/2018
Hoshizaki America | Hoshizaki | KM-1601SWJ | Ice-making Head | Water-Cooled Condenser | Cube | Batch | 1650 | 3.3 | 4.34 | 100 | 147.3 |  | Federally-Regulated Commercial & Industrial Equipment | 02/22/2018 |  | 04/26/2018
Hoshizaki America | Hoshizaki | KMH-2000SWH | Ice-making Head | Water-Cooled Condenser | Cube | Batch | 1760 | 3.3 | 4.34 | 84 | 145.2 |  | Federally-Regulated Commercial & Industrial Equipment | 02/22/2018 |  | 04/26/2018
Hoshizaki America | Hoshizaki | KM-2600SWJ3 | Ice-making Head | Water-Cooled Condenser | Cube | Batch | 2480 | 3.6 | 4.34 | 87 | 130.9 |  | Federally-Regulated Commercial & Industrial Equipment | 02/22/2018 |  | 04/26/2018
Hoshizaki America | Hoshizaki | KM-1900SWJ3 | Ice-making Head | Water-Cooled Condenser | Cube | Batch | 1875 | 3.2 | 4.34 | 85 | 142.9 |  | Federally-Regulated Commercial & Industrial Equipment | 02/22/2018 |  | 04/26/2018
Hoshizaki America | Hoshizaki | KM-901MWJ | Ice-making Head | Water-Cooled Condenser | Cube | Batch | 870 | 3.56 | 4.34 | 113 | 162.8 |  | Federally-Regulated Commercial & Industrial Equipment | 02/22/2018 |  | 04/26/2018
Hoshizaki America | Hoshizaki | DCM-751BWH | Self-Contained | Water-Cooled Condenser | Crushed | Continuous | 678 | 4.76 | 5.55 | 96 | 135.9 | 84.1 | Federally-Regulated Commercial & Industrial Equipment | 02/22/2018 |  | 04/26/2018
Hoshizaki America | Hoshizaki | KML-325MWJ | Ice-making Head | Water-Cooled Condenser | Cube | Batch | 355 | 4.51 | 5.53 | 106 | 173 |  | Federally-Regulated Commercial & Industrial Equipment | 02/22/2018 |  | 04/26/2018
Hoshizaki America | Hoshizaki | KM-300BWJ | Self-Contained | Water-Cooled Condenser | Cube | Batch | 230 | 4.9 | 6.91 | 95.4 | 147.2 |  | Federally-Regulated Commercial & Industrial Equipment | 02/22/2018 |  | 04/26/2018
Hoshizaki America | Hoshizaki | KM-2200SWJ3 | Ice-making Head | Water-Cooled Condenser | Cube | Batch | 2200 | 3.11 | 4.34 | 95 | 136.4 |  | Federally-Regulated Commercial & Industrial Equipment | 02/22/2018 |  | 04/26/2018
Hoshizaki America | Hoshizaki | KM-1100MWJ | Ice-making Head | Water-Cooled Condenser | Cube | Batch | 1006 | 4 | 4.34 | 107 | 160.1 |  | Federally-Regulated Commercial & Industrial Equipment | 02/22/2018 |  | 04/26/2018
Hoshizaki America | Hoshizaki | F-1501MWJ | Ice-making Head | Water-Cooled Condenser | Flake | Continuous | 1410 | 3.2 | 4.34 | 105 | 152.1 | 70.3 | Federally-Regulated Commercial & Industrial Equipment | 02/22/2018 |  | 04/26/2018
Hoshizaki America | Hoshizaki | KM-340MWJ | Ice-making Head | Water-Cooled Condenser | Cube | Batch | 344 | 4.84 | 5.56 | 86 | 173.2 |  | Federally-Regulated Commercial & Industrial Equipment | 02/22/2018 |  | 04/26/2018
Hoshizaki America | Hoshizaki | KM-1301SAJ | Ice-making Head | Air-Cooled Condenser | Cube | Batch | 1301 | 4.27 | 5.61 |  |  |  | Federally-Regulated Commercial & Industrial Equipment | 02/22/2018 |  | 04/26/2018
Hoshizaki America | Hoshizaki | KMD-530MWH | Ice-making Head | Water-Cooled Condenser | Cube | Batch | 520 | 4.4 | 5.09 | 102 | 169.7 |  | Federally-Regulated Commercial & Industrial Equipment | 02/22/2018 |  | 04/26/2018
Hoshizaki America | Hoshizaki | F-450MAJ | Ice-making Head | Air-Cooled Condenser | Flake | Continuous | 395 | 4.94 | 6.97 |  |  | 68 | Federally-Regulated Commercial & Industrial Equipment | 02/22/2018 |  | 04/26/2018
Hoshizaki America | Hoshizaki | KML-325MAJ | Ice-making Head | Air-Cooled Condenser | Cube | Batch | 300 | 5.72 | 7.3 |  |  |  | Federally-Regulated Commercial & Industrial Equipment | 02/22/2018 |  | 04/26/2018
Hoshizaki America | Hoshizaki | KML-500MWJ | Ice-making Head | Water-Cooled Condenser | Cube | Batch | 515 | 4.33 | 5.1 | 110 | 169.8 |  | Federally-Regulated Commercial & Industrial Equipment | 02/22/2018 |  | 04/26/2018
Hoshizaki America | Hoshizaki | DKM-500BWJ | Self-Contained | Water-Cooled Condenser | Cube | Batch | 500 | 4.79 | 6.09 | 103 | 140.4 |  | Federally-Regulated Commercial & Industrial Equipment | 02/22/2018 |  | 04/26/2018
Hoshizaki America | Hoshizaki | KM-515MWJ | Ice-making Head | Water-Cooled Condenser | Cube | Batch | 457 | 4.53 | 5.26 | 80 | 171 |  | Federally-Regulated Commercial & Industrial Equipment | 02/22/2018 |  | 04/26/2018
Hoshizaki America | Hoshizaki | KM-1601SAJ3 | Ice-making Head | Air-Cooled Condenser | Cube | Batch | 1414 | 4.4 | 5.61 |  |  |  | Federally-Regulated Commercial & Industrial Equipment | 02/22/2018 |  | 04/26/2018
Hoshizaki America | Hoshizaki | KM-1100MAJ | Ice-making Head | Air-Cooled Condenser | Cube | Batch | 935 | 4.9 | 5.61 |  |  |  | Federally-Regulated Commercial & Industrial Equipment | 02/22/2018 |  | 04/26/2018
Hoshizaki America | Hoshizaki | KMD-860MWJ | Ice-making Head | Water-Cooled Condenser | Cube | Batch | 862 | 3.9 | 4.34 | 139 | 162.9 |  | Federally-Regulated Commercial & Industrial Equipment | 02/06/2018 |  | 04/26/2018
Hoshizaki America | Hoshizaki | KMD-860MAJ | Ice-making Head | Air-Cooled Condenser | Cube | Batch | 665 | 5.16 | 6.1 |  |  |  | Federally-Regulated Commercial & Industrial Equipment | 02/06/2018 |  | 04/26/2018
Hoshizaki America | Hoshizaki | F-1002MWJ | Ice-making Head | Water-Cooled Condenser | Flake | Continuous | 833 | 3.57 | 4.34 | 110 | 163.5 | 79 | Federally-Regulated Commercial & Industrial Equipment | 02/22/2018 |  | 04/26/2018
Hoshizaki America | Hoshizaki | DCM-500BAH-OS | Self-Contained | Air-Cooled Condenser | Crushed | Continuous | 427 | 5.85 | 6.81 |  |  | 83.6 | Federally-Regulated Commercial & Industrial Equipment | 02/22/2018 |  | 04/26/2018
Hoshizaki America | Hoshizaki | DCM-500BAH | Self-Contained | Air-Cooled Condenser | Crushed | Continuous | 427 | 5.85 | 6.81 |  |  | 83.6 | Federally-Regulated Commercial & Industrial Equipment | 02/22/2018 |  | 04/26/2018
Hoshizaki America | Hoshizaki | DCM-300BAH | Self-Contained | Air-Cooled Condenser | Crushed | Continuous | 219 | 7.06 | 8.1 |  |  | 90 | Federally-Regulated Commercial & Industrial Equipment | 02/22/2018 |  | 04/26/2018
Hoshizaki America | Hoshizaki | DCM-300BAH-OS | Self-Contained | Air-Cooled Condenser | Crushed | Continuous | 219 | 7.06 | 8.1 |  |  | 90 | Federally-Regulated Commercial & Industrial Equipment | 02/22/2018 |  | 04/26/2018
Hoshizaki America | Hoshizaki | DCM-270BAH-OS | Self-Contained | Air-Cooled Condenser | Crushed | Continuous | 200 | 7.5 | 8.22 |  |  | 90 | Federally-Regulated Commercial & Industrial Equipment | 02/22/2018 |  | 04/26/2018
Hoshizaki America | Hoshizaki | DCM-270BAH | Self-Contained | Air-Cooled Condenser | Crushed | Continuous | 200 | 7.5 | 8.22 |  |  | 90 | Federally-Regulated Commercial & Industrial Equipment | 02/22/2018 |  | 04/26/2018
Hoshizaki America | Hoshizaki | KM-160BAJ | Self-Contained | Air-Cooled Condenser | Cube | Batch | 130 | 8.27 | 10.32 |  |  |  | Federally-Regulated Commercial & Industrial Equipment | 02/22/2018 |  | 04/26/2018
Hoshizaki America | Hoshizaki | KM-515MAJ | Ice-making Head | Air-Cooled Condenser | Cube | Batch | 450 | 5.3 | 6.79 |  |  |  | Federally-Regulated Commercial & Industrial Equipment | 02/22/2018 |  | 04/26/2018
Hoshizaki America | Hoshizaki | KM-230BAJ | Self-Contained | Air-Cooled Condenser | Cube | Batch | 165 | 7.78 | 9.27 |  |  |  | Federally-Regulated Commercial & Industrial Equipment | 02/22/2018 |  | 04/26/2018
Hoshizaki America | Hoshizaki | KM-600MAH | Ice-making Head | Air-Cooled Condenser | Cube | Batch | 503 | 5.7 | 6.62 |  |  |  | Federally-Regulated Commercial & Industrial Equipment | 02/22/2018 |  | 04/26/2018
Hoshizaki America | Hoshizaki | F-330BAJ | Self-Contained | Air-Cooled Condenser | Flake | Continuous | 243 | 5.91 | 7.95 |  |  | 80.6 | Federally-Regulated Commercial & Industrial Equipment | 02/22/2018 |  | 04/26/2018
Hoshizaki America | Hoshizaki | KML-500MAJ | Ice-making Head | Air-Cooled Condenser | Cube | Batch | 400 | 5.55 | 6.95 |  |  |  | Federally-Regulated Commercial & Industrial Equipment | 02/22/2018 |  | 04/26/2018
Hoshizaki America | Hoshizaki | KM-80BAJ | Self-Contained | Air-Cooled Condenser | Cube | Batch | 60 | 7.95 | 12.42 |  |  |  | Federally-Regulated Commercial & Industrial Equipment | 02/22/2018 |  | 04/26/2018
Hoshizaki America | Hoshizaki | KM-340MAJ | Ice-making Head | Air-Cooled Condenser | Cube | Batch | 315 | 5.65 | 7.22 |  |  |  | Federally-Regulated Commercial & Industrial Equipment | 02/22/2018 |  | 04/26/2018
Hoshizaki America | Hoshizaki | IM-200BAA | Self-Contained | Air-Cooled Condenser | Cube | Batch | 160 | 8.3 | 9.42 |  |  |  | Federally-Regulated Commercial & Industrial Equipment | 02/22/2018 |  | 04/26/2018
Hoshizaki America | Hoshizaki | IM-500SAA | Ice-making Head | Air-Cooled Condenser | Cube | Batch | 435 | 5.45 | 6.84 |  |  |  | Federally-Regulated Commercial & Industrial Equipment | 02/22/2018 |  | 04/26/2018
Hoshizaki America | Hoshizaki | KMD-530MAH | Ice-making Head | Air-Cooled Condenser | Cube | Batch | 462 | 5.7 | 6.75 |  |  |  | Federally-Regulated Commercial & Industrial Equipment | 02/22/2018 |  | 04/26/2018
Hoshizaki America | Hoshizaki | KM-300BAJ | Self-Contained | Air-Cooled Condenser | Cube | Batch | 210 | 7.02 | 8.16 |  |  |  | Federally-Regulated Commercial & Industrial Equipment | 02/22/2018 |  | 04/26/2018
Hoshizaki America | Hoshizaki | FD-650MAH-C | Ice-making Head | Air-Cooled Condenser | Crushed | Continuous | 474 | 5.35 | 6.71 |  |  | 86 | Federally-Regulated Commercial & Industrial Equipment | 02/22/2018 |  | 04/26/2018
Hoshizaki America | Hoshizaki | KM-115BAJ | Self-Contained | Air-Cooled Condenser | Cube | Batch | 102 | 8.1 | 11.16 |  |  |  | Federally-Regulated Commercial & Industrial Equipment | 02/22/2018 |  | 04/26/2018
Hoshizaki America | Hoshizaki | F-300BAJ | Self-Contained | Air-Cooled Condenser | Flake | Continuous | 247 | 6.14 | 7.93 |  |  | 72 | Federally-Regulated Commercial & Industrial Equipment | 02/22/2018 |  | 04/26/2018
Hoshizaki America | Hoshizaki | F-1501MAJ | Ice-making Head | Air-Cooled Condenser | Flake | Continuous | 1154 | 4 | 5.61 |  |  | 75.5 | Federally-Regulated Commercial & Industrial Equipment | 02/22/2018 |  | 04/26/2018
Hoshizaki America | Hoshizaki | F-1002MAJ | Ice-making Head | Air-Cooled Condenser | Flake | Continuous | 758 | 4.36 | 5.8 |  |  | 80.1 | Federally-Regulated Commercial & Industrial Equipment | 02/22/2018 |  | 04/26/2018
Hoshizaki America | Hoshizaki | KM-1900SAJ3 | Ice-making Head | Air-Cooled Condenser | Cube | Batch | 1675 | 3.9 | 5.61 |  |  |  | Federally-Regulated Commercial & Industrial Equipment | 02/22/2018 |  | 04/26/2018
Hoshizaki America | Hoshizaki | DKM-500BAJ | Self-Contained | Air-Cooled Condenser | Cube | Batch | 534 | 5.56 | 6.14 |  |  |  | Federally-Regulated Commercial & Industrial Equipment | 02/22/2018 |  | 04/26/2018
Hoshizaki America | Hoshizaki | F-500BAJ | Self-Contained | Air-Cooled Condenser | Flake | Continuous | 420 | 5.05 | 6.85 |  |  | 70 | Federally-Regulated Commercial & Industrial Equipment | 02/22/2018 |  | 04/26/2018
Hoshizaki America | Hoshizaki | F-801MAJ | Ice-making Head | Air-Cooled Condenser | Flake | Continuous | 566 | 4.5 | 6.42 |  |  | 79.4 | Federally-Regulated Commercial & Industrial Equipment | 02/22/2018 |  | 04/26/2018
Hoshizaki America | Hoshizaki | KMD-460MAH | Ice-making Head | Air-Cooled Condenser | Cube | Batch | 387 | 5.48 | 6.99 |  |  |  | Federally-Regulated Commercial & Industrial Equipment | 02/22/2018 |  | 04/26/2018
Hoshizaki America | Hoshizaki | KM-1900SAJ | Ice-making Head | Air-Cooled Condenser | Cube | Batch | 1675 | 3.9 | 5.61 |  |  |  | Federally-Regulated Commercial & Industrial Equipment | 02/22/2018 |  | 04/26/2018
Hoshizaki America | Hoshizaki | KM-1301SAJ3 | Ice-making Head | Air-Cooled Condenser | Cube | Batch | 1350 | 3.95 | 5.61 |  |  |  | Federally-Regulated Commercial & Industrial Equipment | 02/22/2018 |  | 04/26/2018
Hoshizaki America | Hoshizaki | KML-700MAJ | Ice-making Head | Air-Cooled Condenser | Cube | Batch | 572 | 5.16 | 6.4 |  |  |  | Federally-Regulated Commercial & Industrial Equipment | 02/22/2018 |  | 04/26/2018
Hoshizaki America | Hoshizaki | KM-650MAJ | Ice-making Head | Air-Cooled Condenser | Cube | Batch | 562 | 5.41 | 6.43 |  |  |  | Federally-Regulated Commercial & Industrial Equipment | 02/22/2018 |  | 04/26/2018
Hoshizaki America | Hoshizaki | FS-1001MLJ-C*SRC-10J | Both Remote Condensing & Remot | Air-Cooled Condenser | Flake | Continuous | 720 | 5.07 | 5.72 |  |  | 1.1 | Federally-Regulated Commercial & Industrial Equipment | 04/26/2018 |  | 04/27/2018
Hoshizaki America | Hoshizaki | F-1002MLJ*RACK | Both Remote Condensing & Remot | Air-Cooled Condenser | Flake | Continuous | 797 | 1.51 | 5.28 |  |  | 1.3 | Federally-Regulated Commercial & Industrial Equipment | 04/26/2018 |  | 04/27/2018
Hoshizaki America | Hoshizaki | FS-1500MLH-C*SRC-14H | Both Remote Condensing & Remot | Air-Cooled Condenser | Crushed | Continuous | 1165 | 4.51 | 5.26 |  |  | 1.2 | Federally-Regulated Commercial & Industrial Equipment | 04/26/2018 |  | 04/27/2018
Hoshizaki America | Hoshizaki | F-2001MLJ*RACK | Both Remote Condensing & Remot | Air-Cooled Condenser | Flake | Continuous | 1733 | 0.6 | 5.26 |  |  | 1.3 | Federally-Regulated Commercial & Industrial Equipment | 04/26/2018 |  | 04/27/2018
Hoshizaki America | Hoshizaki | F-450MAJ | Ice-making Head | Air-Cooled Condenser | Flake | Continuous | 395 | 4.94 | 6.97 |  |  | 1.3 | Federally-Regulated Commercial & Industrial Equipment | 04/26/2018 |  | 04/27/2018
Hoshizaki America | Hoshizaki | FD-650MAH-C | Ice-making Head | Air-Cooled Condenser | Crushed | Continuous | 474 | 5.35 | 6.71 |  |  | 1.1 | Federally-Regulated Commercial & Industrial Equipment | 04/26/2018 |  | 04/27/2018
Hoshizaki America | Hoshizaki | F-801MAJ | Ice-making Head | Air-Cooled Condenser | Flake | Continuous | 566 | 4.5 | 6.42 |  |  | 1.2 | Federally-Regulated Commercial & Industrial Equipment | 04/26/2018 |  | 04/27/2018
Hoshizaki America | Hoshizaki | F-1002MAJ | Ice-making Head | Air-Cooled Condenser | Flake | Continuous | 758 | 4.36 | 5.8 |  |  | 1.2 | Federally-Regulated Commercial & Industrial Equipment | 04/26/2018 |  | 04/27/2018
Hoshizaki America | Hoshizaki | F-1501MAJ | Ice-making Head | Air-Cooled Condenser | Flake | Continuous | 1154 | 4 | 5.61 |  |  | 1.2 | Federally-Regulated Commercial & Industrial Equipment | 04/26/2018 |  | 04/27/2018
Hoshizaki America | Hoshizaki | FD-650MWH-C | Ice-making Head | Water-Cooled Condenser | Crushed | Continuous | 532 | 3.81 | 5.06 | 125 | 169.5 | 1.1 | Federally-Regulated Commercial & Industrial Equipment | 04/26/2018 |  | 04/27/2018
Hoshizaki America | Hoshizaki | F-801MWJ | Ice-making Head | Water-Cooled Condenser | Flake | Continuous | 605 | 3.9 | 4.86 | 119 | 168 | 1.2 | Federally-Regulated Commercial & Industrial Equipment | 04/26/2018 |  | 04/27/2018
Hoshizaki America | Hoshizaki | F-1002MWJ | Ice-making Head | Water-Cooled Condenser | Flake | Continuous | 833 | 3.57 | 4.34 | 110 | 163.5 | 1.2 | Federally-Regulated Commercial & Industrial Equipment | 04/26/2018 |  | 04/27/2018
Hoshizaki America | Hoshizaki | F-1501MWJ | Ice-making Head | Water-Cooled Condenser | Flake | Continuous | 1410 | 3.2 | 4.34 | 105 | 152.1 | 1.3 | Federally-Regulated Commercial & Industrial Equipment | 04/26/2018 |  | 04/27/2018
Hoshizaki America | Hoshizaki | FD-650MRH-C*URC-5F | Remote Condensing w/o Remote C | Air-Cooled Condenser | Crushed | Continuous | 476 | 4.75 | 6.94 |  |  | 1.1 | Federally-Regulated Commercial & Industrial Equipment | 04/26/2018 |  | 04/27/2018
Hoshizaki America | Hoshizaki | DCM-270BAH-OS | Self-Contained | Air-Cooled Condenser | Crushed | Continuous | 200 | 7.5 | 8.22 |  |  | 1.1 | Federally-Regulated Commercial & Industrial Equipment | 04/26/2018 |  | 04/27/2018
Hoshizaki America | Hoshizaki | DCM-270BAH | Self-Contained | Air-Cooled Condenser | Crushed | Continuous | 200 | 7.5 | 8.22 |  |  | 1.1 | Federally-Regulated Commercial & Industrial Equipment | 04/26/2018 |  | 04/27/2018
Hoshizaki America | Hoshizaki | DCM-300BAH | Self-Contained | Air-Cooled Condenser | Crushed | Continuous | 219 | 7.06 | 8.1 |  |  | 1.1 | Federally-Regulated Commercial & Industrial Equipment | 04/26/2018 |  | 04/27/2018
Hoshizaki America | Hoshizaki | DCM-300BAH-OS | Self-Contained | Air-Cooled Condenser | Crushed | Continuous | 219 | 7.06 | 8.1 |  |  | 1.1 | Federally-Regulated Commercial & Industrial Equipment | 04/26/2018 |  | 04/27/2018
Hoshizaki America | Hoshizaki | F-330BAJ | Self-Contained | Air-Cooled Condenser | Flake | Continuous | 243 | 5.91 | 7.95 |  |  | 1.2 | Federally-Regulated Commercial & Industrial Equipment | 04/26/2018 |  | 04/27/2018
Hoshizaki America | Hoshizaki | F-300BAJ | Self-Contained | Air-Cooled Condenser | Flake | Continuous | 247 | 6.14 | 7.93 |  |  | 1.3 | Federally-Regulated Commercial & Industrial Equipment | 04/26/2018 |  | 04/27/2018
Hoshizaki America | Hoshizaki | F-500BAJ | Self-Contained | Air-Cooled Condenser | Flake | Continuous | 420 | 5.05 | 6.85 |  |  | 1.3 | Federally-Regulated Commercial & Industrial Equipment | 04/26/2018 |  | 04/27/2018
Hoshizaki America | Hoshizaki | DCM-500BAH-OS | Self-Contained | Air-Cooled Condenser | Crushed | Continuous | 427 | 5.85 | 6.81 |  |  | 1.1 | Federally-Regulated Commercial & Industrial Equipment | 04/26/2018 |  | 04/27/2018
Hoshizaki America | Hoshizaki | DCM-500BAH | Self-Contained | Air-Cooled Condenser | Crushed | Continuous | 427 | 5.85 | 6.81 |  |  | 1.1 | Federally-Regulated Commercial & Industrial Equipment | 04/26/2018 |  | 04/27/2018
Hoshizaki America | Hoshizaki | DCM-500BWH | Self-Contained | Water-Cooled Condenser | Crushed | Continuous | 512 | 4.48 | 6.05 | 112 | 140.1 | 1.1 | Federally-Regulated Commercial & Industrial Equipment | 04/26/2018 |  | 04/27/2018
Hoshizaki America | Hoshizaki | DCM-500BWH-OS | Self-Contained | Water-Cooled Condenser | Crushed | Continuous | 512 | 4.48 | 6.05 | 112 | 140.1 | 1.1 | Federally-Regulated Commercial & Industrial Equipment | 04/26/2018 |  | 04/27/2018
Hoshizaki America | Hoshizaki | DCM-751BWH | Self-Contained | Water-Cooled Condenser | Crushed | Continuous | 678 | 4.76 | 5.55 | 96 | 135.9 | 1.1 | Federally-Regulated Commercial & Industrial Equipment | 04/26/2018 |  | 04/27/2018
Hoshizaki America | Hoshizaki | DCM-751BWH-OS | Self-Contained | Water-Cooled Condenser | Crushed | Continuous | 678 | 4.76 | 5.55 | 96 | 135.9 | 1.1 | Federally-Regulated Commercial & Industrial Equipment | 04/26/2018 |  | 04/27/2018
Hoshizaki America | Hoshizaki | KMS-1122MLH | Both Remote Condensing & Remot | Air-Cooled Condenser | Cube | Batch | 985 | 4.65 | 5.26 |  |  |  | Federally-Regulated Commercial & Industrial Equipment | 02/22/2018 |  | 04/27/2018
Hoshizaki America | Hoshizaki | KMS-1122MLH*SRK-12H | Both Remote Condensing & Remot | Air-Cooled Condenser | Cube | Batch | 985 | 4.65 | 4.79 |  |  |  | Federally-Regulated Commercial & Industrial Equipment | 04/26/2018 |  | 04/27/2018
Hoshizaki America | Hoshizaki | KMS-1122MLH*SRK-12H3 | Both Remote Condensing & Remot | Air-Cooled Condenser | Cube | Batch | 1000 | 4.6 | 4.79 |  |  |  | Federally-Regulated Commercial & Industrial Equipment | 04/26/2018 |  | 04/27/2018
Hoshizaki America | Hoshizaki | KMS-1122MLJ | Both Remote Condensing & Remot | Air-Cooled Condenser | Cube | Batch | 1100 | 4.05 | 5.26 |  |  |  | Federally-Regulated Commercial & Industrial Equipment | 03/14/2018 |  | 04/27/2018
Hoshizaki America | Hoshizaki | KMS-1401MLJ | Both Remote Condensing & Remot | Air-Cooled Condenser | Cube | Batch | 1280 | 4.7 | 5.26 |  |  |  | Federally-Regulated Commercial & Industrial Equipment | 02/22/2018 |  | 04/27/2018
Hoshizaki America | Hoshizaki | KMS-1401MLJ*SRK-14J | Both Remote Condensing & Remot | Air-Cooled Condenser | Cube | Batch | 1280 | 4.7 | 4.79 |  |  |  | Federally-Regulated Commercial & Industrial Equipment | 04/26/2018 |  | 04/27/2018
Hoshizaki America | Hoshizaki | KMS-1402MLJ | Both Remote Condensing & Remot | Air-Cooled Condenser | Cube | Batch | 1400 | 4.3 | 5.26 |  |  |  | Federally-Regulated Commercial & Industrial Equipment | 03/01/2018 |  | 04/27/2018
Hoshizaki America | Hoshizaki | KMS-2000MLH | Both Remote Condensing & Remot | Air-Cooled Condenser | Cube | Batch | 1786 | 4.7 | 5.26 |  |  |  | Federally-Regulated Commercial & Industrial Equipment | 02/22/2018 |  | 04/27/2018
Hoshizaki America | Hoshizaki | KM-340MAH | Ice-making Head | Air-Cooled Condenser | Cube | Batch | 325 | 5.99 | 6.24 |  |  |  | Federally-Regulated Commercial & Industrial Equipment | 04/26/2018 |  | 04/27/2018
Hoshizaki America | Hoshizaki | KM-515MAH-P | Ice-making Head | Air-Cooled Condenser | Cube | Batch | 450 | 5.9 | 5.93 |  |  |  | Federally-Regulated Commercial & Industrial Equipment | 04/26/2018 |  | 04/27/2018
Hoshizaki America | Hoshizaki | KM-515MAH | Ice-making Head | Air-Cooled Condenser | Cube | Batch | 450 | 5.9 | 5.93 |  |  |  | Federally-Regulated Commercial & Industrial Equipment | 04/26/2018 |  | 04/27/2018
Hoshizaki America | Hoshizaki | KM-650MAH | Ice-making Head | Air-Cooled Condenser | Cube | Batch | 562 | 5.51 | 5.65 |  |  |  | Federally-Regulated Commercial & Industrial Equipment | 04/26/2018 |  | 04/27/2018
Hoshizaki America | Hoshizaki | KM-1301SAH-P | Ice-making Head | Air-Cooled Condenser | Cube | Batch | 1164 | 4.63 | 4.82 |  |  |  | Federally-Regulated Commercial & Industrial Equipment | 04/26/2018 |  | 04/27/2018
Hoshizaki America | Hoshizaki | KM-1301SAH | Ice-making Head | Air-Cooled Condenser | Cube | Batch | 1164 | 4.63 | 4.82 |  |  |  | Federally-Regulated Commercial & Industrial Equipment | 04/26/2018 |  | 04/27/2018
Hoshizaki America | Hoshizaki | KM-1900SAH-P | Ice-making Head | Air-Cooled Condenser | Cube | Batch | 1560 | 4.1 | 4.61 |  |  |  | Federally-Regulated Commercial & Industrial Equipment | 04/26/2018 |  | 04/27/2018
Hoshizaki America | Hoshizaki | KM-340MWH | Ice-making Head | Water-Cooled Condenser | Cube | Batch | 360 | 4.85 | 5.11 | 115 | 192.1 |  | Federally-Regulated Commercial & Industrial Equipment | 04/26/2018 |  | 04/27/2018
Hoshizaki America | Hoshizaki | KM-650MWH | Ice-making Head | Water-Cooled Condenser | Cube | Batch | 654 | 4.16 | 4.55 | 153 | 185.6 |  | Federally-Regulated Commercial & Industrial Equipment | 04/26/2018 |  | 04/27/2018
Hoshizaki America | Hoshizaki | KM-1100MWH | Ice-making Head | Water-Cooled Condenser | Cube | Batch | 1076 | 3.81 | 4.12 | 127 | 176.3 |  | Federally-Regulated Commercial & Industrial Equipment | 04/26/2018 |  | 04/27/2018
Hoshizaki America | Hoshizaki | KM-1301SWH3 | Ice-making Head | Water-Cooled Condenser | Cube | Batch | 1251 | 3.31 | 4.07 | 130 | 172.5 |  | Federally-Regulated Commercial & Industrial Equipment | 04/26/2018 |  | 04/27/2018
Hoshizaki America | Hoshizaki | KM-1301SWH-P | Ice-making Head | Water-Cooled Condenser | Cube | Batch | 1276 | 3.44 | 4.06 | 124 | 171.9 |  | Federally-Regulated Commercial & Industrial Equipment | 04/26/2018 |  | 04/27/2018
Hoshizaki America | Hoshizaki | KM-1301SWH | Ice-making Head | Water-Cooled Condenser | Cube | Batch | 1276 | 3.44 | 4.06 | 124 | 171.9 |  | Federally-Regulated Commercial & Industrial Equipment | 04/26/2018 |  | 04/27/2018
Hoshizaki America | Hoshizaki | KM-1340MWH | Ice-making Head | Water-Cooled Condenser | Cube | Batch | 1316 | 3.9 | 4.05 | 133 | 171 |  | Federally-Regulated Commercial & Industrial Equipment | 04/26/2018 |  | 04/27/2018
Hoshizaki America | Hoshizaki | KM-1601SWH | Ice-making Head | Water-Cooled Condenser | Cube | Batch | 1500 | 3.91 | 4 | 111 | 167 |  | Federally-Regulated Commercial & Industrial Equipment | 04/26/2018 |  | 04/27/2018
Hoshizaki America | Hoshizaki | KM-1900SWH-P | Ice-making Head | Water-Cooled Condenser | Cube | Batch | 1826 | 3.24 | 4 | 98 | 159.8 |  | Federally-Regulated Commercial & Industrial Equipment | 04/26/2018 |  | 04/27/2018
Hoshizaki America | Hoshizaki | KM-1900SWH | Ice-making Head | Water-Cooled Condenser | Cube | Batch | 1826 | 3.24 | 4 | 98 | 159.8 |  | Federally-Regulated Commercial & Industrial Equipment | 04/26/2018 |  | 04/27/2018
Hoshizaki America | Hoshizaki | KM-1900SWH3 | Ice-making Head | Water-Cooled Condenser | Cube | Batch | 1850 | 3.05 | 4 | 102 | 159.3 |  | Federally-Regulated Commercial & Industrial Equipment | 04/26/2018 |  | 04/27/2018
Hoshizaki America | Hoshizaki | KM-2100SWJ3 | Ice-making Head | Water-Cooled Condenser | Cube | Batch | 2085 | 3.16 | 4 | 106 | 154.1 |  | Federally-Regulated Commercial & Industrial Equipment | 04/26/2018 |  | 04/27/2018
Hoshizaki America | Hoshizaki | KM-2500SWH3 | Ice-making Head | Water-Cooled Condenser | Cube | Batch | 2365 | 3.54 | 4 | 127 | 148 |  | Federally-Regulated Commercial & Industrial Equipment | 04/26/2018 |  | 04/27/2018
Hoshizaki America | Hoshizaki | KM-515MRJ | Remote Condensing w/o Remote C | Air-Cooled Condenser | Cube | Batch | 454 | 5.1 | 7.07 |  |  |  | Federally-Regulated Commercial & Industrial Equipment | 02/22/2018 |  | 04/27/2018
Hoshizaki America | Hoshizaki | KMD-530MRH | Remote Condensing w/o Remote C | Air-Cooled Condenser | Cube | Batch | 488 | 5.8 | 6.87 |  |  |  | Federally-Regulated Commercial & Industrial Equipment | 02/22/2018 |  | 04/27/2018
Hoshizaki America | Hoshizaki | KM-650MRJ | Remote Condensing w/o Remote C | Air-Cooled Condenser | Cube | Batch | 564 | 5.25 | 6.43 |  |  |  | Federally-Regulated Commercial & Industrial Equipment | 02/22/2018 |  | 04/27/2018
Hoshizaki America | Hoshizaki | KM-650MRH*URC-5F | Remote Condensing w/o Remote C | Air-Cooled Condenser | Cube | Batch | 564 | 5.6 | 6.04 |  |  |  | Federally-Regulated Commercial & Industrial Equipment | 04/26/2018 |  | 04/27/2018
Hoshizaki America | Hoshizaki | KML-700MRJ | Remote Condensing w/o Remote C | Air-Cooled Condenser | Cube | Batch | 643 | 4.7 | 5.97 |  |  |  | Federally-Regulated Commercial & Industrial Equipment | 02/22/2018 |  | 04/27/2018
Hoshizaki America | Hoshizaki | KM-901MRJ3 | Remote Condensing w/o Remote C | Air-Cooled Condenser | Cube | Batch | 830 | 4.4 | 5.06 |  |  |  | Federally-Regulated Commercial & Industrial Equipment | 02/22/2018 |  | 04/27/2018
Hoshizaki America | Hoshizaki | KMD-860MRJ | Remote Condensing w/o Remote C | Air-Cooled Condenser | Cube | Batch | 850 | 5.05 | 5.06 |  |  |  | Federally-Regulated Commercial & Industrial Equipment | 02/06/2018 |  | 04/27/2018
Hoshizaki America | Hoshizaki | KM-901MRJ | Remote Condensing w/o Remote C | Air-Cooled Condenser | Cube | Batch | 853 | 4.52 | 5.06 |  |  |  | Federally-Regulated Commercial & Industrial Equipment | 02/22/2018 |  | 04/27/2018
Hoshizaki America | Hoshizaki | KM-1100MRJ | Remote Condensing w/o Remote C | Air-Cooled Condenser | Cube | Batch | 1030 | 4.5 | 5.06 |  |  |  | Federally-Regulated Commercial & Industrial Equipment | 02/22/2018 |  | 04/27/2018
Hoshizaki America | Hoshizaki | KM-1340MRJ | Remote Condensing w/o Remote C | Air-Cooled Condenser | Cube | Batch | 1177 | 4.54 | 5.06 |  |  |  | Federally-Regulated Commercial & Industrial Equipment | 02/15/2018 |  | 04/27/2018
Hoshizaki America | Hoshizaki | KM-1301SRH3*URC-14F | Remote Condensing w/o Remote C | Air-Cooled Condenser | Cube | Batch | 1197 | 4.3 | 4.59 |  |  |  | Federally-Regulated Commercial & Industrial Equipment | 04/26/2018 |  | 04/27/2018
Hoshizaki America | Hoshizaki | KM-1301SRH*URC-14F | Remote Condensing w/o Remote C | Air-Cooled Condenser | Cube | Batch | 1222 | 4.1 | 4.59 |  |  |  | Federally-Regulated Commercial & Industrial Equipment | 04/26/2018 |  | 04/27/2018
Hoshizaki America | Hoshizaki | KM-1301SRJ | Remote Condensing w/o Remote C | Air-Cooled Condenser | Cube | Batch | 1260 | 4.28 | 5.06 |  |  |  | Federally-Regulated Commercial & Industrial Equipment | 02/22/2018 |  | 04/27/2018
Hoshizaki America | Hoshizaki | KM-1301SRJ3 | Remote Condensing w/o Remote C | Air-Cooled Condenser | Cube | Batch | 1330 | 3.83 | 5.06 |  |  |  | Federally-Regulated Commercial & Industrial Equipment | 02/22/2018 |  | 04/27/2018
Hoshizaki America | Hoshizaki | KM-1601MRJ | Remote Condensing w/o Remote C | Air-Cooled Condenser | Cube | Batch | 1550 | 4.35 | 5.06 |  |  |  | Federally-Regulated Commercial & Industrial Equipment | 02/22/2018 |  | 04/27/2018
Hoshizaki America | Hoshizaki | KM-1601MRJ3 | Remote Condensing w/o Remote C | Air-Cooled Condenser | Cube | Batch | 1550 | 4.09 | 5.06 |  |  |  | Federally-Regulated Commercial & Industrial Equipment | 02/22/2018 |  | 04/27/2018
Hoshizaki America | Hoshizaki | KM-1601SRJ | Remote Condensing w/o Remote C | Air-Cooled Condenser | Cube | Batch | 1600 | 3.96 | 5.06 |  |  |  | Federally-Regulated Commercial & Industrial Equipment | 02/22/2018 |  | 04/27/2018
Hoshizaki America | Hoshizaki | KM-1601SRJ3 | Remote Condensing w/o Remote C | Air-Cooled Condenser | Cube | Batch | 1600 | 4.14 | 5.06 |  |  |  | Federally-Regulated Commercial & Industrial Equipment | 02/22/2018 |  | 04/27/2018
Hoshizaki America | Hoshizaki | KMH-2000SRH3 | Remote Condensing w/o Remote C | Air-Cooled Condenser | Cube | Batch | 1675 | 3.7 | 5.06 |  |  |  | Federally-Regulated Commercial & Industrial Equipment | 02/22/2018 |  | 04/27/2018
Hoshizaki America | Hoshizaki | KMH-2000SRH | Remote Condensing w/o Remote C | Air-Cooled Condenser | Cube | Batch | 1694 | 3.8 | 5.06 |  |  |  | Federally-Regulated Commercial & Industrial Equipment | 02/22/2018 |  | 04/27/2018
Hoshizaki America | Hoshizaki | KM-1900SRJ | Remote Condensing w/o Remote C | Air-Cooled Condenser | Cube | Batch | 1700 | 3.9 | 5.06 |  |  |  | Federally-Regulated Commercial & Industrial Equipment | 02/22/2018 |  | 04/27/2018
Hoshizaki America | Hoshizaki | KM-1900SRJ3 | Remote Condensing w/o Remote C | Air-Cooled Condenser | Cube | Batch | 1700 | 3.9 | 5.06 |  |  |  | Federally-Regulated Commercial & Industrial Equipment | 02/22/2018 |  | 04/27/2018
Hoshizaki America | Hoshizaki | KM-1900SRJ* | Remote Condensing w/o Remote C | Air-Cooled Condenser | Cube | Batch | 1700 | 3.9 | 4.59 |  |  |  | Federally-Regulated Commercial & Industrial Equipment | 04/26/2018 |  | 04/27/2018
Hoshizaki America | Hoshizaki | KM-2100SRJ3*URC-22F | Remote Condensing w/o Remote C | Air-Cooled Condenser | Cube | Batch | 1865 | 4.16 | 4.59 |  |  |  | Federally-Regulated Commercial & Industrial Equipment | 04/26/2018 |  | 04/27/2018
Hoshizaki America | Hoshizaki | KM-2200SRJ3 | Remote Condensing w/o Remote C | Air-Cooled Condenser | Cube | Batch | 2075 | 3.75 | 5.06 |  |  |  | Federally-Regulated Commercial & Industrial Equipment | 02/22/2018 |  | 04/27/2018
Hoshizaki America | Hoshizaki | KM-2600SRJ3 | Remote Condensing w/o Remote C | Air-Cooled Condenser | Cube | Batch | 2580 | 3.61 | 5.06 |  |  |  | Federally-Regulated Commercial & Industrial Equipment | 02/22/2018 |  | 04/27/2018
Hoshizaki America | Hoshizaki | KM-61BAH | Self-Contained | Air-Cooled Condenser | Cube | Batch | 50 | 10.6 | 12.45 |  |  |  | Federally-Regulated Commercial & Industrial Equipment | 04/26/2018 |  | 04/27/2018
Hoshizaki America | Hoshizaki | KM-101BAH | Self-Contained | Air-Cooled Condenser | Cube | Batch | 88 | 9.4 | 10.66 |  |  |  | Federally-Regulated Commercial & Industrial Equipment | 04/26/2018 |  | 04/27/2018
Hoshizaki America | Hoshizaki | KM-151BAH | Self-Contained | Air-Cooled Condenser | Cube | Batch | 121 | 8.4 | 9.36 |  |  |  | Federally-Regulated Commercial & Industrial Equipment | 04/26/2018 |  | 04/27/2018
Hoshizaki America | Hoshizaki | KM-201BAH | Self-Contained | Air-Cooled Condenser | Cube | Batch | 165 | 7.5 | 8.24 |  |  |  | Federally-Regulated Commercial & Industrial Equipment | 04/26/2018 |  | 04/27/2018
Hoshizaki America | Hoshizaki | DKM-500BWH | Self-Contained | Water-Cooled Condenser | Cube | Batch | 427 | 5.2 | 5.7 | 114 | 177.5 |  | Federally-Regulated Commercial & Industrial Equipment | 04/26/2018 |  | 04/27/2018
Hoshizaki America | Hoshizaki | F-1002MLJ | Both Remote Condensing & Remot | Air-Cooled Condenser | Flake | Continuous | 797 | 1.51 | 5.28 |  |  | 72.8 | Federally-Regulated Commercial & Industrial Equipment | 02/22/2018 |  | 04/27/2018
Hoshizaki America | Hoshizaki | F-1001MLJ | Both Remote Condensing & Remot | Air-Cooled Condenser | Flake | Continuous | 871 | 1.89 | 5.26 |  |  | 73.8 | Federally-Regulated Commercial & Industrial Equipment | 02/22/2018 |  | 04/27/2018
Hoshizaki America | Hoshizaki | FS-1500MLH-C | Both Remote Condensing & Remot | Air-Cooled Condenser | Crushed | Continuous | 1165 | 4.51 | 5.26 |  |  | 83 | Federally-Regulated Commercial & Industrial Equipment | 02/22/2018 |  | 04/27/2018
Hoshizaki America | Hoshizaki | F-2001MLJ | Both Remote Condensing & Remot | Air-Cooled Condenser | Flake | Continuous | 1733 | 0.6 | 5.26 |  |  | 69.2 | Federally-Regulated Commercial & Industrial Equipment | 02/22/2018 |  | 04/27/2018
Hoshizaki America | Hoshizaki | F-2001MLH* | Both Remote Condensing & Remot | Air-Cooled Condenser | Flake | Continuous | 1733 | 0.6 | 5.26 |  |  | 1.3 | Federally-Regulated Commercial & Industrial Equipment | 04/26/2018 |  | 04/27/2018
Hoshizaki America | Hoshizaki | F-450MAJ-C | Ice-making Head | Air-Cooled Condenser | Flake | Continuous | 316 | 6.1 | 7.22 |  |  | 1.2 | Federally-Regulated Commercial & Industrial Equipment | 04/26/2018 |  | 04/27/2018
Hoshizaki America | Hoshizaki | F-801MAJ-C | Ice-making Head | Air-Cooled Condenser | Flake | Continuous | 532 | 5 | 6.53 |  |  | 1.1 | Federally-Regulated Commercial & Industrial Equipment | 04/26/2018 |  | 04/27/2018
Hoshizaki America | Hoshizaki | F-1002MAJ-C | Ice-making Head | Air-Cooled Condenser | Flake | Continuous | 726 | 4.57 | 5.91 |  |  | 1.1 | Federally-Regulated Commercial & Industrial Equipment | 04/26/2018 |  | 04/27/2018
Hoshizaki America | Hoshizaki | FD-1002MAJ-C | Ice-making Head | Air-Cooled Condenser | Flake | Continuous | 726 | 4.57 | 5.91 |  |  | 1.1 | Federally-Regulated Commercial & Industrial Equipment | 04/26/2018 |  | 04/27/2018
Hoshizaki America | Hoshizaki | F-1501MAJ-C | Ice-making Head | Air-Cooled Condenser | Flake | Continuous | 1020 | 4.61 | 5.61 |  |  | 1.1 | Federally-Regulated Commercial & Industrial Equipment | 04/26/2018 |  | 04/27/2018
Hoshizaki America | Hoshizaki | F-801MWJ-C | Ice-making Head | Water-Cooled Condenser | Flake | Continuous | 580 | 4.13 | 4.93 | 120 | 168.5 | 1.2 | Federally-Regulated Commercial & Industrial Equipment | 04/26/2018 |  | 04/27/2018
Hoshizaki America | Hoshizaki | F-1002MWJ-C | Ice-making Head | Water-Cooled Condenser | Flake | Continuous | 770 | 3.95 | 4.42 | 111 | 164.8 | 1.1 | Federally-Regulated Commercial & Industrial Equipment | 04/26/2018 |  | 04/27/2018
Hoshizaki America | Hoshizaki | F-1501MWJ-C | Ice-making Head | Water-Cooled Condenser | Flake | Continuous | 1218 | 3.76 | 4.34 | 123 | 155.9 | 1.2 | Federally-Regulated Commercial & Industrial Equipment | 04/26/2018 |  | 04/27/2018
Hoshizaki America | Hoshizaki | FD-650MRH-C | Remote Condensing w/o Remote C | Air-Cooled Condenser | Crushed | Continuous | 476 | 4.75 | 6.94 |  |  | 88 | Federally-Regulated Commercial & Industrial Equipment | 02/22/2018 |  | 04/27/2018
Hoshizaki America | Hoshizaki | FD-1002MRJ-C*URC-5F | Remote Condensing w/o Remote C | Air-Cooled Condenser | Flake | Continuous | 680 | 4.94 | 5.76 |  |  | 1.1 | Federally-Regulated Commercial & Industrial Equipment | 04/26/2018 |  | 04/27/2018
Hoshizaki America | Hoshizaki | F-1002MRJ-C*URC-5F | Remote Condensing w/o Remote C | Air-Cooled Condenser | Flake | Continuous | 680 | 4.94 | 5.76 |  |  | 1.1 | Federally-Regulated Commercial & Industrial Equipment | 04/26/2018 |  | 04/27/2018
Hoshizaki America | Hoshizaki | F-1002MRJ*URC-5F | Remote Condensing w/o Remote C | Air-Cooled Condenser | Flake | Continuous | 722 | 4.51 | 5.51 |  |  | 1.2 | Federally-Regulated Commercial & Industrial Equipment | 04/26/2018 |  | 04/27/2018
Hoshizaki America | Hoshizaki | F-1501MRJ-C*URC-14F | Remote Condensing w/o Remote C | Air-Cooled Condenser | Flake | Continuous | 1125 | 4.35 | 5.06 |  |  | 1.1 | Federally-Regulated Commercial & Industrial Equipment | 04/26/2018 |  | 04/27/2018
Hoshizaki America | Hoshizaki | F-1501MRJ*URC-14F | Remote Condensing w/o Remote C | Air-Cooled Condenser | Flake | Continuous | 1370 | 3.44 | 5.06 |  |  | 1.4 | Federally-Regulated Commercial & Industrial Equipment | 04/26/2018 |  | 04/27/2018
Hoshizaki America | Hoshizaki | F-2001MRJ-C*URC-22F | Remote Condensing w/o Remote C | Air-Cooled Condenser | Flake | Continuous | 1513 | 4.67 | 5.06 |  |  | 1.1 | Federally-Regulated Commercial & Industrial Equipment | 04/26/2018 |  | 04/27/2018
Hoshizaki America | Hoshizaki | F-2001MRH*URC-22F | Remote Condensing w/o Remote C | Air-Cooled Condenser | Flake | Continuous | 1592 | 4.19 | 5.06 |  |  | 1.4 | Federally-Regulated Commercial & Industrial Equipment | 04/26/2018 |  | 04/27/2018
Hoshizaki America | Hoshizaki | F-2001MRH3*URC-22F | Remote Condensing w/o Remote C | Air-Cooled Condenser | Flake | Continuous | 1608 | 4.33 | 5.06 |  |  | 1.4 | Federally-Regulated Commercial & Industrial Equipment | 04/26/2018 |  | 04/27/2018
Hoshizaki America | Hoshizaki | C-101BAH-AD | Self-Contained | Air-Cooled Condenser | Crushed | Continuous | 62 | 12.1 | 12.36 |  |  | 1.2 | Federally-Regulated Commercial & Industrial Equipment | 04/26/2018 |  | 04/27/2018
Hoshizaki America | Hoshizaki | C-101BAH | Self-Contained | Air-Cooled Condenser | Crushed | Continuous | 62 | 12.1 | 12.36 |  |  | 1.2 | Federally-Regulated Commercial & Industrial Equipment | 04/26/2018 |  | 04/27/2018
Hoshizaki America | Hoshizaki | C-101BAH-ADDS | Self-Contained | Air-Cooled Condenser | Crushed | Continuous | 62 | 12.1 | 12.36 |  |  | 1.2 | Federally-Regulated Commercial & Industrial Equipment | 04/26/2018 |  | 04/27/2018
Hoshizaki America | Hoshizaki | C-101BAH-DS | Self-Contained | Air-Cooled Condenser | Crushed | Continuous | 62 | 12.1 | 12.36 |  |  | 1.2 | Federally-Regulated Commercial & Industrial Equipment | 04/26/2018 |  | 04/27/2018
Hoshizaki America | Hoshizaki | F-330BAJ-C | Self-Contained | Air-Cooled Condenser | Flake | Continuous | 214 | 7.3 | 8.13 |  |  | 1.1 | Federally-Regulated Commercial & Industrial Equipment | 04/26/2018 |  | 04/27/2018
Hoshizaki America | Hoshizaki | DCM-751BWHOS | Self-Contained | Water-Cooled Condenser | Crushed | Continuous | 678 | 4.76 | 5.55 | 96 | 135.9 | 84.1 | Federally-Regulated Commercial & Industrial Equipment | 02/22/2018 |  | 04/27/2018
Hoshizaki America | Hoshizaki | F-2001MRJ-C | Remote Condensing w/o Remote C | Air-Cooled Condenser | Flake | Continuous | 1513 | 4.67 | 5.06 |  |  | 91.1 | Federally-Regulated Commercial & Industrial Equipment | 03/29/2018 |  | 05/16/2018
Hoshizaki America | Hoshizaki | KMS-1122MLJ*SRK-12J3 | Both Remote Condensing & Remot | Air-Cooled Condenser | Cube | Batch | 1100 | 4.05 | 4.79 |  |  |  | Federally-Regulated Commercial & Industrial Equipment | 04/26/2018 |  | 06/18/2018
Hoshizaki America | Hoshizaki | DKM-500BAJ | Self-Contained | Air-Cooled Condenser | Cube | Batch | 534 | 5.56 | 7.35 |  |  |  | Federally-Regulated Commercial & Industrial Equipment | 04/26/2018 |  | 06/18/2018
Hoshizaki America | Hoshizaki | KM-115BAJ | Self-Contained | Air-Cooled Condenser | Cube | Batch | 102 | 8.1 | 10.01 |  |  |  | Federally-Regulated Commercial & Industrial Equipment | 04/26/2018 |  | 06/18/2018
Hoshizaki America | Hoshizaki | KM-80BAJ | Self-Contained | Air-Cooled Condenser | Cube | Batch | 60 | 7.95 | 11.98 |  |  |  | Federally-Regulated Commercial & Industrial Equipment | 04/26/2018 |  | 06/18/2018
Hoshizaki America | Hoshizaki | IM-200BAB | Self-Contained | Air-Cooled Condenser | Cube | Batch | 155 | 8.2 | 8.49 |  |  |  | Federally-Regulated Commercial & Industrial Equipment | 05/23/2018 |  | 06/18/2018
Hoshizaki America | Hoshizaki | F-2001MWJ | Ice-making Head | Water-Cooled Condenser | Flake | Continuous | 1840 | 3.19 | 4.34 | 109 | 143.6 | 77 | Federally-Regulated Commercial & Industrial Equipment | 05/16/2018 |  | 06/18/2018
Hoshizaki America | Hoshizaki | KM-1100MAJ | Ice-making Head | Air-Cooled Condenser | Cube | Batch | 935 | 4.9 | 4.96 |  |  |  | Federally-Regulated Commercial & Industrial Equipment | 04/26/2018 |  | 06/18/2018
Hoshizaki America | Hoshizaki | KM-1100MWJ | Ice-making Head | Water-Cooled Condenser | Cube | Batch | 1006 | 4 | 4.14 | 107 | 177.9 |  | Federally-Regulated Commercial & Industrial Equipment | 04/26/2018 |  | 06/18/2018
Hoshizaki America | Hoshizaki | KM-1100MRJ*URC-14F | Remote Condensing w/o Remote C | Air-Cooled Condenser | Cube | Batch | 1030 | 4.5 | 4.59 |  |  |  | Federally-Regulated Commercial & Industrial Equipment | 04/26/2018 |  | 06/18/2018
Hoshizaki America | Hoshizaki | KM-901MRJ3*URC-14F | Remote Condensing w/o Remote C | Air-Cooled Condenser | Cube | Batch | 830 | 4.4 | 5.13 |  |  |  | Federally-Regulated Commercial & Industrial Equipment | 04/26/2018 |  | 06/18/2018
Hoshizaki America | Hoshizaki | KM-901MAJ | Ice-making Head | Air-Cooled Condenser | Cube | Batch | 753 | 5 | 5.17 |  |  |  | Federally-Regulated Commercial & Industrial Equipment | 04/26/2018 |  | 06/18/2018
Hoshizaki America | Hoshizaki | KM-901MWJ | Ice-making Head | Water-Cooled Condenser | Cube | Batch | 870 | 3.56 | 4.18 | 113 | 180.9 |  | Federally-Regulated Commercial & Industrial Equipment | 04/26/2018 |  | 06/18/2018
Hoshizaki America | Hoshizaki | KM-901MRJ*URC-14F | Remote Condensing w/o Remote C | Air-Cooled Condenser | Cube | Batch | 853 | 4.52 | 5.05 |  |  |  | Federally-Regulated Commercial & Industrial Equipment | 04/26/2018 |  | 06/18/2018
Hoshizaki America | Hoshizaki | KM-1900SRJ3*URC-22F | Remote Condensing w/o Remote C | Air-Cooled Condenser | Cube | Batch | 1700 | 3.9 | 4.59 |  |  |  | Federally-Regulated Commercial & Industrial Equipment | 04/26/2018 |  | 06/18/2018
Hoshizaki America | Hoshizaki | KM-1900SRJ*URC-22F | Remote Condensing w/o Remote C | Air-Cooled Condenser | Cube | Batch | 1700 | 3.9 | 4.59 |  |  |  | Federally-Regulated Commercial & Industrial Equipment | 04/26/2018 |  | 06/18/2018
Hoshizaki America | Hoshizaki | KM-1900SWJ3 | Ice-making Head | Water-Cooled Condenser | Cube | Batch | 1875 | 3.2 | 4 | 85 | 158.8 |  | Federally-Regulated Commercial & Industrial Equipment | 04/26/2018 |  | 06/18/2018
Hoshizaki America | Hoshizaki | KM-1900SWJ | Ice-making Head | Water-Cooled Condenser | Cube | Batch | 1875 | 3.2 | 4 | 85 | 158.8 |  | Federally-Regulated Commercial & Industrial Equipment | 04/26/2018 |  | 06/18/2018
Hoshizaki America | Hoshizaki | KM-1900SAJ | Ice-making Head | Air-Cooled Condenser | Cube | Batch | 1675 | 3.9 | 4.61 |  |  |  | Federally-Regulated Commercial & Industrial Equipment | 04/26/2018 |  | 06/18/2018
Hoshizaki America | Hoshizaki | KM-1900SAJ3 | Ice-making Head | Air-Cooled Condenser | Cube | Batch | 1675 | 3.9 | 4.61 |  |  |  | Federally-Regulated Commercial & Industrial Equipment | 04/26/2018 |  | 06/18/2018
Hoshizaki America | Hoshizaki | KM-515MWJ | Ice-making Head | Water-Cooled Condenser | Cube | Batch | 457 | 4.53 | 4.93 | 80 | 189.9 |  | Federally-Regulated Commercial & Industrial Equipment | 04/26/2018 |  | 06/18/2018
Hoshizaki America | Hoshizaki | KM-515MRJ*URC-5F | Remote Condensing w/o Remote C | Air-Cooled Condenser | Cube | Batch | 454 | 5.1 | 6.42 |  |  |  | Federally-Regulated Commercial & Industrial Equipment | 04/26/2018 |  | 06/18/2018
Hoshizaki America | Hoshizaki | KM-515MAJ | Ice-making Head | Air-Cooled Condenser | Cube | Batch | 450 | 5.3 | 5.93 |  |  |  | Federally-Regulated Commercial & Industrial Equipment | 04/26/2018 |  | 06/18/2018
Hoshizaki America | Hoshizaki | KM-650MRJ*URC-5F | Remote Condensing w/o Remote C | Air-Cooled Condenser | Cube | Batch | 564 | 5.25 | 6.04 |  |  |  | Federally-Regulated Commercial & Industrial Equipment | 04/26/2018 |  | 06/18/2018
Hoshizaki America | Hoshizaki | KM-650MWJ | Ice-making Head | Water-Cooled Condenser | Cube | Batch | 635 | 4.4 | 4.59 | 145 | 186 |  | Federally-Regulated Commercial & Industrial Equipment | 04/26/2018 |  | 06/18/2018
Hoshizaki America | Hoshizaki | KM-650MAJ | Ice-making Head | Air-Cooled Condenser | Cube | Batch | 562 | 5.41 | 5.65 |  |  |  | Federally-Regulated Commercial & Industrial Equipment | 04/26/2018 |  | 06/18/2018
Hoshizaki America | Hoshizaki | KM-340MWJ | Ice-making Head | Water-Cooled Condenser | Cube | Batch | 344 | 4.84 | 5.14 | 86 | 192.4 |  | Federally-Regulated Commercial & Industrial Equipment | 04/26/2018 |  | 06/18/2018
Hoshizaki America | Hoshizaki | KM-340MAJ | Ice-making Head | Air-Cooled Condenser | Cube | Batch | 315 | 5.65 | 6.26 |  |  |  | Federally-Regulated Commercial & Industrial Equipment | 04/26/2018 |  | 06/18/2018
Hoshizaki America | Hoshizaki | F-2001MLJ*RACK | Both Remote Condensing & Remot | Air-Cooled Condenser | Flake | Continuous | 1733 | 0.6 | 5.26 |  |  | 69.2 | Federally-Regulated Commercial & Industrial Equipment | 04/27/2018 |  | 06/18/2018
Hoshizaki America | Hoshizaki | KM-1301SRJ3*URC-14F | Remote Condensing w/o Remote C | Air-Cooled Condenser | Cube | Batch | 1330 | 3.83 | 4.59 |  |  |  | Federally-Regulated Commercial & Industrial Equipment | 04/26/2018 |  | 06/18/2018
Hoshizaki America | Hoshizaki | KM-1301SRJ*URC-14F | Remote Condensing w/o Remote C | Air-Cooled Condenser | Cube | Batch | 1260 | 4.28 | 4.59 |  |  |  | Federally-Regulated Commercial & Industrial Equipment | 04/26/2018 |  | 06/18/2018
Hoshizaki America | Hoshizaki | KM-1301SWJ3 | Ice-making Head | Water-Cooled Condenser | Cube | Batch | 1355 | 3.25 | 4.04 | 95 | 170.2 |  | Federally-Regulated Commercial & Industrial Equipment | 04/26/2018 |  | 06/18/2018
Hoshizaki America | Hoshizaki | KM-1301SWJ | Ice-making Head | Water-Cooled Condenser | Cube | Batch | 1230 | 3.76 | 4.08 | 89 | 172.9 |  | Federally-Regulated Commercial & Industrial Equipment | 04/26/2018 |  | 06/18/2018
Hoshizaki America | Hoshizaki | KM-1301SAJ3 | Ice-making Head | Air-Cooled Condenser | Cube | Batch | 1350 | 3.95 | 4.7 |  |  |  | Federally-Regulated Commercial & Industrial Equipment | 04/26/2018 |  | 06/18/2018
Hoshizaki America | Hoshizaki | KM-1301SAJ | Ice-making Head | Air-Cooled Condenser | Cube | Batch | 1301 | 4.27 | 4.73 |  |  |  | Federally-Regulated Commercial & Industrial Equipment | 04/26/2018 |  | 06/18/2018
Hoshizaki America | Hoshizaki | KM-2200SRJ3*URC-22F | Remote Condensing w/o Remote C | Air-Cooled Condenser | Cube | Batch | 2075 | 3.75 | 4.59 |  |  |  | Federally-Regulated Commercial & Industrial Equipment | 04/26/2018 |  | 06/18/2018
Hoshizaki America | Hoshizaki | KM-2200SWJ3 | Ice-making Head | Water-Cooled Condenser | Cube | Batch | 2200 | 3.11 | 4 | 95 | 151.6 |  | Federally-Regulated Commercial & Industrial Equipment | 04/26/2018 |  | 06/18/2018
Hoshizaki America | Hoshizaki | KM-1601SRJ3*URC-22F | Remote Condensing w/o Remote C | Air-Cooled Condenser | Cube | Batch | 1600 | 4.14 | 4.59 |  |  |  | Federally-Regulated Commercial & Industrial Equipment | 04/26/2018 |  | 06/18/2018
Hoshizaki America | Hoshizaki | KM-1601SRJ*URC-22F | Remote Condensing w/o Remote C | Air-Cooled Condenser | Cube | Batch | 1600 | 3.96 | 4.59 |  |  |  | Federally-Regulated Commercial & Industrial Equipment | 04/26/2018 |  | 06/18/2018
Hoshizaki America | Hoshizaki | KM-1601SAJ | Ice-making Head | Air-Cooled Condenser | Cube | Batch | 1433 | 4.24 | 4.65 |  |  |  | Federally-Regulated Commercial & Industrial Equipment | 04/26/2018 |  | 06/18/2018
Hoshizaki America | Hoshizaki | KM-1601SWJ | Ice-making Head | Water-Cooled Condenser | Cube | Batch | 1650 | 3.3 | 4 | 100 | 163.7 |  | Federally-Regulated Commercial & Industrial Equipment | 04/26/2018 |  | 06/18/2018
Hoshizaki America | Hoshizaki | KM-1601SWJ3 | Ice-making Head | Water-Cooled Condenser | Cube | Batch | 1660 | 3.32 | 4 | 90 | 163.5 |  | Federally-Regulated Commercial & Industrial Equipment | 04/26/2018 |  | 06/18/2018
Hoshizaki America | Hoshizaki | KM-1601SAJ3 | Ice-making Head | Air-Cooled Condenser | Cube | Batch | 1414 | 4.4 | 4.66 |  |  |  | Federally-Regulated Commercial & Industrial Equipment | 04/26/2018 |  | 06/18/2018
Hoshizaki America | Hoshizaki | KM-1601MRJ3*URC-22F | Remote Condensing w/o Remote C | Air-Cooled Condenser | Cube | Batch | 1550 | 4.09 | 4.59 |  |  |  | Federally-Regulated Commercial & Industrial Equipment | 04/26/2018 |  | 06/18/2018
Hoshizaki America | Hoshizaki | KM-1601MRJ*URC-22F | Remote Condensing w/o Remote C | Air-Cooled Condenser | Cube | Batch | 1550 | 4.35 | 4.59 |  |  |  | Federally-Regulated Commercial & Industrial Equipment | 04/26/2018 |  | 06/18/2018
Hoshizaki America | Hoshizaki | KM-2600SWJ3 | Ice-making Head | Water-Cooled Condenser | Cube | Batch | 2480 | 3.6 | 4 | 87 | 145.4 |  | Federally-Regulated Commercial & Industrial Equipment | 04/26/2018 |  | 06/18/2018
Hoshizaki America | Hoshizaki | KML-325MWJ | Ice-making Head | Water-Cooled Condenser | Cube | Batch | 355 | 4.51 | 5.12 | 106 | 192.2 |  | Federally-Regulated Commercial & Industrial Equipment | 04/26/2018 |  | 06/18/2018
Hoshizaki America | Hoshizaki | KML-325MAJ | Ice-making Head | Air-Cooled Condenser | Cube | Batch | 300 | 5.72 | 6.3 |  |  |  | Federally-Regulated Commercial & Industrial Equipment | 04/26/2018 |  | 06/18/2018
Hoshizaki America | Hoshizaki | KML-500MWJ | Ice-making Head | Water-Cooled Condenser | Cube | Batch | 515 | 4.33 | 4.82 | 110 | 188.7 |  | Federally-Regulated Commercial & Industrial Equipment | 04/26/2018 |  | 06/18/2018
Hoshizaki America | Hoshizaki | KML-500MAJ | Ice-making Head | Air-Cooled Condenser | Cube | Batch | 400 | 5.55 | 6.05 |  |  |  | Federally-Regulated Commercial & Industrial Equipment | 04/26/2018 |  | 06/18/2018
Hoshizaki America | Hoshizaki | F-1002MLJ*RACK | Both Remote Condensing & Remot | Air-Cooled Condenser | Flake | Continuous | 797 | 1.51 | 5.28 |  |  | 72.8 | Federally-Regulated Commercial & Industrial Equipment | 04/27/2018 |  | 06/18/2018
Hoshizaki America | Hoshizaki | KML-700MAJ | Ice-making Head | Air-Cooled Condenser | Cube | Batch | 572 | 5.16 | 5.62 |  |  |  | Federally-Regulated Commercial & Industrial Equipment | 04/26/2018 |  | 06/18/2018
Hoshizaki America | Hoshizaki | KML-700MWJ | Ice-making Head | Water-Cooled Condenser | Cube | Batch | 730 | 3.61 | 4.41 | 111 | 183.9 |  | Federally-Regulated Commercial & Industrial Equipment | 04/26/2018 |  | 06/18/2018
Hoshizaki America | Hoshizaki | KML-700MRJ*URC-9F | Remote Condensing w/o Remote C | Air-Cooled Condenser | Cube | Batch | 643 | 4.7 | 5.77 |  |  |  | Federally-Regulated Commercial & Industrial Equipment | 04/26/2018 |  | 06/18/2018
Hoshizaki America | Hoshizaki | F-1002MWJ | Ice-making Head | Water-Cooled Condenser | Flake | Continuous | 833 | 3.57 | 4.34 | 110 | 163.5 | 79 | Federally-Regulated Commercial & Industrial Equipment | 04/27/2018 |  | 06/18/2018
Hoshizaki America | Hoshizaki | F-1002MAJ | Ice-making Head | Air-Cooled Condenser | Flake | Continuous | 758 | 4.36 | 5.8 |  |  | 80.1 | Federally-Regulated Commercial & Industrial Equipment | 04/27/2018 |  | 06/18/2018
Hoshizaki America | Hoshizaki | F-1501MWJ | Ice-making Head | Water-Cooled Condenser | Flake | Continuous | 1410 | 3.2 | 4.34 | 105 | 152.1 | 70.3 | Federally-Regulated Commercial & Industrial Equipment | 04/27/2018 |  | 06/18/2018
Hoshizaki America | Hoshizaki | F-1501MAJ | Ice-making Head | Air-Cooled Condenser | Flake | Continuous | 1154 | 4 | 5.61 |  |  | 75.5 | Federally-Regulated Commercial & Industrial Equipment | 04/27/2018 |  | 06/18/2018
Hoshizaki America | Hoshizaki | F-801MWJ | Ice-making Head | Water-Cooled Condenser | Flake | Continuous | 605 | 3.9 | 4.86 | 119 | 168 | 76.9 | Federally-Regulated Commercial & Industrial Equipment | 04/27/2018 |  | 06/18/2018
Hoshizaki America | Hoshizaki | F-801MAJ | Ice-making Head | Air-Cooled Condenser | Flake | Continuous | 566 | 4.5 | 6.42 |  |  | 79.4 | Federally-Regulated Commercial & Industrial Equipment | 04/27/2018 |  | 06/18/2018
Hoshizaki America | Hoshizaki | F-450MAJ | Ice-making Head | Air-Cooled Condenser | Flake | Continuous | 395 | 4.94 | 6.97 |  |  | 68 | Federally-Regulated Commercial & Industrial Equipment | 04/27/2018 |  | 06/18/2018
Hoshizaki America | Hoshizaki | KMD-530MWH | Ice-making Head | Water-Cooled Condenser | Cube | Batch | 520 | 4.4 | 4.81 | 102 | 188.6 |  | Federally-Regulated Commercial & Industrial Equipment | 04/26/2018 |  | 06/18/2018
Hoshizaki America | Hoshizaki | KMD-530MRH*URC-5F | Remote Condensing w/o Remote C | Air-Cooled Condenser | Cube | Batch | 488 | 5.8 | 6.3 |  |  |  | Federally-Regulated Commercial & Industrial Equipment | 04/26/2018 |  | 06/18/2018
Hoshizaki America | Hoshizaki | KMD-530MAH | Ice-making Head | Air-Cooled Condenser | Cube | Batch | 462 | 5.7 | 5.9 |  |  |  | Federally-Regulated Commercial & Industrial Equipment | 04/26/2018 |  | 06/18/2018
Hoshizaki America | Hoshizaki | KMD-460MWH | Ice-making Head | Water-Cooled Condenser | Cube | Batch | 470 | 4.11 | 4.9 | 136 | 189.7 |  | Federally-Regulated Commercial & Industrial Equipment | 04/26/2018 |  | 06/18/2018
Hoshizaki America | Hoshizaki | KMD-460MAH | Ice-making Head | Air-Cooled Condenser | Cube | Batch | 387 | 5.48 | 6.08 |  |  |  | Federally-Regulated Commercial & Industrial Equipment | 04/26/2018 |  | 06/18/2018
Hoshizaki America | Hoshizaki | FD-650MWH-C | Ice-making Head | Water-Cooled Condenser | Crushed | Continuous | 532 | 3.81 | 5.06 | 125 | 169.5 | 88 | Federally-Regulated Commercial & Industrial Equipment | 04/27/2018 |  | 06/18/2018
Hoshizaki America | Hoshizaki | FD-650MRH-C*URC-5F | Remote Condensing w/o Remote C | Air-Cooled Condenser | Crushed | Continuous | 476 | 4.75 | 6.94 |  |  | 88 | Federally-Regulated Commercial & Industrial Equipment | 04/27/2018 |  | 06/18/2018
Hoshizaki America | Hoshizaki | FD-650MAH-C | Ice-making Head | Air-Cooled Condenser | Crushed | Continuous | 474 | 5.35 | 6.71 |  |  | 86 | Federally-Regulated Commercial & Industrial Equipment | 04/27/2018 |  | 06/18/2018
Hoshizaki America | Hoshizaki | FS-1500MLH-C*SRC-14H | Both Remote Condensing & Remot | Air-Cooled Condenser | Crushed | Continuous | 1165 | 4.51 | 5.26 |  |  | 83 | Federally-Regulated Commercial & Industrial Equipment | 04/27/2018 |  | 06/18/2018
Hoshizaki America | Hoshizaki | IM-500SAA | Ice-making Head | Air-Cooled Condenser | Cube | Batch | 435 | 5.45 | 5.96 |  |  |  | Federally-Regulated Commercial & Industrial Equipment | 04/26/2018 |  | 06/18/2018
Hoshizaki America | Hoshizaki | KMS-830MLH*SRK-8H3 | Both Remote Condensing & Remot | Air-Cooled Condenser | Cube | Batch | 690 | 5.4 | 5.61 |  |  |  | Federally-Regulated Commercial & Industrial Equipment | 04/26/2018 |  | 06/18/2018
Hoshizaki America | Hoshizaki | KMS-2000MLH*SRK-20H | Both Remote Condensing & Remot | Air-Cooled Condenser | Cube | Batch | 1786 | 4.7 | 4.79 |  |  |  | Federally-Regulated Commercial & Industrial Equipment | 04/26/2018 |  | 06/18/2018
Hoshizaki America | Hoshizaki | KMS-2000MLH*SRK-20H3 | Both Remote Condensing & Remot | Air-Cooled Condenser | Cube | Batch | 1706 | 4.65 | 4.79 |  |  |  | Federally-Regulated Commercial & Industrial Equipment | 04/26/2018 |  | 06/18/2018
Hoshizaki America | Hoshizaki | KMH-2000SRH*URC-22F | Remote Condensing w/o Remote C | Air-Cooled Condenser | Cube | Batch | 1694 | 3.8 | 4.59 |  |  |  | Federally-Regulated Commercial & Industrial Equipment | 04/26/2018 |  | 06/18/2018
Hoshizaki America | Hoshizaki | KMH-2000SRH3*URC-22F | Remote Condensing w/o Remote C | Air-Cooled Condenser | Cube | Batch | 1675 | 3.7 | 4.59 |  |  |  | Federally-Regulated Commercial & Industrial Equipment | 04/26/2018 |  | 06/18/2018
Hoshizaki America | Hoshizaki | KMH-2000SWH3 | Ice-making Head | Water-Cooled Condenser | Cube | Batch | 1840 | 3.19 | 4 | 102 | 159.5 |  | Federally-Regulated Commercial & Industrial Equipment | 04/26/2018 |  | 06/18/2018
Hoshizaki America | Hoshizaki | KMH-2000SWH | Ice-making Head | Water-Cooled Condenser | Cube | Batch | 1760 | 3.3 | 4 | 84 | 161.3 |  | Federally-Regulated Commercial & Industrial Equipment | 04/26/2018 |  | 06/18/2018
Hoshizaki America | Hoshizaki | KM-600MAH | Ice-making Head | Air-Cooled Condenser | Cube | Batch | 503 | 5.7 | 5.79 |  |  |  | Federally-Regulated Commercial & Industrial Equipment | 04/26/2018 |  | 06/18/2018
Hoshizaki America | Hoshizaki | KM-2600SRJ3*URC-26J | Remote Condensing w/o Remote C | Air-Cooled Condenser | Cube | Batch | 2580 | 3.61 | 4.59 |  |  |  | Federally-Regulated Commercial & Industrial Equipment | 04/26/2018 |  | 06/18/2018
Manitowoc Ice, Inc. | Koolaire | KDT0300A-161 | Ice-making Head | Air-Cooled Condenser | Cube | Batch | 230 | 5.85 | 7.16 |  |  |  | Federally-Regulated Commercial & Industrial Equipment | 04/26/2018 |  | 06/18/2018
Manitowoc Ice, Inc. | Koolaire | KDT0500A-161 | Ice-making Head | Air-Cooled Condenser | Cube | Batch | 400 | 5.4 | 6.05 |  |  |  | Federally-Regulated Commercial & Industrial Equipment | 04/26/2018 |  | 06/18/2018
Manitowoc Ice, Inc. | Koolaire | KDT1700A-263 | Ice-making Head | Air-Cooled Condenser | Cube | Batch | 1350 | 4.6 | 4.7 |  |  |  | Federally-Regulated Commercial & Industrial Equipment | 04/26/2018 |  | 06/18/2018
Manitowoc Ice, Inc. | Koolaire | KYT0300A-161 | Ice-making Head | Air-Cooled Condenser | Cube | Batch | 230 | 5.85 | 7.16 |  |  |  | Federally-Regulated Commercial & Industrial Equipment | 04/26/2018 |  | 06/18/2018
Manitowoc Ice, Inc. | Koolaire | KYT0400A-161 | Ice-making Head | Air-Cooled Condenser | Cube | Batch | 350 | 5.6 | 6.18 |  |  |  | Federally-Regulated Commercial & Industrial Equipment | 04/26/2018 |  | 06/18/2018
Manitowoc Ice, Inc. | Koolaire | KYT0400A-261 | Ice-making Head | Air-Cooled Condenser | Cube | Batch | 350 | 5.6 | 6.18 |  |  |  | Federally-Regulated Commercial & Industrial Equipment | 04/26/2018 |  | 06/18/2018
Manitowoc Ice, Inc. | Koolaire | KYT0420A-161 | Ice-making Head | Air-Cooled Condenser | Cube | Batch | 360 | 5.5 | 6.15 |  |  |  | Federally-Regulated Commercial & Industrial Equipment | 04/26/2018 |  | 06/18/2018
Manitowoc Ice, Inc. | Koolaire | KYT0420A-261 | Ice-making Head | Air-Cooled Condenser | Cube | Batch | 360 | 5.5 | 6.15 |  |  |  | Federally-Regulated Commercial & Industrial Equipment | 04/26/2018 |  | 06/18/2018
Manitowoc Ice, Inc. | Koolaire | KYT0500A-161 | Ice-making Head | Air-Cooled Condenser | Cube | Batch | 425 | 5.3 | 5.99 |  |  |  | Federally-Regulated Commercial & Industrial Equipment | 04/26/2018 |  | 06/18/2018
Manitowoc Ice, Inc. | Koolaire | KYT0700A-261 | Ice-making Head | Air-Cooled Condenser | Cube | Batch | 580 | 5.12 | 5.6 |  |  |  | Federally-Regulated Commercial & Industrial Equipment | 04/26/2018 |  | 06/18/2018
Manitowoc Ice, Inc. | Koolaire | KYT1700A-263 | Ice-making Head | Air-Cooled Condenser | Cube | Batch | 1380 | 4.55 | 4.68 |  |  |  | Federally-Regulated Commercial & Industrial Equipment | 04/26/2018 |  | 06/18/2018
Manitowoc Ice, Inc. | Koolaire | KYT1700N-261*JCT1500-261 | Remote Condensing w/o Remote C | Air-Cooled Condenser | Cube | Batch | 1490 | 4 | 4.59 |  |  |  | Federally-Regulated Commercial & Industrial Equipment | 04/26/2018 |  | 06/18/2018
Manitowoc Ice, Inc. | Manitowoc | IDT1500N-261*JCT1500-261 | Remote Condensing w/o Remote C | Air-Cooled Condenser | Cube | Batch | 1435 | 3.9 | 4.59 |  |  |  | Federally-Regulated Commercial & Industrial Equipment | 05/09/2018 |  | 06/19/2018
Manitowoc Ice, Inc. | Manitowoc | IDT1900N-261*JCT1500-261 | Remote Condensing w/o Remote C | Air-Cooled Condenser | Cube | Batch | 1540 | 4.08 | 4.59 |  |  |  | Federally-Regulated Commercial & Industrial Equipment | 05/09/2018 |  | 06/19/2018
Manitowoc Ice, Inc. | Manitowoc | IDT1900N-263*JCT1500-261 | Remote Condensing w/o Remote C | Air-Cooled Condenser | Cube | Batch | 1540 | 4.08 | 4.59 |  |  |  | Federally-Regulated Commercial & Industrial Equipment | 05/09/2018 |  | 06/19/2018
Manitowoc Ice, Inc. | Manitowoc | IRT1900N-261*JCT1500-261 | Remote Condensing w/o Remote C | Air-Cooled Condenser | Cube | Batch | 1530 | 4.08 | 4.59 |  |  |  | Federally-Regulated Commercial & Industrial Equipment | 05/09/2018 |  | 06/19/2018
Manitowoc Ice, Inc. | Manitowoc | IRT1900N-263*JCT1500-261 | Remote Condensing w/o Remote C | Air-Cooled Condenser | Cube | Batch | 1530 | 4.08 | 4.59 |  |  |  | Federally-Regulated Commercial & Industrial Equipment | 05/09/2018 |  | 06/19/2018
Manitowoc Ice, Inc. | Manitowoc | IYT1500N-261*JCT1500-261 | Remote Condensing w/o Remote C | Air-Cooled Condenser | Cube | Batch | 1460 | 3.9 | 4.59 |  |  |  | Federally-Regulated Commercial & Industrial Equipment | 05/09/2018 |  | 06/19/2018
Manitowoc Ice, Inc. | Manitowoc | IYT1500N-263*JCT1500-261 | Remote Condensing w/o Remote C | Air-Cooled Condenser | Cube | Batch | 1460 | 3.9 | 4.59 |  |  |  | Federally-Regulated Commercial & Industrial Equipment | 05/09/2018 |  | 06/19/2018
Scotsman Ice Systems | Scotsman | C0630MR-32E*ERC311-32E | Remote Condensing w/o Remote C | Air-Cooled Condenser | Cube | Batch | 540 | 5.35 | 6.12 |  |  |  | Federally-Regulated Commercial & Industrial Equipment | 05/08/2018 |  | 06/19/2018
Scotsman Ice Systems | Scotsman | C0630SR-32E*ERC311-32E | Remote Condensing w/o Remote C | Air-Cooled Condenser | Cube | Batch | 540 | 5.35 | 6.12 |  |  |  | Federally-Regulated Commercial & Industrial Equipment | 05/08/2018 |  | 06/19/2018
Scotsman Ice Systems | Scotsman | C1030SA-32E | Ice-making Head | Air-Cooled Condenser | Cube | Batch | 789 | 4.83 | 5.08 |  |  |  | Federally-Regulated Commercial & Industrial Equipment | 05/08/2018 |  | 06/19/2018
Scotsman Ice Systems | Scotsman | C1448MA-32E | Ice-making Head | Air-Cooled Condenser | Cube | Batch | 1296 | 4.25 | 4.73 |  |  |  | Federally-Regulated Commercial & Industrial Equipment | 05/08/2018 |  | 06/19/2018
Scotsman Ice Systems | Scotsman | C1448MA-3E | Ice-making Head | Air-Cooled Condenser | Cube | Batch | 1296 | 4.25 | 4.73 |  |  |  | Federally-Regulated Commercial & Industrial Equipment | 05/08/2018 |  | 06/19/2018
Scotsman Ice Systems | Scotsman | C1448SA-32E | Ice-making Head | Air-Cooled Condenser | Cube | Batch | 1296 | 4.25 | 4.73 |  |  |  | Federally-Regulated Commercial & Industrial Equipment | 05/08/2018 |  | 06/19/2018
Scotsman Ice Systems | Scotsman | C1448SA-3E | Ice-making Head | Air-Cooled Condenser | Cube | Batch | 1296 | 4.25 | 4.73 |  |  |  | Federally-Regulated Commercial & Industrial Equipment | 05/08/2018 |  | 06/19/2018
Scotsman Ice Systems | Scotsman | CU2026MA-1E | Self-Contained | Air-Cooled Condenser | Cube | Batch | 145 | 7.23 | 8.75 |  |  |  | Federally-Regulated Commercial & Industrial Equipment | 05/08/2018 |  | 06/19/2018
Scotsman Ice Systems | Scotsman | CU2026MA-32E | Self-Contained | Air-Cooled Condenser | Cube | Batch | 145 | 7.23 | 8.75 |  |  |  | Federally-Regulated Commercial & Industrial Equipment | 05/08/2018 |  | 06/19/2018
Scotsman Ice Systems | Scotsman | CU2026SA-1E | Self-Contained | Air-Cooled Condenser | Cube | Batch | 145 | 7.23 | 8.75 |  |  |  | Federally-Regulated Commercial & Industrial Equipment | 05/08/2018 |  | 06/19/2018
Scotsman Ice Systems | Scotsman | N0922A-32E | Ice-making Head | Air-Cooled Condenser | Flake | Continuous | 784 | 3.85 | 5.72 |  |  | 1.2 | Federally-Regulated Commercial & Industrial Equipment | 05/08/2018 |  | 06/19/2018
Scotsman Ice Systems | Scotsman | N1322A-32E | Ice-making Head | Air-Cooled Condenser | Flake | Continuous | 940 | 3.85 | 5.61 |  |  | 1.2 | Federally-Regulated Commercial & Industrial Equipment | 05/08/2018 |  | 06/19/2018
Hoshizaki America | Hoshizaki | KM-350MAJ | Ice-making Head | Air-Cooled Condenser | Cube | Batch | 393 | 5.42 | 6.07 |  |  |  | Federally-Regulated Commercial & Industrial Equipment | 06/29/2018 |  | 07/10/2018
Hoshizaki America | Hoshizaki | KM-350MWJ | Ice-making Head | Water-Cooled Condenser | Cube | Batch | 383 | 4.9 | 5.07 | 109 | 191.6 |  | Federally-Regulated Commercial & Industrial Equipment | 07/05/2018 |  | 07/10/2018
Hoshizaki America | Hoshizaki | KM-520MAJ | Ice-making Head | Air-Cooled Condenser | Cube | Batch | 480 | 4.68 | 5.85 |  |  |  | Federally-Regulated Commercial & Industrial Equipment | 06/29/2018 |  | 07/10/2018
Hoshizaki America | Hoshizaki | KM-520MWJ | Ice-making Head | Water-Cooled Condenser | Cube | Batch | 444 | 4.65 | 4.95 | 75 | 190.2 |  | Federally-Regulated Commercial & Industrial Equipment | 07/05/2018 |  | 07/10/2018
Hoshizaki America | Hoshizaki | KM-660MAJ | Ice-making Head | Air-Cooled Condenser | Cube | Batch | 617 | 5.12 | 5.51 |  |  |  | Federally-Regulated Commercial & Industrial Equipment | 07/05/2018 |  | 07/10/2018
Hoshizaki America | Hoshizaki | KM-660MWJ | Ice-making Head | Water-Cooled Condenser | Cube | Batch | 668 | 4.28 | 4.52 | 153 | 185.3 |  | Federally-Regulated Commercial & Industrial Equipment | 07/05/2018 |  | 07/10/2018
Manitowoc Ice, Inc. | Manitowoc | IB0696YC-161*ICVD-0696-261 | Both Remote Condensing & Remot | Air-Cooled Condenser | Cube | Batch | 555 | 5.48 | 6.07 |  |  |  | Federally-Regulated Commercial & Industrial Equipment | 05/09/2018 |  | 07/10/2018
Manitowoc Ice, Inc. | Manitowoc | IB0696YC-161*ICVD-06963-263 | Both Remote Condensing & Remot | Air-Cooled Condenser | Cube | Batch | 555 | 5.48 | 6.07 |  |  |  | Federally-Regulated Commercial & Industrial Equipment | 05/09/2018 |  | 07/10/2018
Manitowoc Ice, Inc. | Manitowoc | IB0894YC-161*ICVD0996-261 | Both Remote Condensing & Remot | Air-Cooled Condenser | Cube | Batch | 732 | 4.86 | 5.47 |  |  |  | Federally-Regulated Commercial & Industrial Equipment | 05/09/2018 |  | 07/10/2018
Manitowoc Ice, Inc. | Manitowoc | IB0894YC-161*ICVD09963-263 | Both Remote Condensing & Remot | Air-Cooled Condenser | Cube | Batch | 732 | 4.86 | 5.47 |  |  |  | Federally-Regulated Commercial & Industrial Equipment | 05/09/2018 |  | 07/10/2018
Manitowoc Ice, Inc. | Manitowoc | ID-0606A-261 | Ice-making Head | Air-Cooled Condenser | Cube | Batch | 490 | 5.41 | 5.83 |  |  |  | Federally-Regulated Commercial & Industrial Equipment | 05/09/2018 |  | 07/10/2018
Manitowoc Ice, Inc. | Manitowoc | ID-0606W-261 | Ice-making Head | Water-Cooled Condenser | Cube | Batch | 575 | 4.44 | 4.7 | 140 | 187.4 |  | Federally-Regulated Commercial & Industrial Equipment | 05/09/2018 |  | 07/10/2018
Manitowoc Ice, Inc. | Manitowoc | ID-0686C-161*ICVD-0696-261 | Both Remote Condensing & Remot | Air-Cooled Condenser | Cube | Batch | 520 | 5.57 | 6.19 |  |  |  | Federally-Regulated Commercial & Industrial Equipment | 05/09/2018 |  | 07/10/2018
Manitowoc Ice, Inc. | Manitowoc | ID-0686C-161*ICVD-06963-263 | Both Remote Condensing & Remot | Air-Cooled Condenser | Cube | Batch | 520 | 5.57 | 6.19 |  |  |  | Federally-Regulated Commercial & Industrial Equipment | 05/09/2018 |  | 07/10/2018
Manitowoc Ice, Inc. | Manitowoc | ID-0696N-261*JC-0895-261 | Remote Condensing w/o Remote C | Air-Cooled Condenser | Cube | Batch | 535 | 5.85 | 6.14 |  |  |  | Federally-Regulated Commercial & Industrial Equipment | 05/09/2018 |  | 07/10/2018
Manitowoc Ice, Inc. | Manitowoc | ID0906A-261 | Ice-making Head | Air-Cooled Condenser | Cube | Batch | 664 | 5.1 | 5.39 |  |  |  | Federally-Regulated Commercial & Industrial Equipment | 05/09/2018 |  | 07/10/2018
Manitowoc Ice, Inc. | Manitowoc | ID0906A3-263 | Ice-making Head | Air-Cooled Condenser | Cube | Batch | 664 | 5.1 | 5.39 |  |  |  | Federally-Regulated Commercial & Industrial Equipment | 05/09/2018 |  | 07/10/2018
Manitowoc Ice, Inc. | Manitowoc | ID0906W-261 | Ice-making Head | Water-Cooled Condenser | Cube | Batch | 701 | 4.35 | 4.46 | 145 | 184.6 |  | Federally-Regulated Commercial & Industrial Equipment | 05/09/2018 |  | 07/10/2018
Manitowoc Ice, Inc. | Manitowoc | ID0996N-261*JC0995-261 | Remote Condensing w/o Remote C | Air-Cooled Condenser | Cube | Batch | 727 | 4.91 | 5.48 |  |  |  | Federally-Regulated Commercial & Industrial Equipment | 05/09/2018 |  | 07/10/2018
Manitowoc Ice, Inc. | Manitowoc | IR0906A-261 | Ice-making Head | Air-Cooled Condenser | Cube | Batch | 639 | 5.33 | 5.45 |  |  |  | Federally-Regulated Commercial & Industrial Equipment | 05/09/2018 |  | 07/10/2018
Manitowoc Ice, Inc. | Manitowoc | IR0906W-261 | Ice-making Head | Water-Cooled Condenser | Cube | Batch | 683 | 4.32 | 4.5 | 145 | 185 |  | Federally-Regulated Commercial & Industrial Equipment | 05/09/2018 |  | 07/10/2018
Manitowoc Ice, Inc. | Manitowoc | IY-0606A-261 | Ice-making Head | Air-Cooled Condenser | Cube | Batch | 555 | 5.29 | 5.66 |  |  |  | Federally-Regulated Commercial & Industrial Equipment | 05/09/2018 |  | 07/10/2018
Manitowoc Ice, Inc. | Manitowoc | IY-0606W-261 | Ice-making Head | Water-Cooled Condenser | Cube | Batch | 580 | 4.45 | 4.69 | 140 | 187.2 |  | Federally-Regulated Commercial & Industrial Equipment | 05/09/2018 |  | 07/10/2018
Manitowoc Ice, Inc. | Manitowoc | IY-0686C-161*ICVD-0696-261 | Both Remote Condensing & Remot | Air-Cooled Condenser | Cube | Batch | 530 | 5.54 | 6.16 |  |  |  | Federally-Regulated Commercial & Industrial Equipment | 05/09/2018 |  | 07/10/2018
Manitowoc Ice, Inc. | Manitowoc | IY-0686C-161*ICVD-06963-263 | Both Remote Condensing & Remot | Air-Cooled Condenser | Cube | Batch | 530 | 5.54 | 6.16 |  |  |  | Federally-Regulated Commercial & Industrial Equipment | 05/09/2018 |  | 07/10/2018
Manitowoc Ice, Inc. | Manitowoc | IY-0696N-261*JC-0895-261 | Remote Condensing w/o Remote C | Air-Cooled Condenser | Cube | Batch | 565 | 5.76 | 6.04 |  |  |  | Federally-Regulated Commercial & Industrial Equipment | 05/09/2018 |  | 07/10/2018
Manitowoc Ice, Inc. | Manitowoc | IY0906A-261 | Ice-making Head | Air-Cooled Condenser | Cube | Batch | 710 | 5.02 | 5.28 |  |  |  | Federally-Regulated Commercial & Industrial Equipment | 05/09/2018 |  | 07/10/2018
Manitowoc Ice, Inc. | Manitowoc | IY0906A3-263 | Ice-making Head | Air-Cooled Condenser | Cube | Batch | 710 | 5.02 | 5.28 |  |  |  | Federally-Regulated Commercial & Industrial Equipment | 05/09/2018 |  | 07/10/2018
Manitowoc Ice, Inc. | Manitowoc | IY0906W-261 | Ice-making Head | Water-Cooled Condenser | Cube | Batch | 786 | 4.04 | 4.3 | 145 | 182.7 |  | Federally-Regulated Commercial & Industrial Equipment | 05/09/2018 |  | 07/10/2018
Manitowoc Ice, Inc. | Manitowoc | IY0906W3-263 | Ice-making Head | Water-Cooled Condenser | Cube | Batch | 786 | 4.04 | 4.3 | 145 | 182.7 |  | Federally-Regulated Commercial & Industrial Equipment | 05/09/2018 |  | 07/10/2018
Manitowoc Ice, Inc. | Manitowoc | IY0976C-161*ICVD0996-261 | Both Remote Condensing & Remot | Air-Cooled Condenser | Cube | Batch | 714 | 4.93 | 5.53 |  |  |  | Federally-Regulated Commercial & Industrial Equipment | 05/09/2018 |  | 07/10/2018
Manitowoc Ice, Inc. | Manitowoc | IY0976C-161*ICVD09963-263 | Both Remote Condensing & Remot | Air-Cooled Condenser | Cube | Batch | 714 | 4.93 | 5.53 |  |  |  | Federally-Regulated Commercial & Industrial Equipment | 05/09/2018 |  | 07/10/2018
Manitowoc Ice, Inc. | Manitowoc | IY0996N-261*JC0995-261 | Remote Condensing w/o Remote C | Air-Cooled Condenser | Cube | Batch | 752 | 4.9 | 5.4 |  |  |  | Federally-Regulated Commercial & Industrial Equipment | 05/09/2018 |  | 07/10/2018
Manitowoc Ice, Inc. | Manitowoc | IY0996N3-263*JC0995-261 | Remote Condensing w/o Remote C | Air-Cooled Condenser | Cube | Batch | 752 | 4.9 | 5.4 |  |  |  | Federally-Regulated Commercial & Industrial Equipment | 05/09/2018 |  | 07/10/2018
Hoshizaki America | Hoshizaki | KMS-822MLJ* | Both Remote Condensing & Remot | Air-Cooled Condenser | Cube | Batch | 770 | 5.3 | 5.34 |  |  |  | Federally-Regulated Commercial & Industrial Equipment | 07/10/2018 |  | 07/24/2018
Hoshizaki America | Hoshizaki | KM-520MRJ | Remote Condensing w/o Remote C | Air-Cooled Condenser | Cube | Batch | 495 | 4.8 | 6.28 |  |  |  | Federally-Regulated Commercial & Industrial Equipment | 06/29/2018 |  | 07/24/2018
Hoshizaki America | Hoshizaki | KM-660MRJ | Remote Condensing w/o Remote C | Air-Cooled Condenser | Cube | Batch | 602 | 5.54 | 5.91 |  |  |  | Federally-Regulated Commercial & Industrial Equipment | 07/05/2018 |  | 07/24/2018
Hoshizaki America | Hoshizaki | KMH-2100SRJ | Remote Condensing w/o Remote C | Air-Cooled Condenser | Cube | Batch | 1850 | 3.75 | 4.59 |  |  |  | Federally-Regulated Commercial & Industrial Equipment | 05/07/2018 |  | 07/24/2018
Hoshizaki America | Hoshizaki | KMH-2100SRJ3 | Remote Condensing w/o Remote C | Air-Cooled Condenser | Cube | Batch | 1925 | 3.67 | 4.59 |  |  |  | Federally-Regulated Commercial & Industrial Equipment | 04/26/2018 |  | 07/24/2018
Hoshizaki America | Hoshizaki | FS-1001MLJ-C | Both Remote Condensing & Remot | Air-Cooled Condenser | Flake | Continuous | 720 | 5.07 | 5.72 |  |  | 89 | Federally-Regulated Commercial & Industrial Equipment | 03/27/2018 |  | 07/24/2018
Hoshizaki America | Hoshizaki | FS-1022MLJ | Both Remote Condensing & Remot | Air-Cooled Condenser | Flake | Continuous | 730 | 5.1 | 5.67 |  |  | 91 | Federally-Regulated Commercial & Industrial Equipment | 07/05/2018 |  | 07/24/2018
Hoshizaki America | Hoshizaki | FS-1022MLJ-C | Both Remote Condensing & Remot | Air-Cooled Condenser | Flake | Continuous | 730 | 5.1 | 5.67 |  |  | 91 | Federally-Regulated Commercial & Industrial Equipment | 07/05/2018 |  | 07/24/2018
Hoshizaki America | Hoshizaki | FS-1022MLJ*SRC-10J | Both Remote Condensing & Remot | Air-Cooled Condenser | Flake | Continuous | 730 | 5.1 | 5.67 |  |  | 1.1 | Federally-Regulated Commercial & Industrial Equipment | 07/10/2018 |  | 07/24/2018
Hoshizaki America | Hoshizaki | F-2001MLH* | Both Remote Condensing & Remot | Air-Cooled Condenser | Flake | Continuous | 1733 | 0.6 | 5.26 |  |  | 1.3 | Federally-Regulated Commercial & Industrial Equipment | 06/18/2018 |  | 07/24/2018
Hoshizaki America | Hoshizaki | F-450MAJ-C | Ice-making Head | Air-Cooled Condenser | Flake | Continuous | 316 | 6.1 | 7.22 |  |  | 1.2 | Federally-Regulated Commercial & Industrial Equipment | 06/18/2018 |  | 07/24/2018
Hoshizaki America | Hoshizaki | F-801MAJ-C | Ice-making Head | Air-Cooled Condenser | Flake | Continuous | 532 | 5 | 6.53 |  |  | 1.1 | Federally-Regulated Commercial & Industrial Equipment | 06/18/2018 |  | 07/24/2018
Hoshizaki America | Hoshizaki | F-1002MAJ-C | Ice-making Head | Air-Cooled Condenser | Flake | Continuous | 726 | 4.57 | 5.91 |  |  | 1.1 | Federally-Regulated Commercial & Industrial Equipment | 06/18/2018 |  | 07/24/2018
Hoshizaki America | Hoshizaki | FD-1002MAJ-C | Ice-making Head | Air-Cooled Condenser | Flake | Continuous | 726 | 4.57 | 5.91 |  |  | 1.1 | Federally-Regulated Commercial & Industrial Equipment | 06/18/2018 |  | 07/24/2018
Hoshizaki America | Hoshizaki | F-1501MAJ-C | Ice-making Head | Air-Cooled Condenser | Flake | Continuous | 1020 | 4.61 | 5.61 |  |  | 1.1 | Federally-Regulated Commercial & Industrial Equipment | 06/18/2018 |  | 07/24/2018
Hoshizaki America | Hoshizaki | F-801MWJ-C | Ice-making Head | Water-Cooled Condenser | Flake | Continuous | 580 | 4.13 | 4.93 | 120 | 168.5 | 1.2 | Federally-Regulated Commercial & Industrial Equipment | 06/18/2018 |  | 07/24/2018
Hoshizaki America | Hoshizaki | F-1002MWJ-C | Ice-making Head | Water-Cooled Condenser | Flake | Continuous | 770 | 3.95 | 4.42 | 111 | 164.8 | 1.1 | Federally-Regulated Commercial & Industrial Equipment | 06/18/2018 |  | 07/24/2018
Hoshizaki America | Hoshizaki | F-1501MWJ-C | Ice-making Head | Water-Cooled Condenser | Flake | Continuous | 1218 | 3.76 | 4.34 | 123 | 155.9 | 1.2 | Federally-Regulated Commercial & Industrial Equipment | 06/18/2018 |  | 07/24/2018
Hoshizaki America | Hoshizaki | F-2001MWH | Ice-making Head | Water-Cooled Condenser | Flake | Continuous | 1642 | 3.68 | 4.34 | 70 | 147.5 | 1.4 | Federally-Regulated Commercial & Industrial Equipment | 04/26/2018 |  | 07/24/2018
Hoshizaki America | Hoshizaki | F-1002MRJ-C | Remote Condensing w/o Remote C | Air-Cooled Condenser | Crushed | Continuous | 680 | 4.94 | 5.76 |  |  | 85.9 | Federally-Regulated Commercial & Industrial Equipment | 02/22/2018 |  | 07/24/2018
Hoshizaki America | Hoshizaki | FD-1002MRJ-C | Remote Condensing w/o Remote C | Air-Cooled Condenser | Crushed | Continuous | 680 | 4.94 | 5.76 |  |  | 85.9 | Federally-Regulated Commercial & Industrial Equipment | 02/22/2018 |  | 07/24/2018
Hoshizaki America | Hoshizaki | F-1002MRJ | Remote Condensing w/o Remote C | Air-Cooled Condenser | Flake | Continuous | 722 | 4.51 | 5.51 |  |  | 79.5 | Federally-Regulated Commercial & Industrial Equipment | 02/22/2018 |  | 07/24/2018
Hoshizaki America | Hoshizaki | F-1501MRJ-C | Remote Condensing w/o Remote C | Air-Cooled Condenser | Crushed | Continuous | 1125 | 4.35 | 5.06 |  |  | 86.7 | Federally-Regulated Commercial & Industrial Equipment | 02/22/2018 |  | 07/24/2018
Hoshizaki America | Hoshizaki | F-1501MRJ | Remote Condensing w/o Remote C | Air-Cooled Condenser | Flake | Continuous | 1370 | 3.44 | 5.06 |  |  | 66.8 | Federally-Regulated Commercial & Industrial Equipment | 02/22/2018 |  | 07/24/2018
Hoshizaki America | Hoshizaki | F-2001MRJ-C | Remote Condensing w/o Remote C | Air-Cooled Condenser | Flake | Continuous | 1500 | 4.35 | 5.06 |  |  | 90 | Federally-Regulated Commercial & Industrial Equipment | 05/16/2018 |  | 07/24/2018
Hoshizaki America | Hoshizaki | F-2001MRJ | Remote Condensing w/o Remote C | Air-Cooled Condenser | Flake | Continuous | 1660 | 3.81 | 5.06 |  |  | 78 | Federally-Regulated Commercial & Industrial Equipment | 05/16/2018 |  | 07/24/2018
Hoshizaki America | Hoshizaki | F-2001MRJ3 | Remote Condensing w/o Remote C | Air-Cooled Condenser | Flake | Continuous | 1675 | 3.9 | 5.06 |  |  | 77 | Federally-Regulated Commercial & Industrial Equipment | 05/16/2018 |  | 07/24/2018
Hoshizaki America | Hoshizaki | FS-1022MLJ-C*SRC-10J | Both Remote Condensing & Remot | Air-Cooled Condenser | Flake | Continuous | 730 | 5.1 | 5.67 |  |  | 1.1 | Federally-Regulated Commercial & Industrial Equipment | 07/10/2018 |  | 07/25/2018
Hoshizaki America | Hoshizaki | F-1002MLJ*RACK | Both Remote Condensing & Remot | Air-Cooled Condenser | Flake | Continuous | 797 | 1.51 | 5.28 |  |  | 1.3 | Federally-Regulated Commercial & Industrial Equipment | 06/18/2018 |  | 07/25/2018
Hoshizaki America | Hoshizaki | FS-1500MLH-C*SRC-14H | Both Remote Condensing & Remot | Air-Cooled Condenser | Crushed | Continuous | 1165 | 4.51 | 5.26 |  |  | 1.2 | Federally-Regulated Commercial & Industrial Equipment | 06/18/2018 |  | 07/25/2018
Hoshizaki America | Hoshizaki | F-2001MLJ*RACK | Both Remote Condensing & Remot | Air-Cooled Condenser | Flake | Continuous | 1733 | 0.6 | 5.26 |  |  | 1.3 | Federally-Regulated Commercial & Industrial Equipment | 06/18/2018 |  | 07/25/2018
Hoshizaki America | Hoshizaki | F-450MAJ | Ice-making Head | Air-Cooled Condenser | Flake | Continuous | 395 | 4.94 | 6.97 |  |  | 1.3 | Federally-Regulated Commercial & Industrial Equipment | 06/18/2018 |  | 07/25/2018
Hoshizaki America | Hoshizaki | FD-650MAH-C | Ice-making Head | Air-Cooled Condenser | Crushed | Continuous | 474 | 5.35 | 6.71 |  |  | 1.1 | Federally-Regulated Commercial & Industrial Equipment | 06/18/2018 |  | 07/25/2018
Hoshizaki America | Hoshizaki | F-801MAJ | Ice-making Head | Air-Cooled Condenser | Flake | Continuous | 566 | 4.5 | 6.42 |  |  | 1.2 | Federally-Regulated Commercial & Industrial Equipment | 06/18/2018 |  | 07/25/2018
Hoshizaki America | Hoshizaki | F-1002MAJ | Ice-making Head | Air-Cooled Condenser | Flake | Continuous | 758 | 4.36 | 5.8 |  |  | 1.2 | Federally-Regulated Commercial & Industrial Equipment | 06/18/2018 |  | 07/25/2018
Hoshizaki America | Hoshizaki | F-1501MAJ | Ice-making Head | Air-Cooled Condenser | Flake | Continuous | 1154 | 4 | 5.61 |  |  | 1.2 | Federally-Regulated Commercial & Industrial Equipment | 06/18/2018 |  | 07/25/2018
Hoshizaki America | Hoshizaki | FD-650MWH-C | Ice-making Head | Water-Cooled Condenser | Crushed | Continuous | 532 | 3.81 | 5.06 | 125 | 169.5 | 1.1 | Federally-Regulated Commercial & Industrial Equipment | 06/18/2018 |  | 07/25/2018
Hoshizaki America | Hoshizaki | F-801MWJ | Ice-making Head | Water-Cooled Condenser | Flake | Continuous | 605 | 3.9 | 4.86 | 119 | 168 | 1.2 | Federally-Regulated Commercial & Industrial Equipment | 06/18/2018 |  | 07/25/2018
Hoshizaki America | Hoshizaki | F-1002MWJ | Ice-making Head | Water-Cooled Condenser | Flake | Continuous | 833 | 3.57 | 4.34 | 110 | 163.5 | 1.2 | Federally-Regulated Commercial & Industrial Equipment | 06/18/2018 |  | 07/25/2018
Hoshizaki America | Hoshizaki | F-1501MWJ | Ice-making Head | Water-Cooled Condenser | Flake | Continuous | 1410 | 3.2 | 4.34 | 105 | 152.1 | 1.3 | Federally-Regulated Commercial & Industrial Equipment | 06/18/2018 |  | 07/25/2018
Hoshizaki America | Hoshizaki | F-2001MWJ | Ice-making Head | Water-Cooled Condenser | Flake | Continuous | 1840 | 3.19 | 4.34 | 109 | 143.6 | 1.2 | Federally-Regulated Commercial & Industrial Equipment | 06/18/2018 |  | 07/25/2018
Hoshizaki America | Hoshizaki | FD-650MRH-C*URC-5F | Remote Condensing w/o Remote C | Air-Cooled Condenser | Crushed | Continuous | 476 | 4.75 | 6.94 |  |  | 1.1 | Federally-Regulated Commercial & Industrial Equipment | 06/18/2018 |  | 07/25/2018
Hoshizaki America | Hoshizaki | F-1002MRJ-C*URC-5F | Remote Condensing w/o Remote C | Air-Cooled Condenser | Flake | Continuous | 680 | 4.94 | 5.76 |  |  | 1.1 | Federally-Regulated Commercial & Industrial Equipment | 06/18/2018 |  | 07/25/2018
Hoshizaki America | Hoshizaki | FD-1002MRJ-C*URC-5F | Remote Condensing w/o Remote C | Air-Cooled Condenser | Flake | Continuous | 680 | 4.94 | 5.76 |  |  | 1.1 | Federally-Regulated Commercial & Industrial Equipment | 06/18/2018 |  | 07/25/2018
Hoshizaki America | Hoshizaki | F-1002MRJ*URC-5F | Remote Condensing w/o Remote C | Air-Cooled Condenser | Flake | Continuous | 722 | 4.51 | 5.51 |  |  | 1.2 | Federally-Regulated Commercial & Industrial Equipment | 06/18/2018 |  | 07/25/2018
Hoshizaki America | Hoshizaki | F-1501MRJ-C*URC-14F | Remote Condensing w/o Remote C | Air-Cooled Condenser | Flake | Continuous | 1125 | 4.35 | 5.06 |  |  | 1.1 | Federally-Regulated Commercial & Industrial Equipment | 06/18/2018 |  | 07/25/2018
Hoshizaki America | Hoshizaki | F-1501MRJ*URC-14F | Remote Condensing w/o Remote C | Air-Cooled Condenser | Flake | Continuous | 1370 | 3.44 | 5.06 |  |  | 1.4 | Federally-Regulated Commercial & Industrial Equipment | 06/18/2018 |  | 07/25/2018
Hoshizaki America | Hoshizaki | F-2001MRJ-C*URC-22F | Remote Condensing w/o Remote C | Air-Cooled Condenser | Flake | Continuous | 1500 | 4.35 | 5.06 |  |  | 1.1 | Federally-Regulated Commercial & Industrial Equipment | 06/18/2018 |  | 07/25/2018
Hoshizaki America | Hoshizaki | F-2001MRJ*URC-22F | Remote Condensing w/o Remote C | Air-Cooled Condenser | Flake | Continuous | 1660 | 3.81 | 5.06 |  |  | 1.2 | Federally-Regulated Commercial & Industrial Equipment | 06/18/2018 |  | 07/25/2018
Hoshizaki America | Hoshizaki | F-2001MRJ3*URC-22F | Remote Condensing w/o Remote C | Air-Cooled Condenser | Flake | Continuous | 1675 | 3.9 | 5.06 |  |  | 1.2 | Federally-Regulated Commercial & Industrial Equipment | 06/18/2018 |  | 07/25/2018
Hoshizaki America | Hoshizaki | DKM-500BAJ | Self-Contained | Air-Cooled Condenser | Cube | Batch | 534 | 5.56 | 7.35 |  |  |  | Federally-Regulated Commercial & Industrial Equipment | 06/18/2018 |  | 10/01/2018
Hoshizaki America | Hoshizaki | F-1002MAJ | Ice-making Head | Air-Cooled Condenser | Flake | Continuous | 758 | 4.36 | 5.8 |  |  | 80.1 | Federally-Regulated Commercial & Industrial Equipment | 07/25/2018 |  | 10/01/2018
Hoshizaki America | Hoshizaki | F-1002MLJ*RACK | Both Remote Condensing & Remot | Air-Cooled Condenser | Flake | Continuous | 797 | 1.51 | 5.28 |  |  | 72.8 | Federally-Regulated Commercial & Industrial Equipment | 07/25/2018 |  | 10/01/2018
Hoshizaki America | Hoshizaki | F-1002MRJ*URC-5F | Remote Condensing w/o Remote C | Air-Cooled Condenser | Flake | Continuous | 722 | 4.51 | 5.51 |  |  | 79.5 | Federally-Regulated Commercial & Industrial Equipment | 07/25/2018 |  | 10/01/2018
Hoshizaki America | Hoshizaki | F-1002MRJ-C*URC-5F | Remote Condensing w/o Remote C | Air-Cooled Condenser | Flake | Continuous | 680 | 4.94 | 5.76 |  |  | 85.9 | Federally-Regulated Commercial & Industrial Equipment | 07/25/2018 |  | 10/01/2018
Hoshizaki America | Hoshizaki | F-1002MWJ | Ice-making Head | Water-Cooled Condenser | Flake | Continuous | 833 | 3.57 | 4.34 | 110 | 163.5 | 79 | Federally-Regulated Commercial & Industrial Equipment | 07/25/2018 |  | 10/01/2018
Hoshizaki America | Hoshizaki | F-1501MAJ | Ice-making Head | Air-Cooled Condenser | Flake | Continuous | 1154 | 4 | 5.61 |  |  | 75.5 | Federally-Regulated Commercial & Industrial Equipment | 07/25/2018 |  | 10/01/2018
Hoshizaki America | Hoshizaki | F-1501MRJ*URC-14F | Remote Condensing w/o Remote C | Air-Cooled Condenser | Flake | Continuous | 1370 | 3.44 | 5.06 |  |  | 66.8 | Federally-Regulated Commercial & Industrial Equipment | 07/25/2018 |  | 10/01/2018
Hoshizaki America | Hoshizaki | F-1501MRJ-C*URC-14F | Remote Condensing w/o Remote C | Air-Cooled Condenser | Flake | Continuous | 1125 | 4.35 | 5.06 |  |  | 86.7 | Federally-Regulated Commercial & Industrial Equipment | 07/25/2018 |  | 10/01/2018
Hoshizaki America | Hoshizaki | F-1501MWJ | Ice-making Head | Water-Cooled Condenser | Flake | Continuous | 1410 | 3.2 | 4.34 | 105 | 152.1 | 70.3 | Federally-Regulated Commercial & Industrial Equipment | 07/25/2018 |  | 10/01/2018
Hoshizaki America | Hoshizaki | F-2001MLJ*RACK | Both Remote Condensing & Remot | Air-Cooled Condenser | Flake | Continuous | 1733 | 0.6 | 5.26 |  |  | 69.2 | Federally-Regulated Commercial & Industrial Equipment | 07/25/2018 |  | 10/01/2018
Hoshizaki America | Hoshizaki | F-2001MRJ*URC-22F | Remote Condensing w/o Remote C | Air-Cooled Condenser | Flake | Continuous | 1660 | 3.81 | 5.06 |  |  | 78 | Federally-Regulated Commercial & Industrial Equipment | 07/25/2018 |  | 10/01/2018
Hoshizaki America | Hoshizaki | F-2001MRJ3*URC-22F | Remote Condensing w/o Remote C | Air-Cooled Condenser | Flake | Continuous | 1675 | 3.9 | 5.06 |  |  | 77 | Federally-Regulated Commercial & Industrial Equipment | 07/25/2018 |  | 10/01/2018
Hoshizaki America | Hoshizaki | F-2001MRJ-C*URC-22F | Remote Condensing w/o Remote C | Air-Cooled Condenser | Flake | Continuous | 1500 | 4.35 | 5.06 |  |  | 90 | Federally-Regulated Commercial & Industrial Equipment | 07/25/2018 |  | 10/01/2018
Hoshizaki America | Hoshizaki | F-2001MWJ | Ice-making Head | Water-Cooled Condenser | Flake | Continuous | 1840 | 3.19 | 4.34 | 109 | 143.6 | 77 | Federally-Regulated Commercial & Industrial Equipment | 07/25/2018 |  | 10/01/2018
Hoshizaki America | Hoshizaki | F-450MAJ | Ice-making Head | Air-Cooled Condenser | Flake | Continuous | 395 | 4.94 | 6.97 |  |  | 68 | Federally-Regulated Commercial & Industrial Equipment | 07/25/2018 |  | 10/01/2018
Hoshizaki America | Hoshizaki | F-801MAJ | Ice-making Head | Air-Cooled Condenser | Flake | Continuous | 566 | 4.5 | 6.42 |  |  | 79.4 | Federally-Regulated Commercial & Industrial Equipment | 07/25/2018 |  | 10/01/2018
Hoshizaki America | Hoshizaki | F-801MWJ | Ice-making Head | Water-Cooled Condenser | Flake | Continuous | 605 | 3.9 | 4.86 | 119 | 168 | 76.9 | Federally-Regulated Commercial & Industrial Equipment | 07/25/2018 |  | 10/01/2018
Hoshizaki America | Hoshizaki | FD-1002MRJ-C*URC-5F | Remote Condensing w/o Remote C | Air-Cooled Condenser | Flake | Continuous | 680 | 4.94 | 5.76 |  |  | 85.9 | Federally-Regulated Commercial & Industrial Equipment | 07/25/2018 |  | 10/01/2018
Hoshizaki America | Hoshizaki | FD-650MAH-C | Ice-making Head | Air-Cooled Condenser | Crushed | Continuous | 474 | 5.35 | 6.71 |  |  | 86 | Federally-Regulated Commercial & Industrial Equipment | 07/25/2018 |  | 10/01/2018
Hoshizaki America | Hoshizaki | FD-650MAJ-C | Ice-making Head | Air-Cooled Condenser | Flake | Continuous | 495 | 5.5 | 6.65 |  |  | 92 | Federally-Regulated Commercial & Industrial Equipment | 08/17/2018 |  | 10/01/2018
Hoshizaki America | Hoshizaki | FD-650MRH-C*URC-5F | Remote Condensing w/o Remote C | Air-Cooled Condenser | Crushed | Continuous | 476 | 4.75 | 6.94 |  |  | 88 | Federally-Regulated Commercial & Industrial Equipment | 07/25/2018 |  | 10/01/2018
Hoshizaki America | Hoshizaki | FD-650MWH-C | Ice-making Head | Water-Cooled Condenser | Crushed | Continuous | 532 | 3.81 | 5.06 | 125 | 169.5 | 88 | Federally-Regulated Commercial & Industrial Equipment | 07/25/2018 |  | 10/01/2018
Hoshizaki America | Hoshizaki | FD-650MWJ-C | Ice-making Head | Water-Cooled Condenser | Flake | Continuous | 520 | 4.02 | 5.09 | 95 | 169.7 | 91 | Federally-Regulated Commercial & Industrial Equipment | 08/17/2018 |  | 10/01/2018
Hoshizaki America | Hoshizaki | FS-1022MLJ-C*SRC-10J | Both Remote Condensing & Remot | Air-Cooled Condenser | Flake | Continuous | 730 | 5.1 | 5.67 |  |  | 91 | Federally-Regulated Commercial & Industrial Equipment | 07/25/2018 |  | 10/01/2018
Hoshizaki America | Hoshizaki | FS-1500MLH-C*SRC-14H | Both Remote Condensing & Remot | Air-Cooled Condenser | Crushed | Continuous | 1165 | 4.51 | 5.26 |  |  | 83 | Federally-Regulated Commercial & Industrial Equipment | 07/25/2018 |  | 10/01/2018
Hoshizaki America | Hoshizaki | IM-200BAB | Self-Contained | Air-Cooled Condenser | Cube | Batch | 155 | 8.2 | 8.49 |  |  |  | Federally-Regulated Commercial & Industrial Equipment | 06/18/2018 |  | 10/01/2018
Hoshizaki America | Hoshizaki | IM-500SAA | Ice-making Head | Air-Cooled Condenser | Cube | Batch | 435 | 5.45 | 5.96 |  |  |  | Federally-Regulated Commercial & Industrial Equipment | 06/18/2018 |  | 10/01/2018
Hoshizaki America | Hoshizaki | KM-1100MAJ | Ice-making Head | Air-Cooled Condenser | Cube | Batch | 935 | 4.9 | 4.96 |  |  |  | Federally-Regulated Commercial & Industrial Equipment | 06/18/2018 |  | 10/01/2018
Hoshizaki America | Hoshizaki | KM-1100MRJ*URC-14F | Remote Condensing w/o Remote C | Air-Cooled Condenser | Cube | Batch | 1030 | 4.5 | 4.59 |  |  |  | Federally-Regulated Commercial & Industrial Equipment | 06/18/2018 |  | 10/01/2018
Hoshizaki America | Hoshizaki | KM-1100MWH | Ice-making Head | Water-Cooled Condenser | Cube | Batch | 1076 | 3.81 | 4.12 | 127 | 176.3 |  | Federally-Regulated Commercial & Industrial Equipment | 06/18/2018 |  | 10/01/2018
Hoshizaki America | Hoshizaki | KM-1100MWJ | Ice-making Head | Water-Cooled Condenser | Cube | Batch | 1006 | 4 | 4.14 | 107 | 177.9 |  | Federally-Regulated Commercial & Industrial Equipment | 06/18/2018 |  | 10/01/2018
Hoshizaki America | Hoshizaki | KM-115BAJ | Self-Contained | Air-Cooled Condenser | Cube | Batch | 102 | 8.1 | 10.01 |  |  |  | Federally-Regulated Commercial & Industrial Equipment | 06/18/2018 |  | 10/01/2018
Hoshizaki America | Hoshizaki | KM-1301SAH-P | Ice-making Head | Air-Cooled Condenser | Cube | Batch | 1164 | 4.63 | 4.82 |  |  |  | Federally-Regulated Commercial & Industrial Equipment | 06/18/2018 |  | 10/01/2018
Hoshizaki America | Hoshizaki | KM-1301SAJ | Ice-making Head | Air-Cooled Condenser | Cube | Batch | 1301 | 4.27 | 4.73 |  |  |  | Federally-Regulated Commercial & Industrial Equipment | 06/18/2018 |  | 10/01/2018
Hoshizaki America | Hoshizaki | KM-1301SAJ3 | Ice-making Head | Air-Cooled Condenser | Cube | Batch | 1350 | 3.95 | 4.7 |  |  |  | Federally-Regulated Commercial & Industrial Equipment | 06/18/2018 |  | 10/01/2018
Hoshizaki America | Hoshizaki | KM-1301SRJ*URC-14F | Remote Condensing w/o Remote C | Air-Cooled Condenser | Cube | Batch | 1260 | 4.28 | 4.59 |  |  |  | Federally-Regulated Commercial & Industrial Equipment | 06/18/2018 |  | 10/01/2018
Hoshizaki America | Hoshizaki | KM-1301SRJ3*URC-14F | Remote Condensing w/o Remote C | Air-Cooled Condenser | Cube | Batch | 1330 | 3.83 | 4.59 |  |  |  | Federally-Regulated Commercial & Industrial Equipment | 06/18/2018 |  | 10/01/2018
Hoshizaki America | Hoshizaki | KM-1301SWH-P | Ice-making Head | Water-Cooled Condenser | Cube | Batch | 1276 | 3.44 | 4.06 | 124 | 171.9 |  | Federally-Regulated Commercial & Industrial Equipment | 06/18/2018 |  | 10/01/2018
Hoshizaki America | Hoshizaki | KM-1301SWJ | Ice-making Head | Water-Cooled Condenser | Cube | Batch | 1230 | 3.76 | 4.08 | 89 | 172.9 |  | Federally-Regulated Commercial & Industrial Equipment | 06/18/2018 |  | 10/01/2018
Hoshizaki America | Hoshizaki | KM-1301SWJ3 | Ice-making Head | Water-Cooled Condenser | Cube | Batch | 1355 | 3.25 | 4.04 | 95 | 170.2 |  | Federally-Regulated Commercial & Industrial Equipment | 06/18/2018 |  | 10/01/2018
Hoshizaki America | Hoshizaki | KM-1340MWH | Ice-making Head | Water-Cooled Condenser | Cube | Batch | 1316 | 3.9 | 4.05 | 133 | 171 |  | Federally-Regulated Commercial & Industrial Equipment | 06/18/2018 |  | 10/01/2018
Hoshizaki America | Hoshizaki | KM-1601MRJ*URC-22F | Remote Condensing w/o Remote C | Air-Cooled Condenser | Cube | Batch | 1550 | 4.35 | 4.59 |  |  |  | Federally-Regulated Commercial & Industrial Equipment | 06/18/2018 |  | 10/01/2018
Hoshizaki America | Hoshizaki | KM-1601MRJ3*URC-22F | Remote Condensing w/o Remote C | Air-Cooled Condenser | Cube | Batch | 1550 | 4.09 | 4.59 |  |  |  | Federally-Regulated Commercial & Industrial Equipment | 06/18/2018 |  | 10/01/2018
Hoshizaki America | Hoshizaki | KM-1601SAJ | Ice-making Head | Air-Cooled Condenser | Cube | Batch | 1433 | 4.24 | 4.65 |  |  |  | Federally-Regulated Commercial & Industrial Equipment | 06/18/2018 |  | 10/01/2018
Hoshizaki America | Hoshizaki | KM-1601SAJ3 | Ice-making Head | Air-Cooled Condenser | Cube | Batch | 1414 | 4.4 | 4.66 |  |  |  | Federally-Regulated Commercial & Industrial Equipment | 06/18/2018 |  | 10/01/2018
Hoshizaki America | Hoshizaki | KM-1601SRJ*URC-22F | Remote Condensing w/o Remote C | Air-Cooled Condenser | Cube | Batch | 1600 | 3.96 | 4.59 |  |  |  | Federally-Regulated Commercial & Industrial Equipment | 06/18/2018 |  | 10/01/2018
Hoshizaki America | Hoshizaki | KM-1601SRJ3*URC-22F | Remote Condensing w/o Remote C | Air-Cooled Condenser | Cube | Batch | 1600 | 4.14 | 4.59 |  |  |  | Federally-Regulated Commercial & Industrial Equipment | 06/18/2018 |  | 10/01/2018
Hoshizaki America | Hoshizaki | KM-1601SWJ | Ice-making Head | Water-Cooled Condenser | Cube | Batch | 1650 | 3.3 | 4 | 100 | 163.7 |  | Federally-Regulated Commercial & Industrial Equipment | 06/18/2018 |  | 10/01/2018
Hoshizaki America | Hoshizaki | KM-1601SWJ3 | Ice-making Head | Water-Cooled Condenser | Cube | Batch | 1660 | 3.32 | 4 | 90 | 163.5 |  | Federally-Regulated Commercial & Industrial Equipment | 06/18/2018 |  | 10/01/2018
Hoshizaki America | Hoshizaki | KM-1900SAH-P | Ice-making Head | Air-Cooled Condenser | Cube | Batch | 1560 | 4.1 | 4.61 |  |  |  | Federally-Regulated Commercial & Industrial Equipment | 06/18/2018 |  | 10/01/2018
Hoshizaki America | Hoshizaki | KM-1900SAJ | Ice-making Head | Air-Cooled Condenser | Cube | Batch | 1675 | 3.9 | 4.61 |  |  |  | Federally-Regulated Commercial & Industrial Equipment | 06/18/2018 |  | 10/01/2018
Hoshizaki America | Hoshizaki | KM-1900SAJ3 | Ice-making Head | Air-Cooled Condenser | Cube | Batch | 1675 | 3.9 | 4.61 |  |  |  | Federally-Regulated Commercial & Industrial Equipment | 06/18/2018 |  | 10/01/2018
Hoshizaki America | Hoshizaki | KM-1900SRJ*URC-22F | Remote Condensing w/o Remote C | Air-Cooled Condenser | Cube | Batch | 1700 | 3.9 | 4.59 |  |  |  | Federally-Regulated Commercial & Industrial Equipment | 06/18/2018 |  | 10/01/2018
Hoshizaki America | Hoshizaki | KM-1900SRJ3*URC-22F | Remote Condensing w/o Remote C | Air-Cooled Condenser | Cube | Batch | 1700 | 3.9 | 4.59 |  |  |  | Federally-Regulated Commercial & Industrial Equipment | 06/18/2018 |  | 10/01/2018
Hoshizaki America | Hoshizaki | KM-1900SWH | Ice-making Head | Water-Cooled Condenser | Cube | Batch | 1826 | 3.24 | 4 | 98 | 159.8 |  | Federally-Regulated Commercial & Industrial Equipment | 06/18/2018 |  | 10/01/2018
Hoshizaki America | Hoshizaki | KM-1900SWH3 | Ice-making Head | Water-Cooled Condenser | Cube | Batch | 1850 | 3.05 | 4 | 102 | 159.3 |  | Federally-Regulated Commercial & Industrial Equipment | 06/18/2018 |  | 10/01/2018
Hoshizaki America | Hoshizaki | KM-1900SWH-P | Ice-making Head | Water-Cooled Condenser | Cube | Batch | 1826 | 3.24 | 4 | 98 | 159.8 |  | Federally-Regulated Commercial & Industrial Equipment | 06/18/2018 |  | 10/01/2018
Hoshizaki America | Hoshizaki | KM-1900SWJ | Ice-making Head | Water-Cooled Condenser | Cube | Batch | 1875 | 3.2 | 4 | 85 | 158.8 |  | Federally-Regulated Commercial & Industrial Equipment | 06/18/2018 |  | 10/01/2018
Hoshizaki America | Hoshizaki | KM-1900SWJ3 | Ice-making Head | Water-Cooled Condenser | Cube | Batch | 1875 | 3.2 | 4 | 85 | 158.8 |  | Federally-Regulated Commercial & Industrial Equipment | 06/18/2018 |  | 10/01/2018
Hoshizaki America | Hoshizaki | KM-2100SRJ3*URC-22F | Remote Condensing w/o Remote C | Air-Cooled Condenser | Cube | Batch | 1865 | 4.16 | 4.59 |  |  |  | Federally-Regulated Commercial & Industrial Equipment | 06/18/2018 |  | 10/01/2018
Hoshizaki America | Hoshizaki | KM-2100SWJ3 | Ice-making Head | Water-Cooled Condenser | Cube | Batch | 2085 | 3.16 | 4 | 106 | 154.1 |  | Federally-Regulated Commercial & Industrial Equipment | 06/18/2018 |  | 10/01/2018
Hoshizaki America | Hoshizaki | KM-2200SRJ3*URC-22F | Remote Condensing w/o Remote C | Air-Cooled Condenser | Cube | Batch | 2075 | 3.75 | 4.59 |  |  |  | Federally-Regulated Commercial & Industrial Equipment | 06/18/2018 |  | 10/01/2018
Hoshizaki America | Hoshizaki | KM-2200SWJ3 | Ice-making Head | Water-Cooled Condenser | Cube | Batch | 2200 | 3.11 | 4 | 95 | 151.6 |  | Federally-Regulated Commercial & Industrial Equipment | 06/18/2018 |  | 10/01/2018
Hoshizaki America | Hoshizaki | KM-2500SWH3 | Ice-making Head | Water-Cooled Condenser | Cube | Batch | 2365 | 3.54 | 4 | 127 | 148 |  | Federally-Regulated Commercial & Industrial Equipment | 06/18/2018 |  | 10/01/2018
Hoshizaki America | Hoshizaki | KM-2600SRJ3*URC-26J | Remote Condensing w/o Remote C | Air-Cooled Condenser | Cube | Batch | 2580 | 3.61 | 4.59 |  |  |  | Federally-Regulated Commercial & Industrial Equipment | 06/18/2018 |  | 10/01/2018
Hoshizaki America | Hoshizaki | KM-2600SWJ3 | Ice-making Head | Water-Cooled Condenser | Cube | Batch | 2480 | 3.6 | 4 | 87 | 145.4 |  | Federally-Regulated Commercial & Industrial Equipment | 06/18/2018 |  | 10/01/2018
Hoshizaki America | Hoshizaki | KM-340MAJ | Ice-making Head | Air-Cooled Condenser | Cube | Batch | 315 | 5.65 | 6.26 |  |  |  | Federally-Regulated Commercial & Industrial Equipment | 06/18/2018 |  | 10/01/2018
Hoshizaki America | Hoshizaki | KM-340MWH | Ice-making Head | Water-Cooled Condenser | Cube | Batch | 360 | 4.85 | 5.11 | 115 | 192.1 |  | Federally-Regulated Commercial & Industrial Equipment | 06/18/2018 |  | 10/01/2018
Hoshizaki America | Hoshizaki | KM-340MWJ | Ice-making Head | Water-Cooled Condenser | Cube | Batch | 344 | 4.84 | 5.14 | 86 | 192.4 |  | Federally-Regulated Commercial & Industrial Equipment | 06/18/2018 |  | 10/01/2018
Hoshizaki America | Hoshizaki | KM-350MAJ | Ice-making Head | Air-Cooled Condenser | Cube | Batch | 393 | 5.42 | 6.07 |  |  |  | Federally-Regulated Commercial & Industrial Equipment | 07/10/2018 |  | 10/01/2018
Hoshizaki America | Hoshizaki | KM-350MWJ | Ice-making Head | Water-Cooled Condenser | Cube | Batch | 383 | 4.9 | 5.07 | 109 | 191.6 |  | Federally-Regulated Commercial & Industrial Equipment | 07/10/2018 |  | 10/01/2018
Hoshizaki America | Hoshizaki | KM-515MAJ | Ice-making Head | Air-Cooled Condenser | Cube | Batch | 450 | 5.3 | 5.93 |  |  |  | Federally-Regulated Commercial & Industrial Equipment | 06/18/2018 |  | 10/01/2018
Hoshizaki America | Hoshizaki | KM-515MRJ*URC-5F | Remote Condensing w/o Remote C | Air-Cooled Condenser | Cube | Batch | 454 | 5.1 | 6.42 |  |  |  | Federally-Regulated Commercial & Industrial Equipment | 06/18/2018 |  | 10/01/2018
Hoshizaki America | Hoshizaki | KM-515MWJ | Ice-making Head | Water-Cooled Condenser | Cube | Batch | 457 | 4.53 | 4.93 | 80 | 189.9 |  | Federally-Regulated Commercial & Industrial Equipment | 06/18/2018 |  | 10/01/2018
Hoshizaki America | Hoshizaki | KM-520MAJ | Ice-making Head | Air-Cooled Condenser | Cube | Batch | 480 | 4.68 | 5.85 |  |  |  | Federally-Regulated Commercial & Industrial Equipment | 07/10/2018 |  | 10/01/2018
Hoshizaki America | Hoshizaki | KM-520MRJ*URC-5F | Remote Condensing w/o Remote C | Air-Cooled Condenser | Cube | Batch | 495 | 4.8 | 6.28 |  |  |  | Federally-Regulated Commercial & Industrial Equipment | 07/10/2018 |  | 10/01/2018
Hoshizaki America | Hoshizaki | KM-520MWJ | Ice-making Head | Water-Cooled Condenser | Cube | Batch | 444 | 4.68 | 4.95 | 75 | 190.2 |  | Federally-Regulated Commercial & Industrial Equipment | 07/10/2018 |  | 10/01/2018
Hoshizaki America | Hoshizaki | KM-600MAH | Ice-making Head | Air-Cooled Condenser | Cube | Batch | 503 | 5.7 | 5.79 |  |  |  | Federally-Regulated Commercial & Industrial Equipment | 06/18/2018 |  | 10/01/2018
Hoshizaki America | Hoshizaki | KM-61BAH | Self-Contained | Air-Cooled Condenser | Cube | Batch | 50 | 10.6 | 12.45 |  |  |  | Federally-Regulated Commercial & Industrial Equipment | 06/18/2018 |  | 10/01/2018
Hoshizaki America | Hoshizaki | KM-650MAJ | Ice-making Head | Air-Cooled Condenser | Cube | Batch | 562 | 5.41 | 5.65 |  |  |  | Federally-Regulated Commercial & Industrial Equipment | 06/18/2018 |  | 10/01/2018
Hoshizaki America | Hoshizaki | KM-650MRJ*URC-5F | Remote Condensing w/o Remote C | Air-Cooled Condenser | Cube | Batch | 564 | 5.25 | 6.04 |  |  |  | Federally-Regulated Commercial & Industrial Equipment | 06/18/2018 |  | 10/01/2018
Hoshizaki America | Hoshizaki | KM-650MWJ | Ice-making Head | Water-Cooled Condenser | Cube | Batch | 635 | 4.4 | 4.59 | 145 | 186 |  | Federally-Regulated Commercial & Industrial Equipment | 06/18/2018 |  | 10/01/2018
Hoshizaki America | Hoshizaki | KM-660MAJ | Ice-making Head | Air-Cooled Condenser | Cube | Batch | 617 | 5.12 | 5.51 |  |  |  | Federally-Regulated Commercial & Industrial Equipment | 07/10/2018 |  | 10/01/2018
Hoshizaki America | Hoshizaki | KM-660MRJ*URC-5F | Remote Condensing w/o Remote C | Air-Cooled Condenser | Cube | Batch | 602 | 5.54 | 5.91 |  |  |  | Federally-Regulated Commercial & Industrial Equipment | 07/10/2018 |  | 10/01/2018
Hoshizaki America | Hoshizaki | KM-660MWJ | Ice-making Head | Water-Cooled Condenser | Cube | Batch | 668 | 4.28 | 4.52 | 153 | 185.3 |  | Federally-Regulated Commercial & Industrial Equipment | 07/10/2018 |  | 10/01/2018
Hoshizaki America | Hoshizaki | KM-80BAJ | Self-Contained | Air-Cooled Condenser | Cube | Batch | 60 | 7.95 | 11.98 |  |  |  | Federally-Regulated Commercial & Industrial Equipment | 06/18/2018 |  | 10/01/2018
Hoshizaki America | Hoshizaki | KM-901MAJ | Ice-making Head | Air-Cooled Condenser | Cube | Batch | 753 | 5 | 5.17 |  |  |  | Federally-Regulated Commercial & Industrial Equipment | 06/18/2018 |  | 10/01/2018
Hoshizaki America | Hoshizaki | KM-901MRJ*URC-14F | Remote Condensing w/o Remote C | Air-Cooled Condenser | Cube | Batch | 853 | 4.52 | 5.05 |  |  |  | Federally-Regulated Commercial & Industrial Equipment | 06/18/2018 |  | 10/01/2018
Hoshizaki America | Hoshizaki | KM-901MRJ3*URC-14F | Remote Condensing w/o Remote C | Air-Cooled Condenser | Cube | Batch | 830 | 4.4 | 5.13 |  |  |  | Federally-Regulated Commercial & Industrial Equipment | 06/18/2018 |  | 10/01/2018
Hoshizaki America | Hoshizaki | KM-901MWJ | Ice-making Head | Water-Cooled Condenser | Cube | Batch | 870 | 3.56 | 4.18 | 113 | 180.9 |  | Federally-Regulated Commercial & Industrial Equipment | 06/18/2018 |  | 10/01/2018
Hoshizaki America | Hoshizaki | KMD-460MAH | Ice-making Head | Air-Cooled Condenser | Cube | Batch | 387 | 5.48 | 6.08 |  |  |  | Federally-Regulated Commercial & Industrial Equipment | 06/18/2018 |  | 10/01/2018
Hoshizaki America | Hoshizaki | KMD-460MWH | Ice-making Head | Water-Cooled Condenser | Cube | Batch | 470 | 4.11 | 4.9 | 136 | 189.7 |  | Federally-Regulated Commercial & Industrial Equipment | 06/18/2018 |  | 10/01/2018
Hoshizaki America | Hoshizaki | KMD-530MAH | Ice-making Head | Air-Cooled Condenser | Cube | Batch | 462 | 5.7 | 5.9 |  |  |  | Federally-Regulated Commercial & Industrial Equipment | 06/18/2018 |  | 10/01/2018
Hoshizaki America | Hoshizaki | KMD-530MRH*URC-5F | Remote Condensing w/o Remote C | Air-Cooled Condenser | Cube | Batch | 488 | 5.8 | 6.3 |  |  |  | Federally-Regulated Commercial & Industrial Equipment | 06/18/2018 |  | 10/01/2018
Hoshizaki America | Hoshizaki | KMD-530MWH | Ice-making Head | Water-Cooled Condenser | Cube | Batch | 520 | 4.4 | 4.81 | 102 | 188.6 |  | Federally-Regulated Commercial & Industrial Equipment | 06/18/2018 |  | 10/01/2018
Hoshizaki America | Hoshizaki | KMH-2000SRH*URC-22F | Remote Condensing w/o Remote C | Air-Cooled Condenser | Cube | Batch | 1694 | 3.8 | 4.59 |  |  |  | Federally-Regulated Commercial & Industrial Equipment | 06/18/2018 |  | 10/01/2018
Hoshizaki America | Hoshizaki | KMH-2000SRH3*URC-22F | Remote Condensing w/o Remote C | Air-Cooled Condenser | Cube | Batch | 1675 | 3.7 | 4.59 |  |  |  | Federally-Regulated Commercial & Industrial Equipment | 06/18/2018 |  | 10/01/2018
Hoshizaki America | Hoshizaki | KMH-2000SWH | Ice-making Head | Water-Cooled Condenser | Cube | Batch | 1760 | 3.3 | 4 | 84 | 161.3 |  | Federally-Regulated Commercial & Industrial Equipment | 06/18/2018 |  | 10/01/2018
Hoshizaki America | Hoshizaki | KMH-2000SWH3 | Ice-making Head | Water-Cooled Condenser | Cube | Batch | 1840 | 3.19 | 4 | 102 | 159.5 |  | Federally-Regulated Commercial & Industrial Equipment | 06/18/2018 |  | 10/01/2018
Hoshizaki America | Hoshizaki | KMH-2100SRJ*URC-22F | Remote Condensing w/o Remote C | Air-Cooled Condenser | Cube | Batch | 1850 | 3.75 | 4.59 |  |  |  | Federally-Regulated Commercial & Industrial Equipment | 06/18/2018 |  | 10/01/2018
Hoshizaki America | Hoshizaki | KMH-2100SRJ3*URC-22F | Remote Condensing w/o Remote C | Air-Cooled Condenser | Cube | Batch | 1925 | 3.67 | 4.59 |  |  |  | Federally-Regulated Commercial & Industrial Equipment | 06/18/2018 |  | 10/01/2018
Hoshizaki America | Hoshizaki | KML-325MAJ | Ice-making Head | Air-Cooled Condenser | Cube | Batch | 300 | 5.72 | 6.3 |  |  |  | Federally-Regulated Commercial & Industrial Equipment | 06/18/2018 |  | 10/01/2018
Hoshizaki America | Hoshizaki | KML-325MWJ | Ice-making Head | Water-Cooled Condenser | Cube | Batch | 355 | 4.51 | 5.12 | 106 | 192.2 |  | Federally-Regulated Commercial & Industrial Equipment | 06/18/2018 |  | 10/01/2018
Hoshizaki America | Hoshizaki | KML-500MAJ | Ice-making Head | Air-Cooled Condenser | Cube | Batch | 400 | 5.55 | 6.05 |  |  |  | Federally-Regulated Commercial & Industrial Equipment | 06/18/2018 |  | 10/01/2018
Hoshizaki America | Hoshizaki | KML-500MWJ | Ice-making Head | Water-Cooled Condenser | Cube | Batch | 515 | 4.33 | 4.82 | 110 | 188.7 |  | Federally-Regulated Commercial & Industrial Equipment | 06/18/2018 |  | 10/01/2018
Hoshizaki America | Hoshizaki | KML-700MAJ | Ice-making Head | Air-Cooled Condenser | Cube | Batch | 572 | 5.16 | 5.62 |  |  |  | Federally-Regulated Commercial & Industrial Equipment | 06/18/2018 |  | 10/01/2018
Hoshizaki America | Hoshizaki | KML-700MRJ*URC-9F | Remote Condensing w/o Remote C | Air-Cooled Condenser | Cube | Batch | 643 | 4.7 | 5.77 |  |  |  | Federally-Regulated Commercial & Industrial Equipment | 06/18/2018 |  | 10/01/2018
Hoshizaki America | Hoshizaki | KML-700MWJ | Ice-making Head | Water-Cooled Condenser | Cube | Batch | 730 | 3.61 | 4.41 | 111 | 183.9 |  | Federally-Regulated Commercial & Industrial Equipment | 06/18/2018 |  | 10/01/2018
Hoshizaki America | Hoshizaki | KMS-1122MLH*SRK-12H | Both Remote Condensing & Remot | Air-Cooled Condenser | Cube | Batch | 985 | 4.65 | 4.79 |  |  |  | Federally-Regulated Commercial & Industrial Equipment | 06/18/2018 |  | 10/01/2018
Hoshizaki America | Hoshizaki | KMS-1122MLH*SRK-12H3 | Both Remote Condensing & Remot | Air-Cooled Condenser | Cube | Batch | 1000 | 4.6 | 4.79 |  |  |  | Federally-Regulated Commercial & Industrial Equipment | 06/18/2018 |  | 10/01/2018
Hoshizaki America | Hoshizaki | KMS-1122MLJ*SRK-12J3 | Both Remote Condensing & Remot | Air-Cooled Condenser | Cube | Batch | 1100 | 4.05 | 4.79 |  |  |  | Federally-Regulated Commercial & Industrial Equipment | 06/18/2018 |  | 10/01/2018
Hoshizaki America | Hoshizaki | KMS-1401MLJ*SRK-14J | Both Remote Condensing & Remot | Air-Cooled Condenser | Cube | Batch | 1280 | 4.7 | 4.79 |  |  |  | Federally-Regulated Commercial & Industrial Equipment | 06/18/2018 |  | 10/01/2018
Hoshizaki America | Hoshizaki | KMS-2000MLH*SRK-20H | Both Remote Condensing & Remot | Air-Cooled Condenser | Cube | Batch | 1786 | 4.7 | 4.79 |  |  |  | Federally-Regulated Commercial & Industrial Equipment | 06/18/2018 |  | 10/01/2018
Hoshizaki America | Hoshizaki | KMS-2000MLH*SRK-20H3 | Both Remote Condensing & Remot | Air-Cooled Condenser | Cube | Batch | 1706 | 4.65 | 4.79 |  |  |  | Federally-Regulated Commercial & Industrial Equipment | 06/18/2018 |  | 10/01/2018
Hoshizaki America | Hoshizaki | KMS-830MLH*SRK-8H3 | Both Remote Condensing & Remot | Air-Cooled Condenser | Cube | Batch | 690 | 5.4 | 5.61 |  |  |  | Federally-Regulated Commercial & Industrial Equipment | 06/18/2018 |  | 10/01/2018
Scotsman Ice Systems | Scotsman | N1322A-32E | Ice-making Head | Air-Cooled Condenser | Flake | Continuous | 940 | 3.85 | 5.61 |  |  | 1.2 | Federally-Regulated Commercial & Industrial Equipment | 06/19/2018 |  | 10/02/2018
Scotsman Ice Systems | Scotsman | C1448SA-32E | Ice-making Head | Air-Cooled Condenser | Cube | Batch | 1296 | 4.25 | 4.73 |  |  |  | Federally-Regulated Commercial & Industrial Equipment | 06/19/2018 |  | 10/02/2018
Scotsman Ice Systems | Scotsman | C1448MA-32E | Ice-making Head | Air-Cooled Condenser | Cube | Batch | 1296 | 4.25 | 4.73 |  |  |  | Federally-Regulated Commercial & Industrial Equipment | 06/19/2018 |  | 10/02/2018
Scotsman Ice Systems | Scotsman | C1448SA-3E | Ice-making Head | Air-Cooled Condenser | Cube | Batch | 1296 | 4.25 | 4.73 |  |  |  | Federally-Regulated Commercial & Industrial Equipment | 06/19/2018 |  | 10/02/2018
Scotsman Ice Systems | Scotsman | C1448MA-3E | Ice-making Head | Air-Cooled Condenser | Cube | Batch | 1296 | 4.25 | 4.73 |  |  |  | Federally-Regulated Commercial & Industrial Equipment | 06/19/2018 |  | 10/02/2018
Scotsman Ice Systems | Scotsman | C0630SR-32E*ERC311-32E | Remote Condensing w/o Remote C | Air-Cooled Condenser | Cube | Batch | 540 | 5.35 | 6.12 |  |  |  | Federally-Regulated Commercial & Industrial Equipment | 06/19/2018 |  | 10/02/2018
Scotsman Ice Systems | Scotsman | C0630MR-32E*ERC311-32E | Remote Condensing w/o Remote C | Air-Cooled Condenser | Cube | Batch | 540 | 5.35 | 6.12 |  |  |  | Federally-Regulated Commercial & Industrial Equipment | 06/19/2018 |  | 10/02/2018
Scotsman Ice Systems | Scotsman | CU2026SW-32E | Self-Contained | Water-Cooled Condenser | Cube | Batch | 172 | 5.28 | 6.23 | 105 | 185.6 |  | Federally-Regulated Commercial & Industrial Equipment | 05/08/2018 |  | 10/02/2018
Scotsman Ice Systems | Scotsman | CU2026MA-32E | Self-Contained | Air-Cooled Condenser | Cube | Batch | 145 | 7.23 | 8.75 |  |  |  | Federally-Regulated Commercial & Industrial Equipment | 06/19/2018 |  | 10/02/2018
Scotsman Ice Systems | Scotsman | N0922A-32E | Ice-making Head | Air-Cooled Condenser | Flake | Continuous | 784 | 3.85 | 5.72 |  |  | 1.2 | Federally-Regulated Commercial & Industrial Equipment | 06/19/2018 |  | 10/02/2018
Scotsman Ice Systems | Scotsman | CU2026SA-1E | Self-Contained | Air-Cooled Condenser | Cube | Batch | 145 | 7.23 | 8.75 |  |  |  | Federally-Regulated Commercial & Industrial Equipment | 06/19/2018 |  | 10/02/2018
Scotsman Ice Systems | Scotsman | CU2026MA-1E | Self-Contained | Air-Cooled Condenser | Cube | Batch | 145 | 7.23 | 8.75 |  |  |  | Federally-Regulated Commercial & Industrial Equipment | 06/19/2018 |  | 10/02/2018
Scotsman Ice Systems | Scotsman | C1030SA-32E | Ice-making Head | Air-Cooled Condenser | Cube | Batch | 781 | 4.96 | 5.1 |  |  |  | Federally-Regulated Commercial & Industrial Equipment | 06/19/2018 |  | 10/02/2018
Manitowoc Ice, Inc. | Koolaire | KY0500W-161 | Ice-making Head | Water-Cooled Condenser | Cube | Batch | 430 | 4.7 | 4.98 | 160 | 190.5 |  | Federally-Regulated Commercial & Industrial Equipment | 04/26/2018 |  | 10/02/2018
Manitowoc Ice, Inc. | Koolaire | KD0500W-161 | Ice-making Head | Water-Cooled Condenser | Cube | Batch | 428 | 4.7 | 4.98 | 160 | 190.6 |  | Federally-Regulated Commercial & Industrial Equipment | 04/26/2018 |  | 10/02/2018
Manitowoc Ice, Inc. | Koolaire | KY0500A-161 | Ice-making Head | Air-Cooled Condenser | Cube | Batch | 405 | 5.8 | 6.04 |  |  |  | Federally-Regulated Commercial & Industrial Equipment | 04/26/2018 |  | 10/02/2018
Manitowoc Ice, Inc. | Koolaire | KD0500A-161 | Ice-making Head | Air-Cooled Condenser | Cube | Batch | 388 | 6 | 6.08 |  |  |  | Federally-Regulated Commercial & Industrial Equipment | 04/26/2018 |  | 10/02/2018
Manitowoc Ice, Inc. | Koolaire | KY0350W-261 | Ice-making Head | Water-Cooled Condenser | Cube | Batch | 310 | 5.2 | 5.21 | 170 | 193.2 |  | Federally-Regulated Commercial & Industrial Equipment | 04/26/2018 |  | 10/02/2018
Manitowoc Ice, Inc. | Koolaire | KY0350W-161 | Ice-making Head | Water-Cooled Condenser | Cube | Batch | 310 | 5.2 | 5.21 | 170 | 193.2 |  | Federally-Regulated Commercial & Industrial Equipment | 04/26/2018 |  | 10/02/2018
Manitowoc Ice, Inc. | Koolaire | KD0350W-261 | Ice-making Head | Water-Cooled Condenser | Cube | Batch | 305 | 5.2 | 5.22 | 170 | 193.3 |  | Federally-Regulated Commercial & Industrial Equipment | 04/26/2018 |  | 10/02/2018
Manitowoc Ice, Inc. | Koolaire | KD0350W-161 | Ice-making Head | Water-Cooled Condenser | Cube | Batch | 305 | 5.2 | 5.22 | 170 | 193.3 |  | Federally-Regulated Commercial & Industrial Equipment | 04/26/2018 |  | 10/02/2018
Manitowoc Ice, Inc. | Koolaire | KY0350A-261 | Ice-making Head | Air-Cooled Condenser | Cube | Batch | 320 | 6.2 | 6.25 |  |  |  | Federally-Regulated Commercial & Industrial Equipment | 04/26/2018 |  | 10/02/2018
Manitowoc Ice, Inc. | Koolaire | KY0350A-161 | Ice-making Head | Air-Cooled Condenser | Cube | Batch | 320 | 6.2 | 6.25 |  |  |  | Federally-Regulated Commercial & Industrial Equipment | 04/26/2018 |  | 10/02/2018
Manitowoc Ice, Inc. | Koolaire | KD0350A-261 | Ice-making Head | Air-Cooled Condenser | Cube | Batch | 300 | 6.2 | 6.3 |  |  |  | Federally-Regulated Commercial & Industrial Equipment | 04/26/2018 |  | 10/02/2018
Manitowoc Ice, Inc. | Koolaire | KD0350A-161 | Ice-making Head | Air-Cooled Condenser | Cube | Batch | 300 | 6.2 | 6.3 |  |  |  | Federally-Regulated Commercial & Industrial Equipment | 04/26/2018 |  | 10/02/2018
Manitowoc Ice, Inc. | Koolaire | KYT1700N-263*JCT1500-261 | Remote Condensing w/o Remote C | Air-Cooled Condenser | Cube | Batch | 1490 | 4 | 4.59 |  |  |  | Federally-Regulated Commercial & Industrial Equipment | 04/26/2018 |  | 10/02/2018
Manitowoc Ice, Inc. | Koolaire | KDT1700N-263*JCT1500-261 | Remote Condensing w/o Remote C | Air-Cooled Condenser | Cube | Batch | 1420 | 4.3 | 4.59 |  |  |  | Federally-Regulated Commercial & Industrial Equipment | 04/26/2018 |  | 10/02/2018
Manitowoc Ice, Inc. | Koolaire | KYT1700N-261*JCT1500-261 | Remote Condensing w/o Remote C | Air-Cooled Condenser | Cube | Batch | 1490 | 4 | 4.59 |  |  |  | Federally-Regulated Commercial & Industrial Equipment | 06/18/2018 |  | 10/02/2018
Manitowoc Ice, Inc. | Koolaire | KYT0700A-261 | Ice-making Head | Air-Cooled Condenser | Cube | Batch | 580 | 5.12 | 5.6 |  |  |  | Federally-Regulated Commercial & Industrial Equipment | 06/18/2018 |  | 10/02/2018
Manitowoc Ice, Inc. | Koolaire | KYT0500A-161 | Ice-making Head | Air-Cooled Condenser | Cube | Batch | 425 | 5.3 | 5.99 |  |  |  | Federally-Regulated Commercial & Industrial Equipment | 06/18/2018 |  | 10/02/2018
Manitowoc Ice, Inc. | Koolaire | KYT0420A-261 | Ice-making Head | Air-Cooled Condenser | Cube | Batch | 360 | 5.5 | 6.15 |  |  |  | Federally-Regulated Commercial & Industrial Equipment | 06/18/2018 |  | 10/02/2018
Manitowoc Ice, Inc. | Koolaire | KDT0500A-161 | Ice-making Head | Air-Cooled Condenser | Cube | Batch | 400 | 5.4 | 6.05 |  |  |  | Federally-Regulated Commercial & Industrial Equipment | 06/18/2018 |  | 10/02/2018
Manitowoc Ice, Inc. | Koolaire | KYT0420A-161 | Ice-making Head | Air-Cooled Condenser | Cube | Batch | 360 | 5.5 | 6.15 |  |  |  | Federally-Regulated Commercial & Industrial Equipment | 06/18/2018 |  | 10/02/2018
Manitowoc Ice, Inc. | Koolaire | KYT0400A-261 | Ice-making Head | Air-Cooled Condenser | Cube | Batch | 350 | 5.6 | 6.18 |  |  |  | Federally-Regulated Commercial & Industrial Equipment | 06/18/2018 |  | 10/02/2018
Manitowoc Ice, Inc. | Koolaire | KYT0400A-161 | Ice-making Head | Air-Cooled Condenser | Cube | Batch | 350 | 5.6 | 6.18 |  |  |  | Federally-Regulated Commercial & Industrial Equipment | 06/18/2018 |  | 10/02/2018
Manitowoc Ice, Inc. | Koolaire | KDT0300A-161 | Ice-making Head | Air-Cooled Condenser | Cube | Batch | 230 | 5.85 | 7.16 |  |  |  | Federally-Regulated Commercial & Industrial Equipment | 06/18/2018 |  | 10/02/2018
Manitowoc Ice, Inc. | Koolaire | KYT0300A-161 | Ice-making Head | Air-Cooled Condenser | Cube | Batch | 230 | 5.85 | 7.16 |  |  |  | Federally-Regulated Commercial & Industrial Equipment | 06/18/2018 |  | 10/02/2018
Manitowoc Ice, Inc. | Koolaire | KYT1700A-263 | Ice-making Head | Air-Cooled Condenser | Cube | Batch | 1380 | 4.55 | 4.68 |  |  |  | Federally-Regulated Commercial & Industrial Equipment | 06/18/2018 |  | 10/02/2018
Manitowoc Ice, Inc. | Koolaire | KDT1700A-263 | Ice-making Head | Air-Cooled Condenser | Cube | Batch | 1350 | 4.6 | 4.7 |  |  |  | Federally-Regulated Commercial & Industrial Equipment | 06/18/2018 |  | 10/02/2018
Hoshizaki America | Hoshizaki | KM-660MWJ | Ice-making Head | Water-Cooled Condenser | Cube | Batch | 668 | 4.28 | 4.52 | 153 | 185.3 |  | Federally-Regulated Commercial & Industrial Equipment | 10/01/2018 |  | 10/12/2018
Hoshizaki America | Hoshizaki | KM-660MRJ*URC-5F | Remote Condensing w/o Remote C | Air-Cooled Condenser | Cube | Batch | 602 | 5.54 | 5.91 |  |  |  | Federally-Regulated Commercial & Industrial Equipment | 10/01/2018 |  | 10/12/2018
Hoshizaki America | Hoshizaki | FS-1022MLJ-C*SRC-10J | Both Remote Condensing & Remot | Air-Cooled Condenser | Flake | Continuous | 730 | 5.1 | 5.67 |  |  | 1.1 | Federally-Regulated Commercial & Industrial Equipment | 10/01/2018 |  | 10/12/2018
Hoshizaki America | Hoshizaki | F-1002MLJ*RACK | Both Remote Condensing & Remot | Air-Cooled Condenser | Flake | Continuous | 797 | 1.51 | 5.28 |  |  | 1.3 | Federally-Regulated Commercial & Industrial Equipment | 10/01/2018 |  | 10/12/2018
Hoshizaki America | Hoshizaki | FS-1500MLJ-C*SRC-14J | Both Remote Condensing & Remot | Air-Cooled Condenser | Flake | Continuous | 1125 | 4.75 | 5.26 |  |  | 1.1 | Federally-Regulated Commercial & Industrial Equipment | 10/01/2018 |  | 10/12/2018
Hoshizaki America | Hoshizaki | FS-1500MLH-C*SRC-14H | Both Remote Condensing & Remot | Air-Cooled Condenser | Crushed | Continuous | 1165 | 4.51 | 5.26 |  |  | 1.2 | Federally-Regulated Commercial & Industrial Equipment | 10/01/2018 |  | 10/12/2018
Hoshizaki America | Hoshizaki | F-2001MLH* | Both Remote Condensing & Remot | Air-Cooled Condenser | Flake | Continuous | 1733 | 0.6 | 5.26 |  |  | 1.3 | Federally-Regulated Commercial & Industrial Equipment | 10/01/2018 |  | 10/12/2018
Hoshizaki America | Hoshizaki | F-2001MLJ*RACK | Both Remote Condensing & Remot | Air-Cooled Condenser | Flake | Continuous | 1733 | 0.6 | 5.26 |  |  | 1.3 | Federally-Regulated Commercial & Industrial Equipment | 10/01/2018 |  | 10/12/2018
Hoshizaki America | Hoshizaki | F-450MAJ-C | Ice-making Head | Air-Cooled Condenser | Flake | Continuous | 316 | 6.1 | 7.22 |  |  | 1.2 | Federally-Regulated Commercial & Industrial Equipment | 10/01/2018 |  | 10/12/2018
Hoshizaki America | Hoshizaki | F-450MAJ | Ice-making Head | Air-Cooled Condenser | Flake | Continuous | 395 | 4.94 | 6.97 |  |  | 1.3 | Federally-Regulated Commercial & Industrial Equipment | 10/01/2018 |  | 10/12/2018
Hoshizaki America | Hoshizaki | FD-650MAH-C | Ice-making Head | Air-Cooled Condenser | Crushed | Continuous | 474 | 5.35 | 6.71 |  |  | 1.1 | Federally-Regulated Commercial & Industrial Equipment | 10/01/2018 |  | 10/12/2018
Hoshizaki America | Hoshizaki | FD-650MAJ-C | Ice-making Head | Air-Cooled Condenser | Flake | Continuous | 495 | 5.5 | 6.65 |  |  | 1.1 | Federally-Regulated Commercial & Industrial Equipment | 10/01/2018 |  | 10/12/2018
Hoshizaki America | Hoshizaki | F-801MAJ-C | Ice-making Head | Air-Cooled Condenser | Flake | Continuous | 532 | 5 | 6.53 |  |  | 1.1 | Federally-Regulated Commercial & Industrial Equipment | 10/01/2018 |  | 10/12/2018
Hoshizaki America | Hoshizaki | F-801MAJ | Ice-making Head | Air-Cooled Condenser | Flake | Continuous | 566 | 4.5 | 6.42 |  |  | 1.2 | Federally-Regulated Commercial & Industrial Equipment | 10/01/2018 |  | 10/12/2018
Hoshizaki America | Hoshizaki | F-1002MAJ-C | Ice-making Head | Air-Cooled Condenser | Flake | Continuous | 726 | 4.57 | 5.91 |  |  | 1.1 | Federally-Regulated Commercial & Industrial Equipment | 10/01/2018 |  | 10/12/2018
Hoshizaki America | Hoshizaki | FD-1002MAJ-C | Ice-making Head | Air-Cooled Condenser | Flake | Continuous | 726 | 4.57 | 5.91 |  |  | 1.1 | Federally-Regulated Commercial & Industrial Equipment | 10/01/2018 |  | 10/12/2018
Hoshizaki America | Hoshizaki | F-1002MAJ | Ice-making Head | Air-Cooled Condenser | Flake | Continuous | 758 | 4.36 | 5.8 |  |  | 1.2 | Federally-Regulated Commercial & Industrial Equipment | 10/01/2018 |  | 10/12/2018
Hoshizaki America | Hoshizaki | F-1501MAJ-C | Ice-making Head | Air-Cooled Condenser | Flake | Continuous | 1020 | 4.61 | 5.61 |  |  | 1.1 | Federally-Regulated Commercial & Industrial Equipment | 10/01/2018 |  | 10/12/2018
Hoshizaki America | Hoshizaki | F-1501MAJ | Ice-making Head | Air-Cooled Condenser | Flake | Continuous | 1154 | 4 | 5.61 |  |  | 1.2 | Federally-Regulated Commercial & Industrial Equipment | 10/01/2018 |  | 10/12/2018
Hoshizaki America | Hoshizaki | FD-650MWJ-C | Ice-making Head | Water-Cooled Condenser | Flake | Continuous | 520 | 4.02 | 5.09 | 95 | 169.7 | 1.1 | Federally-Regulated Commercial & Industrial Equipment | 10/01/2018 |  | 10/12/2018
Hoshizaki America | Hoshizaki | FD-650MWH-C | Ice-making Head | Water-Cooled Condenser | Crushed | Continuous | 532 | 3.81 | 5.06 | 125 | 169.5 | 1.1 | Federally-Regulated Commercial & Industrial Equipment | 10/01/2018 |  | 10/12/2018
Hoshizaki America | Hoshizaki | F-801MWJ-C | Ice-making Head | Water-Cooled Condenser | Flake | Continuous | 580 | 4.13 | 4.93 | 120 | 168.5 | 1.2 | Federally-Regulated Commercial & Industrial Equipment | 10/01/2018 |  | 10/12/2018
Hoshizaki America | Hoshizaki | F-801MWJ | Ice-making Head | Water-Cooled Condenser | Flake | Continuous | 605 | 3.9 | 4.86 | 119 | 168 | 1.2 | Federally-Regulated Commercial & Industrial Equipment | 10/01/2018 |  | 10/12/2018
Hoshizaki America | Hoshizaki | F-1002MWJ-C | Ice-making Head | Water-Cooled Condenser | Flake | Continuous | 770 | 3.95 | 4.42 | 111 | 164.8 | 1.1 | Federally-Regulated Commercial & Industrial Equipment | 10/01/2018 |  | 10/12/2018
Hoshizaki America | Hoshizaki | F-1002MWJ | Ice-making Head | Water-Cooled Condenser | Flake | Continuous | 833 | 3.57 | 4.34 | 110 | 163.5 | 1.2 | Federally-Regulated Commercial & Industrial Equipment | 10/01/2018 |  | 10/12/2018
Hoshizaki America | Hoshizaki | F-1501MWJ-C | Ice-making Head | Water-Cooled Condenser | Flake | Continuous | 1218 | 3.76 | 4.34 | 123 | 155.9 | 1.2 | Federally-Regulated Commercial & Industrial Equipment | 10/01/2018 |  | 10/12/2018
Hoshizaki America | Hoshizaki | F-1501MWJ | Ice-making Head | Water-Cooled Condenser | Flake | Continuous | 1410 | 3.2 | 4.34 | 105 | 152.1 | 1.3 | Federally-Regulated Commercial & Industrial Equipment | 10/01/2018 |  | 10/12/2018
Hoshizaki America | Hoshizaki | F-2001MWJ | Ice-making Head | Water-Cooled Condenser | Flake | Continuous | 1840 | 3.19 | 4.34 | 109 | 143.6 | 1.2 | Federally-Regulated Commercial & Industrial Equipment | 10/01/2018 |  | 10/12/2018
Hoshizaki America | Hoshizaki | FD-650MRJ-C*URC-5F | Remote Condensing w/o Remote C | Air-Cooled Condenser | Flake | Continuous | 470 | 4.95 | 6.97 |  |  | 1.1 | Federally-Regulated Commercial & Industrial Equipment | 10/01/2018 |  | 10/12/2018
Hoshizaki America | Hoshizaki | FD-650MRH-C*URC-5F | Remote Condensing w/o Remote C | Air-Cooled Condenser | Crushed | Continuous | 476 | 4.75 | 6.94 |  |  | 1.1 | Federally-Regulated Commercial & Industrial Equipment | 10/01/2018 |  | 10/12/2018
Hoshizaki America | Hoshizaki | F-1002MRJ-C*URC-5F | Remote Condensing w/o Remote C | Air-Cooled Condenser | Flake | Continuous | 680 | 4.94 | 5.76 |  |  | 1.1 | Federally-Regulated Commercial & Industrial Equipment | 10/01/2018 |  | 10/12/2018
Hoshizaki America | Hoshizaki | FD-1002MRJ-C*URC-5F | Remote Condensing w/o Remote C | Air-Cooled Condenser | Flake | Continuous | 680 | 4.94 | 5.76 |  |  | 1.1 | Federally-Regulated Commercial & Industrial Equipment | 10/01/2018 |  | 10/12/2018
Hoshizaki America | Hoshizaki | F-1002MRJ*URC-5F | Remote Condensing w/o Remote C | Air-Cooled Condenser | Flake | Continuous | 722 | 4.51 | 5.51 |  |  | 1.2 | Federally-Regulated Commercial & Industrial Equipment | 10/01/2018 |  | 10/12/2018
Hoshizaki America | Hoshizaki | F-1501MRJ-C*URC-14F | Remote Condensing w/o Remote C | Air-Cooled Condenser | Flake | Continuous | 1125 | 4.35 | 5.06 |  |  | 1.1 | Federally-Regulated Commercial & Industrial Equipment | 10/01/2018 |  | 10/12/2018
Hoshizaki America | Hoshizaki | F-1501MRJ*URC-14F | Remote Condensing w/o Remote C | Air-Cooled Condenser | Flake | Continuous | 1370 | 3.44 | 5.06 |  |  | 1.4 | Federally-Regulated Commercial & Industrial Equipment | 10/01/2018 |  | 10/12/2018
Hoshizaki America | Hoshizaki | F-2001MRJ-C*URC-22F | Remote Condensing w/o Remote C | Air-Cooled Condenser | Flake | Continuous | 1500 | 4.35 | 5.06 |  |  | 1.1 | Federally-Regulated Commercial & Industrial Equipment | 10/01/2018 |  | 10/12/2018
Hoshizaki America | Hoshizaki | F-2001MRJ*URC-22F | Remote Condensing w/o Remote C | Air-Cooled Condenser | Flake | Continuous | 1660 | 3.81 | 5.06 |  |  | 1.2 | Federally-Regulated Commercial & Industrial Equipment | 10/01/2018 |  | 10/12/2018
Hoshizaki America | Hoshizaki | F-2001MRJ3*URC-22F | Remote Condensing w/o Remote C | Air-Cooled Condenser | Flake | Continuous | 1675 | 3.9 | 5.06 |  |  | 1.2 | Federally-Regulated Commercial & Industrial Equipment | 10/01/2018 |  | 10/12/2018
Hoshizaki America | Hoshizaki | FS-1022MLJ*SRC-10J | Both Remote Condensing & Remot | Air-Cooled Condenser | Flake | Continuous | 730 | 5.1 | 5.67 |  |  | 1.1 | Federally-Regulated Commercial & Industrial Equipment | 10/01/2018 |  | 10/12/2018
Hoshizaki America | Hoshizaki | KMD-460MWJ | Ice-making Head | Water-Cooled Condenser | Cube | Batch | 472 | 4.16 | 4.9 | 103 | 189.6 |  | Federally-Regulated Commercial & Industrial Equipment | 11/01/2018 |  | 11/28/2018
Hoshizaki America | Hoshizaki | KMD-460MAJ | Ice-making Head | Air-Cooled Condenser | Cube | Batch | 400 | 5.48 | 6.05 |  |  |  | Federally-Regulated Commercial & Industrial Equipment | 11/01/2018 |  | 11/28/2018
Hoshizaki America | Hoshizaki | DKM-500BWJ | Self-Contained | Water-Cooled Condenser | Cube | Batch | 500 | 4.79 | 5.7 | 103 | 175.3 |  | Federally-Regulated Commercial & Industrial Equipment | 04/26/2018 |  | 11/28/2018
Hoshizaki America | Hoshizaki | KM-300BWJ | Self-Contained | Water-Cooled Condenser | Cube | Batch | 230 | 4.9 | 5.7 | 95 | 183.8 |  | Federally-Regulated Commercial & Industrial Equipment | 04/26/2018 |  | 11/28/2018
Hoshizaki America | Hoshizaki | KM-160BWJ | Self-Contained | Water-Cooled Condenser | Cube | Batch | 147 | 6.23 | 6.71 | 162 | 186.4 |  | Federally-Regulated Commercial & Industrial Equipment | 04/26/2018 |  | 11/28/2018
Hoshizaki America | Hoshizaki | DKM-500BAJ | Self-Contained | Air-Cooled Condenser | Cube | Batch | 534 | 5.56 | 7.35 |  |  |  | Federally-Regulated Commercial & Industrial Equipment | 10/01/2018 |  | 11/28/2018
Hoshizaki America | Hoshizaki | KM-300BAJ | Self-Contained | Air-Cooled Condenser | Cube | Batch | 210 | 7.02 | 7.35 |  |  |  | Federally-Regulated Commercial & Industrial Equipment | 04/26/2018 |  | 11/28/2018
Hoshizaki America | Hoshizaki | KM-230BAJ | Self-Contained | Air-Cooled Condenser | Cube | Batch | 165 | 7.78 | 8.24 |  |  |  | Federally-Regulated Commercial & Industrial Equipment | 04/26/2018 |  | 11/28/2018
Hoshizaki America | Hoshizaki | KM-160BAJ | Self-Contained | Air-Cooled Condenser | Cube | Batch | 130 | 8.27 | 9.13 |  |  |  | Federally-Regulated Commercial & Industrial Equipment | 04/26/2018 |  | 11/28/2018
Hoshizaki America | Hoshizaki | KM-115BAJ | Self-Contained | Air-Cooled Condenser | Cube | Batch | 102 | 8.1 | 10.01 |  |  |  | Federally-Regulated Commercial & Industrial Equipment | 10/01/2018 |  | 11/28/2018
Hoshizaki America | Hoshizaki | KM-80BAJ | Self-Contained | Air-Cooled Condenser | Cube | Batch | 60 | 7.95 | 11.98 |  |  |  | Federally-Regulated Commercial & Industrial Equipment | 10/01/2018 |  | 11/28/2018
Hoshizaki America | Hoshizaki | KM-660MWJ | Ice-making Head | Water-Cooled Condenser | Cube | Batch | 668 | 4.28 | 4.52 | 152 | 185.3 |  | Federally-Regulated Commercial & Industrial Equipment | 10/12/2018 |  | 11/28/2018
Hoshizaki America | Hoshizaki | KM-1301SRJ*URC-14F | Remote Condensing w/o Remote C | Air-Cooled Condenser | Cube | Batch | 1260 | 4.28 | 4.59 |  |  |  | Federally-Regulated Commercial & Industrial Equipment | 10/01/2018 |  | 11/28/2018
Hoshizaki America | Hoshizaki | F-801MAJ-C | Ice-making Head | Air-Cooled Condenser | Flake | Continuous | 532 | 5 | 6.53 |  |  | 86.6 | Federally-Regulated Commercial & Industrial Equipment | 10/12/2018 |  | 11/28/2018
Hoshizaki America | Hoshizaki | F-801MAJ | Ice-making Head | Air-Cooled Condenser | Flake | Continuous | 566 | 4.4 | 6.42 |  |  | 79.4 | Federally-Regulated Commercial & Industrial Equipment | 10/12/2018 |  | 11/28/2018
Hoshizaki America | Hoshizaki | IM-500SAA | Ice-making Head | Air-Cooled Condenser | Cube | Batch | 435 | 5.45 | 5.96 |  |  |  | Federally-Regulated Commercial & Industrial Equipment | 10/01/2018 |  | 11/28/2018
Hoshizaki America | Hoshizaki | KM-1900SAJ | Ice-making Head | Air-Cooled Condenser | Cube | Batch | 1675 | 3.9 | 4.61 |  |  |  | Federally-Regulated Commercial & Industrial Equipment | 10/01/2018 |  | 11/28/2018
Hoshizaki America | Hoshizaki | KM-1900SAJ3 | Ice-making Head | Air-Cooled Condenser | Cube | Batch | 1675 | 3.9 | 4.61 |  |  |  | Federally-Regulated Commercial & Industrial Equipment | 10/01/2018 |  | 11/28/2018
Hoshizaki America | Hoshizaki | KM-515MAJ | Ice-making Head | Air-Cooled Condenser | Cube | Batch | 450 | 5.3 | 5.93 |  |  |  | Federally-Regulated Commercial & Industrial Equipment | 10/01/2018 |  | 11/28/2018
Hoshizaki America | Hoshizaki | KM-340MAJ | Ice-making Head | Air-Cooled Condenser | Cube | Batch | 315 | 5.65 | 6.26 |  |  |  | Federally-Regulated Commercial & Industrial Equipment | 10/01/2018 |  | 11/28/2018
Hoshizaki America | Hoshizaki | KM-1301SAJ3 | Ice-making Head | Air-Cooled Condenser | Cube | Batch | 1350 | 3.95 | 4.7 |  |  |  | Federally-Regulated Commercial & Industrial Equipment | 10/01/2018 |  | 11/28/2018
Hoshizaki America | Hoshizaki | FS-1500MLJ-C*SRC-14J | Both Remote Condensing & Remot | Air-Cooled Condenser | Flake | Continuous | 1125 | 4.75 | 5.26 |  |  | 90 | Federally-Regulated Commercial & Industrial Equipment | 10/12/2018 |  | 11/28/2018
Hoshizaki America | Hoshizaki | FD-650MRJ-C*URC-5F | Remote Condensing w/o Remote C | Air-Cooled Condenser | Flake | Continuous | 470 | 4.95 | 6.97 |  |  | 90 | Federally-Regulated Commercial & Industrial Equipment | 10/12/2018 |  | 11/28/2018
Hoshizaki America | Hoshizaki | FD-650MWJ-C | Ice-making Head | Water-Cooled Condenser | Flake | Continuous | 520 | 4.02 | 5.09 | 95 | 169.7 | 91 | Federally-Regulated Commercial & Industrial Equipment | 10/12/2018 |  | 11/28/2018
Hoshizaki America | Hoshizaki | FD-650MAJ-C | Ice-making Head | Air-Cooled Condenser | Flake | Continuous | 495 | 5.5 | 6.65 |  |  | 92 | Federally-Regulated Commercial & Industrial Equipment | 10/12/2018 |  | 11/28/2018
Hoshizaki America | Hoshizaki | KMS-830MLJ*SRK-10J | Both Remote Condensing & Remot | Air-Cooled Condenser | Cube | Batch | 810 | 4.6 | 5.2 |  |  |  | Federally-Regulated Commercial & Industrial Equipment | 10/01/2018 |  | 11/28/2018
Hoshizaki America | Hoshizaki | KMH-2000SRH3*URC-22F | Remote Condensing w/o Remote C | Air-Cooled Condenser | Cube | Batch | 1675 | 3.7 | 4.59 |  |  |  | Federally-Regulated Commercial & Industrial Equipment | 10/01/2018 |  | 11/28/2018
Hoshizaki America | Hoshizaki | KML-700MRJ*URC-9F | Remote Condensing w/o Remote C | Air-Cooled Condenser | Cube | Batch | 643 | 4.7 | 5.77 |  |  |  | Federally-Regulated Commercial & Industrial Equipment | 10/01/2018 |  | 11/28/2018
Hoshizaki America | Hoshizaki | KMH-2000SRH*URC-22F | Remote Condensing w/o Remote C | Air-Cooled Condenser | Cube | Batch | 1694 | 3.8 | 4.59 |  |  |  | Federally-Regulated Commercial & Industrial Equipment | 10/01/2018 |  | 11/28/2018
Hoshizaki America | Hoshizaki | KM-901MRJ3*URC-14F | Remote Condensing w/o Remote C | Air-Cooled Condenser | Cube | Batch | 830 | 4.4 | 5.13 |  |  |  | Federally-Regulated Commercial & Industrial Equipment | 10/01/2018 |  | 11/28/2018
Hoshizaki America | Hoshizaki | KM-901MRJ*URC-14F | Remote Condensing w/o Remote C | Air-Cooled Condenser | Cube | Batch | 853 | 4.52 | 5.05 |  |  |  | Federally-Regulated Commercial & Industrial Equipment | 10/01/2018 |  | 11/28/2018
Hoshizaki America | Hoshizaki | KM-2600SRJ3*URC-26J | Remote Condensing w/o Remote C | Air-Cooled Condenser | Cube | Batch | 2580 | 3.61 | 4.59 |  |  |  | Federally-Regulated Commercial & Industrial Equipment | 10/01/2018 |  | 11/28/2018
Hoshizaki America | Hoshizaki | KM-2200SRJ3*URC-22F | Remote Condensing w/o Remote C | Air-Cooled Condenser | Cube | Batch | 2075 | 3.75 | 4.59 |  |  |  | Federally-Regulated Commercial & Industrial Equipment | 10/01/2018 |  | 11/28/2018
Hoshizaki America | Hoshizaki | KM-1900SRJ3*URC-22F | Remote Condensing w/o Remote C | Air-Cooled Condenser | Cube | Batch | 1700 | 3.9 | 4.59 |  |  |  | Federally-Regulated Commercial & Industrial Equipment | 10/01/2018 |  | 11/28/2018
Hoshizaki America | Hoshizaki | KM-1900SRJ*URC-22F | Remote Condensing w/o Remote C | Air-Cooled Condenser | Cube | Batch | 1700 | 3.9 | 4.59 |  |  |  | Federally-Regulated Commercial & Industrial Equipment | 10/01/2018 |  | 11/28/2018
Hoshizaki America | Hoshizaki | KM-1601SRJ*URC-22F | Remote Condensing w/o Remote C | Air-Cooled Condenser | Cube | Batch | 1600 | 3.96 | 4.59 |  |  |  | Federally-Regulated Commercial & Industrial Equipment | 10/01/2018 |  | 11/28/2018
Hoshizaki America | Hoshizaki | KM-1301SRJ3*URC-14F | Remote Condensing w/o Remote C | Air-Cooled Condenser | Cube | Batch | 1330 | 3.83 | 4.59 |  |  |  | Federally-Regulated Commercial & Industrial Equipment | 10/01/2018 |  | 11/28/2018
Hoshizaki America | Hoshizaki | FD-650MRH-C*URC-5F | Remote Condensing w/o Remote C | Air-Cooled Condenser | Crushed | Continuous | 476 | 4.75 | 6.94 |  |  | 88 | Federally-Regulated Commercial & Industrial Equipment | 10/12/2018 |  | 11/28/2018
Hoshizaki America | Hoshizaki | KMS-2000MLJ*SRK-20J3 | Both Remote Condensing & Remot | Air-Cooled Condenser | Cube | Batch | 1900 | 4.3 | 4.79 |  |  |  | Federally-Regulated Commercial & Industrial Equipment | 10/01/2018 |  | 11/28/2018
Hoshizaki America | Hoshizaki | KMS-2000MLJ*SRK-20J | Both Remote Condensing & Remot | Air-Cooled Condenser | Cube | Batch | 1850 | 4.5 | 4.79 |  |  |  | Federally-Regulated Commercial & Industrial Equipment | 10/01/2018 |  | 11/28/2018
Hoshizaki America | Hoshizaki | KM-520MRJ*URC-5F | Remote Condensing w/o Remote C | Air-Cooled Condenser | Cube | Batch | 495 | 4.8 | 6.28 |  |  |  | Federally-Regulated Commercial & Industrial Equipment | 10/01/2018 |  | 11/28/2018
Hoshizaki America | Hoshizaki | KM-520MAJ | Ice-making Head | Air-Cooled Condenser | Cube | Batch | 480 | 4.68 | 5.85 |  |  |  | Federally-Regulated Commercial & Industrial Equipment | 10/01/2018 |  | 11/28/2018
Hoshizaki America | Hoshizaki | KM-350MAJ | Ice-making Head | Air-Cooled Condenser | Cube | Batch | 393 | 5.42 | 6.07 |  |  |  | Federally-Regulated Commercial & Industrial Equipment | 10/01/2018 |  | 11/28/2018
Hoshizaki America | Hoshizaki | KM-660MRJ*URC-5F | Remote Condensing w/o Remote C | Air-Cooled Condenser | Cube | Batch | 602 | 5.6 | 5.91 |  |  |  | Federally-Regulated Commercial & Industrial Equipment | 10/12/2018 |  | 11/28/2018
Scotsman Ice Systems | Scotsman | N0922A-32E | Ice-making Head | Air-Cooled Condenser | Flake | Continuous | 784 | 3.85 | 5.72 |  |  | 1.2 | Federally-Regulated Commercial & Industrial Equipment | 10/02/2018 |  | 11/28/2018
Scotsman Ice Systems | Scotsman | N1322A-32E | Ice-making Head | Air-Cooled Condenser | Flake | Continuous | 940 | 3.85 | 5.61 |  |  | 1.2 | Federally-Regulated Commercial & Industrial Equipment | 10/02/2018 |  | 11/28/2018
Scotsman Ice Systems | Scotsman | C1448SA-32E | Ice-making Head | Air-Cooled Condenser | Cube | Batch | 1296 | 4.25 | 4.73 |  |  |  | Federally-Regulated Commercial & Industrial Equipment | 10/02/2018 |  | 11/28/2018
Scotsman Ice Systems | Scotsman | C1448MA-32E | Ice-making Head | Air-Cooled Condenser | Cube | Batch | 1296 | 4.25 | 4.73 |  |  |  | Federally-Regulated Commercial & Industrial Equipment | 10/02/2018 |  | 11/28/2018
Scotsman Ice Systems | Scotsman | C1448SA-3E | Ice-making Head | Air-Cooled Condenser | Cube | Batch | 1296 | 4.25 | 4.73 |  |  |  | Federally-Regulated Commercial & Industrial Equipment | 10/02/2018 |  | 11/28/2018
Scotsman Ice Systems | Scotsman | C1448MA-3E | Ice-making Head | Air-Cooled Condenser | Cube | Batch | 1296 | 4.25 | 4.73 |  |  |  | Federally-Regulated Commercial & Industrial Equipment | 10/02/2018 |  | 11/28/2018
Scotsman Ice Systems | Scotsman | C0630SR-32E*ERC311-32E | Remote Condensing w/o Remote C | Air-Cooled Condenser | Cube | Batch | 540 | 5.35 | 6.12 |  |  |  | Federally-Regulated Commercial & Industrial Equipment | 10/02/2018 |  | 11/28/2018
Scotsman Ice Systems | Scotsman | C0630MR-32E*ERC311-32E | Remote Condensing w/o Remote C | Air-Cooled Condenser | Cube | Batch | 540 | 5.35 | 6.12 |  |  |  | Federally-Regulated Commercial & Industrial Equipment | 10/02/2018 |  | 11/28/2018
Scotsman Ice Systems | Scotsman | CU2026SW-32E | Self-Contained | Water-Cooled Condenser | Cube | Batch | 172 | 5.28 | 6.23 | 105 | 185.6 |  | Federally-Regulated Commercial & Industrial Equipment | 10/02/2018 |  | 11/28/2018
Scotsman Ice Systems | Scotsman | CU2026MA-32E | Self-Contained | Air-Cooled Condenser | Cube | Batch | 145 | 7.23 | 8.75 |  |  |  | Federally-Regulated Commercial & Industrial Equipment | 10/02/2018 |  | 11/28/2018
Scotsman Ice Systems | Scotsman | C0530SA-32E | Ice-making Head | Air-Cooled Condenser | Cube | Batch | 361 | 5.68 | 6.15 |  |  |  | Federally-Regulated Commercial & Industrial Equipment | 10/02/2018 |  | 11/28/2018
Scotsman Ice Systems | Scotsman | C0530MA-32E | Ice-making Head | Air-Cooled Condenser | Cube | Batch | 361 | 5.68 | 6.15 |  |  |  | Federally-Regulated Commercial & Industrial Equipment | 10/02/2018 |  | 11/28/2018
Scotsman Ice Systems | Scotsman | C0530SA-1E | Ice-making Head | Air-Cooled Condenser | Cube | Batch | 361 | 5.68 | 6.15 |  |  |  | Federally-Regulated Commercial & Industrial Equipment | 10/02/2018 |  | 11/28/2018
Scotsman Ice Systems | Scotsman | C0530MA-1E | Ice-making Head | Air-Cooled Condenser | Cube | Batch | 361 | 5.68 | 6.15 |  |  |  | Federally-Regulated Commercial & Industrial Equipment | 10/02/2018 |  | 11/28/2018
Scotsman Ice Systems | Scotsman | F1222A-3E | Ice-making Head | Air-Cooled Condenser | Flake | Continuous | 878 | 3.22 | 5.61 |  |  | 1.4 | Federally-Regulated Commercial & Industrial Equipment | 10/02/2018 |  | 11/28/2018
Scotsman Ice Systems | Scotsman | F1222A-32E | Ice-making Head | Air-Cooled Condenser | Flake | Continuous | 878 | 3.22 | 5.61 |  |  | 1.4 | Federally-Regulated Commercial & Industrial Equipment | 10/02/2018 |  | 11/28/2018
Manitowoc Ice, Inc. | Koolaire | KYF0250A-161 | Self-Contained | Air-Cooled Condenser | Cube | Batch | 190 | 7.3 | 7.61 |  |  |  | Federally-Regulated Commercial & Industrial Equipment | 04/26/2018 |  | 11/29/2018
Manitowoc Ice, Inc. | Koolaire | KDF0250A-161 | Self-Contained | Air-Cooled Condenser | Cube | Batch | 180 | 7.5 | 7.86 |  |  |  | Federally-Regulated Commercial & Industrial Equipment | 04/26/2018 |  | 11/29/2018
Manitowoc Ice, Inc. | Koolaire | KYF0150A-161 | Self-Contained | Air-Cooled Condenser | Cube | Batch | 114 | 9.1 | 9.53 |  |  |  | Federally-Regulated Commercial & Industrial Equipment | 04/26/2018 |  | 11/29/2018
Manitowoc Ice, Inc. | Koolaire | KDF0150A-161 | Self-Contained | Air-Cooled Condenser | Cube | Batch | 110 | 9.35 | 9.63 |  |  |  | Federally-Regulated Commercial & Industrial Equipment | 04/26/2018 |  | 11/29/2018
Manitowoc Ice, Inc. | Koolaire | KYT0700A-261 | Ice-making Head | Air-Cooled Condenser | Cube | Batch | 580 | 5.12 | 5.6 |  |  |  | Federally-Regulated Commercial & Industrial Equipment | 10/02/2018 |  | 11/29/2018
Manitowoc Ice, Inc. | Koolaire | KYT1700N-261*JCT1500-261 | Remote Condensing w/o Remote C | Air-Cooled Condenser | Cube | Batch | 1490 | 4 | 4.59 |  |  |  | Federally-Regulated Commercial & Industrial Equipment | 10/02/2018 |  | 11/29/2018
Manitowoc Ice, Inc. | Koolaire | KYT0500A-161 | Ice-making Head | Air-Cooled Condenser | Cube | Batch | 425 | 5.3 | 5.99 |  |  |  | Federally-Regulated Commercial & Industrial Equipment | 10/02/2018 |  | 11/29/2018
Manitowoc Ice, Inc. | Koolaire | KDT0500A-161 | Ice-making Head | Air-Cooled Condenser | Cube | Batch | 400 | 5.4 | 6.05 |  |  |  | Federally-Regulated Commercial & Industrial Equipment | 10/02/2018 |  | 11/29/2018
Manitowoc Ice, Inc. | Koolaire | KYT0420A-261 | Ice-making Head | Air-Cooled Condenser | Cube | Batch | 360 | 5.5 | 6.15 |  |  |  | Federally-Regulated Commercial & Industrial Equipment | 10/02/2018 |  | 11/29/2018
Manitowoc Ice, Inc. | Koolaire | KYT0420A-161 | Ice-making Head | Air-Cooled Condenser | Cube | Batch | 360 | 5.5 | 6.15 |  |  |  | Federally-Regulated Commercial & Industrial Equipment | 10/02/2018 |  | 11/29/2018
Manitowoc Ice, Inc. | Koolaire | KYT0400A-161 | Ice-making Head | Air-Cooled Condenser | Cube | Batch | 350 | 5.6 | 6.18 |  |  |  | Federally-Regulated Commercial & Industrial Equipment | 10/02/2018 |  | 11/29/2018
Manitowoc Ice, Inc. | Koolaire | KYT0400A-261 | Ice-making Head | Air-Cooled Condenser | Cube | Batch | 350 | 5.6 | 6.18 |  |  |  | Federally-Regulated Commercial & Industrial Equipment | 10/02/2018 |  | 11/29/2018
Manitowoc Ice, Inc. | Koolaire | KDT0300A-161 | Ice-making Head | Air-Cooled Condenser | Cube | Batch | 230 | 5.85 | 7.16 |  |  |  | Federally-Regulated Commercial & Industrial Equipment | 10/02/2018 |  | 11/29/2018
Manitowoc Ice, Inc. | Koolaire | KYT0300A-161 | Ice-making Head | Air-Cooled Condenser | Cube | Batch | 230 | 5.85 | 7.16 |  |  |  | Federally-Regulated Commercial & Industrial Equipment | 10/02/2018 |  | 11/29/2018
Manitowoc Ice, Inc. | Koolaire | KD1000N-261*KC1000-261 | Remote Condensing w/o Remote C | Air-Cooled Condenser | Cube | Batch | 724 | 5.4 | 5.49 |  |  |  | Federally-Regulated Commercial & Industrial Equipment | 04/26/2018 |  | 11/29/2018
Manitowoc Ice, Inc. | Koolaire | KY0500W-161 | Ice-making Head | Water-Cooled Condenser | Cube | Batch | 430 | 4.7 | 4.98 | 160 | 190.5 |  | Federally-Regulated Commercial & Industrial Equipment | 10/02/2018 |  | 11/29/2018
Manitowoc Ice, Inc. | Koolaire | KD0500W-161 | Ice-making Head | Water-Cooled Condenser | Cube | Batch | 428 | 4.7 | 4.98 | 160 | 190.6 |  | Federally-Regulated Commercial & Industrial Equipment | 10/02/2018 |  | 11/29/2018
Manitowoc Ice, Inc. | Koolaire | KY0500A-161 | Ice-making Head | Air-Cooled Condenser | Cube | Batch | 405 | 5.8 | 6.04 |  |  |  | Federally-Regulated Commercial & Industrial Equipment | 10/02/2018 |  | 11/29/2018
Manitowoc Ice, Inc. | Koolaire | KD0500A-161 | Ice-making Head | Air-Cooled Condenser | Cube | Batch | 388 | 6 | 6.08 |  |  |  | Federally-Regulated Commercial & Industrial Equipment | 10/02/2018 |  | 11/29/2018
Manitowoc Ice, Inc. | Koolaire | KY0350W-261 | Ice-making Head | Water-Cooled Condenser | Cube | Batch | 310 | 5.2 | 5.21 | 170 | 193.2 |  | Federally-Regulated Commercial & Industrial Equipment | 10/02/2018 |  | 11/29/2018
Manitowoc Ice, Inc. | Koolaire | KY0350W-161 | Ice-making Head | Water-Cooled Condenser | Cube | Batch | 310 | 5.2 | 5.21 | 170 | 193.2 |  | Federally-Regulated Commercial & Industrial Equipment | 10/02/2018 |  | 11/29/2018
Manitowoc Ice, Inc. | Koolaire | KD0350W-261 | Ice-making Head | Water-Cooled Condenser | Cube | Batch | 305 | 5.2 | 5.22 | 170 | 193.3 |  | Federally-Regulated Commercial & Industrial Equipment | 10/02/2018 |  | 11/29/2018
Manitowoc Ice, Inc. | Koolaire | KD0350W-161 | Ice-making Head | Water-Cooled Condenser | Cube | Batch | 305 | 5.2 | 5.22 | 170 | 193.3 |  | Federally-Regulated Commercial & Industrial Equipment | 10/02/2018 |  | 11/29/2018
Manitowoc Ice, Inc. | Koolaire | KY0350A-261 | Ice-making Head | Air-Cooled Condenser | Cube | Batch | 320 | 6.2 | 6.25 |  |  |  | Federally-Regulated Commercial & Industrial Equipment | 10/02/2018 |  | 11/29/2018
Manitowoc Ice, Inc. | Koolaire | KY0350A-161 | Ice-making Head | Air-Cooled Condenser | Cube | Batch | 320 | 6.2 | 6.25 |  |  |  | Federally-Regulated Commercial & Industrial Equipment | 10/02/2018 |  | 11/29/2018
Manitowoc Ice, Inc. | Koolaire | KD0350A-261 | Ice-making Head | Air-Cooled Condenser | Cube | Batch | 300 | 6.2 | 6.3 |  |  |  | Federally-Regulated Commercial & Industrial Equipment | 10/02/2018 |  | 11/29/2018
Manitowoc Ice, Inc. | Koolaire | KD0350A-161 | Ice-making Head | Air-Cooled Condenser | Cube | Batch | 300 | 6.2 | 6.3 |  |  |  | Federally-Regulated Commercial & Industrial Equipment | 10/02/2018 |  | 11/29/2018
Manitowoc Ice, Inc. | Koolaire | KYT1700N-263*JCT1500-261 | Remote Condensing w/o Remote C | Air-Cooled Condenser | Cube | Batch | 1490 | 4 | 4.59 |  |  |  | Federally-Regulated Commercial & Industrial Equipment | 10/02/2018 |  | 11/29/2018
Manitowoc Ice, Inc. | Koolaire | KDT1700N-263*JCT1500-261 | Remote Condensing w/o Remote C | Air-Cooled Condenser | Cube | Batch | 1420 | 4.3 | 4.59 |  |  |  | Federally-Regulated Commercial & Industrial Equipment | 10/02/2018 |  | 11/29/2018
Manitowoc Ice, Inc. | Manitowoc | IY1496N3-263*JC1395-261 | Remote Condensing w/o Remote C | Air-Cooled Condenser | Cube | Batch | 1305 | 4.23 | 4.59 |  |  |  | Federally-Regulated Commercial & Industrial Equipment | 05/09/2018 |  | 11/29/2018
Manitowoc Ice, Inc. | Manitowoc | IY1496N-261*JC1395-261 | Remote Condensing w/o Remote C | Air-Cooled Condenser | Cube | Batch | 1305 | 4.23 | 4.59 |  |  |  | Federally-Regulated Commercial & Industrial Equipment | 05/09/2018 |  | 11/29/2018
Manitowoc Ice, Inc. | Manitowoc | ID1496N-261*JC1395-261 | Remote Condensing w/o Remote C | Air-Cooled Condenser | Cube | Batch | 1295 | 4.23 | 4.59 |  |  |  | Federally-Regulated Commercial & Industrial Equipment | 05/09/2018 |  | 11/29/2018
Manitowoc Ice, Inc. | Manitowoc | IY1406W3-263 | Ice-making Head | Water-Cooled Condenser | Cube | Batch | 1357 | 3.62 | 4.04 | 148 | 170.1 |  | Federally-Regulated Commercial & Industrial Equipment | 05/09/2018 |  | 11/29/2018
Manitowoc Ice, Inc. | Manitowoc | IY1406W-261 | Ice-making Head | Water-Cooled Condenser | Cube | Batch | 1357 | 3.62 | 4.04 | 148 | 170.1 |  | Federally-Regulated Commercial & Industrial Equipment | 05/09/2018 |  | 11/29/2018
Manitowoc Ice, Inc. | Manitowoc | ID1406W3-263 | Ice-making Head | Water-Cooled Condenser | Cube | Batch | 1325 | 3.75 | 4.05 | 148 | 170.9 |  | Federally-Regulated Commercial & Industrial Equipment | 05/09/2018 |  | 11/29/2018
Manitowoc Ice, Inc. | Manitowoc | ID1406W-261 | Ice-making Head | Water-Cooled Condenser | Cube | Batch | 1325 | 3.75 | 4.05 | 148 | 170.9 |  | Federally-Regulated Commercial & Industrial Equipment | 05/09/2018 |  | 11/29/2018
Manitowoc Ice, Inc. | Manitowoc | IY1406A3-263 | Ice-making Head | Air-Cooled Condenser | Cube | Batch | 1308 | 4.32 | 4.73 |  |  |  | Federally-Regulated Commercial & Industrial Equipment | 05/09/2018 |  | 11/29/2018
Manitowoc Ice, Inc. | Manitowoc | IY1406A-261 | Ice-making Head | Air-Cooled Condenser | Cube | Batch | 1308 | 4.32 | 4.73 |  |  |  | Federally-Regulated Commercial & Industrial Equipment | 05/09/2018 |  | 11/29/2018
Manitowoc Ice, Inc. | Manitowoc | ID1406A3-263 | Ice-making Head | Air-Cooled Condenser | Cube | Batch | 1235 | 4.52 | 4.77 |  |  |  | Federally-Regulated Commercial & Industrial Equipment | 05/09/2018 |  | 11/29/2018
Manitowoc Ice, Inc. | Manitowoc | ID1406A-261 | Ice-making Head | Air-Cooled Condenser | Cube | Batch | 1235 | 4.52 | 4.77 |  |  |  | Federally-Regulated Commercial & Industrial Equipment | 05/09/2018 |  | 11/29/2018
Manitowoc Ice, Inc. | Manitowoc | IY-1805W3-263 | Ice-making Head | Water-Cooled Condenser | Cube | Batch | 1650 | 3.92 | 4 | 163 | 163.7 |  | Federally-Regulated Commercial & Industrial Equipment | 05/09/2018 |  | 11/29/2018
Manitowoc Ice, Inc. | Manitowoc | IY-1805W-261 | Ice-making Head | Water-Cooled Condenser | Cube | Batch | 1650 | 3.92 | 4 | 163 | 163.7 |  | Federally-Regulated Commercial & Industrial Equipment | 05/09/2018 |  | 11/29/2018
Manitowoc Ice, Inc. | Manitowoc | ID-1803W3-263 | Ice-making Head | Water-Cooled Condenser | Cube | Batch | 1640 | 3.93 | 4 | 163 | 163.9 |  | Federally-Regulated Commercial & Industrial Equipment | 05/09/2018 |  | 11/29/2018
Manitowoc Ice, Inc. | Manitowoc | ID-1803W-261 | Ice-making Head | Water-Cooled Condenser | Cube | Batch | 1640 | 3.93 | 4 | 163 | 163.9 |  | Federally-Regulated Commercial & Industrial Equipment | 05/09/2018 |  | 11/29/2018
Manitowoc Ice, Inc. | Manitowoc | IRT1900N-263*JCT1500-261 | Remote Condensing w/o Remote C | Air-Cooled Condenser | Cube | Batch | 1530 | 4.08 | 4.59 |  |  |  | Federally-Regulated Commercial & Industrial Equipment | 06/19/2018 |  | 11/29/2018
Manitowoc Ice, Inc. | Manitowoc | UYF0310W-161 | Self-Contained | Water-Cooled Condenser | Cube | Batch | 267 | 5.5 | 5.7 | 182 | 182.6 |  | Federally-Regulated Commercial & Industrial Equipment | 05/09/2018 |  | 11/29/2018
Manitowoc Ice, Inc. | Manitowoc | UDF0310W-161 | Self-Contained | Water-Cooled Condenser | Cube | Batch | 252 | 5.6 | 5.7 | 182 | 183.1 |  | Federally-Regulated Commercial & Industrial Equipment | 05/09/2018 |  | 11/29/2018
Manitowoc Ice, Inc. | Manitowoc | UDF0310A-261 | Self-Contained | Air-Cooled Condenser | Cube | Batch | 237 | 7.2 | 7.35 |  |  |  | Federally-Regulated Commercial & Industrial Equipment | 05/09/2018 |  | 11/29/2018
Manitowoc Ice, Inc. | Manitowoc | UYF0310A-161 | Self-Contained | Air-Cooled Condenser | Cube | Batch | 235 | 7.2 | 7.35 |  |  |  | Federally-Regulated Commercial & Industrial Equipment | 05/09/2018 |  | 11/29/2018
Manitowoc Ice, Inc. | Manitowoc | UDF0310A-161 | Self-Contained | Air-Cooled Condenser | Cube | Batch | 233 | 7 | 7.35 |  |  |  | Federally-Regulated Commercial & Industrial Equipment | 05/09/2018 |  | 11/29/2018
Manitowoc Ice, Inc. | Manitowoc | URF0310A-161 | Self-Contained | Air-Cooled Condenser | Cube | Batch | 221 | 7 | 7.35 |  |  |  | Federally-Regulated Commercial & Industrial Equipment | 05/09/2018 |  | 11/29/2018
Manitowoc Ice, Inc. | Manitowoc | UDF0240W-161 | Self-Contained | Water-Cooled Condenser | Cube | Batch | 174 | 5.95 | 6.19 | 147 | 185.5 |  | Federally-Regulated Commercial & Industrial Equipment | 05/09/2018 |  | 11/29/2018
Manitowoc Ice, Inc. | Manitowoc | UYF0240W-161 | Self-Contained | Water-Cooled Condenser | Cube | Batch | 180 | 5.8 | 6.08 | 147 | 185.3 |  | Federally-Regulated Commercial & Industrial Equipment | 05/09/2018 |  | 11/29/2018
Manitowoc Ice, Inc. | Manitowoc | UDF0240A-261 | Self-Contained | Air-Cooled Condenser | Cube | Batch | 148 | 7.95 | 8.67 |  |  |  | Federally-Regulated Commercial & Industrial Equipment | 05/09/2018 |  | 11/29/2018
Manitowoc Ice, Inc. | Manitowoc | UYF0240A-261 | Self-Contained | Air-Cooled Condenser | Cube | Batch | 148 | 7.95 | 8.67 |  |  |  | Federally-Regulated Commercial & Industrial Equipment | 05/09/2018 |  | 11/29/2018
Manitowoc Ice, Inc. | Manitowoc | UYF0240A-161 | Self-Contained | Air-Cooled Condenser | Cube | Batch | 160 | 7.8 | 8.37 |  |  |  | Federally-Regulated Commercial & Industrial Equipment | 05/09/2018 |  | 11/29/2018
Manitowoc Ice, Inc. | Manitowoc | UDF0240A-161 | Self-Contained | Air-Cooled Condenser | Cube | Batch | 160 | 7.9 | 8.37 |  |  |  | Federally-Regulated Commercial & Industrial Equipment | 05/09/2018 |  | 11/29/2018
Manitowoc Ice, Inc. | Manitowoc | UYF0140A-161 | Self-Contained | Air-Cooled Condenser | Cube | Batch | 100 | 9.2 | 10.1 |  |  |  | Federally-Regulated Commercial & Industrial Equipment | 05/09/2018 |  | 11/29/2018
Manitowoc Ice, Inc. | Manitowoc | UDF0140A-161 | Self-Contained | Air-Cooled Condenser | Cube | Batch | 95 | 9.83 | 10.33 |  |  |  | Federally-Regulated Commercial & Industrial Equipment | 05/09/2018 |  | 11/29/2018
Manitowoc Ice, Inc. | Manitowoc | URF0140A-161 | Self-Contained | Air-Cooled Condenser | Cube | Batch | 95 | 9.66 | 10.33 |  |  |  | Federally-Regulated Commercial & Industrial Equipment | 05/09/2018 |  | 11/29/2018
Manitowoc Ice, Inc. | Manitowoc | IDT1900N-263*JCT1500-261 | Remote Condensing w/o Remote C | Air-Cooled Condenser | Cube | Batch | 1540 | 4.08 | 4.59 |  |  |  | Federally-Regulated Commercial & Industrial Equipment | 06/19/2018 |  | 11/29/2018
Manitowoc Ice, Inc. | Manitowoc | RFF1300W-261 | Ice-making Head | Water-Cooled Condenser | Flake | Continuous | 1115 | 3.12 | 4.34 | 116 | 157.9 | 1.2 | Federally-Regulated Commercial & Industrial Equipment | 05/09/2018 |  | 11/29/2018
Manitowoc Ice, Inc. | Manitowoc | RFF1300A-261 | Ice-making Head | Air-Cooled Condenser | Flake | Continuous | 950 | 4.24 | 5.61 |  |  | 1.3 | Federally-Regulated Commercial & Industrial Equipment | 05/09/2018 |  | 11/29/2018
Manitowoc Ice, Inc. | Manitowoc | IDT1900N-261*JCT1500-261 | Remote Condensing w/o Remote C | Air-Cooled Condenser | Cube | Batch | 1540 | 4.08 | 4.59 |  |  |  | Federally-Regulated Commercial & Industrial Equipment | 06/19/2018 |  | 11/29/2018
Manitowoc Ice, Inc. | Manitowoc | IRT1900N-261*JCT1500-261 | Remote Condensing w/o Remote C | Air-Cooled Condenser | Cube | Batch | 1530 | 4.08 | 4.59 |  |  |  | Federally-Regulated Commercial & Industrial Equipment | 06/19/2018 |  | 11/29/2018
Manitowoc Ice, Inc. | Manitowoc | IYT1500N-263*JCT1500-261 | Remote Condensing w/o Remote C | Air-Cooled Condenser | Cube | Batch | 1460 | 3.9 | 4.59 |  |  |  | Federally-Regulated Commercial & Industrial Equipment | 06/19/2018 |  | 11/29/2018
Manitowoc Ice, Inc. | Manitowoc | IYT1500N-261*JCT1500-261 | Remote Condensing w/o Remote C | Air-Cooled Condenser | Cube | Batch | 1460 | 3.9 | 4.59 |  |  |  | Federally-Regulated Commercial & Industrial Equipment | 06/19/2018 |  | 11/29/2018
Manitowoc Ice, Inc. | Manitowoc | IDT1500N-261*JCT1500-261 | Remote Condensing w/o Remote C | Air-Cooled Condenser | Cube | Batch | 1435 | 3.9 | 4.59 |  |  |  | Federally-Regulated Commercial & Industrial Equipment | 06/19/2018 |  | 11/29/2018
Manitowoc Ice, Inc. | Manitowoc | RNS1078C-261*RCU10983-263 | Both Remote Condensing & Remot | Air-Cooled Condenser | Other | Continuous | 900 | 4.5 | 5.26 |  |  | 1.1 | Federally-Regulated Commercial & Industrial Equipment | 05/09/2018 |  | 11/29/2018
Manitowoc Ice, Inc. | Manitowoc | RNS1078C-161*RCU10983-263 | Both Remote Condensing & Remot | Air-Cooled Condenser | Other | Continuous | 900 | 4.5 | 5.26 |  |  | 1.1 | Federally-Regulated Commercial & Industrial Equipment | 05/09/2018 |  | 11/29/2018
Manitowoc Ice, Inc. | Manitowoc | RNS1078C-261*RCU1098-261 | Both Remote Condensing & Remot | Air-Cooled Condenser | Other | Continuous | 900 | 4.5 | 5.26 |  |  | 1.1 | Federally-Regulated Commercial & Industrial Equipment | 05/09/2018 |  | 11/29/2018
Manitowoc Ice, Inc. | Manitowoc | RNS1078C-161*RCU1098-261 | Both Remote Condensing & Remot | Air-Cooled Condenser | Other | Continuous | 900 | 4.5 | 5.26 |  |  | 1.1 | Federally-Regulated Commercial & Industrial Equipment | 05/09/2018 |  | 11/29/2018
Manitowoc Ice, Inc. | Manitowoc | RNS1009W-261 | Ice-making Head | Water-Cooled Condenser | Other | Continuous | 960 | 3.67 | 4.34 | 131 | 161 | 1.1 | Federally-Regulated Commercial & Industrial Equipment | 05/09/2018 |  | 11/29/2018
Manitowoc Ice, Inc. | Manitowoc | RNS1008A-261 | Ice-making Head | Air-Cooled Condenser | Other | Continuous | 825 | 4.94 | 5.61 |  |  | 1.1 | Federally-Regulated Commercial & Industrial Equipment | 05/09/2018 |  | 11/29/2018
Manitowoc Ice, Inc. | Manitowoc | RNS0608A-161 | Ice-making Head | Air-Cooled Condenser | Other | Continuous | 451 | 5.81 | 6.79 |  |  | 1.1 | Federally-Regulated Commercial & Industrial Equipment | 05/09/2018 |  | 11/29/2018
Manitowoc Ice, Inc. | Manitowoc | RNS0609W-161 | Ice-making Head | Water-Cooled Condenser | Other | Continuous | 508 | 4.32 | 5.12 | 109 | 169.9 | 1.1 | Federally-Regulated Commercial & Industrial Equipment | 05/09/2018 |  | 11/29/2018
Manitowoc Ice, Inc. | Manitowoc | IY1176C-161*ICVD11953-263 | Both Remote Condensing & Remot | Air-Cooled Condenser | Cube | Batch | 900 | 4.84 | 4.89 |  |  |  | Federally-Regulated Commercial & Industrial Equipment | 05/09/2018 |  | 11/29/2018
Manitowoc Ice, Inc. | Manitowoc | IY1176C-161*ICVD1195-261 | Both Remote Condensing & Remot | Air-Cooled Condenser | Cube | Batch | 900 | 4.84 | 4.89 |  |  |  | Federally-Regulated Commercial & Industrial Equipment | 05/09/2018 |  | 11/29/2018
Manitowoc Ice, Inc. | Manitowoc | ID1196N-261*JC0995-261 | Remote Condensing w/o Remote C | Air-Cooled Condenser | Cube | Batch | 867 | 4.99 | 5 |  |  |  | Federally-Regulated Commercial & Industrial Equipment | 05/09/2018 |  | 11/29/2018
Manitowoc Ice, Inc. | Manitowoc | IY1106W3-263 | Ice-making Head | Water-Cooled Condenser | Cube | Batch | 965 | 3.9 | 4.15 | 144 | 178.8 |  | Federally-Regulated Commercial & Industrial Equipment | 05/09/2018 |  | 11/29/2018
Manitowoc Ice, Inc. | Manitowoc | IY1106W-261 | Ice-making Head | Water-Cooled Condenser | Cube | Batch | 965 | 3.9 | 4.15 | 144 | 178.8 |  | Federally-Regulated Commercial & Industrial Equipment | 05/09/2018 |  | 11/29/2018
Manitowoc Ice, Inc. | Manitowoc | ID1106W-261 | Ice-making Head | Water-Cooled Condenser | Cube | Batch | 906 | 4.08 | 4.17 | 144 | 180.1 |  | Federally-Regulated Commercial & Industrial Equipment | 05/09/2018 |  | 11/29/2018
Manitowoc Ice, Inc. | Manitowoc | UD0240A-261 | Self-Contained | Air-Cooled Condenser | Cube | Batch | 160 | 7.2 | 8.37 |  |  |  | Federally-Regulated Commercial & Industrial Equipment | 05/09/2018 |  | 11/29/2018
Manitowoc Ice, Inc. | Manitowoc | UY0240A-261 | Self-Contained | Air-Cooled Condenser | Cube | Batch | 160 | 7.2 | 8.37 |  |  |  | Federally-Regulated Commercial & Industrial Equipment | 05/09/2018 |  | 11/29/2018
Manitowoc Ice, Inc. | Manitowoc | UD0190A-261 | Self-Contained | Air-Cooled Condenser | Cube | Batch | 140 | 7.87 | 8.87 |  |  |  | Federally-Regulated Commercial & Industrial Equipment | 05/09/2018 |  | 11/29/2018
Manitowoc Ice, Inc. | Manitowoc | UY0140A-261 | Self-Contained | Air-Cooled Condenser | Cube | Batch | 95 | 10.19 | 10.33 |  |  |  | Federally-Regulated Commercial & Industrial Equipment | 05/09/2018 |  | 11/29/2018
Manitowoc Ice, Inc. | Manitowoc | IB0894YC-161*ICVD09963-263 | Both Remote Condensing & Remot | Air-Cooled Condenser | Cube | Batch | 732 | 4.86 | 5.47 |  |  |  | Federally-Regulated Commercial & Industrial Equipment | 07/10/2018 |  | 11/29/2018
Manitowoc Ice, Inc. | Manitowoc | IB0894YC-161*ICVD0996-261 | Both Remote Condensing & Remot | Air-Cooled Condenser | Cube | Batch | 732 | 4.86 | 5.47 |  |  |  | Federally-Regulated Commercial & Industrial Equipment | 07/10/2018 |  | 11/29/2018
Manitowoc Ice, Inc. | Manitowoc | IY0976C-161*ICVD0996-261 | Both Remote Condensing & Remot | Air-Cooled Condenser | Cube | Batch | 714 | 4.93 | 5.53 |  |  |  | Federally-Regulated Commercial & Industrial Equipment | 07/10/2018 |  | 11/29/2018
Manitowoc Ice, Inc. | Manitowoc | IY0976C-161*ICVD09963-263 | Both Remote Condensing & Remot | Air-Cooled Condenser | Cube | Batch | 714 | 4.93 | 5.53 |  |  |  | Federally-Regulated Commercial & Industrial Equipment | 07/10/2018 |  | 11/29/2018
Manitowoc Ice, Inc. | Manitowoc | IY0996N3-263*JC0995-261 | Remote Condensing w/o Remote C | Air-Cooled Condenser | Cube | Batch | 752 | 4.9 | 5.4 |  |  |  | Federally-Regulated Commercial & Industrial Equipment | 07/10/2018 |  | 11/29/2018
Manitowoc Ice, Inc. | Manitowoc | IY0996N-261*JC0995-261 | Remote Condensing w/o Remote C | Air-Cooled Condenser | Cube | Batch | 752 | 4.9 | 5.4 |  |  |  | Federally-Regulated Commercial & Industrial Equipment | 07/10/2018 |  | 11/29/2018
Manitowoc Ice, Inc. | Manitowoc | ID0996N-261*JC0995-261 | Remote Condensing w/o Remote C | Air-Cooled Condenser | Cube | Batch | 727 | 4.91 | 5.48 |  |  |  | Federally-Regulated Commercial & Industrial Equipment | 07/10/2018 |  | 11/29/2018
Manitowoc Ice, Inc. | Manitowoc | IR0996N-261*JC0995-261 | Remote Condensing w/o Remote C | Air-Cooled Condenser | Cube | Batch | 665 | 5.29 | 5.7 |  |  |  | Federally-Regulated Commercial & Industrial Equipment | 05/09/2018 |  | 11/29/2018
Manitowoc Ice, Inc. | Manitowoc | IY0906W3-263 | Ice-making Head | Water-Cooled Condenser | Cube | Batch | 786 | 4.04 | 4.3 | 145 | 182.7 |  | Federally-Regulated Commercial & Industrial Equipment | 07/10/2018 |  | 11/29/2018
Manitowoc Ice, Inc. | Manitowoc | IY0906W-261 | Ice-making Head | Water-Cooled Condenser | Cube | Batch | 786 | 4.04 | 4.3 | 145 | 182.7 |  | Federally-Regulated Commercial & Industrial Equipment | 07/10/2018 |  | 11/29/2018
Manitowoc Ice, Inc. | Manitowoc | ID0906W-261 | Ice-making Head | Water-Cooled Condenser | Cube | Batch | 701 | 4.35 | 4.46 | 145 | 184.6 |  | Federally-Regulated Commercial & Industrial Equipment | 07/10/2018 |  | 11/29/2018
Manitowoc Ice, Inc. | Manitowoc | IR0906W-261 | Ice-making Head | Water-Cooled Condenser | Cube | Batch | 683 | 4.32 | 4.5 | 145 | 185 |  | Federally-Regulated Commercial & Industrial Equipment | 07/10/2018 |  | 11/29/2018
Manitowoc Ice, Inc. | Manitowoc | IY0906A3-263 | Ice-making Head | Air-Cooled Condenser | Cube | Batch | 710 | 5.02 | 5.28 |  |  |  | Federally-Regulated Commercial & Industrial Equipment | 07/10/2018 |  | 11/29/2018
Manitowoc Ice, Inc. | Manitowoc | IY0906A-261 | Ice-making Head | Air-Cooled Condenser | Cube | Batch | 710 | 5.02 | 5.28 |  |  |  | Federally-Regulated Commercial & Industrial Equipment | 07/10/2018 |  | 11/29/2018
Manitowoc Ice, Inc. | Manitowoc | ID0906A3-263 | Ice-making Head | Air-Cooled Condenser | Cube | Batch | 664 | 5.1 | 5.39 |  |  |  | Federally-Regulated Commercial & Industrial Equipment | 07/10/2018 |  | 11/29/2018
Manitowoc Ice, Inc. | Manitowoc | ID0906A-261 | Ice-making Head | Air-Cooled Condenser | Cube | Batch | 664 | 5.1 | 5.39 |  |  |  | Federally-Regulated Commercial & Industrial Equipment | 07/10/2018 |  | 11/29/2018
Manitowoc Ice, Inc. | Manitowoc | IR0906A-261 | Ice-making Head | Air-Cooled Condenser | Cube | Batch | 639 | 5.33 | 5.45 |  |  |  | Federally-Regulated Commercial & Industrial Equipment | 07/10/2018 |  | 11/29/2018
Manitowoc Ice, Inc. | Manitowoc | UD0190A-161 | Self-Contained | Air-Cooled Condenser | Cube | Batch | 140 | 8.4 | 8.87 |  |  |  | Federally-Regulated Commercial & Industrial Equipment | 05/09/2018 |  | 11/29/2018
Manitowoc Ice, Inc. | Manitowoc | UY0190A-161 | Self-Contained | Air-Cooled Condenser | Cube | Batch | 140 | 8.3 | 8.87 |  |  |  | Federally-Regulated Commercial & Industrial Equipment | 05/09/2018 |  | 11/29/2018
Manitowoc Ice, Inc. | Manitowoc | RFS1278C-261*RCU1075-261 | Both Remote Condensing & Remot | Air-Cooled Condenser | Flake | Continuous | 958 | 3.98 | 5.26 |  |  | 1.3 | Federally-Regulated Commercial & Industrial Equipment | 05/09/2018 |  | 11/29/2018
Manitowoc Ice, Inc. | Manitowoc | RFS2378C-261*RCU2375-261 | Both Remote Condensing & Remot | Air-Cooled Condenser | Flake | Continuous | 1702 | 3.87 | 5.26 |  |  | 1.3 | Federally-Regulated Commercial & Industrial Equipment | 05/09/2018 |  | 11/29/2018
Manitowoc Ice, Inc. | Manitowoc | RNS0385A-161 | Self-Contained | Air-Cooled Condenser | Other | Continuous | 248 | 6.89 | 7.92 |  |  | 1.1 | Federally-Regulated Commercial & Industrial Equipment | 05/09/2018 |  | 11/29/2018
Manitowoc Ice, Inc. | Manitowoc | RNS20A-161 | Self-Contained | Air-Cooled Condenser | Other | Continuous | 187 | 8.55 | 8.61 |  |  | 1.2 | Federally-Regulated Commercial & Industrial Equipment | 05/09/2018 |  | 11/29/2018
Manitowoc Ice, Inc. | Manitowoc | RNS12A-161 | Self-Contained | Air-Cooled Condenser | Other | Continuous | 187 | 8.55 | 8.61 |  |  | 1.2 | Federally-Regulated Commercial & Industrial Equipment | 05/09/2018 |  | 11/29/2018
Manitowoc Ice, Inc. | Manitowoc | IB0696YC-161*ICVD-06963-263 | Both Remote Condensing & Remot | Air-Cooled Condenser | Cube | Batch | 555 | 5.48 | 6.07 |  |  |  | Federally-Regulated Commercial & Industrial Equipment | 07/10/2018 |  | 11/29/2018
Manitowoc Ice, Inc. | Manitowoc | IY-0686C-161*ICVD-06963-263 | Both Remote Condensing & Remot | Air-Cooled Condenser | Cube | Batch | 530 | 5.54 | 6.16 |  |  |  | Federally-Regulated Commercial & Industrial Equipment | 07/10/2018 |  | 11/29/2018
Manitowoc Ice, Inc. | Manitowoc | IB0696YC-161*ICVD-0696-261 | Both Remote Condensing & Remot | Air-Cooled Condenser | Cube | Batch | 555 | 5.48 | 6.07 |  |  |  | Federally-Regulated Commercial & Industrial Equipment | 07/10/2018 |  | 11/29/2018
Manitowoc Ice, Inc. | Manitowoc | ID-0686C-161*ICVD-06963-263 | Both Remote Condensing & Remot | Air-Cooled Condenser | Cube | Batch | 520 | 5.57 | 6.19 |  |  |  | Federally-Regulated Commercial & Industrial Equipment | 07/10/2018 |  | 11/29/2018
Manitowoc Ice, Inc. | Manitowoc | IY-0686C-161*ICVD-0696-261 | Both Remote Condensing & Remot | Air-Cooled Condenser | Cube | Batch | 530 | 5.54 | 6.16 |  |  |  | Federally-Regulated Commercial & Industrial Equipment | 07/10/2018 |  | 11/29/2018
Manitowoc Ice, Inc. | Manitowoc | ID-0686C-161*ICVD-0696-261 | Both Remote Condensing & Remot | Air-Cooled Condenser | Cube | Batch | 520 | 5.57 | 6.19 |  |  |  | Federally-Regulated Commercial & Industrial Equipment | 07/10/2018 |  | 11/29/2018
Manitowoc Ice, Inc. | Manitowoc | IY-0696N-261*JC-0895-261 | Remote Condensing w/o Remote C | Air-Cooled Condenser | Cube | Batch | 565 | 5.76 | 6.04 |  |  |  | Federally-Regulated Commercial & Industrial Equipment | 07/10/2018 |  | 11/29/2018
Manitowoc Ice, Inc. | Manitowoc | IY-0606W-261 | Ice-making Head | Water-Cooled Condenser | Cube | Batch | 580 | 4.45 | 4.69 | 140 | 187.2 |  | Federally-Regulated Commercial & Industrial Equipment | 07/10/2018 |  | 11/29/2018
Manitowoc Ice, Inc. | Manitowoc | ID-0696N-261*JC-0895-261 | Remote Condensing w/o Remote C | Air-Cooled Condenser | Cube | Batch | 535 | 5.85 | 6.14 |  |  |  | Federally-Regulated Commercial & Industrial Equipment | 07/10/2018 |  | 11/29/2018
Manitowoc Ice, Inc. | Manitowoc | IY-0606A-261 | Ice-making Head | Air-Cooled Condenser | Cube | Batch | 555 | 5.29 | 5.66 |  |  |  | Federally-Regulated Commercial & Industrial Equipment | 07/10/2018 |  | 11/29/2018
Manitowoc Ice, Inc. | Manitowoc | ID-0606W-261 | Ice-making Head | Water-Cooled Condenser | Cube | Batch | 575 | 4.44 | 4.7 | 140 | 187.4 |  | Federally-Regulated Commercial & Industrial Equipment | 07/10/2018 |  | 11/29/2018
Manitowoc Ice, Inc. | Manitowoc | ID-0606A-261 | Ice-making Head | Air-Cooled Condenser | Cube | Batch | 490 | 5.41 | 5.83 |  |  |  | Federally-Regulated Commercial & Industrial Equipment | 07/10/2018 |  | 11/29/2018
Manitowoc Ice, Inc. | Manitowoc | RFS1200W-261 | Ice-making Head | Water-Cooled Condenser | Flake | Continuous | 1128 | 3.65 | 4.34 | 118 | 157.7 | 1.3 | Federally-Regulated Commercial & Industrial Equipment | 05/09/2018 |  | 11/29/2018
Manitowoc Ice, Inc. | Manitowoc | IY-1874C-161*ICVD-18953-263 | Both Remote Condensing & Remot | Air-Cooled Condenser | Cube | Batch | 1470 | 4.6 | 4.79 |  |  |  | Federally-Regulated Commercial & Industrial Equipment | 05/09/2018 |  | 11/29/2018
Manitowoc Ice, Inc. | Manitowoc | RFS0650W-261 | Ice-making Head | Water-Cooled Condenser | Flake | Continuous | 596 | 3.93 | 4.89 | 70 | 168.2 | 1.3 | Federally-Regulated Commercial & Industrial Equipment | 05/09/2018 |  | 11/29/2018
Manitowoc Ice, Inc. | Manitowoc | RFS0650A-261 | Ice-making Head | Air-Cooled Condenser | Flake | Continuous | 540 | 4.74 | 6.5 |  |  | 1.3 | Federally-Regulated Commercial & Industrial Equipment | 05/09/2018 |  | 11/29/2018
Manitowoc Ice, Inc. | Manitowoc | RFS0650W-161 | Ice-making Head | Water-Cooled Condenser | Flake | Continuous | 586 | 3.98 | 4.92 | 73 | 168.4 | 1.3 | Federally-Regulated Commercial & Industrial Equipment | 05/09/2018 |  | 11/29/2018
Manitowoc Ice, Inc. | Manitowoc | RFS0300A-161 | Ice-making Head | Air-Cooled Condenser | Flake | Continuous | 286 | 6.65 | 7.39 |  |  | 1.4 | Federally-Regulated Commercial & Industrial Equipment | 05/09/2018 |  | 11/29/2018
Manitowoc Ice, Inc. | Manitowoc | RFS0650A-161 | Ice-making Head | Air-Cooled Condenser | Flake | Continuous | 530 | 5.08 | 6.53 |  |  | 1.3 | Federally-Regulated Commercial & Industrial Equipment | 05/09/2018 |  | 11/29/2018
Manitowoc Ice, Inc. | Manitowoc | RF2300A-263 | Ice-making Head | Air-Cooled Condenser | Flake | Continuous | 1819 | 4.1 | 5.61 |  |  | 1.3 | Federally-Regulated Commercial & Industrial Equipment | 05/09/2018 |  | 11/29/2018
Manitowoc Ice, Inc. | Manitowoc | RF0266A-161 | Self-Contained | Air-Cooled Condenser | Flake | Continuous | 151 | 7.37 | 9.69 |  |  | 1.4 | Federally-Regulated Commercial & Industrial Equipment | 05/09/2018 |  | 11/29/2018
Manitowoc Ice, Inc. | Manitowoc | RF0385A-161 | Self-Contained | Air-Cooled Condenser | Flake | Continuous | 273 | 6.32 | 7.77 |  |  | 1.3 | Federally-Regulated Commercial & Industrial Equipment | 05/09/2018 |  | 11/29/2018
Manitowoc Ice, Inc. | Manitowoc | IY-1874C-161*ICVD-1895-261 | Both Remote Condensing & Remot | Air-Cooled Condenser | Cube | Batch | 1470 | 4.6 | 4.79 |  |  |  | Federally-Regulated Commercial & Industrial Equipment | 05/09/2018 |  | 11/29/2018
Manitowoc Ice, Inc. | Manitowoc | ID-1872C-161*ICVD-18953-263 | Both Remote Condensing & Remot | Air-Cooled Condenser | Cube | Batch | 1375 | 4.74 | 4.79 |  |  |  | Federally-Regulated Commercial & Industrial Equipment | 05/09/2018 |  | 11/29/2018
Manitowoc Ice, Inc. | Manitowoc | ID-1872C-161*ICVD-1895-261 | Both Remote Condensing & Remot | Air-Cooled Condenser | Cube | Batch | 1375 | 4.74 | 4.79 |  |  |  | Federally-Regulated Commercial & Industrial Equipment | 05/09/2018 |  | 11/29/2018
Manitowoc Ice, Inc. | Manitowoc | IB-1094YC-161*ICVD-11953-263 | Both Remote Condensing & Remot | Air-Cooled Condenser | Cube | Batch | 910 | 4.85 | 4.86 |  |  |  | Federally-Regulated Commercial & Industrial Equipment | 05/09/2018 |  | 11/29/2018
Manitowoc Ice, Inc. | Manitowoc | IB-1094YC-161*ICVD-1195-261 | Both Remote Condensing & Remot | Air-Cooled Condenser | Cube | Batch | 910 | 4.85 | 4.86 |  |  |  | Federally-Regulated Commercial & Industrial Equipment | 05/09/2018 |  | 11/29/2018
Manitowoc Ice, Inc. | Manitowoc | IR-0501W-161 | Ice-making Head | Water-Cooled Condenser | Cube | Batch | 420 | 4.58 | 5 | 165 | 190.8 |  | Federally-Regulated Commercial & Industrial Equipment | 05/09/2018 |  | 11/29/2018
Manitowoc Ice, Inc. | Manitowoc | IR-0500A-261 | Ice-making Head | Air-Cooled Condenser | Cube | Batch | 370 | 5.94 | 6.13 |  |  |  | Federally-Regulated Commercial & Industrial Equipment | 05/09/2018 |  | 11/29/2018
Manitowoc Ice, Inc. | Manitowoc | IR-0500A-161 | Ice-making Head | Air-Cooled Condenser | Cube | Batch | 370 | 5.94 | 6.13 |  |  |  | Federally-Regulated Commercial & Industrial Equipment | 05/09/2018 |  | 11/29/2018
Manitowoc Ice, Inc. | Manitowoc | IY-0594N-161*JC-0495-161 | Remote Condensing w/o Remote C | Air-Cooled Condenser | Cube | Batch | 432 | 6.09 | 6.49 |  |  |  | Federally-Regulated Commercial & Industrial Equipment | 05/09/2018 |  | 11/29/2018
Manitowoc Ice, Inc. | Manitowoc | ID-0592N-161*JC-0495-161 | Remote Condensing w/o Remote C | Air-Cooled Condenser | Cube | Batch | 418 | 6.11 | 6.54 |  |  |  | Federally-Regulated Commercial & Industrial Equipment | 05/09/2018 |  | 11/29/2018
Manitowoc Ice, Inc. | Manitowoc | IY-0525W-261 | Ice-making Head | Water-Cooled Condenser | Cube | Batch | 395 | 4.87 | 5.05 | 190 | 191.3 |  | Federally-Regulated Commercial & Industrial Equipment | 05/09/2018 |  | 11/29/2018
Manitowoc Ice, Inc. | Manitowoc | IY-0505W-161 | Ice-making Head | Water-Cooled Condenser | Cube | Batch | 440 | 4.52 | 4.96 | 165 | 190.3 |  | Federally-Regulated Commercial & Industrial Equipment | 05/09/2018 |  | 11/29/2018
Manitowoc Ice, Inc. | Manitowoc | IY-0525W-161 | Ice-making Head | Water-Cooled Condenser | Cube | Batch | 395 | 4.87 | 5.05 | 190 | 191.3 |  | Federally-Regulated Commercial & Industrial Equipment | 05/09/2018 |  | 11/29/2018
Manitowoc Ice, Inc. | Manitowoc | IY-0505W-261 | Ice-making Head | Water-Cooled Condenser | Cube | Batch | 440 | 4.52 | 4.96 | 165 | 190.3 |  | Federally-Regulated Commercial & Industrial Equipment | 05/09/2018 |  | 11/29/2018
Manitowoc Ice, Inc. | Manitowoc | IY-0455W-161 | Ice-making Head | Water-Cooled Condenser | Cube | Batch | 360 | 4.7 | 5.11 | 169 | 192.1 |  | Federally-Regulated Commercial & Industrial Equipment | 05/09/2018 |  | 11/29/2018
Manitowoc Ice, Inc. | Manitowoc | IY-0305W-161 | Ice-making Head | Water-Cooled Condenser | Cube | Batch | 260 | 5.45 | 5.45 | 193 | 194.3 |  | Federally-Regulated Commercial & Industrial Equipment | 05/09/2018 |  | 11/29/2018
Manitowoc Ice, Inc. | Manitowoc | ID-0503W-161 | Ice-making Head | Water-Cooled Condenser | Cube | Batch | 430 | 4.58 | 4.98 | 165 | 190.5 |  | Federally-Regulated Commercial & Industrial Equipment | 05/09/2018 |  | 11/29/2018
Manitowoc Ice, Inc. | Manitowoc | ID-0453W-261 | Ice-making Head | Water-Cooled Condenser | Cube | Batch | 360 | 4.7 | 5.11 | 169 | 192.1 |  | Federally-Regulated Commercial & Industrial Equipment | 05/09/2018 |  | 11/29/2018
Manitowoc Ice, Inc. | Manitowoc | ID-0453W-161 | Ice-making Head | Water-Cooled Condenser | Cube | Batch | 360 | 4.7 | 5.11 | 169 | 192.1 |  | Federally-Regulated Commercial & Industrial Equipment | 05/09/2018 |  | 11/29/2018
Manitowoc Ice, Inc. | Manitowoc | ID-0303W-161 | Ice-making Head | Water-Cooled Condenser | Cube | Batch | 260 | 5.45 | 5.45 | 193 | 194.3 |  | Federally-Regulated Commercial & Industrial Equipment | 05/09/2018 |  | 11/29/2018
Manitowoc Ice, Inc. | Manitowoc | IY-0504A-261 | Ice-making Head | Air-Cooled Condenser | Cube | Batch | 410 | 5.73 | 6.03 |  |  |  | Federally-Regulated Commercial & Industrial Equipment | 05/09/2018 |  | 11/29/2018
Manitowoc Ice, Inc. | Manitowoc | IY-0504A-161 | Ice-making Head | Air-Cooled Condenser | Cube | Batch | 410 | 5.73 | 6.03 |  |  |  | Federally-Regulated Commercial & Industrial Equipment | 05/09/2018 |  | 11/29/2018
Manitowoc Ice, Inc. | Manitowoc | IY-0454A-261 | Ice-making Head | Air-Cooled Condenser | Cube | Batch | 335 | 5.97 | 6.21 |  |  |  | Federally-Regulated Commercial & Industrial Equipment | 05/09/2018 |  | 11/29/2018
Manitowoc Ice, Inc. | Manitowoc | IY-0454A-161 | Ice-making Head | Air-Cooled Condenser | Cube | Batch | 335 | 5.97 | 6.21 |  |  |  | Federally-Regulated Commercial & Industrial Equipment | 05/09/2018 |  | 11/29/2018
Manitowoc Ice, Inc. | Manitowoc | IY-0304A-261 | Ice-making Head | Air-Cooled Condenser | Cube | Batch | 235 | 7 | 7.1 |  |  |  | Federally-Regulated Commercial & Industrial Equipment | 05/09/2018 |  | 11/29/2018
Manitowoc Ice, Inc. | Manitowoc | IY-0304A-161 | Ice-making Head | Air-Cooled Condenser | Cube | Batch | 235 | 7 | 7.1 |  |  |  | Federally-Regulated Commercial & Industrial Equipment | 05/09/2018 |  | 11/29/2018
Manitowoc Ice, Inc. | Manitowoc | ID-0502A-261 | Ice-making Head | Air-Cooled Condenser | Cube | Batch | 390 | 5.79 | 6.08 |  |  |  | Federally-Regulated Commercial & Industrial Equipment | 05/09/2018 |  | 11/29/2018
Manitowoc Ice, Inc. | Manitowoc | ID-0502A-161 | Ice-making Head | Air-Cooled Condenser | Cube | Batch | 390 | 5.79 | 6.08 |  |  |  | Federally-Regulated Commercial & Industrial Equipment | 05/09/2018 |  | 11/29/2018
Manitowoc Ice, Inc. | Manitowoc | ID-0302A-261 | Ice-making Head | Air-Cooled Condenser | Cube | Batch | 225 | 7 | 7.23 |  |  |  | Federally-Regulated Commercial & Industrial Equipment | 05/09/2018 |  | 11/29/2018
Manitowoc Ice, Inc. | Manitowoc | ID-0302A-161 | Ice-making Head | Air-Cooled Condenser | Cube | Batch | 225 | 7 | 7.23 |  |  |  | Federally-Regulated Commercial & Industrial Equipment | 05/09/2018 |  | 11/29/2018
Manitowoc Ice, Inc. | Manitowoc | SY-3074C*CVD-30853 | Both Remote Condensing & Remot | Air-Cooled Condenser | Cube | Batch | 2400 | 4.75 | 4.79 |  |  |  | Federally-Regulated Commercial & Industrial Equipment | 05/09/2018 |  | 11/29/2018
Manitowoc Ice, Inc. | Manitowoc | UFF0350A-161 | Self-Contained | Air-Cooled Condenser | Flake | Continuous | 328 | 5.27 | 7.42 |  |  | 1.3 | Federally-Regulated Commercial & Industrial Equipment | 05/09/2018 |  | 11/29/2018
Manitowoc Ice, Inc. | Manitowoc | UNF0300A-161 | Self-Contained | Air-Cooled Condenser | Other | Continuous | 275 | 6.43 | 7.75 |  |  | 1.1 | Federally-Regulated Commercial & Industrial Equipment | 05/09/2018 |  | 11/29/2018
Manitowoc Ice, Inc. | Manitowoc | UFF0200A-161 | Self-Contained | Air-Cooled Condenser | Other | Continuous | 198 | 5.31 | 8.28 |  |  | 1.4 | Federally-Regulated Commercial & Industrial Equipment | 05/09/2018 |  | 11/29/2018
Manitowoc Ice, Inc. | Manitowoc | UNF0200A-161 | Self-Contained | Air-Cooled Condenser | Other | Continuous | 164 | 6.65 | 9.3 |  |  | 1.1 | Federally-Regulated Commercial & Industrial Equipment | 05/09/2018 |  | 11/29/2018
Manitowoc Ice, Inc. | Manitowoc | IYT0500N-161*JCT0500-161 | Remote Condensing w/o Remote C | Air-Cooled Condenser | Cube | Batch | 500 | 5.59 | 6.26 |  |  |  | Federally-Regulated Commercial & Industrial Equipment | 05/09/2018 |  | 11/29/2018
Manitowoc Ice, Inc. | Manitowoc | IDT0500N-161*JCT0500-161 | Remote Condensing w/o Remote C | Air-Cooled Condenser | Cube | Batch | 450 | 6.11 | 6.43 |  |  |  | Federally-Regulated Commercial & Industrial Equipment | 05/09/2018 |  | 11/29/2018
Manitowoc Ice, Inc. | Manitowoc | IYT0500A-261 | Ice-making Head | Air-Cooled Condenser | Cube | Batch | 440 | 4.58 | 5.95 |  |  |  | Federally-Regulated Commercial & Industrial Equipment | 05/09/2018 |  | 11/29/2018
Manitowoc Ice, Inc. | Manitowoc | IYT0500A-161 | Ice-making Head | Air-Cooled Condenser | Cube | Batch | 440 | 4.58 | 5.95 |  |  |  | Federally-Regulated Commercial & Industrial Equipment | 05/09/2018 |  | 11/29/2018
Manitowoc Ice, Inc. | Manitowoc | IDT0500A-261 | Ice-making Head | Air-Cooled Condenser | Cube | Batch | 400 | 5.25 | 6.05 |  |  |  | Federally-Regulated Commercial & Industrial Equipment | 05/09/2018 |  | 11/29/2018
Manitowoc Ice, Inc. | Manitowoc | IDT0500A-161 | Ice-making Head | Air-Cooled Condenser | Cube | Batch | 400 | 5.25 | 6.05 |  |  |  | Federally-Regulated Commercial & Industrial Equipment | 05/09/2018 |  | 11/29/2018
Manitowoc Ice, Inc. | Manitowoc | IRT0500A-261 | Ice-making Head | Air-Cooled Condenser | Cube | Batch | 386 | 5.04 | 6.09 |  |  |  | Federally-Regulated Commercial & Industrial Equipment | 05/09/2018 |  | 11/29/2018
Manitowoc Ice, Inc. | Manitowoc | IRT0500A-161 | Ice-making Head | Air-Cooled Condenser | Cube | Batch | 386 | 5.04 | 6.09 |  |  |  | Federally-Regulated Commercial & Industrial Equipment | 05/09/2018 |  | 11/29/2018
Manitowoc Ice, Inc. | Manitowoc | IYT0450A-161 | Ice-making Head | Air-Cooled Condenser | Cube | Batch | 378 | 5.52 | 6.11 |  |  |  | Federally-Regulated Commercial & Industrial Equipment | 05/09/2018 |  | 11/29/2018
Manitowoc Ice, Inc. | Manitowoc | IYT0450A-261 | Ice-making Head | Air-Cooled Condenser | Cube | Batch | 378 | 5.52 | 6.11 |  |  |  | Federally-Regulated Commercial & Industrial Equipment | 05/09/2018 |  | 11/29/2018
Manitowoc Ice, Inc. | Manitowoc | IDT0450A-261 | Ice-making Head | Air-Cooled Condenser | Cube | Batch | 358 | 5.63 | 6.16 |  |  |  | Federally-Regulated Commercial & Industrial Equipment | 05/09/2018 |  | 11/29/2018
Manitowoc Ice, Inc. | Manitowoc | IDT0450A-161 | Ice-making Head | Air-Cooled Condenser | Cube | Batch | 358 | 5.63 | 6.16 |  |  |  | Federally-Regulated Commercial & Industrial Equipment | 05/09/2018 |  | 11/29/2018
Manitowoc Ice, Inc. | Manitowoc | IYT0620A-261 | Ice-making Head | Air-Cooled Condenser | Cube | Batch | 465 | 4.87 | 5.89 |  |  |  | Federally-Regulated Commercial & Industrial Equipment | 05/09/2018 |  | 11/29/2018
Manitowoc Ice, Inc. | Manitowoc | IYT0620A-161 | Ice-making Head | Air-Cooled Condenser | Cube | Batch | 465 | 4.87 | 5.89 |  |  |  | Federally-Regulated Commercial & Industrial Equipment | 05/09/2018 |  | 11/29/2018
Manitowoc Ice, Inc. | Manitowoc | IDT0620A-261 | Ice-making Head | Air-Cooled Condenser | Cube | Batch | 450 | 5.18 | 5.93 |  |  |  | Federally-Regulated Commercial & Industrial Equipment | 05/09/2018 |  | 11/29/2018
Manitowoc Ice, Inc. | Manitowoc | IDT0620A-161 | Ice-making Head | Air-Cooled Condenser | Cube | Batch | 450 | 5.18 | 5.93 |  |  |  | Federally-Regulated Commercial & Industrial Equipment | 05/09/2018 |  | 11/29/2018
Manitowoc Ice, Inc. | Manitowoc | IRT0620A-161 | Ice-making Head | Air-Cooled Condenser | Cube | Batch | 410 | 5.29 | 6.03 |  |  |  | Federally-Regulated Commercial & Industrial Equipment | 05/09/2018 |  | 11/29/2018
Manitowoc Ice, Inc. | Manitowoc | IYT0420A-161 | Ice-making Head | Air-Cooled Condenser | Cube | Batch | 375 | 5.4 | 6.11 |  |  |  | Federally-Regulated Commercial & Industrial Equipment | 05/09/2018 |  | 11/29/2018
Manitowoc Ice, Inc. | Manitowoc | IDT0420A-261 | Ice-making Head | Air-Cooled Condenser | Cube | Batch | 375 | 5.6 | 6.11 |  |  |  | Federally-Regulated Commercial & Industrial Equipment | 05/09/2018 |  | 11/29/2018
Manitowoc Ice, Inc. | Manitowoc | IDT0420A-161 | Ice-making Head | Air-Cooled Condenser | Cube | Batch | 375 | 5.6 | 6.11 |  |  |  | Federally-Regulated Commercial & Industrial Equipment | 05/09/2018 |  | 11/29/2018
Manitowoc Ice, Inc. | Manitowoc | IBF0820C-161*CVDF0900-263 | Both Remote Condensing & Remot | Air-Cooled Condenser | Cube | Batch | 728 | 4.88 | 5.48 |  |  |  | Federally-Regulated Commercial & Industrial Equipment | 07/10/2018 |  | 11/29/2018
Manitowoc Ice, Inc. | Manitowoc | IBF0820C-161*CVDF0900-261 | Both Remote Condensing & Remot | Air-Cooled Condenser | Cube | Batch | 728 | 4.88 | 5.48 |  |  |  | Federally-Regulated Commercial & Industrial Equipment | 07/10/2018 |  | 11/29/2018
Manitowoc Ice, Inc. | Manitowoc | IYF0900C-161*CVDF0900-263 | Both Remote Condensing & Remot | Air-Cooled Condenser | Cube | Batch | 714 | 4.93 | 5.53 |  |  |  | Federally-Regulated Commercial & Industrial Equipment | 07/10/2018 |  | 11/29/2018
Manitowoc Ice, Inc. | Manitowoc | IDF0900N-261*JCF0900-261 | Remote Condensing w/o Remote C | Air-Cooled Condenser | Cube | Batch | 720 | 4.91 | 5.51 |  |  |  | Federally-Regulated Commercial & Industrial Equipment | 07/10/2018 |  | 11/29/2018
Manitowoc Ice, Inc. | Manitowoc | IYF0900C-161*CVDF0900-261 | Both Remote Condensing & Remot | Air-Cooled Condenser | Cube | Batch | 714 | 4.93 | 5.53 |  |  |  | Federally-Regulated Commercial & Industrial Equipment | 07/10/2018 |  | 11/29/2018
Manitowoc Ice, Inc. | Manitowoc | IYF0600C-161*CVDF0600-261 | Both Remote Condensing & Remot | Air-Cooled Condenser | Cube | Batch | 530 | 5.53 | 6.16 |  |  |  | Federally-Regulated Commercial & Industrial Equipment | 07/10/2018 |  | 11/29/2018
Manitowoc Ice, Inc. | Manitowoc | IYT1900N-263*JCT1500-261 | Remote Condensing w/o Remote C | Air-Cooled Condenser | Cube | Batch | 1560 | 4.08 | 4.59 |  |  |  | Federally-Regulated Commercial & Industrial Equipment | 05/09/2018 |  | 11/29/2018
Manitowoc Ice, Inc. | Manitowoc | IYT1900N-261*JCT1500-261 | Remote Condensing w/o Remote C | Air-Cooled Condenser | Cube | Batch | 1560 | 4.08 | 4.59 |  |  |  | Federally-Regulated Commercial & Industrial Equipment | 05/09/2018 |  | 11/29/2018
Manitowoc Ice, Inc. | Manitowoc | RNS0244A-161 | Self-Contained | Air-Cooled Condenser | Other | Continuous | 147 | 7.82 | 9.81 |  |  | 1.1 | Federally-Regulated Commercial & Industrial Equipment | 05/09/2018 |  | 11/29/2018
Hoshizaki America | Hoshizaki | KMH-2000SRH*URC-22F | Remote Condensing w/o Remote C | Air-Cooled Condenser | Cube | Batch | 1694 | 3.8 | 4.59 |  |  |  | Federally-Regulated Commercial & Industrial Equipment | 11/28/2018 |  | 12/04/2018
Hoshizaki America | Hoshizaki | KMH-2000SRH3*URC-22F | Remote Condensing w/o Remote C | Air-Cooled Condenser | Cube | Batch | 1675 | 3.7 | 4.59 |  |  |  | Federally-Regulated Commercial & Industrial Equipment | 11/28/2018 |  | 12/04/2018
Hoshizaki America | Hoshizaki | KM-1900SRJ3*URC-22F | Remote Condensing w/o Remote C | Air-Cooled Condenser | Cube | Batch | 1700 | 3.9 | 4.59 |  |  |  | Federally-Regulated Commercial & Industrial Equipment | 11/28/2018 |  | 12/04/2018
Hoshizaki America | Hoshizaki | KM-1900SRJ*URC-22F | Remote Condensing w/o Remote C | Air-Cooled Condenser | Cube | Batch | 1700 | 3.9 | 4.59 |  |  |  | Federally-Regulated Commercial & Industrial Equipment | 11/28/2018 |  | 12/04/2018
Hoshizaki America | Hoshizaki | KM-1900SAJ | Ice-making Head | Air-Cooled Condenser | Cube | Batch | 1675 | 3.9 | 4.61 |  |  |  | Federally-Regulated Commercial & Industrial Equipment | 11/28/2018 |  | 12/04/2018
Hoshizaki America | Hoshizaki | KM-1900SAJ3 | Ice-making Head | Air-Cooled Condenser | Cube | Batch | 1675 | 3.9 | 4.61 |  |  |  | Federally-Regulated Commercial & Industrial Equipment | 11/28/2018 |  | 12/04/2018
Hoshizaki America | Hoshizaki | KM-2200SRJ3*URC-22F | Remote Condensing w/o Remote C | Air-Cooled Condenser | Cube | Batch | 2075 | 3.75 | 4.59 |  |  |  | Federally-Regulated Commercial & Industrial Equipment | 11/28/2018 |  | 12/04/2018
Hoshizaki America | Hoshizaki | F-801MAJ-C | Ice-making Head | Air-Cooled Condenser | Flake | Continuous | 532 | 5 | 6.53 |  |  | 1.1 | Federally-Regulated Commercial & Industrial Equipment | 11/28/2018 |  | 12/04/2018
Hoshizaki America | Hoshizaki | KM-1301SRJ3*URC-14F | Remote Condensing w/o Remote C | Air-Cooled Condenser | Cube | Batch | 1330 | 3.83 | 4.59 |  |  |  | Federally-Regulated Commercial & Industrial Equipment | 11/28/2018 |  | 12/04/2018
Hoshizaki America | Hoshizaki | KM-2600SRJ3*URC-26J | Remote Condensing w/o Remote C | Air-Cooled Condenser | Cube | Batch | 2580 | 3.61 | 4.59 |  |  |  | Federally-Regulated Commercial & Industrial Equipment | 11/28/2018 |  | 12/04/2018
Hoshizaki America | Hoshizaki | F-801MAJ | Ice-making Head | Air-Cooled Condenser | Flake | Continuous | 566 | 4.5 | 6.42 |  |  | 1.2 | Federally-Regulated Commercial & Industrial Equipment | 11/28/2018 |  | 12/04/2018
Hoshizaki America | Hoshizaki | FD-650MRH-C*URC-5F | Remote Condensing w/o Remote C | Air-Cooled Condenser | Crushed | Continuous | 476 | 4.75 | 6.94 |  |  | 1.1 | Federally-Regulated Commercial & Industrial Equipment | 11/28/2018 |  | 12/04/2018
Hoshizaki America | Hoshizaki | KM-1301SAJ3 | Ice-making Head | Air-Cooled Condenser | Cube | Batch | 1350 | 3.95 | 4.7 |  |  |  | Federally-Regulated Commercial & Industrial Equipment | 11/28/2018 |  | 12/04/2018
Hoshizaki America | Hoshizaki | KM-1601SRJ*URC-22F | Remote Condensing w/o Remote C | Air-Cooled Condenser | Cube | Batch | 1600 | 3.96 | 4.59 |  |  |  | Federally-Regulated Commercial & Industrial Equipment | 11/28/2018 |  | 12/04/2018
Hoshizaki America | Hoshizaki | IM-500SAA | Ice-making Head | Air-Cooled Condenser | Cube | Batch | 435 | 5.45 | 5.96 |  |  |  | Federally-Regulated Commercial & Industrial Equipment | 11/28/2018 |  | 12/04/2018
Hoshizaki America | Hoshizaki | KM-115BAJ | Self-Contained | Air-Cooled Condenser | Cube | Batch | 102 | 8.1 | 10.01 |  |  |  | Federally-Regulated Commercial & Industrial Equipment | 11/28/2018 |  | 12/04/2018
Hoshizaki America | Hoshizaki | DKM-500BAJ | Self-Contained | Air-Cooled Condenser | Cube | Batch | 534 | 5.56 | 7.35 |  |  |  | Federally-Regulated Commercial & Industrial Equipment | 11/28/2018 |  | 12/04/2018
Hoshizaki America | Hoshizaki | KM-515MAJ | Ice-making Head | Air-Cooled Condenser | Cube | Batch | 450 | 5.3 | 5.93 |  |  |  | Federally-Regulated Commercial & Industrial Equipment | 11/28/2018 |  | 12/04/2018
Hoshizaki America | Hoshizaki | KM-340MAJ | Ice-making Head | Air-Cooled Condenser | Cube | Batch | 315 | 5.65 | 6.26 |  |  |  | Federally-Regulated Commercial & Industrial Equipment | 11/28/2018 |  | 12/04/2018
Hoshizaki America | Hoshizaki | KM-80BAJ | Self-Contained | Air-Cooled Condenser | Cube | Batch | 60 | 7.95 | 11.98 |  |  |  | Federally-Regulated Commercial & Industrial Equipment | 11/28/2018 |  | 12/04/2018
Hoshizaki America | Hoshizaki | KML-700MRJ*URC-9F | Remote Condensing w/o Remote C | Air-Cooled Condenser | Cube | Batch | 643 | 4.7 | 5.77 |  |  |  | Federally-Regulated Commercial & Industrial Equipment | 11/28/2018 |  | 12/04/2018
Hoshizaki America | Hoshizaki | KM-901MRJ3*URC-14F | Remote Condensing w/o Remote C | Air-Cooled Condenser | Cube | Batch | 830 | 4.4 | 5.13 |  |  |  | Federally-Regulated Commercial & Industrial Equipment | 11/28/2018 |  | 12/04/2018
Hoshizaki America | Hoshizaki | KM-901MRJ*URC-14F | Remote Condensing w/o Remote C | Air-Cooled Condenser | Cube | Batch | 853 | 4.52 | 5.05 |  |  |  | Federally-Regulated Commercial & Industrial Equipment | 11/28/2018 |  | 12/04/2018
Hoshizaki America | Hoshizaki | F-2001MLH* | Both Remote Condensing & Remot | Air-Cooled Condenser | Flake | Continuous | 1733 | 0.6 | 5.26 |  |  | 69.2 | Federally-Regulated Commercial & Industrial Equipment | 10/12/2018 |  | 12/04/2018
Hoshizaki America | Hoshizaki | FD-650MWH-C | Ice-making Head | Water-Cooled Condenser | Crushed | Continuous | 532 | 3.81 | 5.06 | 125 | 169.5 | 88 | Federally-Regulated Commercial & Industrial Equipment | 10/12/2018 |  | 12/04/2018
Hoshizaki America | Hoshizaki | FD-650MAH-C | Ice-making Head | Air-Cooled Condenser | Crushed | Continuous | 474 | 5.35 | 6.71 |  |  | 86 | Federally-Regulated Commercial & Industrial Equipment | 10/12/2018 |  | 12/04/2018
Hoshizaki America | Hoshizaki | IM-200BAA | Self-Contained | Air-Cooled Condenser | Cube | Batch | 160 | 8.3 | 8.37 |  |  |  | Federally-Regulated Commercial & Industrial Equipment | 04/26/2018 |  | 12/04/2018
Hoshizaki America | Hoshizaki | KM-61BAH | Self-Contained | Air-Cooled Condenser | Cube | Batch | 50 | 10.6 | 12.45 |  |  |  | Federally-Regulated Commercial & Industrial Equipment | 10/01/2018 |  | 12/04/2018
Hoshizaki America | Hoshizaki | KM-650MRJ*URC-5F | Remote Condensing w/o Remote C | Air-Cooled Condenser | Cube | Batch | 564 | 5.25 | 6.04 |  |  |  | Federally-Regulated Commercial & Industrial Equipment | 10/01/2018 |  | 12/04/2018
Hoshizaki America | Hoshizaki | KM-515MRJ*URC-5F | Remote Condensing w/o Remote C | Air-Cooled Condenser | Cube | Batch | 454 | 5.1 | 6.42 |  |  |  | Federally-Regulated Commercial & Industrial Equipment | 10/01/2018 |  | 12/04/2018
Hoshizaki America | Hoshizaki | KMS-1122MLH*SRK-12H3 | Both Remote Condensing & Remot | Air-Cooled Condenser | Cube | Batch | 1000 | 4.6 | 4.79 |  |  |  | Federally-Regulated Commercial & Industrial Equipment | 10/01/2018 |  | 12/04/2018
Hoshizaki America | Hoshizaki | KMS-1122MLH*SRK-12H | Both Remote Condensing & Remot | Air-Cooled Condenser | Cube | Batch | 985 | 4.65 | 4.79 |  |  |  | Federally-Regulated Commercial & Industrial Equipment | 10/01/2018 |  | 12/04/2018
Hoshizaki America | Hoshizaki | KM-650MWJ | Ice-making Head | Water-Cooled Condenser | Cube | Batch | 635 | 4.4 | 4.59 | 145 | 186 |  | Federally-Regulated Commercial & Industrial Equipment | 10/01/2018 |  | 12/04/2018
Hoshizaki America | Hoshizaki | KM-515MWJ | Ice-making Head | Water-Cooled Condenser | Cube | Batch | 457 | 4.53 | 4.93 | 80 | 189.9 |  | Federally-Regulated Commercial & Industrial Equipment | 10/01/2018 |  | 12/04/2018
Hoshizaki America | Hoshizaki | KM-650MAJ | Ice-making Head | Air-Cooled Condenser | Cube | Batch | 562 | 5.41 | 5.65 |  |  |  | Federally-Regulated Commercial & Industrial Equipment | 10/01/2018 |  | 12/04/2018
Manitowoc Ice, Inc. | Koolaire | KYT0420A-261 | Ice-making Head | Air-Cooled Condenser | Cube | Batch | 360 | 5.5 | 6.15 |  |  |  | Federally-Regulated Commercial & Industrial Equipment | 11/29/2018 |  | 12/04/2018
Manitowoc Ice, Inc. | Koolaire | KYT0420A-161 | Ice-making Head | Air-Cooled Condenser | Cube | Batch | 360 | 5.5 | 6.15 |  |  |  | Federally-Regulated Commercial & Industrial Equipment | 11/29/2018 |  | 12/04/2018
Manitowoc Ice, Inc. | Koolaire | KYT1700N-261*JCT1500-261 | Remote Condensing w/o Remote C | Air-Cooled Condenser | Cube | Batch | 1490 | 4 | 4.59 |  |  |  | Federally-Regulated Commercial & Industrial Equipment | 11/29/2018 |  | 12/04/2018
Manitowoc Ice, Inc. | Koolaire | KYT0400A-261 | Ice-making Head | Air-Cooled Condenser | Cube | Batch | 350 | 5.6 | 6.18 |  |  |  | Federally-Regulated Commercial & Industrial Equipment | 11/29/2018 |  | 12/04/2018
Manitowoc Ice, Inc. | Koolaire | KDT0500A-161 | Ice-making Head | Air-Cooled Condenser | Cube | Batch | 400 | 5.4 | 6.05 |  |  |  | Federally-Regulated Commercial & Industrial Equipment | 11/29/2018 |  | 12/04/2018
Manitowoc Ice, Inc. | Koolaire | KYT0700A-261 | Ice-making Head | Air-Cooled Condenser | Cube | Batch | 580 | 5.12 | 5.6 |  |  |  | Federally-Regulated Commercial & Industrial Equipment | 11/29/2018 |  | 12/04/2018
Manitowoc Ice, Inc. | Koolaire | KDT0300A-161 | Ice-making Head | Air-Cooled Condenser | Cube | Batch | 230 | 5.85 | 7.16 |  |  |  | Federally-Regulated Commercial & Industrial Equipment | 11/29/2018 |  | 12/04/2018
Manitowoc Ice, Inc. | Koolaire | KYT0400A-161 | Ice-making Head | Air-Cooled Condenser | Cube | Batch | 350 | 5.6 | 6.18 |  |  |  | Federally-Regulated Commercial & Industrial Equipment | 11/29/2018 |  | 12/04/2018
Manitowoc Ice, Inc. | Koolaire | KYT0500A-161 | Ice-making Head | Air-Cooled Condenser | Cube | Batch | 425 | 5.3 | 5.99 |  |  |  | Federally-Regulated Commercial & Industrial Equipment | 11/29/2018 |  | 12/04/2018
Manitowoc Ice, Inc. | Koolaire | KYT0300A-161 | Ice-making Head | Air-Cooled Condenser | Cube | Batch | 230 | 5.85 | 7.16 |  |  |  | Federally-Regulated Commercial & Industrial Equipment | 11/29/2018 |  | 12/04/2018
Manitowoc Ice, Inc. | Manitowoc | IRT1900N-263*JCT1500-261 | Remote Condensing w/o Remote C | Air-Cooled Condenser | Cube | Batch | 1530 | 4.08 | 4.59 |  |  |  | Federally-Regulated Commercial & Industrial Equipment | 11/29/2018 |  | 12/04/2018
Manitowoc Ice, Inc. | Manitowoc | IDT1900N-263*JCT1500-261 | Remote Condensing w/o Remote C | Air-Cooled Condenser | Cube | Batch | 1540 | 4.08 | 4.59 |  |  |  | Federally-Regulated Commercial & Industrial Equipment | 11/29/2018 |  | 12/04/2018
Manitowoc Ice, Inc. | Manitowoc | IDT1900N-261*JCT1500-261 | Remote Condensing w/o Remote C | Air-Cooled Condenser | Cube | Batch | 1540 | 4.08 | 4.59 |  |  |  | Federally-Regulated Commercial & Industrial Equipment | 11/29/2018 |  | 12/04/2018
Manitowoc Ice, Inc. | Manitowoc | IRT1900N-261*JCT1500-261 | Remote Condensing w/o Remote C | Air-Cooled Condenser | Cube | Batch | 1530 | 4.08 | 4.59 |  |  |  | Federally-Regulated Commercial & Industrial Equipment | 11/29/2018 |  | 12/04/2018
Manitowoc Ice, Inc. | Manitowoc | IYT1500N-263*JCT1500-261 | Remote Condensing w/o Remote C | Air-Cooled Condenser | Cube | Batch | 1460 | 3.9 | 4.59 |  |  |  | Federally-Regulated Commercial & Industrial Equipment | 11/29/2018 |  | 12/04/2018
Manitowoc Ice, Inc. | Manitowoc | IYT1500N-261*JCT1500-261 | Remote Condensing w/o Remote C | Air-Cooled Condenser | Cube | Batch | 1460 | 3.9 | 4.59 |  |  |  | Federally-Regulated Commercial & Industrial Equipment | 11/29/2018 |  | 12/04/2018
Manitowoc Ice, Inc. | Manitowoc | IDT1500N-261*JCT1500-261 | Remote Condensing w/o Remote C | Air-Cooled Condenser | Cube | Batch | 1435 | 3.9 | 4.59 |  |  |  | Federally-Regulated Commercial & Industrial Equipment | 11/29/2018 |  | 12/04/2018
Manitowoc Ice, Inc. | Manitowoc | IBF0820C-161*CVDF0900-261 | Both Remote Condensing & Remot | Air-Cooled Condenser | Cube | Batch | 728 | 4.88 | 5.48 |  |  |  | Federally-Regulated Commercial & Industrial Equipment | 11/29/2018 |  | 12/04/2018
Manitowoc Ice, Inc. | Manitowoc | UNF0200A-161 | Self-Contained | Air-Cooled Condenser | Other | Continuous | 164 | 6.65 | 9.3 |  |  | 1.1 | Federally-Regulated Commercial & Industrial Equipment | 11/29/2018 |  | 12/04/2018
Manitowoc Ice, Inc. | Manitowoc | IYF0900C-161*CVDF0900-263 | Both Remote Condensing & Remot | Air-Cooled Condenser | Cube | Batch | 714 | 4.93 | 5.53 |  |  |  | Federally-Regulated Commercial & Industrial Equipment | 11/29/2018 |  | 12/04/2018
Manitowoc Ice, Inc. | Manitowoc | IYF0600C-161*CVDF0600-261 | Both Remote Condensing & Remot | Air-Cooled Condenser | Cube | Batch | 530 | 5.53 | 6.16 |  |  |  | Federally-Regulated Commercial & Industrial Equipment | 11/29/2018 |  | 12/04/2018
Manitowoc Ice, Inc. | Manitowoc | IYT0500A-261 | Ice-making Head | Air-Cooled Condenser | Cube | Batch | 440 | 4.58 | 5.95 |  |  |  | Federally-Regulated Commercial & Industrial Equipment | 11/29/2018 |  | 12/04/2018
Manitowoc Ice, Inc. | Manitowoc | IYT0500A-161 | Ice-making Head | Air-Cooled Condenser | Cube | Batch | 440 | 4.58 | 5.95 |  |  |  | Federally-Regulated Commercial & Industrial Equipment | 11/29/2018 |  | 12/04/2018
Manitowoc Ice, Inc. | Manitowoc | IDT0500A-261 | Ice-making Head | Air-Cooled Condenser | Cube | Batch | 400 | 5.25 | 6.05 |  |  |  | Federally-Regulated Commercial & Industrial Equipment | 11/29/2018 |  | 12/04/2018
Manitowoc Ice, Inc. | Manitowoc | IDT0500A-161 | Ice-making Head | Air-Cooled Condenser | Cube | Batch | 400 | 5.25 | 6.05 |  |  |  | Federally-Regulated Commercial & Industrial Equipment | 11/29/2018 |  | 12/04/2018
Manitowoc Ice, Inc. | Manitowoc | IRT0500A-261 | Ice-making Head | Air-Cooled Condenser | Cube | Batch | 386 | 5.04 | 6.09 |  |  |  | Federally-Regulated Commercial & Industrial Equipment | 11/29/2018 |  | 12/04/2018
Manitowoc Ice, Inc. | Manitowoc | IRT0500A-161 | Ice-making Head | Air-Cooled Condenser | Cube | Batch | 386 | 5.04 | 6.09 |  |  |  | Federally-Regulated Commercial & Industrial Equipment | 11/29/2018 |  | 12/04/2018
Scotsman Ice Systems | Scotsman | C1448SA-32E | Ice-making Head | Air-Cooled Condenser | Cube | Batch | 1296 | 4.25 | 4.73 |  |  |  | Federally-Regulated Commercial & Industrial Equipment | 11/28/2018 |  | 12/04/2018
Scotsman Ice Systems | Scotsman | C1448MA-32E | Ice-making Head | Air-Cooled Condenser | Cube | Batch | 1296 | 4.25 | 4.73 |  |  |  | Federally-Regulated Commercial & Industrial Equipment | 11/28/2018 |  | 12/04/2018
Scotsman Ice Systems | Scotsman | C1448SA-3E | Ice-making Head | Air-Cooled Condenser | Cube | Batch | 1296 | 4.25 | 4.73 |  |  |  | Federally-Regulated Commercial & Industrial Equipment | 11/28/2018 |  | 12/04/2018
Scotsman Ice Systems | Scotsman | C0630SR-32E*ERC311-32E | Remote Condensing w/o Remote C | Air-Cooled Condenser | Cube | Batch | 540 | 5.35 | 6.12 |  |  |  | Federally-Regulated Commercial & Industrial Equipment | 11/28/2018 |  | 12/04/2018
Scotsman Ice Systems | Scotsman | N0922A-32E | Ice-making Head | Air-Cooled Condenser | Flake | Continuous | 784 | 3.85 | 5.72 |  |  | 1.2 | Federally-Regulated Commercial & Industrial Equipment | 11/28/2018 |  | 12/04/2018
Scotsman Ice Systems | Scotsman | C1448MA-3E | Ice-making Head | Air-Cooled Condenser | Cube | Batch | 1296 | 4.25 | 4.73 |  |  |  | Federally-Regulated Commercial & Industrial Equipment | 11/28/2018 |  | 12/04/2018
Scotsman Ice Systems | Scotsman | C0630MR-32E*ERC311-32E | Remote Condensing w/o Remote C | Air-Cooled Condenser | Cube | Batch | 540 | 5.35 | 6.12 |  |  |  | Federally-Regulated Commercial & Industrial Equipment | 11/28/2018 |  | 12/04/2018
Scotsman Ice Systems | Scotsman | CU2026MA-32E | Self-Contained | Air-Cooled Condenser | Cube | Batch | 145 | 7.23 | 8.75 |  |  |  | Federally-Regulated Commercial & Industrial Equipment | 11/28/2018 |  | 12/04/2018
Scotsman Ice Systems | Scotsman | N1322A-32E | Ice-making Head | Air-Cooled Condenser | Flake | Continuous | 940 | 3.85 | 5.61 |  |  | 1.2 | Federally-Regulated Commercial & Industrial Equipment | 11/28/2018 |  | 12/04/2018
Scotsman Ice Systems | Scotsman | UNC15NJ### | Self-Contained | Air-Cooled Condenser | Flake | Continuous | 56 | 10.52 | 12.54 |  |  | 1.5 | Federally-Regulated Commercial & Industrial Equipment | 05/08/2018 |  | 01/02/2019
Scotsman Ice Systems | Scotsman | AFE424W-1# | Self-Contained | Water-Cooled Condenser | Flake | Continuous | 300 | 5.5 | 6.69 | 131 | 145.4 | 1.5 | Federally-Regulated Commercial & Industrial Equipment | 05/08/2018 |  | 01/02/2019
Scotsman Ice Systems | Scotsman | AFE424A-1# | Self-Contained | Air-Cooled Condenser | Flake | Continuous | 250 | 6 | 7.91 |  |  | 1.5 | Federally-Regulated Commercial & Industrial Equipment | 05/08/2018 |  | 01/02/2019
Hoshizaki America | Hoshizaki | DCM-270BAH | Self-Contained | Air-Cooled Condenser | Crushed | Continuous | 200 | 7.5 | 8.22 |  |  | 90 | Federally-Regulated Commercial & Industrial Equipment | 04/27/2018 |  | 01/02/2019
Hoshizaki America | Hoshizaki | DCM-270BAH-OS | Self-Contained | Air-Cooled Condenser | Crushed | Continuous | 200 | 7.5 | 8.22 |  |  | 90 | Federally-Regulated Commercial & Industrial Equipment | 04/27/2018 |  | 01/02/2019
Hoshizaki America | Hoshizaki | DCM-300BAH | Self-Contained | Air-Cooled Condenser | Crushed | Continuous | 219 | 7.06 | 8.1 |  |  | 90 | Federally-Regulated Commercial & Industrial Equipment | 04/27/2018 |  | 01/02/2019
Hoshizaki America | Hoshizaki | DCM-300BAH-OS | Self-Contained | Air-Cooled Condenser | Crushed | Continuous | 219 | 7.06 | 8.1 |  |  | 90 | Federally-Regulated Commercial & Industrial Equipment | 04/27/2018 |  | 01/02/2019
Hoshizaki America | Hoshizaki | DCM-500BAH | Self-Contained | Air-Cooled Condenser | Crushed | Continuous | 427 | 5.85 | 6.81 |  |  | 83.6 | Federally-Regulated Commercial & Industrial Equipment | 04/27/2018 |  | 01/02/2019
Hoshizaki America | Hoshizaki | DCM-500BAH-OS | Self-Contained | Air-Cooled Condenser | Crushed | Continuous | 427 | 5.85 | 6.81 |  |  | 83.6 | Federally-Regulated Commercial & Industrial Equipment | 04/27/2018 |  | 01/02/2019
Hoshizaki America | Hoshizaki | DCM-500BWH | Self-Contained | Water-Cooled Condenser | Crushed | Continuous | 512 | 4.48 | 6.05 | 112 | 140.1 | 85.9 | Federally-Regulated Commercial & Industrial Equipment | 04/27/2018 |  | 01/02/2019
Hoshizaki America | Hoshizaki | DCM-500BWH-OS | Self-Contained | Water-Cooled Condenser | Crushed | Continuous | 512 | 4.48 | 6.05 | 112 | 140.1 | 85.9 | Federally-Regulated Commercial & Industrial Equipment | 04/27/2018 |  | 01/02/2019
Hoshizaki America | Hoshizaki | DCM-751BAH | Self-Contained | Air-Cooled Condenser | Crushed | Continuous | 500 | 5.84 | 6.35 |  |  | 90 | Federally-Regulated Commercial & Industrial Equipment | 02/22/2018 |  | 01/02/2019
Hoshizaki America | Hoshizaki | DCM-751BWH | Self-Contained | Water-Cooled Condenser | Crushed | Continuous | 678 | 4.76 | 5.55 | 96 | 135.9 | 84.1 | Federally-Regulated Commercial & Industrial Equipment | 04/27/2018 |  | 01/02/2019
Hoshizaki America | Hoshizaki | DCM-751BWH-OS | Self-Contained | Water-Cooled Condenser | Crushed | Continuous | 678 | 4.76 | 5.55 | 96 | 135.9 | 84.1 | Federally-Regulated Commercial & Industrial Equipment | 04/27/2018 |  | 01/02/2019
Hoshizaki America | Hoshizaki | F-1002MAJ | Ice-making Head | Air-Cooled Condenser | Flake | Continuous | 758 | 4.36 | 5.8 |  |  | 80.1 | Federally-Regulated Commercial & Industrial Equipment | 10/12/2018 |  | 01/02/2019
Hoshizaki America | Hoshizaki | F-1002MAJ-C | Ice-making Head | Air-Cooled Condenser | Flake | Continuous | 726 | 4.57 | 5.91 |  |  | 87.1 | Federally-Regulated Commercial & Industrial Equipment | 10/12/2018 |  | 01/02/2019
Hoshizaki America | Hoshizaki | F-1002MLJ*RACK | Both Remote Condensing & Remot | Air-Cooled Condenser | Flake | Continuous | 797 | 1.51 | 5.28 |  |  | 72.8 | Federally-Regulated Commercial & Industrial Equipment | 10/12/2018 |  | 01/02/2019
Hoshizaki America | Hoshizaki | F-1002MRJ*URC-5F | Remote Condensing w/o Remote C | Air-Cooled Condenser | Flake | Continuous | 722 | 4.51 | 5.51 |  |  | 79.5 | Federally-Regulated Commercial & Industrial Equipment | 10/12/2018 |  | 01/02/2019
Hoshizaki America | Hoshizaki | F-1002MRJ-C*URC-5F | Remote Condensing w/o Remote C | Air-Cooled Condenser | Flake | Continuous | 680 | 4.94 | 5.76 |  |  | 85.9 | Federally-Regulated Commercial & Industrial Equipment | 10/12/2018 |  | 01/02/2019
Hoshizaki America | Hoshizaki | F-1002MWJ | Ice-making Head | Water-Cooled Condenser | Flake | Continuous | 833 | 3.57 | 4.34 | 110 | 163.5 | 79 | Federally-Regulated Commercial & Industrial Equipment | 10/12/2018 |  | 01/02/2019
Hoshizaki America | Hoshizaki | F-1002MWJ-C | Ice-making Head | Water-Cooled Condenser | Flake | Continuous | 770 | 3.95 | 4.42 | 111 | 164.8 | 88 | Federally-Regulated Commercial & Industrial Equipment | 10/12/2018 |  | 01/02/2019
Hoshizaki America | Hoshizaki | F-1501MAJ | Ice-making Head | Air-Cooled Condenser | Flake | Continuous | 1154 | 4 | 5.61 |  |  | 75.5 | Federally-Regulated Commercial & Industrial Equipment | 10/12/2018 |  | 01/02/2019
Hoshizaki America | Hoshizaki | F-1501MAJ-C | Ice-making Head | Air-Cooled Condenser | Flake | Continuous | 1020 | 4.61 | 5.61 |  |  | 88.3 | Federally-Regulated Commercial & Industrial Equipment | 10/12/2018 |  | 01/02/2019
Hoshizaki America | Hoshizaki | F-1501MRJ*URC-14F | Remote Condensing w/o Remote C | Air-Cooled Condenser | Flake | Continuous | 1370 | 3.44 | 5.06 |  |  | 66.8 | Federally-Regulated Commercial & Industrial Equipment | 10/12/2018 |  | 01/02/2019
Hoshizaki America | Hoshizaki | F-1501MRJ-C*URC-14F | Remote Condensing w/o Remote C | Air-Cooled Condenser | Flake | Continuous | 1125 | 4.35 | 5.06 |  |  | 86.7 | Federally-Regulated Commercial & Industrial Equipment | 10/12/2018 |  | 01/02/2019
Hoshizaki America | Hoshizaki | F-1501MWJ | Ice-making Head | Water-Cooled Condenser | Flake | Continuous | 1410 | 3.2 | 4.34 | 105 | 152.1 | 70.3 | Federally-Regulated Commercial & Industrial Equipment | 10/12/2018 |  | 01/02/2019
Hoshizaki America | Hoshizaki | F-1501MWJ-C | Ice-making Head | Water-Cooled Condenser | Flake | Continuous | 1218 | 3.76 | 4.34 | 123 | 155.9 | 83.3 | Federally-Regulated Commercial & Industrial Equipment | 10/12/2018 |  | 01/02/2019
Hoshizaki America | Hoshizaki | F-2001MLJ*RACK | Both Remote Condensing & Remot | Air-Cooled Condenser | Flake | Continuous | 1733 | 0.6 | 5.26 |  |  | 69.2 | Federally-Regulated Commercial & Industrial Equipment | 10/12/2018 |  | 01/02/2019
Hoshizaki America | Hoshizaki | F-300BAJ | Self-Contained | Air-Cooled Condenser | Flake | Continuous | 247 | 6.14 | 7.93 |  |  | 72 | Federally-Regulated Commercial & Industrial Equipment | 04/27/2018 |  | 01/02/2019
Hoshizaki America | Hoshizaki | F-330BAJ | Self-Contained | Air-Cooled Condenser | Flake | Continuous | 243 | 5.91 | 7.95 |  |  | 80.6 | Federally-Regulated Commercial & Industrial Equipment | 04/27/2018 |  | 01/02/2019
Hoshizaki America | Hoshizaki | F-450MAJ | Ice-making Head | Air-Cooled Condenser | Flake | Continuous | 395 | 4.94 | 6.97 |  |  | 68 | Federally-Regulated Commercial & Industrial Equipment | 10/12/2018 |  | 01/02/2019
Hoshizaki America | Hoshizaki | F-450MAJ-C | Ice-making Head | Air-Cooled Condenser | Flake | Continuous | 316 | 6.1 | 7.22 |  |  | 80.8 | Federally-Regulated Commercial & Industrial Equipment | 10/12/2018 |  | 01/02/2019
Hoshizaki America | Hoshizaki | F-500BAJ | Self-Contained | Air-Cooled Condenser | Flake | Continuous | 420 | 5.05 | 6.85 |  |  | 70 | Federally-Regulated Commercial & Industrial Equipment | 04/27/2018 |  | 01/02/2019
Hoshizaki America | Hoshizaki | F-801MAJ | Ice-making Head | Air-Cooled Condenser | Flake | Continuous | 566 | 4.5 | 6.42 |  |  | 1.2 | Federally-Regulated Commercial & Industrial Equipment | 12/04/2018 |  | 01/02/2019
Hoshizaki America | Hoshizaki | F-801MAJ-C | Ice-making Head | Air-Cooled Condenser | Flake | Continuous | 532 | 5 | 6.53 |  |  | 1.1 | Federally-Regulated Commercial & Industrial Equipment | 12/04/2018 |  | 01/02/2019
Hoshizaki America | Hoshizaki | F-801MWJ | Ice-making Head | Water-Cooled Condenser | Flake | Continuous | 605 | 3.9 | 4.86 | 119 | 168 | 76.9 | Federally-Regulated Commercial & Industrial Equipment | 10/12/2018 |  | 01/02/2019
Hoshizaki America | Hoshizaki | F-801MWJ-C | Ice-making Head | Water-Cooled Condenser | Flake | Continuous | 580 | 4.13 | 4.93 | 120 | 168.5 | 82 | Federally-Regulated Commercial & Industrial Equipment | 10/12/2018 |  | 01/02/2019
Hoshizaki America | Hoshizaki | FD-1002MAJ-C | Ice-making Head | Air-Cooled Condenser | Flake | Continuous | 726 | 4.57 | 5.91 |  |  | 87.1 | Federally-Regulated Commercial & Industrial Equipment | 10/12/2018 |  | 01/02/2019
Hoshizaki America | Hoshizaki | FD-1002MRJ-C*URC-5F | Remote Condensing w/o Remote C | Air-Cooled Condenser | Flake | Continuous | 680 | 4.94 | 5.76 |  |  | 85.9 | Federally-Regulated Commercial & Industrial Equipment | 10/12/2018 |  | 01/02/2019
Hoshizaki America | Hoshizaki | FD-650MRH-C*URC-5F | Remote Condensing w/o Remote C | Air-Cooled Condenser | Crushed | Continuous | 476 | 4.75 | 6.94 |  |  | 1.1 | Federally-Regulated Commercial & Industrial Equipment | 12/04/2018 |  | 01/02/2019
Hoshizaki America | Hoshizaki | FS-1001MLJ-C*SRC-10J | Both Remote Condensing & Remot | Air-Cooled Condenser | Flake | Continuous | 720 | 5.07 | 5.72 |  |  | 89 | Federally-Regulated Commercial & Industrial Equipment | 04/27/2018 |  | 01/02/2019
Hoshizaki America | Hoshizaki | FS-1500MLH-C*SRC-14H | Both Remote Condensing & Remot | Air-Cooled Condenser | Crushed | Continuous | 1165 | 4.51 | 5.26 |  |  | 83 | Federally-Regulated Commercial & Industrial Equipment | 10/12/2018 |  | 01/02/2019
Hoshizaki America | Hoshizaki | IM-500SAA | Ice-making Head | Air-Cooled Condenser | Cube | Batch | 435 | 5.45 | 5.96 |  |  |  | Federally-Regulated Commercial & Industrial Equipment | 12/04/2018 |  | 01/02/2019
Hoshizaki America | Hoshizaki | KM-1100MAJ | Ice-making Head | Air-Cooled Condenser | Cube | Batch | 935 | 4.9 | 4.96 |  |  |  | Federally-Regulated Commercial & Industrial Equipment | 10/01/2018 |  | 01/02/2019
Hoshizaki America | Hoshizaki | KM-1100MRJ*URC-14F | Remote Condensing w/o Remote C | Air-Cooled Condenser | Cube | Batch | 1030 | 4.5 | 4.59 |  |  |  | Federally-Regulated Commercial & Industrial Equipment | 10/01/2018 |  | 01/02/2019
Hoshizaki America | Hoshizaki | KM-1100MWH | Ice-making Head | Water-Cooled Condenser | Cube | Batch | 1076 | 3.81 | 4.12 | 127 | 176.3 |  | Federally-Regulated Commercial & Industrial Equipment | 10/01/2018 |  | 01/02/2019
Hoshizaki America | Hoshizaki | KM-1100MWJ | Ice-making Head | Water-Cooled Condenser | Cube | Batch | 1006 | 4 | 4.14 | 107 | 177.9 |  | Federally-Regulated Commercial & Industrial Equipment | 10/01/2018 |  | 01/02/2019
Hoshizaki America | Hoshizaki | KM-1301SAH-P | Ice-making Head | Air-Cooled Condenser | Cube | Batch | 1164 | 4.63 | 4.82 |  |  |  | Federally-Regulated Commercial & Industrial Equipment | 10/01/2018 |  | 01/02/2019
Hoshizaki America | Hoshizaki | KM-1301SAJ | Ice-making Head | Air-Cooled Condenser | Cube | Batch | 1301 | 4.27 | 4.73 |  |  |  | Federally-Regulated Commercial & Industrial Equipment | 10/01/2018 |  | 01/02/2019
Hoshizaki America | Hoshizaki | KM-1301SAJ3 | Ice-making Head | Air-Cooled Condenser | Cube | Batch | 1350 | 3.95 | 4.7 |  |  |  | Federally-Regulated Commercial & Industrial Equipment | 12/04/2018 |  | 01/02/2019
Hoshizaki America | Hoshizaki | KM-1301SRJ3*URC-14F | Remote Condensing w/o Remote C | Air-Cooled Condenser | Cube | Batch | 1330 | 3.83 | 4.59 |  |  |  | Federally-Regulated Commercial & Industrial Equipment | 12/04/2018 |  | 01/02/2019
Hoshizaki America | Hoshizaki | KM-1301SWH-P | Ice-making Head | Water-Cooled Condenser | Cube | Batch | 1276 | 3.44 | 4.06 | 124 | 171.9 |  | Federally-Regulated Commercial & Industrial Equipment | 10/01/2018 |  | 01/02/2019
Hoshizaki America | Hoshizaki | KM-1301SWJ | Ice-making Head | Water-Cooled Condenser | Cube | Batch | 1230 | 3.76 | 4.08 | 89 | 172.9 |  | Federally-Regulated Commercial & Industrial Equipment | 10/01/2018 |  | 01/02/2019
Hoshizaki America | Hoshizaki | KM-1301SWJ3 | Ice-making Head | Water-Cooled Condenser | Cube | Batch | 1355 | 3.25 | 4.04 | 95 | 170.2 |  | Federally-Regulated Commercial & Industrial Equipment | 10/01/2018 |  | 01/02/2019
Hoshizaki America | Hoshizaki | KM-1340MAJ | Ice-making Head | Air-Cooled Condenser | Cube | Batch | 1089 | 4.81 | 4.86 |  |  |  | Federally-Regulated Commercial & Industrial Equipment | 04/26/2018 |  | 01/02/2019
Hoshizaki America | Hoshizaki | KM-1340MRJ*URC-14F | Remote Condensing w/o Remote C | Air-Cooled Condenser | Cube | Batch | 1177 | 4.54 | 4.59 |  |  |  | Federally-Regulated Commercial & Industrial Equipment | 04/26/2018 |  | 01/02/2019
Hoshizaki America | Hoshizaki | KM-1340MWH | Ice-making Head | Water-Cooled Condenser | Cube | Batch | 1316 | 3.9 | 4.05 | 133 | 171 |  | Federally-Regulated Commercial & Industrial Equipment | 10/01/2018 |  | 01/02/2019
Hoshizaki America | Hoshizaki | KM-1340MWJ | Ice-making Head | Water-Cooled Condenser | Cube | Batch | 1280 | 3.6 | 4.06 | 129 | 171.8 |  | Federally-Regulated Commercial & Industrial Equipment | 04/26/2018 |  | 01/02/2019
Hoshizaki America | Hoshizaki | KM-1601MRJ*URC-22F | Remote Condensing w/o Remote C | Air-Cooled Condenser | Cube | Batch | 1550 | 4.35 | 4.59 |  |  |  | Federally-Regulated Commercial & Industrial Equipment | 10/01/2018 |  | 01/02/2019
Hoshizaki America | Hoshizaki | KM-1601MRJ3*URC-22F | Remote Condensing w/o Remote C | Air-Cooled Condenser | Cube | Batch | 1550 | 4.09 | 4.59 |  |  |  | Federally-Regulated Commercial & Industrial Equipment | 10/01/2018 |  | 01/02/2019
Hoshizaki America | Hoshizaki | KM-1601SAJ | Ice-making Head | Air-Cooled Condenser | Cube | Batch | 1433 | 4.24 | 4.65 |  |  |  | Federally-Regulated Commercial & Industrial Equipment | 10/01/2018 |  | 01/02/2019
Hoshizaki America | Hoshizaki | KM-1601SAJ3 | Ice-making Head | Air-Cooled Condenser | Cube | Batch | 1414 | 4.4 | 4.66 |  |  |  | Federally-Regulated Commercial & Industrial Equipment | 10/01/2018 |  | 01/02/2019
Hoshizaki America | Hoshizaki | KM-1601SRJ*URC-22F | Remote Condensing w/o Remote C | Air-Cooled Condenser | Cube | Batch | 1600 | 3.96 | 4.59 |  |  |  | Federally-Regulated Commercial & Industrial Equipment | 12/04/2018 |  | 01/02/2019
Hoshizaki America | Hoshizaki | KM-1601SRJ3*URC-22F | Remote Condensing w/o Remote C | Air-Cooled Condenser | Cube | Batch | 1600 | 4.14 | 4.59 |  |  |  | Federally-Regulated Commercial & Industrial Equipment | 10/01/2018 |  | 01/02/2019
Hoshizaki America | Hoshizaki | KM-1601SWJ | Ice-making Head | Water-Cooled Condenser | Cube | Batch | 1650 | 3.3 | 4 | 100 | 163.7 |  | Federally-Regulated Commercial & Industrial Equipment | 10/01/2018 |  | 01/02/2019
Hoshizaki America | Hoshizaki | KM-1601SWJ3 | Ice-making Head | Water-Cooled Condenser | Cube | Batch | 1660 | 3.32 | 4 | 90 | 163.5 |  | Federally-Regulated Commercial & Industrial Equipment | 10/01/2018 |  | 01/02/2019
Hoshizaki America | Hoshizaki | KM-1900SAH-P | Ice-making Head | Air-Cooled Condenser | Cube | Batch | 1560 | 4.1 | 4.61 |  |  |  | Federally-Regulated Commercial & Industrial Equipment | 10/01/2018 |  | 01/02/2019
Hoshizaki America | Hoshizaki | KM-1900SAJ | Ice-making Head | Air-Cooled Condenser | Cube | Batch | 1675 | 3.9 | 4.61 |  |  |  | Federally-Regulated Commercial & Industrial Equipment | 12/04/2018 |  | 01/02/2019
Hoshizaki America | Hoshizaki | KM-1900SAJ3 | Ice-making Head | Air-Cooled Condenser | Cube | Batch | 1675 | 3.9 | 4.61 |  |  |  | Federally-Regulated Commercial & Industrial Equipment | 12/04/2018 |  | 01/02/2019
Hoshizaki America | Hoshizaki | KM-1900SRJ* | Remote Condensing w/o Remote C | Air-Cooled Condenser | Cube | Batch | 1700 | 3.9 | 4.59 |  |  |  | Federally-Regulated Commercial & Industrial Equipment | 11/28/2018 |  | 01/02/2019
Hoshizaki America | Hoshizaki | KM-1900SRJ*URC-22F | Remote Condensing w/o Remote C | Air-Cooled Condenser | Cube | Batch | 1700 | 3.9 | 4.59 |  |  |  | Federally-Regulated Commercial & Industrial Equipment | 12/04/2018 |  | 01/02/2019
Hoshizaki America | Hoshizaki | KM-1900SRJ3*URC-22F | Remote Condensing w/o Remote C | Air-Cooled Condenser | Cube | Batch | 1700 | 3.9 | 4.59 |  |  |  | Federally-Regulated Commercial & Industrial Equipment | 12/04/2018 |  | 01/02/2019
Hoshizaki America | Hoshizaki | KM-1900SWH | Ice-making Head | Water-Cooled Condenser | Cube | Batch | 1826 | 3.24 | 4 | 98 | 159.8 |  | Federally-Regulated Commercial & Industrial Equipment | 10/01/2018 |  | 01/02/2019
Hoshizaki America | Hoshizaki | KM-1900SWH3 | Ice-making Head | Water-Cooled Condenser | Cube | Batch | 1850 | 3.05 | 4 | 102 | 159.3 |  | Federally-Regulated Commercial & Industrial Equipment | 10/01/2018 |  | 01/02/2019
Hoshizaki America | Hoshizaki | KM-1900SWH-P | Ice-making Head | Water-Cooled Condenser | Cube | Batch | 1826 | 3.24 | 4 | 98 | 159.8 |  | Federally-Regulated Commercial & Industrial Equipment | 10/01/2018 |  | 01/02/2019
Hoshizaki America | Hoshizaki | KM-1900SWJ | Ice-making Head | Water-Cooled Condenser | Cube | Batch | 1875 | 3.2 | 4 | 85 | 158.8 |  | Federally-Regulated Commercial & Industrial Equipment | 10/01/2018 |  | 01/02/2019
Hoshizaki America | Hoshizaki | KM-1900SWJ3 | Ice-making Head | Water-Cooled Condenser | Cube | Batch | 1875 | 3.2 | 4 | 85 | 158.8 |  | Federally-Regulated Commercial & Industrial Equipment | 10/01/2018 |  | 01/02/2019
Hoshizaki America | Hoshizaki | KM-2100SRJ3*URC-22F | Remote Condensing w/o Remote C | Air-Cooled Condenser | Cube | Batch | 1865 | 4.16 | 4.59 |  |  |  | Federally-Regulated Commercial & Industrial Equipment | 10/01/2018 |  | 01/02/2019
Hoshizaki America | Hoshizaki | KM-2100SWJ3 | Ice-making Head | Water-Cooled Condenser | Cube | Batch | 2085 | 3.16 | 4 | 106 | 154.1 |  | Federally-Regulated Commercial & Industrial Equipment | 10/01/2018 |  | 01/02/2019
Hoshizaki America | Hoshizaki | KM-2200SRJ3*URC-22F | Remote Condensing w/o Remote C | Air-Cooled Condenser | Cube | Batch | 2075 | 3.75 | 4.59 |  |  |  | Federally-Regulated Commercial & Industrial Equipment | 12/04/2018 |  | 01/02/2019
Hoshizaki America | Hoshizaki | KM-2200SWJ3 | Ice-making Head | Water-Cooled Condenser | Cube | Batch | 2200 | 3.11 | 4 | 95 | 151.6 |  | Federally-Regulated Commercial & Industrial Equipment | 10/01/2018 |  | 01/02/2019
Hoshizaki America | Hoshizaki | KM-2500SWH3 | Ice-making Head | Water-Cooled Condenser | Cube | Batch | 2365 | 3.54 | 4 | 127 | 148 |  | Federally-Regulated Commercial & Industrial Equipment | 10/01/2018 |  | 01/02/2019
Hoshizaki America | Hoshizaki | KM-2600SRJ3*URC-26J | Remote Condensing w/o Remote C | Air-Cooled Condenser | Cube | Batch | 2580 | 3.61 | 4.59 |  |  |  | Federally-Regulated Commercial & Industrial Equipment | 12/04/2018 |  | 01/02/2019
Hoshizaki America | Hoshizaki | KM-2600SWJ3 | Ice-making Head | Water-Cooled Condenser | Cube | Batch | 2480 | 3.6 | 4 | 87 | 145.4 |  | Federally-Regulated Commercial & Industrial Equipment | 10/01/2018 |  | 01/02/2019
Hoshizaki America | Hoshizaki | KM-340MAJ | Ice-making Head | Air-Cooled Condenser | Cube | Batch | 315 | 5.65 | 6.26 |  |  |  | Federally-Regulated Commercial & Industrial Equipment | 12/04/2018 |  | 01/02/2019
Hoshizaki America | Hoshizaki | KM-340MWH | Ice-making Head | Water-Cooled Condenser | Cube | Batch | 360 | 4.85 | 5.11 | 115 | 192.1 |  | Federally-Regulated Commercial & Industrial Equipment | 10/01/2018 |  | 01/02/2019
Hoshizaki America | Hoshizaki | KM-340MWJ | Ice-making Head | Water-Cooled Condenser | Cube | Batch | 344 | 4.84 | 5.14 | 86 | 192.4 |  | Federally-Regulated Commercial & Industrial Equipment | 10/01/2018 |  | 01/02/2019
Hoshizaki America | Hoshizaki | KM-515MAJ | Ice-making Head | Air-Cooled Condenser | Cube | Batch | 450 | 5.3 | 5.93 |  |  |  | Federally-Regulated Commercial & Industrial Equipment | 12/04/2018 |  | 01/02/2019
Hoshizaki America | Hoshizaki | KM-600MAH | Ice-making Head | Air-Cooled Condenser | Cube | Batch | 503 | 5.7 | 5.79 |  |  |  | Federally-Regulated Commercial & Industrial Equipment | 10/01/2018 |  | 01/02/2019
Hoshizaki America | Hoshizaki | KM-901MAJ | Ice-making Head | Air-Cooled Condenser | Cube | Batch | 753 | 5 | 5.17 |  |  |  | Federally-Regulated Commercial & Industrial Equipment | 10/01/2018 |  | 01/02/2019
Hoshizaki America | Hoshizaki | KM-901MRJ*URC-14F | Remote Condensing w/o Remote C | Air-Cooled Condenser | Cube | Batch | 853 | 4.52 | 5.05 |  |  |  | Federally-Regulated Commercial & Industrial Equipment | 12/04/2018 |  | 01/02/2019
Hoshizaki America | Hoshizaki | KM-901MRJ3*URC-14F | Remote Condensing w/o Remote C | Air-Cooled Condenser | Cube | Batch | 830 | 4.4 | 5.13 |  |  |  | Federally-Regulated Commercial & Industrial Equipment | 12/04/2018 |  | 01/02/2019
Hoshizaki America | Hoshizaki | KM-901MWJ | Ice-making Head | Water-Cooled Condenser | Cube | Batch | 870 | 3.56 | 4.18 | 113 | 180.9 |  | Federally-Regulated Commercial & Industrial Equipment | 10/01/2018 |  | 01/02/2019
Hoshizaki America | Hoshizaki | KMD-460MAH | Ice-making Head | Air-Cooled Condenser | Cube | Batch | 387 | 5.48 | 6.08 |  |  |  | Federally-Regulated Commercial & Industrial Equipment | 10/01/2018 |  | 01/02/2019
Hoshizaki America | Hoshizaki | KMD-460MWH | Ice-making Head | Water-Cooled Condenser | Cube | Batch | 470 | 4.11 | 4.9 | 136 | 189.7 |  | Federally-Regulated Commercial & Industrial Equipment | 10/01/2018 |  | 01/02/2019
Hoshizaki America | Hoshizaki | KMD-530MAH | Ice-making Head | Air-Cooled Condenser | Cube | Batch | 462 | 5.7 | 5.9 |  |  |  | Federally-Regulated Commercial & Industrial Equipment | 10/01/2018 |  | 01/02/2019
Hoshizaki America | Hoshizaki | KMD-530MRH*URC-5F | Remote Condensing w/o Remote C | Air-Cooled Condenser | Cube | Batch | 488 | 5.8 | 6.3 |  |  |  | Federally-Regulated Commercial & Industrial Equipment | 10/01/2018 |  | 01/02/2019
Hoshizaki America | Hoshizaki | KMD-530MWH | Ice-making Head | Water-Cooled Condenser | Cube | Batch | 520 | 4.4 | 4.81 | 102 | 188.6 |  | Federally-Regulated Commercial & Industrial Equipment | 10/01/2018 |  | 01/02/2019
Hoshizaki America | Hoshizaki | KMD-860MAJ | Ice-making Head | Air-Cooled Condenser | Cube | Batch | 665 | 5.16 | 5.39 |  |  |  | Federally-Regulated Commercial & Industrial Equipment | 04/26/2018 |  | 01/02/2019
Hoshizaki America | Hoshizaki | KMD-860MRJ*URC-9F | Remote Condensing w/o Remote C | Air-Cooled Condenser | Cube | Batch | 850 | 5.05 | 5.06 |  |  |  | Federally-Regulated Commercial & Industrial Equipment | 04/26/2018 |  | 01/02/2019
Hoshizaki America | Hoshizaki | KMD-860MWJ | Ice-making Head | Water-Cooled Condenser | Cube | Batch | 862 | 3.9 | 4.18 | 139 | 181 |  | Federally-Regulated Commercial & Industrial Equipment | 04/26/2018 |  | 01/02/2019
Hoshizaki America | Hoshizaki | KMH-2000SRH*URC-22F | Remote Condensing w/o Remote C | Air-Cooled Condenser | Cube | Batch | 1694 | 3.8 | 4.59 |  |  |  | Federally-Regulated Commercial & Industrial Equipment | 12/04/2018 |  | 01/02/2019
Hoshizaki America | Hoshizaki | KMH-2000SRH3*URC-22F | Remote Condensing w/o Remote C | Air-Cooled Condenser | Cube | Batch | 1675 | 3.7 | 4.59 |  |  |  | Federally-Regulated Commercial & Industrial Equipment | 12/04/2018 |  | 01/02/2019
Hoshizaki America | Hoshizaki | KMH-2000SWH | Ice-making Head | Water-Cooled Condenser | Cube | Batch | 1760 | 3.3 | 4 | 84 | 161.3 |  | Federally-Regulated Commercial & Industrial Equipment | 10/01/2018 |  | 01/02/2019
Hoshizaki America | Hoshizaki | KMH-2000SWH3 | Ice-making Head | Water-Cooled Condenser | Cube | Batch | 1840 | 3.19 | 4 | 102 | 159.5 |  | Federally-Regulated Commercial & Industrial Equipment | 10/01/2018 |  | 01/02/2019
Hoshizaki America | Hoshizaki | KMH-2100SRJ*URC-22F | Remote Condensing w/o Remote C | Air-Cooled Condenser | Cube | Batch | 1850 | 3.75 | 4.59 |  |  |  | Federally-Regulated Commercial & Industrial Equipment | 10/01/2018 |  | 01/02/2019
Hoshizaki America | Hoshizaki | KMH-2100SRJ3*URC-22F | Remote Condensing w/o Remote C | Air-Cooled Condenser | Cube | Batch | 1925 | 3.67 | 4.59 |  |  |  | Federally-Regulated Commercial & Industrial Equipment | 10/01/2018 |  | 01/02/2019
Hoshizaki America | Hoshizaki | KMH-2100SWJ3 | Ice-making Head | Water-Cooled Condenser | Cube | Batch | 2000 | 2.92 | 4 | 92 | 156 |  | Federally-Regulated Commercial & Industrial Equipment | 04/26/2018 |  | 01/02/2019
Hoshizaki America | Hoshizaki | KML-325MAJ | Ice-making Head | Air-Cooled Condenser | Cube | Batch | 300 | 5.72 | 6.3 |  |  |  | Federally-Regulated Commercial & Industrial Equipment | 10/01/2018 |  | 01/02/2019
Hoshizaki America | Hoshizaki | KML-325MWJ | Ice-making Head | Water-Cooled Condenser | Cube | Batch | 355 | 4.51 | 5.12 | 106 | 192.2 |  | Federally-Regulated Commercial & Industrial Equipment | 10/01/2018 |  | 01/02/2019
Hoshizaki America | Hoshizaki | KML-500MAJ | Ice-making Head | Air-Cooled Condenser | Cube | Batch | 400 | 5.55 | 6.05 |  |  |  | Federally-Regulated Commercial & Industrial Equipment | 10/01/2018 |  | 01/02/2019
Hoshizaki America | Hoshizaki | KML-500MWJ | Ice-making Head | Water-Cooled Condenser | Cube | Batch | 515 | 4.33 | 4.82 | 110 | 188.7 |  | Federally-Regulated Commercial & Industrial Equipment | 10/01/2018 |  | 01/02/2019
Hoshizaki America | Hoshizaki | KML-700MAJ | Ice-making Head | Air-Cooled Condenser | Cube | Batch | 572 | 5.16 | 5.62 |  |  |  | Federally-Regulated Commercial & Industrial Equipment | 10/01/2018 |  | 01/02/2019
Hoshizaki America | Hoshizaki | KML-700MRJ*URC-9F | Remote Condensing w/o Remote C | Air-Cooled Condenser | Cube | Batch | 643 | 4.7 | 5.77 |  |  |  | Federally-Regulated Commercial & Industrial Equipment | 12/04/2018 |  | 01/02/2019
Hoshizaki America | Hoshizaki | KML-700MWJ | Ice-making Head | Water-Cooled Condenser | Cube | Batch | 730 | 3.61 | 4.41 | 111 | 183.9 |  | Federally-Regulated Commercial & Industrial Equipment | 10/01/2018 |  | 01/02/2019
Hoshizaki America | Hoshizaki | KMS-1122MLJ*SRK-12J | Both Remote Condensing & Remot | Air-Cooled Condenser | Cube | Batch | 1075 | 4.2 | 4.79 |  |  |  | Federally-Regulated Commercial & Industrial Equipment | 04/26/2018 |  | 01/02/2019
Hoshizaki America | Hoshizaki | KMS-1122MLJ*SRK-12J3 | Both Remote Condensing & Remot | Air-Cooled Condenser | Cube | Batch | 1100 | 4.05 | 4.79 |  |  |  | Federally-Regulated Commercial & Industrial Equipment | 10/01/2018 |  | 01/02/2019
Hoshizaki America | Hoshizaki | KMS-1401MLJ*SRK-14J | Both Remote Condensing & Remot | Air-Cooled Condenser | Cube | Batch | 1280 | 4.7 | 4.79 |  |  |  | Federally-Regulated Commercial & Industrial Equipment | 10/01/2018 |  | 01/02/2019
Hoshizaki America | Hoshizaki | KMS-1402MLJ*SRK-15J | Both Remote Condensing & Remot | Air-Cooled Condenser | Cube | Batch | 1400 | 4.3 | 4.79 |  |  |  | Federally-Regulated Commercial & Industrial Equipment | 04/26/2018 |  | 01/02/2019
Hoshizaki America | Hoshizaki | KMS-1402MLJ*SRK-15J3 | Both Remote Condensing & Remot | Air-Cooled Condenser | Cube | Batch | 1325 | 4.55 | 4.79 |  |  |  | Federally-Regulated Commercial & Industrial Equipment | 04/26/2018 |  | 01/02/2019
Hoshizaki America | Hoshizaki | KMS-2000MLH*SRK-20H | Both Remote Condensing & Remot | Air-Cooled Condenser | Cube | Batch | 1786 | 4.7 | 4.79 |  |  |  | Federally-Regulated Commercial & Industrial Equipment | 10/01/2018 |  | 01/02/2019
Hoshizaki America | Hoshizaki | KMS-2000MLH*SRK-20H3 | Both Remote Condensing & Remot | Air-Cooled Condenser | Cube | Batch | 1706 | 4.65 | 4.79 |  |  |  | Federally-Regulated Commercial & Industrial Equipment | 10/01/2018 |  | 01/02/2019
Hoshizaki America | Hoshizaki | KMS-830MLH*SRK-8H3 | Both Remote Condensing & Remot | Air-Cooled Condenser | Cube | Batch | 690 | 5.4 | 5.61 |  |  |  | Federally-Regulated Commercial & Industrial Equipment | 10/01/2018 |  | 01/02/2019
Hoshizaki America | Hoshizaki | FS-1500MLJ-C*SRC-14J | Both Remote Condensing & Remot | Air-Cooled Condenser | Flake | Continuous | 1125 | 4.75 | 5.26 |  |  | 1.1 | Federally-Regulated Commercial & Industrial Equipment | 11/28/2018 |  | 01/23/2019
Hoshizaki America | Hoshizaki | FD-650MRJ-C*URC-5F | Remote Condensing w/o Remote C | Air-Cooled Condenser | Flake | Continuous | 470 | 4.95 | 6.97 |  |  | 1.1 | Federally-Regulated Commercial & Industrial Equipment | 11/28/2018 |  | 01/23/2019
Hoshizaki America | Hoshizaki | FD-650MWJ-C | Ice-making Head | Water-Cooled Condenser | Flake | Continuous | 520 | 4.02 | 5.09 | 95 | 169.7 | 1.1 | Federally-Regulated Commercial & Industrial Equipment | 11/28/2018 |  | 01/23/2019
Hoshizaki America | Hoshizaki | FD-650MAJ-C | Ice-making Head | Air-Cooled Condenser | Flake | Continuous | 495 | 5.5 | 6.65 |  |  | 1.1 | Federally-Regulated Commercial & Industrial Equipment | 11/28/2018 |  | 01/23/2019
Hoshizaki America | Hoshizaki | FS-1022MLJ-C*SRC-10J | Both Remote Condensing & Remot | Air-Cooled Condenser | Flake | Continuous | 730 | 5.1 | 5.67 |  |  | 91 | Federally-Regulated Commercial & Industrial Equipment | 10/12/2018 |  | 01/23/2019
Hoshizaki America | Hoshizaki | F-2001MRJ3*URC-22F | Remote Condensing w/o Remote C | Air-Cooled Condenser | Flake | Continuous | 1675 | 3.9 | 5.06 |  |  | 77 | Federally-Regulated Commercial & Industrial Equipment | 10/12/2018 |  | 01/23/2019
Hoshizaki America | Hoshizaki | F-2001MWJ | Ice-making Head | Water-Cooled Condenser | Flake | Continuous | 1840 | 3.19 | 4.34 | 109 | 143.6 | 77 | Federally-Regulated Commercial & Industrial Equipment | 10/12/2018 |  | 01/23/2019
Hoshizaki America | Hoshizaki | F-2001MRJ*URC-22F | Remote Condensing w/o Remote C | Air-Cooled Condenser | Flake | Continuous | 1660 | 3.81 | 5.06 |  |  | 78 | Federally-Regulated Commercial & Industrial Equipment | 10/12/2018 |  | 01/23/2019
Hoshizaki America | Hoshizaki | F-2001MRJ-C*URC-22F | Remote Condensing w/o Remote C | Air-Cooled Condenser | Flake | Continuous | 1500 | 4.35 | 5.06 |  |  | 90 | Federally-Regulated Commercial & Industrial Equipment | 10/12/2018 |  | 01/23/2019
Hoshizaki America | Hoshizaki | FS-1001MLJ-C*SRC-10J | Both Remote Condensing & Remot | Air-Cooled Condenser | Flake | Continuous | 720 | 5.07 | 5.72 |  |  | 1.1 | Federally-Regulated Commercial & Industrial Equipment | 01/02/2019 |  | 01/23/2019
Hoshizaki America | Hoshizaki | F-2001MLJ*RACK | Both Remote Condensing & Remot | Air-Cooled Condenser | Flake | Continuous | 1733 | 0.6 | 5.26 |  |  | 1.3 | Federally-Regulated Commercial & Industrial Equipment | 01/02/2019 |  | 01/23/2019
Hoshizaki America | Hoshizaki | F-500BAJ | Self-Contained | Air-Cooled Condenser | Flake | Continuous | 420 | 5.05 | 6.85 |  |  | 1.3 | Federally-Regulated Commercial & Industrial Equipment | 01/02/2019 |  | 01/23/2019
Hoshizaki America | Hoshizaki | F-300BAJ | Self-Contained | Air-Cooled Condenser | Flake | Continuous | 247 | 6.14 | 7.93 |  |  | 1.3 | Federally-Regulated Commercial & Industrial Equipment | 01/02/2019 |  | 01/23/2019
Hoshizaki America | Hoshizaki | F-1002MLJ*RACK | Both Remote Condensing & Remot | Air-Cooled Condenser | Flake | Continuous | 797 | 1.51 | 5.28 |  |  | 1.3 | Federally-Regulated Commercial & Industrial Equipment | 01/02/2019 |  | 01/23/2019
Hoshizaki America | Hoshizaki | F-1002MWJ-C | Ice-making Head | Water-Cooled Condenser | Flake | Continuous | 770 | 3.95 | 4.42 | 111 | 164.8 | 1.1 | Federally-Regulated Commercial & Industrial Equipment | 01/02/2019 |  | 01/23/2019
Hoshizaki America | Hoshizaki | F-1002MWJ | Ice-making Head | Water-Cooled Condenser | Flake | Continuous | 833 | 3.57 | 4.34 | 110 | 163.5 | 1.2 | Federally-Regulated Commercial & Industrial Equipment | 01/02/2019 |  | 01/23/2019
Hoshizaki America | Hoshizaki | F-1002MAJ-C | Ice-making Head | Air-Cooled Condenser | Flake | Continuous | 726 | 4.57 | 5.91 |  |  | 1.1 | Federally-Regulated Commercial & Industrial Equipment | 01/02/2019 |  | 01/23/2019
Hoshizaki America | Hoshizaki | F-1002MAJ | Ice-making Head | Air-Cooled Condenser | Flake | Continuous | 758 | 4.36 | 5.8 |  |  | 1.2 | Federally-Regulated Commercial & Industrial Equipment | 01/02/2019 |  | 01/23/2019
Hoshizaki America | Hoshizaki | FD-1002MAJ-C | Ice-making Head | Air-Cooled Condenser | Flake | Continuous | 726 | 4.57 | 5.91 |  |  | 1.1 | Federally-Regulated Commercial & Industrial Equipment | 01/02/2019 |  | 01/23/2019
Hoshizaki America | Hoshizaki | FD-1002MRJ-C*URC-5F | Remote Condensing w/o Remote C | Air-Cooled Condenser | Flake | Continuous | 680 | 4.94 | 5.76 |  |  | 1.1 | Federally-Regulated Commercial & Industrial Equipment | 01/02/2019 |  | 01/23/2019
Hoshizaki America | Hoshizaki | F-1002MRJ-C*URC-5F | Remote Condensing w/o Remote C | Air-Cooled Condenser | Flake | Continuous | 680 | 4.94 | 5.76 |  |  | 1.1 | Federally-Regulated Commercial & Industrial Equipment | 01/02/2019 |  | 01/23/2019
Hoshizaki America | Hoshizaki | F-1002MRJ*URC-5F | Remote Condensing w/o Remote C | Air-Cooled Condenser | Flake | Continuous | 722 | 4.51 | 5.51 |  |  | 1.2 | Federally-Regulated Commercial & Industrial Equipment | 01/02/2019 |  | 01/23/2019
Hoshizaki America | Hoshizaki | F-1501MWJ-C | Ice-making Head | Water-Cooled Condenser | Flake | Continuous | 1218 | 3.76 | 4.34 | 123 | 155.9 | 1.2 | Federally-Regulated Commercial & Industrial Equipment | 01/02/2019 |  | 01/23/2019
Hoshizaki America | Hoshizaki | F-1501MWJ | Ice-making Head | Water-Cooled Condenser | Flake | Continuous | 1410 | 3.2 | 4.34 | 105 | 152.1 | 1.3 | Federally-Regulated Commercial & Industrial Equipment | 01/02/2019 |  | 01/23/2019
Hoshizaki America | Hoshizaki | F-1501MRJ-C*URC-14F | Remote Condensing w/o Remote C | Air-Cooled Condenser | Flake | Continuous | 1125 | 4.35 | 5.06 |  |  | 1.1 | Federally-Regulated Commercial & Industrial Equipment | 01/02/2019 |  | 01/23/2019
Hoshizaki America | Hoshizaki | F-1501MRJ*URC-14F | Remote Condensing w/o Remote C | Air-Cooled Condenser | Flake | Continuous | 1370 | 3.44 | 5.06 |  |  | 1.4 | Federally-Regulated Commercial & Industrial Equipment | 01/02/2019 |  | 01/23/2019
Hoshizaki America | Hoshizaki | F-1501MAJ-C | Ice-making Head | Air-Cooled Condenser | Flake | Continuous | 1020 | 4.61 | 5.61 |  |  | 1.1 | Federally-Regulated Commercial & Industrial Equipment | 01/02/2019 |  | 01/23/2019
Hoshizaki America | Hoshizaki | F-1501MAJ | Ice-making Head | Air-Cooled Condenser | Flake | Continuous | 1154 | 4 | 5.61 |  |  | 1.2 | Federally-Regulated Commercial & Industrial Equipment | 01/02/2019 |  | 01/23/2019
Hoshizaki America | Hoshizaki | F-801MWJ-C | Ice-making Head | Water-Cooled Condenser | Flake | Continuous | 580 | 4.13 | 4.93 | 120 | 168.5 | 1.2 | Federally-Regulated Commercial & Industrial Equipment | 01/02/2019 |  | 01/23/2019
Hoshizaki America | Hoshizaki | F-801MWJ | Ice-making Head | Water-Cooled Condenser | Flake | Continuous | 605 | 3.9 | 4.86 | 119 | 168 | 1.2 | Federally-Regulated Commercial & Industrial Equipment | 01/02/2019 |  | 01/23/2019
Hoshizaki America | Hoshizaki | F-801MAJ-C | Ice-making Head | Air-Cooled Condenser | Flake | Continuous | 532 | 5 | 6.53 |  |  | 1.1 | Federally-Regulated Commercial & Industrial Equipment | 01/02/2019 |  | 01/23/2019
Hoshizaki America | Hoshizaki | F-450MAJ-C | Ice-making Head | Air-Cooled Condenser | Flake | Continuous | 316 | 6.1 | 7.22 |  |  | 1.2 | Federally-Regulated Commercial & Industrial Equipment | 01/02/2019 |  | 01/23/2019
Hoshizaki America | Hoshizaki | F-801MAJ | Ice-making Head | Air-Cooled Condenser | Flake | Continuous | 566 | 4.5 | 6.42 |  |  | 1.2 | Federally-Regulated Commercial & Industrial Equipment | 01/02/2019 |  | 01/23/2019
Hoshizaki America | Hoshizaki | F-450MAJ | Ice-making Head | Air-Cooled Condenser | Flake | Continuous | 395 | 4.94 | 6.97 |  |  | 1.3 | Federally-Regulated Commercial & Industrial Equipment | 01/02/2019 |  | 01/23/2019
Hoshizaki America | Hoshizaki | F-330BAJ | Self-Contained | Air-Cooled Condenser | Flake | Continuous | 243 | 5.91 | 7.95 |  |  | 1.2 | Federally-Regulated Commercial & Industrial Equipment | 01/02/2019 |  | 01/23/2019
Hoshizaki America | Hoshizaki | F-330BAJ-C | Self-Contained | Air-Cooled Condenser | Flake | Continuous | 214 | 7.3 | 8.13 |  |  | 1.1 | Federally-Regulated Commercial & Industrial Equipment | 01/02/2019 |  | 01/23/2019
Hoshizaki America | Hoshizaki | FD-650MWH-C | Ice-making Head | Water-Cooled Condenser | Crushed | Continuous | 532 | 3.81 | 5.06 | 125 | 169.5 | 1.1 | Federally-Regulated Commercial & Industrial Equipment | 12/04/2018 |  | 01/23/2019
Hoshizaki America | Hoshizaki | FD-650MRH-C*URC-5F | Remote Condensing w/o Remote C | Air-Cooled Condenser | Crushed | Continuous | 476 | 4.75 | 6.94 |  |  | 1.1 | Federally-Regulated Commercial & Industrial Equipment | 01/02/2019 |  | 01/23/2019
Hoshizaki America | Hoshizaki | F-2001MLH* | Both Remote Condensing & Remot | Air-Cooled Condenser | Flake | Continuous | 1733 | 0.6 | 5.26 |  |  | 1.3 | Federally-Regulated Commercial & Industrial Equipment | 12/04/2018 |  | 01/23/2019
Hoshizaki America | Hoshizaki | C-101BAH-DS | Self-Contained | Air-Cooled Condenser | Crushed | Continuous | 62 | 12.1 | 12.36 |  |  | 1.2 | Federally-Regulated Commercial & Industrial Equipment | 01/02/2019 |  | 01/23/2019
Hoshizaki America | Hoshizaki | C-101BAH-ADDS | Self-Contained | Air-Cooled Condenser | Crushed | Continuous | 62 | 12.1 | 12.36 |  |  | 1.2 | Federally-Regulated Commercial & Industrial Equipment | 01/02/2019 |  | 01/23/2019
Hoshizaki America | Hoshizaki | C-101BAH-AD | Self-Contained | Air-Cooled Condenser | Crushed | Continuous | 62 | 12.1 | 12.36 |  |  | 1.2 | Federally-Regulated Commercial & Industrial Equipment | 01/02/2019 |  | 01/23/2019
Hoshizaki America | Hoshizaki | C-101BAH | Self-Contained | Air-Cooled Condenser | Crushed | Continuous | 62 | 12.1 | 12.36 |  |  | 1.2 | Federally-Regulated Commercial & Industrial Equipment | 01/02/2019 |  | 01/23/2019
Hoshizaki America | Hoshizaki | FD-650MAH-C | Ice-making Head | Air-Cooled Condenser | Crushed | Continuous | 474 | 5.35 | 6.71 |  |  | 1.1 | Federally-Regulated Commercial & Industrial Equipment | 12/04/2018 |  | 01/23/2019
Hoshizaki America | Hoshizaki | DCM-751BWH | Self-Contained | Water-Cooled Condenser | Crushed | Continuous | 678 | 4.76 | 5.55 | 96 | 135.9 | 1.1 | Federally-Regulated Commercial & Industrial Equipment | 01/02/2019 |  | 01/23/2019
Hoshizaki America | Hoshizaki | DCM-751BWH-OS | Self-Contained | Water-Cooled Condenser | Crushed | Continuous | 678 | 4.76 | 5.55 | 96 | 135.9 | 1.1 | Federally-Regulated Commercial & Industrial Equipment | 01/02/2019 |  | 01/23/2019
Hoshizaki America | Hoshizaki | DCM-500BWH-OS | Self-Contained | Water-Cooled Condenser | Crushed | Continuous | 512 | 4.48 | 6.05 | 112 | 140.1 | 1.1 | Federally-Regulated Commercial & Industrial Equipment | 01/02/2019 |  | 01/23/2019
Hoshizaki America | Hoshizaki | DCM-500BWH | Self-Contained | Water-Cooled Condenser | Crushed | Continuous | 512 | 4.48 | 6.05 | 112 | 140.1 | 1.1 | Federally-Regulated Commercial & Industrial Equipment | 01/02/2019 |  | 01/23/2019
Hoshizaki America | Hoshizaki | DCM-751BAH | Self-Contained | Air-Cooled Condenser | Crushed | Continuous | 500 | 5.84 | 6.35 |  |  | 1.1 | Federally-Regulated Commercial & Industrial Equipment | 01/02/2019 |  | 01/23/2019
Hoshizaki America | Hoshizaki | DCM-751BAH-OS | Self-Contained | Air-Cooled Condenser | Crushed | Continuous | 500 | 5.84 | 6.35 |  |  | 1.1 | Federally-Regulated Commercial & Industrial Equipment | 01/02/2019 |  | 01/23/2019
Hoshizaki America | Hoshizaki | DCM-500BAH-OS | Self-Contained | Air-Cooled Condenser | Crushed | Continuous | 427 | 5.85 | 6.81 |  |  | 1.1 | Federally-Regulated Commercial & Industrial Equipment | 01/02/2019 |  | 01/23/2019
Hoshizaki America | Hoshizaki | DCM-500BAH | Self-Contained | Air-Cooled Condenser | Crushed | Continuous | 427 | 5.85 | 6.81 |  |  | 1.1 | Federally-Regulated Commercial & Industrial Equipment | 01/02/2019 |  | 01/23/2019
Hoshizaki America | Hoshizaki | DCM-300BAH | Self-Contained | Air-Cooled Condenser | Crushed | Continuous | 219 | 7.06 | 8.1 |  |  | 1.1 | Federally-Regulated Commercial & Industrial Equipment | 01/02/2019 |  | 01/23/2019
Hoshizaki America | Hoshizaki | DCM-300BAH-OS | Self-Contained | Air-Cooled Condenser | Crushed | Continuous | 219 | 7.06 | 8.1 |  |  | 1.1 | Federally-Regulated Commercial & Industrial Equipment | 01/02/2019 |  | 01/23/2019
Hoshizaki America | Hoshizaki | DCM-270BAH-OS | Self-Contained | Air-Cooled Condenser | Crushed | Continuous | 200 | 7.5 | 8.22 |  |  | 1.1 | Federally-Regulated Commercial & Industrial Equipment | 01/02/2019 |  | 01/23/2019
Hoshizaki America | Hoshizaki | DCM-270BAH | Self-Contained | Air-Cooled Condenser | Crushed | Continuous | 200 | 7.5 | 8.22 |  |  | 1.1 | Federally-Regulated Commercial & Industrial Equipment | 01/02/2019 |  | 01/23/2019
Hoshizaki America | Hoshizaki | FS-1500MLH-C*SRC-14H | Both Remote Condensing & Remot | Air-Cooled Condenser | Crushed | Continuous | 1165 | 4.51 | 5.26 |  |  | 1.2 | Federally-Regulated Commercial & Industrial Equipment | 01/02/2019 |  | 01/23/2019
Hoshizaki America | Hoshizaki | KMD-460MWH | Ice-making Head | Water-Cooled Condenser | Cube | Batch | 470 | 4.11 | 4.9 | 136 | 189.7 |  | Federally-Regulated Commercial & Industrial Equipment | 01/02/2019 |  | 01/23/2019
Hoshizaki America | Hoshizaki | KM-520MWJ | Ice-making Head | Water-Cooled Condenser | Cube | Batch | 444 | 4.68 | 4.95 | 75 | 190.2 |  | Federally-Regulated Commercial & Industrial Equipment | 10/01/2018 |  | 01/23/2019
Hoshizaki America | Hoshizaki | KMD-460MAH | Ice-making Head | Air-Cooled Condenser | Cube | Batch | 387 | 5.48 | 6.08 |  |  |  | Federally-Regulated Commercial & Industrial Equipment | 01/02/2019 |  | 01/23/2019
Scotsman Ice Systems | Scotsman | MDT2C12A-1# | Self-Contained | Air-Cooled Condenser | Flake | Continuous | 198 | 7 | 8.28 |  |  | 1.2 | Federally-Regulated Commercial & Industrial Equipment | 05/08/2018 |  | 01/23/2019
Manitowoc Ice, Inc. | Manitowoc | CNF0201A-161 | Self-Contained | Air-Cooled Condenser | Other | Continuous | 222 | 6.69 | 8.08 |  |  | 1.1 | Federally-Regulated Commercial & Industrial Equipment | 05/09/2018 |  | 01/23/2019
Manitowoc Ice, Inc. | Manitowoc | CNF0202A-161 | Self-Contained | Air-Cooled Condenser | Other | Continuous | 222 | 6.69 | 8.08 |  |  | 1.1 | Federally-Regulated Commercial & Industrial Equipment | 05/09/2018 |  | 01/23/2019
Manitowoc Ice, Inc. | Manitowoc | RF0266A-161 | Self-Contained | Air-Cooled Condenser | Flake | Continuous | 151 | 7.37 | 9.69 |  |  | 1.4 | Federally-Regulated Commercial & Industrial Equipment | 11/29/2018 |  | 01/23/2019
Manitowoc Ice, Inc. | Manitowoc | RF0385A-161 | Self-Contained | Air-Cooled Condenser | Flake | Continuous | 273 | 6.32 | 7.77 |  |  | 1.3 | Federally-Regulated Commercial & Industrial Equipment | 11/29/2018 |  | 01/23/2019
Manitowoc Ice, Inc. | Manitowoc | RF2300A-263 | Ice-making Head | Air-Cooled Condenser | Flake | Continuous | 1819 | 4.1 | 5.61 |  |  | 1.3 | Federally-Regulated Commercial & Industrial Equipment | 11/29/2018 |  | 01/23/2019
Manitowoc Ice, Inc. | Manitowoc | RFF0620A-161 | Ice-making Head | Air-Cooled Condenser | Flake | Continuous | 506 | 5.19 | 6.61 |  |  | 1.3 | Federally-Regulated Commercial & Industrial Equipment | 05/09/2018 |  | 01/23/2019
Manitowoc Ice, Inc. | Manitowoc | RFF0620A-261 | Ice-making Head | Air-Cooled Condenser | Flake | Continuous | 540 | 4.74 | 6.5 |  |  | 1.3 | Federally-Regulated Commercial & Industrial Equipment | 05/09/2018 |  | 01/23/2019
Manitowoc Ice, Inc. | Manitowoc | RFF0620W-161 | Ice-making Head | Water-Cooled Condenser | Flake | Continuous | 597 | 3.75 | 4.89 | 106 | 168.2 | 1.2 | Federally-Regulated Commercial & Industrial Equipment | 05/09/2018 |  | 01/23/2019
Manitowoc Ice, Inc. | Manitowoc | RFF1220C-261*RCUF1200-261 | Both Remote Condensing & Remot | Air-Cooled Condenser | Flake | Continuous | 958 | 3.98 | 5.26 |  |  | 1.3 | Federally-Regulated Commercial & Industrial Equipment | 05/09/2018 |  | 01/23/2019
Manitowoc Ice, Inc. | Manitowoc | RFF1300A-261 | Ice-making Head | Air-Cooled Condenser | Flake | Continuous | 950 | 4.24 | 5.61 |  |  | 1.3 | Federally-Regulated Commercial & Industrial Equipment | 11/29/2018 |  | 01/23/2019
Manitowoc Ice, Inc. | Manitowoc | RFF1300W-261 | Ice-making Head | Water-Cooled Condenser | Flake | Continuous | 1115 | 3.12 | 4.34 | 116 | 157.9 | 1.2 | Federally-Regulated Commercial & Industrial Equipment | 11/29/2018 |  | 01/23/2019
Manitowoc Ice, Inc. | Manitowoc | RFF2200C-261*RCUF2200-263 | Both Remote Condensing & Remot | Air-Cooled Condenser | Flake | Continuous | 1702 | 3.87 | 5.26 |  |  | 1.3 | Federally-Regulated Commercial & Industrial Equipment | 05/09/2018 |  | 01/23/2019
Manitowoc Ice, Inc. | Manitowoc | RFF2500A-263 | Ice-making Head | Air-Cooled Condenser | Flake | Continuous | 1819 | 4.1 | 5.61 |  |  | 1.3 | Federally-Regulated Commercial & Industrial Equipment | 05/09/2018 |  | 01/23/2019
Manitowoc Ice, Inc. | Manitowoc | RFF320A-161 | Ice-making Head | Air-Cooled Condenser | Flake | Continuous | 287 | 5.58 | 7.38 |  |  | 1.3 | Federally-Regulated Commercial & Industrial Equipment | 05/09/2018 |  | 01/23/2019
Manitowoc Ice, Inc. | Manitowoc | RFS0300A-161 | Ice-making Head | Air-Cooled Condenser | Flake | Continuous | 286 | 6.65 | 7.39 |  |  | 1.4 | Federally-Regulated Commercial & Industrial Equipment | 11/29/2018 |  | 01/23/2019
Manitowoc Ice, Inc. | Manitowoc | RFS0650A-161 | Ice-making Head | Air-Cooled Condenser | Flake | Continuous | 530 | 5.08 | 6.53 |  |  | 1.3 | Federally-Regulated Commercial & Industrial Equipment | 11/29/2018 |  | 01/23/2019
Manitowoc Ice, Inc. | Manitowoc | RFS0650A-261 | Ice-making Head | Air-Cooled Condenser | Flake | Continuous | 540 | 4.74 | 6.5 |  |  | 1.3 | Federally-Regulated Commercial & Industrial Equipment | 11/29/2018 |  | 01/23/2019
Manitowoc Ice, Inc. | Manitowoc | RFS0650W-161 | Ice-making Head | Water-Cooled Condenser | Flake | Continuous | 586 | 3.98 | 4.92 | 73 | 168.4 | 1.3 | Federally-Regulated Commercial & Industrial Equipment | 11/29/2018 |  | 01/23/2019
Manitowoc Ice, Inc. | Manitowoc | RFS0650W-261 | Ice-making Head | Water-Cooled Condenser | Flake | Continuous | 596 | 3.93 | 4.89 | 70 | 168.2 | 1.3 | Federally-Regulated Commercial & Industrial Equipment | 11/29/2018 |  | 01/23/2019
Manitowoc Ice, Inc. | Manitowoc | RFS1200W-261 | Ice-making Head | Water-Cooled Condenser | Flake | Continuous | 1128 | 3.65 | 4.34 | 118 | 157.7 | 1.3 | Federally-Regulated Commercial & Industrial Equipment | 11/29/2018 |  | 01/23/2019
Manitowoc Ice, Inc. | Manitowoc | RFS1278C-261*RCU1075-261 | Both Remote Condensing & Remot | Air-Cooled Condenser | Flake | Continuous | 958 | 3.98 | 5.26 |  |  | 1.3 | Federally-Regulated Commercial & Industrial Equipment | 11/29/2018 |  | 01/23/2019
Manitowoc Ice, Inc. | Manitowoc | RFS2378C-261*RCU2375-261 | Both Remote Condensing & Remot | Air-Cooled Condenser | Flake | Continuous | 1702 | 3.87 | 5.26 |  |  | 1.3 | Federally-Regulated Commercial & Industrial Equipment | 11/29/2018 |  | 01/23/2019
Manitowoc Ice, Inc. | Manitowoc | RNF0320A-161 | Ice-making Head | Air-Cooled Condenser | Other | Continuous | 236 | 6.88 | 7.71 |  |  | 1.1 | Federally-Regulated Commercial & Industrial Equipment | 05/09/2018 |  | 01/23/2019
Manitowoc Ice, Inc. | Manitowoc | RNF0620A-161 | Ice-making Head | Air-Cooled Condenser | Other | Continuous | 451 | 5.81 | 6.79 |  |  | 1.1 | Federally-Regulated Commercial & Industrial Equipment | 05/09/2018 |  | 01/23/2019
Manitowoc Ice, Inc. | Manitowoc | RNF0620W-161 | Ice-making Head | Water-Cooled Condenser | Other | Continuous | 508 | 4.32 | 5.12 | 109 | 169.9 | 1.1 | Federally-Regulated Commercial & Industrial Equipment | 05/09/2018 |  | 01/23/2019
Manitowoc Ice, Inc. | Manitowoc | RNF1020C-161*RCUF1000-261 | Both Remote Condensing & Remot | Air-Cooled Condenser | Other | Continuous | 900 | 4.5 | 5.26 |  |  | 1.1 | Federally-Regulated Commercial & Industrial Equipment | 05/09/2018 |  | 01/23/2019
Manitowoc Ice, Inc. | Manitowoc | RNF1020C-161*RCUF1200-261 | Both Remote Condensing & Remot | Air-Cooled Condenser | Other | Continuous | 840 | 4.53 | 5.26 |  |  | 1.1 | Federally-Regulated Commercial & Industrial Equipment | 12/04/2018 |  | 01/23/2019
Manitowoc Ice, Inc. | Manitowoc | RNF1100A-261 | Ice-making Head | Air-Cooled Condenser | Other | Continuous | 825 | 4.94 | 5.61 |  |  | 1.1 | Federally-Regulated Commercial & Industrial Equipment | 05/09/2018 |  | 01/23/2019
Manitowoc Ice, Inc. | Manitowoc | RNF1100W-261 | Ice-making Head | Water-Cooled Condenser | Other | Continuous | 960 | 3.67 | 4.34 | 131 | 161 | 1.1 | Federally-Regulated Commercial & Industrial Equipment | 05/09/2018 |  | 01/23/2019
Manitowoc Ice, Inc. | Manitowoc | RNS0244A-161 | Self-Contained | Air-Cooled Condenser | Other | Continuous | 147 | 7.82 | 9.81 |  |  | 1.1 | Federally-Regulated Commercial & Industrial Equipment | 11/29/2018 |  | 01/23/2019
Manitowoc Ice, Inc. | Manitowoc | RNS0385A-161 | Self-Contained | Air-Cooled Condenser | Other | Continuous | 248 | 6.89 | 7.92 |  |  | 1.1 | Federally-Regulated Commercial & Industrial Equipment | 11/29/2018 |  | 01/23/2019
Manitowoc Ice, Inc. | Manitowoc | RNS0608A-161 | Ice-making Head | Air-Cooled Condenser | Other | Continuous | 451 | 5.81 | 6.79 |  |  | 1.1 | Federally-Regulated Commercial & Industrial Equipment | 11/29/2018 |  | 01/23/2019
Manitowoc Ice, Inc. | Manitowoc | RNS0609W-161 | Ice-making Head | Water-Cooled Condenser | Other | Continuous | 508 | 4.32 | 5.12 | 109 | 169.9 | 1.1 | Federally-Regulated Commercial & Industrial Equipment | 11/29/2018 |  | 01/23/2019
Manitowoc Ice, Inc. | Manitowoc | RNS1008A-261 | Ice-making Head | Air-Cooled Condenser | Other | Continuous | 825 | 4.94 | 5.61 |  |  | 1.1 | Federally-Regulated Commercial & Industrial Equipment | 11/29/2018 |  | 01/23/2019
Manitowoc Ice, Inc. | Manitowoc | RNS1009W-261 | Ice-making Head | Water-Cooled Condenser | Other | Continuous | 960 | 3.67 | 4.34 | 131 | 161 | 1.1 | Federally-Regulated Commercial & Industrial Equipment | 11/29/2018 |  | 01/23/2019
Manitowoc Ice, Inc. | Manitowoc | RNS1078C-161*RCU1098-261 | Both Remote Condensing & Remot | Air-Cooled Condenser | Other | Continuous | 900 | 4.5 | 5.26 |  |  | 1.1 | Federally-Regulated Commercial & Industrial Equipment | 11/29/2018 |  | 01/23/2019
Manitowoc Ice, Inc. | Manitowoc | RNS1078C-161*RCU10983-263 | Both Remote Condensing & Remot | Air-Cooled Condenser | Other | Continuous | 900 | 4.5 | 5.26 |  |  | 1.1 | Federally-Regulated Commercial & Industrial Equipment | 11/29/2018 |  | 01/23/2019
Manitowoc Ice, Inc. | Manitowoc | RNS1078C-261*RCU1098-261 | Both Remote Condensing & Remot | Air-Cooled Condenser | Other | Continuous | 900 | 4.5 | 5.26 |  |  | 1.1 | Federally-Regulated Commercial & Industrial Equipment | 11/29/2018 |  | 01/23/2019
Manitowoc Ice, Inc. | Manitowoc | RNS1078C-261*RCU10983-263 | Both Remote Condensing & Remot | Air-Cooled Condenser | Other | Continuous | 900 | 4.5 | 5.26 |  |  | 1.1 | Federally-Regulated Commercial & Industrial Equipment | 11/29/2018 |  | 01/23/2019
Manitowoc Ice, Inc. | Manitowoc | RNS12A-161 | Self-Contained | Air-Cooled Condenser | Other | Continuous | 187 | 8.55 | 8.61 |  |  | 1.2 | Federally-Regulated Commercial & Industrial Equipment | 11/29/2018 |  | 01/23/2019
Manitowoc Ice, Inc. | Manitowoc | RNS20A-161 | Self-Contained | Air-Cooled Condenser | Other | Continuous | 187 | 8.55 | 8.61 |  |  | 1.2 | Federally-Regulated Commercial & Industrial Equipment | 11/29/2018 |  | 01/23/2019
Manitowoc Ice, Inc. | Manitowoc | UFF0200A-161 | Self-Contained | Air-Cooled Condenser | Other | Continuous | 198 | 5.31 | 8.28 |  |  | 1.4 | Federally-Regulated Commercial & Industrial Equipment | 11/29/2018 |  | 01/23/2019
Manitowoc Ice, Inc. | Manitowoc | UFF0350A-161 | Self-Contained | Air-Cooled Condenser | Flake | Continuous | 328 | 5.27 | 7.42 |  |  | 1.3 | Federally-Regulated Commercial & Industrial Equipment | 11/29/2018 |  | 01/23/2019
Manitowoc Ice, Inc. | Manitowoc | UNF0200A-161 | Self-Contained | Air-Cooled Condenser | Other | Continuous | 164 | 6.65 | 9.3 |  |  | 1.1 | Federally-Regulated Commercial & Industrial Equipment | 12/04/2018 |  | 01/23/2019
Manitowoc Ice, Inc. | Manitowoc | UNF0300A-161 | Self-Contained | Air-Cooled Condenser | Other | Continuous | 275 | 6.43 | 7.75 |  |  | 1.1 | Federally-Regulated Commercial & Industrial Equipment | 11/29/2018 |  | 01/23/2019
Manitowoc Ice, Inc. | Koolaire | KYT1700W-261 | Ice-making Head | Water-Cooled Condenser | Cube | Batch | 1550 | 3.4 | 4 | 140 | 165.9 |  | Federally-Regulated Commercial & Industrial Equipment | 04/26/2018 |  | 01/23/2019
Scotsman Ice Systems | Scotsman | AFE424A-1# | Self-Contained | Air-Cooled Condenser | Flake | Continuous | 250 | 6 | 7.91 |  |  | 1.5 | Federally-Regulated Commercial & Industrial Equipment | 01/02/2019 |  | 01/24/2019
Scotsman Ice Systems | Scotsman | AFE424W-1# | Self-Contained | Water-Cooled Condenser | Flake | Continuous | 300 | 5.5 | 6.69 | 131 | 145.4 | 1.5 | Federally-Regulated Commercial & Industrial Equipment | 01/02/2019 |  | 01/24/2019
Scotsman Ice Systems | Scotsman | F0522A-1# | Ice-making Head | Air-Cooled Condenser | Flake | Continuous | 320 | 6.1 | 7.21 |  |  | 1.4 | Federally-Regulated Commercial & Industrial Equipment | 05/08/2018 |  | 01/24/2019
Scotsman Ice Systems | Scotsman | F0522A-1E | Ice-making Head | Air-Cooled Condenser | Flake | Continuous | 343 | 4.61 | 7.13 |  |  | 1.3 | Federally-Regulated Commercial & Industrial Equipment | 05/08/2018 |  | 01/24/2019
Scotsman Ice Systems | Scotsman | F0522W-1# | Ice-making Head | Water-Cooled Condenser | Flake | Continuous | 420 | 3.9 | 5.36 | 82 | 171.7 | 1.5 | Federally-Regulated Commercial & Industrial Equipment | 05/08/2018 |  | 01/24/2019
Scotsman Ice Systems | Scotsman | F0522W-1E | Ice-making Head | Water-Cooled Condenser | Flake | Continuous | 429 | 3.73 | 5.33 | 112 | 171.5 | 1.3 | Federally-Regulated Commercial & Industrial Equipment | 05/08/2018 |  | 01/24/2019
Scotsman Ice Systems | Scotsman | F0822A-1# | Ice-making Head | Air-Cooled Condenser | Flake | Continuous | 580 | 4.7 | 6.37 |  |  | 1.5 | Federally-Regulated Commercial & Industrial Equipment | 05/08/2018 |  | 01/24/2019
Scotsman Ice Systems | Scotsman | F0822A-1E | Ice-making Head | Air-Cooled Condenser | Flake | Continuous | 641 | 4 | 6.18 |  |  | 1.4 | Federally-Regulated Commercial & Industrial Equipment | 05/08/2018 |  | 01/24/2019
Scotsman Ice Systems | Scotsman | F0822R-1#*ERC111-1# | Remote Condensing w/o Remote C | Air-Cooled Condenser | Flake | Continuous | 610 | 5.1 | 6.16 |  |  | 1.4 | Federally-Regulated Commercial & Industrial Equipment | 05/08/2018 |  | 01/24/2019
Scotsman Ice Systems | Scotsman | F0822W-1# | Ice-making Head | Water-Cooled Condenser | Flake | Continuous | 600 | 3.9 | 4.88 | 102 | 168.1 | 1.4 | Federally-Regulated Commercial & Industrial Equipment | 05/08/2018 |  | 01/24/2019
Scotsman Ice Systems | Scotsman | F0822W-1E | Ice-making Head | Water-Cooled Condenser | Flake | Continuous | 654 | 3.31 | 4.73 | 85 | 167.1 | 1.4 | Federally-Regulated Commercial & Industrial Equipment | 05/08/2018 |  | 01/24/2019
Scotsman Ice Systems | Scotsman | F0822W-32# | Ice-making Head | Water-Cooled Condenser | Flake | Continuous | 600 | 3.9 | 4.88 | 102 | 168.1 | 1.4 | Federally-Regulated Commercial & Industrial Equipment | 05/08/2018 |  | 01/24/2019
Scotsman Ice Systems | Scotsman | F0822W-32E | Ice-making Head | Water-Cooled Condenser | Flake | Continuous | 643 | 3.32 | 4.76 | 91 | 167.3 | 1.4 | Federally-Regulated Commercial & Industrial Equipment | 05/08/2018 |  | 01/24/2019
Scotsman Ice Systems | Scotsman | F1222A-3# | Ice-making Head | Air-Cooled Condenser | Flake | Continuous | 878 | 3.22 | 5.61 |  |  | 1.4 | Federally-Regulated Commercial & Industrial Equipment | 05/08/2018 |  | 01/24/2019
Scotsman Ice Systems | Scotsman | F1222A-32# | Ice-making Head | Air-Cooled Condenser | Flake | Continuous | 878 | 3.22 | 5.61 |  |  | 1.4 | Federally-Regulated Commercial & Industrial Equipment | 05/08/2018 |  | 01/24/2019
Scotsman Ice Systems | Scotsman | F1222A-32E | Ice-making Head | Air-Cooled Condenser | Flake | Continuous | 878 | 3.22 | 5.61 |  |  | 1.4 | Federally-Regulated Commercial & Industrial Equipment | 11/28/2018 |  | 01/24/2019
Scotsman Ice Systems | Scotsman | F1222A-3E | Ice-making Head | Air-Cooled Condenser | Flake | Continuous | 878 | 3.22 | 5.61 |  |  | 1.4 | Federally-Regulated Commercial & Industrial Equipment | 11/28/2018 |  | 01/24/2019
Scotsman Ice Systems | Scotsman | F1222R-32E*ERC311-32E | Remote Condensing w/o Remote C | Air-Cooled Condenser | Flake | Continuous | 907 | 3.34 | 5.06 |  |  | 1.4 | Federally-Regulated Commercial & Industrial Equipment | 05/08/2018 |  | 01/24/2019
Scotsman Ice Systems | Scotsman | F1222R-3E*ERC311-32E | Remote Condensing w/o Remote C | Air-Cooled Condenser | Flake | Continuous | 907 | 3.34 | 5.06 |  |  | 1.4 | Federally-Regulated Commercial & Industrial Equipment | 05/08/2018 |  | 01/24/2019
Scotsman Ice Systems | Scotsman | F1222W-32E | Ice-making Head | Water-Cooled Condenser | Flake | Continuous | 967 | 2.52 | 4.34 | 105 | 160.9 | 1.4 | Federally-Regulated Commercial & Industrial Equipment | 05/08/2018 |  | 01/24/2019
Scotsman Ice Systems | Scotsman | F1522A-32# | Ice-making Head | Air-Cooled Condenser | Flake | Continuous | 1100 | 3.7 | 5.61 |  |  | 1.5 | Federally-Regulated Commercial & Industrial Equipment | 05/08/2018 |  | 01/24/2019
Scotsman Ice Systems | Scotsman | F1522A-32E | Ice-making Head | Air-Cooled Condenser | Flake | Continuous | 1066 | 3.36 | 5.61 |  |  | 1.5 | Federally-Regulated Commercial & Industrial Equipment | 05/08/2018 |  | 01/24/2019
Scotsman Ice Systems | Scotsman | FME2404AS-32# | Ice-making Head | Air-Cooled Condenser | Flake | Continuous | 1400 | 4 | 5.61 |  |  | 1.5 | Federally-Regulated Commercial & Industrial Equipment | 05/08/2018 |  | 01/24/2019
Scotsman Ice Systems | Scotsman | FME2404AS-32E | Ice-making Head | Air-Cooled Condenser | Flake | Continuous | 1792 | 3.35 | 5.61 |  |  | 1.6 | Federally-Regulated Commercial & Industrial Equipment | 05/08/2018 |  | 01/24/2019
Scotsman Ice Systems | Scotsman | GEMU090 | Self-Contained | Air-Cooled Condenser | Flake | Continuous | 56 | 10.52 | 12.54 |  |  | 1.2 | Federally-Regulated Commercial & Industrial Equipment | 05/08/2018 |  | 01/24/2019
Scotsman Ice Systems | Scotsman | HID312A-1# | Self-Contained | Air-Cooled Condenser | Flake | Continuous | 220 | 4.9 | 8.1 |  |  | 1.2 | Federally-Regulated Commercial & Industrial Equipment | 05/08/2018 |  | 01/24/2019
Scotsman Ice Systems | Scotsman | HID312AW-1# | Self-Contained | Air-Cooled Condenser | Flake | Continuous | 220 | 4.9 | 8.1 |  |  | 1.2 | Federally-Regulated Commercial & Industrial Equipment | 05/08/2018 |  | 01/24/2019
Scotsman Ice Systems | Scotsman | HID525A-1# | Self-Contained | Air-Cooled Condenser | Flake | Continuous | 365 | 5.5 | 7.19 |  |  | 1.2 | Federally-Regulated Commercial & Industrial Equipment | 05/08/2018 |  | 01/24/2019
Scotsman Ice Systems | Scotsman | HID525AW-1# | Self-Contained | Air-Cooled Condenser | Flake | Continuous | 365 | 5.5 | 7.19 |  |  | 1.2 | Federally-Regulated Commercial & Industrial Equipment | 05/08/2018 |  | 01/24/2019
Scotsman Ice Systems | Scotsman | HID525W-1# | Self-Contained | Water-Cooled Condenser | Flake | Continuous | 400 | 4.3 | 6.39 | 120 | 142.9 | 1.1 | Federally-Regulated Commercial & Industrial Equipment | 05/08/2018 |  | 01/24/2019
Scotsman Ice Systems | Scotsman | HID540A-1# | Self-Contained | Air-Cooled Condenser | Flake | Continuous | 365 | 5.5 | 7.19 |  |  | 1.2 | Federally-Regulated Commercial & Industrial Equipment | 05/08/2018 |  | 01/24/2019
Scotsman Ice Systems | Scotsman | HID540AW-1# | Self-Contained | Air-Cooled Condenser | Flake | Continuous | 365 | 5.5 | 7.19 |  |  | 1.2 | Federally-Regulated Commercial & Industrial Equipment | 05/08/2018 |  | 01/24/2019
Scotsman Ice Systems | Scotsman | HID540W-1# | Self-Contained | Water-Cooled Condenser | Flake | Continuous | 400 | 4.3 | 6.39 | 120 | 142.9 | 1.1 | Federally-Regulated Commercial & Industrial Equipment | 05/08/2018 |  | 01/24/2019
Scotsman Ice Systems | Scotsman | N0422A-1# | Ice-making Head | Air-Cooled Condenser | Flake | Continuous | 310 | 6.3 | 7.24 |  |  | 1.3 | Federally-Regulated Commercial & Industrial Equipment | 05/08/2018 |  | 01/24/2019
Scotsman Ice Systems | Scotsman | N0422A-1E | Ice-making Head | Air-Cooled Condenser | Flake | Continuous | 348 | 5.36 | 7.12 |  |  | 1.2 | Federally-Regulated Commercial & Industrial Equipment | 05/08/2018 |  | 01/24/2019
Scotsman Ice Systems | Scotsman | N0422W-1# | Ice-making Head | Water-Cooled Condenser | Flake | Continuous | 350 | 4.9 | 5.55 | 93 | 173.1 | 1.3 | Federally-Regulated Commercial & Industrial Equipment | 05/08/2018 |  | 01/24/2019
Scotsman Ice Systems | Scotsman | N0422W-1E | Ice-making Head | Water-Cooled Condenser | Flake | Continuous | 397 | 3.95 | 5.42 | 124 | 172.1 | 1.2 | Federally-Regulated Commercial & Industrial Equipment | 05/08/2018 |  | 01/24/2019
Scotsman Ice Systems | Scotsman | N0622A-1# | Ice-making Head | Air-Cooled Condenser | Flake | Continuous | 500 | 5.6 | 6.63 |  |  | 1.3 | Federally-Regulated Commercial & Industrial Equipment | 05/08/2018 |  | 01/24/2019
Scotsman Ice Systems | Scotsman | N0622A-1E | Ice-making Head | Air-Cooled Condenser | Flake | Continuous | 552 | 4.71 | 6.46 |  |  | 1.2 | Federally-Regulated Commercial & Industrial Equipment | 05/08/2018 |  | 01/24/2019
Scotsman Ice Systems | Scotsman | N0622A-32# | Ice-making Head | Air-Cooled Condenser | Flake | Continuous | 500 | 5.6 | 6.63 |  |  | 1.3 | Federally-Regulated Commercial & Industrial Equipment | 05/08/2018 |  | 01/24/2019
Scotsman Ice Systems | Scotsman | N0622A-32E | Ice-making Head | Air-Cooled Condenser | Flake | Continuous | 552 | 4.71 | 6.46 |  |  | 1.2 | Federally-Regulated Commercial & Industrial Equipment | 05/08/2018 |  | 01/24/2019
Scotsman Ice Systems | Scotsman | N0622R-1#*ERC111-1# | Remote Condensing w/o Remote C | Air-Cooled Condenser | Flake | Continuous | 530 | 5.7 | 6.63 |  |  | 1.3 | Federally-Regulated Commercial & Industrial Equipment | 05/08/2018 |  | 01/24/2019
Scotsman Ice Systems | Scotsman | N0622R-1E*ERC111-1E | Remote Condensing w/o Remote C | Air-Cooled Condenser | Flake | Continuous | 579 | 4.95 | 6.34 |  |  | 1.2 | Federally-Regulated Commercial & Industrial Equipment | 05/08/2018 |  | 01/24/2019
Scotsman Ice Systems | Scotsman | N0622W-1# | Ice-making Head | Water-Cooled Condenser | Flake | Continuous | 570 | 4.4 | 4.96 | 102 | 168.7 | 1.3 | Federally-Regulated Commercial & Industrial Equipment | 05/08/2018 |  | 01/24/2019
Scotsman Ice Systems | Scotsman | N0622W-1E | Ice-making Head | Water-Cooled Condenser | Flake | Continuous | 581 | 3.8 | 4.93 | 102 | 168.5 | 1.2 | Federally-Regulated Commercial & Industrial Equipment | 05/08/2018 |  | 01/24/2019
Scotsman Ice Systems | Scotsman | N0922A-32E | Ice-making Head | Air-Cooled Condenser | Flake | Continuous | 784 | 3.85 | 5.72 |  |  | 1.2 | Federally-Regulated Commercial & Industrial Equipment | 12/04/2018 |  | 01/24/2019
Scotsman Ice Systems | Scotsman | N0922R-32E*ERC311-32E | Remote Condensing w/o Remote C | Air-Cooled Condenser | Flake | Continuous | 781 | 3.82 | 5.17 |  |  | 1.2 | Federally-Regulated Commercial & Industrial Equipment | 05/08/2018 |  | 01/24/2019
Scotsman Ice Systems | Scotsman | N0922W-32E | Ice-making Head | Water-Cooled Condenser | Flake | Continuous | 863 | 3.09 | 4.34 | 109 | 162.9 | 1.2 | Federally-Regulated Commercial & Industrial Equipment | 05/08/2018 |  | 01/24/2019
Scotsman Ice Systems | Scotsman | N1322A-32# | Ice-making Head | Air-Cooled Condenser | Flake | Continuous | 950 | 4.4 | 5.61 |  |  | 1.3 | Federally-Regulated Commercial & Industrial Equipment | 05/08/2018 |  | 01/24/2019
Scotsman Ice Systems | Scotsman | N1322A-32E | Ice-making Head | Air-Cooled Condenser | Flake | Continuous | 940 | 3.85 | 5.61 |  |  | 1.2 | Federally-Regulated Commercial & Industrial Equipment | 12/04/2018 |  | 01/24/2019
Scotsman Ice Systems | Scotsman | N1322R-32#*ERC311-32# | Remote Condensing w/o Remote C | Air-Cooled Condenser | Flake | Continuous | 1030 | 4 | 5.06 |  |  | 1.3 | Federally-Regulated Commercial & Industrial Equipment | 05/08/2018 |  | 01/24/2019
Scotsman Ice Systems | Scotsman | N1322R-32E*ERC311-32E | Remote Condensing w/o Remote C | Air-Cooled Condenser | Flake | Continuous | 1022 | 3.78 | 5.06 |  |  | 1.2 | Federally-Regulated Commercial & Industrial Equipment | 05/08/2018 |  | 01/24/2019
Scotsman Ice Systems | Scotsman | N1322W-3# | Ice-making Head | Water-Cooled Condenser | Flake | Continuous | 965 | 4 | 4.34 | 81 | 160.9 | 1.3 | Federally-Regulated Commercial & Industrial Equipment | 05/08/2018 |  | 01/24/2019
Scotsman Ice Systems | Scotsman | N1322W-32# | Ice-making Head | Water-Cooled Condenser | Flake | Continuous | 965 | 4 | 4.34 | 81 | 160.9 | 1.3 | Federally-Regulated Commercial & Industrial Equipment | 05/08/2018 |  | 01/24/2019
Scotsman Ice Systems | Scotsman | N1322W-32E | Ice-making Head | Water-Cooled Condenser | Flake | Continuous | 1056 | 3.17 | 4.34 | 78 | 159.1 | 1.3 | Federally-Regulated Commercial & Industrial Equipment | 05/08/2018 |  | 01/24/2019
Scotsman Ice Systems | Scotsman | N1322W-3E | Ice-making Head | Water-Cooled Condenser | Flake | Continuous | 1056 | 3.17 | 4.34 | 78 | 159.1 | 1.3 | Federally-Regulated Commercial & Industrial Equipment | 05/08/2018 |  | 01/24/2019
Scotsman Ice Systems | Scotsman | NME1854RS-32#*ERC302-32# | Remote Condensing w/o Remote C | Air-Cooled Condenser | Flake | Continuous | 1575 | 4.5 | 5.06 |  |  | 1.2 | Federally-Regulated Commercial & Industrial Equipment | 05/08/2018 |  | 01/24/2019
Scotsman Ice Systems | Scotsman | NME1854RS-32E*PR2C240-32E | Remote Condensing w/o Remote C | Air-Cooled Condenser | Flake | Continuous | 1631 | 3.63 | 5.06 |  |  | 1.2 | Federally-Regulated Commercial & Industrial Equipment | 05/08/2018 |  | 01/24/2019
Scotsman Ice Systems | Scotsman | SCN60GA-1SS, -1SU | Self-Contained | Air-Cooled Condenser | Flake | Continuous | 56 | 10.52 | 12.54 |  |  | 1.2 | Federally-Regulated Commercial & Industrial Equipment | 05/08/2018 |  | 01/24/2019
Scotsman Ice Systems | Scotsman | SCN60PA-1SS, -1SU | Self-Contained | Air-Cooled Condenser | Flake | Continuous | 56 | 10.52 | 12.54 |  |  | 1.2 | Federally-Regulated Commercial & Industrial Equipment | 05/08/2018 |  | 01/24/2019
Scotsman Ice Systems | Scotsman | UF424A-1A | Self-Contained | Air-Cooled Condenser | Flake | Continuous | 310 | 4.58 | 7.54 |  |  | 1.6 | Federally-Regulated Commercial & Industrial Equipment | 05/08/2018 |  | 01/24/2019
Scotsman Ice Systems | Scotsman | UF424W-1A | Self-Contained | Water-Cooled Condenser | Flake | Continuous | 330 | 3.93 | 6.6 | 68 | 144.7 | 1.6 | Federally-Regulated Commercial & Industrial Equipment | 05/08/2018 |  | 01/24/2019
Scotsman Ice Systems | Scotsman | UN324A-1A | Self-Contained | Air-Cooled Condenser | Flake | Continuous | 266 | 5.47 | 7.81 |  |  | 1.1 | Federally-Regulated Commercial & Industrial Equipment | 05/08/2018 |  | 01/24/2019
Scotsman Ice Systems | Scotsman | UN324W-1A | Self-Contained | Water-Cooled Condenser | Flake | Continuous | 281 | 4.55 | 6.75 | 95 | 145.9 | 1.1 | Federally-Regulated Commercial & Industrial Equipment | 05/08/2018 |  | 01/24/2019
Scotsman Ice Systems | Scotsman | UNC15NJ### | Self-Contained | Air-Cooled Condenser | Flake | Continuous | 56 | 10.52 | 12.54 |  |  | 1.5 | Federally-Regulated Commercial & Industrial Equipment | 01/02/2019 |  | 01/24/2019
Hoshizaki America | Hoshizaki | DCM-751BAHOS | Self-Contained | Air-Cooled Condenser | Crushed | Continuous | 500 | 5.84 | 6.35 |  |  | 90 | Federally-Regulated Commercial & Industrial Equipment | 02/22/2018 |  | 01/30/2019
Hoshizaki America | Hoshizaki | F-1002MWJ-C | Ice-making Head | Water-Cooled Condenser | Crushed | Continuous | 770 | 3.95 | 4.42 | 111 | 164.8 | 88 | Federally-Regulated Commercial & Industrial Equipment | 02/22/2018 |  | 01/30/2019
Hoshizaki America | Hoshizaki | F-1501MAJ-C | Ice-making Head | Air-Cooled Condenser | Crushed | Continuous | 1020 | 4.61 | 5.61 |  |  | 88.3 | Federally-Regulated Commercial & Industrial Equipment | 02/22/2018 |  | 01/30/2019
Hoshizaki America | Hoshizaki | F-1501MWJ-C | Ice-making Head | Water-Cooled Condenser | Crushed | Continuous | 1218 | 3.76 | 4.34 | 123 | 155.9 | 83.3 | Federally-Regulated Commercial & Industrial Equipment | 02/22/2018 |  | 01/30/2019
Hoshizaki America | Hoshizaki | F-330BAJ-C | Self-Contained | Air-Cooled Condenser | Crushed | Continuous | 214 | 7.3 | 8.13 |  |  | 88.3 | Federally-Regulated Commercial & Industrial Equipment | 02/22/2018 |  | 01/30/2019
Hoshizaki America | Hoshizaki | F-450MAJ-C | Ice-making Head | Air-Cooled Condenser | Crushed | Continuous | 316 | 6.1 | 7.22 |  |  | 80.8 | Federally-Regulated Commercial & Industrial Equipment | 02/22/2018 |  | 01/30/2019
Hoshizaki America | Hoshizaki | F-801MAJ-C | Ice-making Head | Air-Cooled Condenser | Crushed | Continuous | 532 | 5 | 6.53 |  |  | 86.6 | Federally-Regulated Commercial & Industrial Equipment | 02/22/2018 |  | 01/30/2019
Hoshizaki America | Hoshizaki | F-801MWJ-C | Ice-making Head | Water-Cooled Condenser | Crushed | Continuous | 580 | 4.13 | 4.93 | 120 | 168.5 | 82 | Federally-Regulated Commercial & Industrial Equipment | 02/22/2018 |  | 01/30/2019
Hoshizaki America | Hoshizaki | FD-1002MAJ-C | Ice-making Head | Air-Cooled Condenser | Crushed | Continuous | 726 | 4.57 | 5.91 |  |  | 87.1 | Federally-Regulated Commercial & Industrial Equipment | 02/22/2018 |  | 01/30/2019
Hoshizaki America | Hoshizaki | FD-650MRJ-C*URC-5F | Remote Condensing w/o Remote C | Air-Cooled Condenser | Flake | Continuous | 470 | 4.95 | 6.97 |  |  | 1.1 | Federally-Regulated Commercial & Industrial Equipment | 01/23/2019 |  | 01/30/2019
Hoshizaki America | Hoshizaki | FS-1500MLJ-C*SRC-14J | Both Remote Condensing & Remot | Air-Cooled Condenser | Flake | Continuous | 1125 | 4.75 | 5.26 |  |  | 1.1 | Federally-Regulated Commercial & Industrial Equipment | 01/23/2019 |  | 01/30/2019
Hoshizaki America | Hoshizaki | F-1002MAJ-C | Ice-making Head | Air-Cooled Condenser | Crushed | Continuous | 726 | 4.57 | 5.91 |  |  | 87.1 | Federally-Regulated Commercial & Industrial Equipment | 02/22/2018 |  | 01/31/2019
Hoshizaki America | Hoshizaki | FD-650MRJ-C * URC-5F | Remote Condensing w/o Remote C | Air-Cooled Condenser | Flake | Continuous | 470 | 4.95 | 6.97 |  |  | 90 | Federally-Regulated Commercial & Industrial Equipment | 08/17/2018 |  | 01/31/2019
Hoshizaki America | Hoshizaki | FS-1500MLJ-C * SRC-14J | Both Remote Condensing & Remot | Air-Cooled Condenser | Flake | Continuous | 1125 | 4.75 | 5.26 |  |  | 90 | Federally-Regulated Commercial & Industrial Equipment | 08/20/2018 |  | 01/31/2019
Hoshizaki America | Hoshizaki | FS-1500MLJ-C*SRC-14J | Both Remote Condensing & Remot | Air-Cooled Condenser | Flake | Continuous | 1125 | 4.75 | 5.26 |  |  | 1.1 | Federally-Regulated Commercial & Industrial Equipment | 01/31/2019 |  | 02/01/2019
Hoshizaki America | Hoshizaki | FD-650MRJ-C*URC-5F | Remote Condensing w/o Remote C | Air-Cooled Condenser | Flake | Continuous | 470 | 4.95 | 6.97 |  |  | 1.1 | Federally-Regulated Commercial & Industrial Equipment | 01/31/2019 |  | 02/01/2019
Hoshizaki America | Hoshizaki | FD-650MWJ-C | Ice-making Head | Water-Cooled Condenser | Flake | Continuous | 520 | 4.02 | 5.09 | 95 | 169.7 | 1.1 | Federally-Regulated Commercial & Industrial Equipment | 01/23/2019 |  | 02/01/2019
Hoshizaki America | Hoshizaki | FD-650MAJ-C | Ice-making Head | Air-Cooled Condenser | Flake | Continuous | 495 | 5.5 | 6.65 |  |  | 1.1 | Federally-Regulated Commercial & Industrial Equipment | 01/23/2019 |  | 02/01/2019
Hoshizaki America | Hoshizaki | FS-1022MLJ-C*SRC-10J | Both Remote Condensing & Remot | Air-Cooled Condenser | Flake | Continuous | 730 | 5.1 | 5.67 |  |  | 1.1 | Federally-Regulated Commercial & Industrial Equipment | 01/23/2019 |  | 02/01/2019
Hoshizaki America | Hoshizaki | FS-1022MLJ*SRC-10J | Both Remote Condensing & Remot | Air-Cooled Condenser | Flake | Continuous | 730 | 5.1 | 5.67 |  |  | 1.1 | Federally-Regulated Commercial & Industrial Equipment | 01/23/2019 |  | 02/01/2019
Hoshizaki America | Hoshizaki | F-2001MRJ3*URC-22F | Remote Condensing w/o Remote C | Air-Cooled Condenser | Flake | Continuous | 1675 | 3.9 | 5.06 |  |  | 1.2 | Federally-Regulated Commercial & Industrial Equipment | 01/23/2019 |  | 02/01/2019
Hoshizaki America | Hoshizaki | F-2001MWJ | Ice-making Head | Water-Cooled Condenser | Flake | Continuous | 1840 | 3.19 | 4.34 | 109 | 143.6 | 1.2 | Federally-Regulated Commercial & Industrial Equipment | 01/23/2019 |  | 02/01/2019
Hoshizaki America | Hoshizaki | F-2001MRJ*URC-22F | Remote Condensing w/o Remote C | Air-Cooled Condenser | Flake | Continuous | 1660 | 3.81 | 5.06 |  |  | 1.2 | Federally-Regulated Commercial & Industrial Equipment | 01/23/2019 |  | 02/01/2019
Hoshizaki America | Hoshizaki | F-2001MRJ-C*URC-22F | Remote Condensing w/o Remote C | Air-Cooled Condenser | Flake | Continuous | 1500 | 4.35 | 5.06 |  |  | 1.1 | Federally-Regulated Commercial & Industrial Equipment | 01/23/2019 |  | 02/01/2019
Hoshizaki America | Hoshizaki | FS-1001MLJ-C*SRC-10J | Both Remote Condensing & Remot | Air-Cooled Condenser | Flake | Continuous | 720 | 5.07 | 5.72 |  |  | 1.1 | Federally-Regulated Commercial & Industrial Equipment | 01/23/2019 |  | 02/01/2019
Hoshizaki America | Hoshizaki | F-2001MLJ*RACK | Both Remote Condensing & Remot | Air-Cooled Condenser | Flake | Continuous | 1733 | 0.6 | 5.26 |  |  | 1.3 | Federally-Regulated Commercial & Industrial Equipment | 01/23/2019 |  | 02/01/2019
Hoshizaki America | Hoshizaki | F-500BAJ | Self-Contained | Air-Cooled Condenser | Flake | Continuous | 420 | 5.05 | 6.85 |  |  | 1.3 | Federally-Regulated Commercial & Industrial Equipment | 01/23/2019 |  | 02/01/2019
Hoshizaki America | Hoshizaki | F-300BAJ | Self-Contained | Air-Cooled Condenser | Flake | Continuous | 247 | 6.14 | 7.93 |  |  | 1.3 | Federally-Regulated Commercial & Industrial Equipment | 01/23/2019 |  | 02/01/2019
Hoshizaki America | Hoshizaki | F-1002MLJ*RACK | Both Remote Condensing & Remot | Air-Cooled Condenser | Flake | Continuous | 797 | 1.51 | 5.28 |  |  | 1.3 | Federally-Regulated Commercial & Industrial Equipment | 01/23/2019 |  | 02/01/2019
Hoshizaki America | Hoshizaki | F-1002MWJ-C | Ice-making Head | Water-Cooled Condenser | Flake | Continuous | 770 | 3.95 | 4.42 | 111 | 164.8 | 1.1 | Federally-Regulated Commercial & Industrial Equipment | 01/23/2019 |  | 02/01/2019
Hoshizaki America | Hoshizaki | F-1002MWJ | Ice-making Head | Water-Cooled Condenser | Flake | Continuous | 833 | 3.57 | 4.34 | 110 | 163.5 | 1.2 | Federally-Regulated Commercial & Industrial Equipment | 01/23/2019 |  | 02/01/2019
Hoshizaki America | Hoshizaki | F-1002MAJ-C | Ice-making Head | Air-Cooled Condenser | Flake | Continuous | 726 | 4.57 | 5.91 |  |  | 1.1 | Federally-Regulated Commercial & Industrial Equipment | 01/23/2019 |  | 02/01/2019
Hoshizaki America | Hoshizaki | F-1002MAJ | Ice-making Head | Air-Cooled Condenser | Flake | Continuous | 758 | 4.36 | 5.8 |  |  | 1.2 | Federally-Regulated Commercial & Industrial Equipment | 01/23/2019 |  | 02/01/2019
Hoshizaki America | Hoshizaki | FD-1002MAJ-C | Ice-making Head | Air-Cooled Condenser | Flake | Continuous | 726 | 4.57 | 5.91 |  |  | 1.1 | Federally-Regulated Commercial & Industrial Equipment | 01/23/2019 |  | 02/01/2019
Hoshizaki America | Hoshizaki | FD-1002MRJ-C*URC-5F | Remote Condensing w/o Remote C | Air-Cooled Condenser | Flake | Continuous | 680 | 4.94 | 5.76 |  |  | 1.1 | Federally-Regulated Commercial & Industrial Equipment | 01/23/2019 |  | 02/01/2019
Hoshizaki America | Hoshizaki | F-1002MRJ-C*URC-5F | Remote Condensing w/o Remote C | Air-Cooled Condenser | Flake | Continuous | 680 | 4.94 | 5.76 |  |  | 1.1 | Federally-Regulated Commercial & Industrial Equipment | 01/23/2019 |  | 02/01/2019
Hoshizaki America | Hoshizaki | F-1002MRJ*URC-5F | Remote Condensing w/o Remote C | Air-Cooled Condenser | Flake | Continuous | 722 | 4.51 | 5.51 |  |  | 1.2 | Federally-Regulated Commercial & Industrial Equipment | 01/23/2019 |  | 02/01/2019
Hoshizaki America | Hoshizaki | F-1501MWJ-C | Ice-making Head | Water-Cooled Condenser | Flake | Continuous | 1218 | 3.76 | 4.34 | 123 | 155.9 | 1.2 | Federally-Regulated Commercial & Industrial Equipment | 01/23/2019 |  | 02/01/2019
Hoshizaki America | Hoshizaki | F-1501MWJ | Ice-making Head | Water-Cooled Condenser | Flake | Continuous | 1410 | 3.2 | 4.34 | 105 | 152.1 | 1.3 | Federally-Regulated Commercial & Industrial Equipment | 01/23/2019 |  | 02/01/2019
Hoshizaki America | Hoshizaki | F-1501MRJ-C*URC-14F | Remote Condensing w/o Remote C | Air-Cooled Condenser | Flake | Continuous | 1125 | 4.35 | 5.06 |  |  | 1.1 | Federally-Regulated Commercial & Industrial Equipment | 01/23/2019 |  | 02/01/2019
Hoshizaki America | Hoshizaki | F-1501MRJ*URC-14F | Remote Condensing w/o Remote C | Air-Cooled Condenser | Flake | Continuous | 1370 | 3.44 | 5.06 |  |  | 1.4 | Federally-Regulated Commercial & Industrial Equipment | 01/23/2019 |  | 02/01/2019
Hoshizaki America | Hoshizaki | F-1501MAJ-C | Ice-making Head | Air-Cooled Condenser | Flake | Continuous | 1020 | 4.61 | 5.61 |  |  | 1.1 | Federally-Regulated Commercial & Industrial Equipment | 01/23/2019 |  | 02/01/2019
Hoshizaki America | Hoshizaki | F-1501MAJ | Ice-making Head | Air-Cooled Condenser | Flake | Continuous | 1154 | 4 | 5.61 |  |  | 1.2 | Federally-Regulated Commercial & Industrial Equipment | 01/23/2019 |  | 02/01/2019
Hoshizaki America | Hoshizaki | F-801MWJ-C | Ice-making Head | Water-Cooled Condenser | Flake | Continuous | 580 | 4.13 | 4.93 | 120 | 168.5 | 1.2 | Federally-Regulated Commercial & Industrial Equipment | 01/23/2019 |  | 02/01/2019
Hoshizaki America | Hoshizaki | F-801MWJ | Ice-making Head | Water-Cooled Condenser | Flake | Continuous | 605 | 3.9 | 4.86 | 119 | 168 | 1.2 | Federally-Regulated Commercial & Industrial Equipment | 01/23/2019 |  | 02/01/2019
Hoshizaki America | Hoshizaki | F-801MAJ-C | Ice-making Head | Air-Cooled Condenser | Flake | Continuous | 532 | 5 | 6.53 |  |  | 1.1 | Federally-Regulated Commercial & Industrial Equipment | 01/23/2019 |  | 02/01/2019
Hoshizaki America | Hoshizaki | F-450MAJ-C | Ice-making Head | Air-Cooled Condenser | Flake | Continuous | 316 | 6.1 | 7.22 |  |  | 1.2 | Federally-Regulated Commercial & Industrial Equipment | 01/23/2019 |  | 02/01/2019
Hoshizaki America | Hoshizaki | F-801MAJ | Ice-making Head | Air-Cooled Condenser | Flake | Continuous | 566 | 4.5 | 6.42 |  |  | 1.2 | Federally-Regulated Commercial & Industrial Equipment | 01/23/2019 |  | 02/01/2019
Hoshizaki America | Hoshizaki | F-450MAJ | Ice-making Head | Air-Cooled Condenser | Flake | Continuous | 395 | 4.94 | 6.97 |  |  | 1.3 | Federally-Regulated Commercial & Industrial Equipment | 01/23/2019 |  | 02/01/2019
Hoshizaki America | Hoshizaki | F-330BAJ | Self-Contained | Air-Cooled Condenser | Flake | Continuous | 243 | 5.91 | 7.95 |  |  | 1.2 | Federally-Regulated Commercial & Industrial Equipment | 01/23/2019 |  | 02/01/2019
Hoshizaki America | Hoshizaki | F-330BAJ-C | Self-Contained | Air-Cooled Condenser | Flake | Continuous | 214 | 7.3 | 8.13 |  |  | 1.1 | Federally-Regulated Commercial & Industrial Equipment | 01/23/2019 |  | 02/01/2019
Hoshizaki America | Hoshizaki | FD-650MWH-C | Ice-making Head | Water-Cooled Condenser | Crushed | Continuous | 532 | 3.81 | 5.06 | 125 | 169.5 | 1.1 | Federally-Regulated Commercial & Industrial Equipment | 01/23/2019 |  | 02/01/2019
Hoshizaki America | Hoshizaki | FD-650MRH-C*URC-5F | Remote Condensing w/o Remote C | Air-Cooled Condenser | Crushed | Continuous | 476 | 4.75 | 6.94 |  |  | 1.1 | Federally-Regulated Commercial & Industrial Equipment | 01/23/2019 |  | 02/01/2019
Hoshizaki America | Hoshizaki | F-2001MLH* | Both Remote Condensing & Remot | Air-Cooled Condenser | Flake | Continuous | 1733 | 0.6 | 5.26 |  |  | 1.3 | Federally-Regulated Commercial & Industrial Equipment | 01/23/2019 |  | 02/01/2019
Hoshizaki America | Hoshizaki | C-101BAH-DS | Self-Contained | Air-Cooled Condenser | Crushed | Continuous | 62 | 12.1 | 12.36 |  |  | 1.2 | Federally-Regulated Commercial & Industrial Equipment | 01/23/2019 |  | 02/01/2019
Hoshizaki America | Hoshizaki | C-101BAH-ADDS | Self-Contained | Air-Cooled Condenser | Crushed | Continuous | 62 | 12.1 | 12.36 |  |  | 1.2 | Federally-Regulated Commercial & Industrial Equipment | 01/23/2019 |  | 02/01/2019
Hoshizaki America | Hoshizaki | C-101BAH-AD | Self-Contained | Air-Cooled Condenser | Crushed | Continuous | 62 | 12.1 | 12.36 |  |  | 1.2 | Federally-Regulated Commercial & Industrial Equipment | 01/23/2019 |  | 02/01/2019
Hoshizaki America | Hoshizaki | C-101BAH | Self-Contained | Air-Cooled Condenser | Crushed | Continuous | 62 | 12.1 | 12.36 |  |  | 1.2 | Federally-Regulated Commercial & Industrial Equipment | 01/23/2019 |  | 02/01/2019
Hoshizaki America | Hoshizaki | FD-650MAH-C | Ice-making Head | Air-Cooled Condenser | Crushed | Continuous | 474 | 5.35 | 6.71 |  |  | 1.1 | Federally-Regulated Commercial & Industrial Equipment | 01/23/2019 |  | 02/01/2019
Hoshizaki America | Hoshizaki | DCM-751BWH | Self-Contained | Water-Cooled Condenser | Crushed | Continuous | 678 | 4.76 | 5.55 | 96 | 135.9 | 1.1 | Federally-Regulated Commercial & Industrial Equipment | 01/23/2019 |  | 02/01/2019
Hoshizaki America | Hoshizaki | DCM-751BWH-OS | Self-Contained | Water-Cooled Condenser | Crushed | Continuous | 678 | 4.76 | 5.55 | 96 | 135.9 | 1.1 | Federally-Regulated Commercial & Industrial Equipment | 01/23/2019 |  | 02/01/2019
Hoshizaki America | Hoshizaki | DCM-500BWH-OS | Self-Contained | Water-Cooled Condenser | Crushed | Continuous | 512 | 4.48 | 6.05 | 112 | 140.1 | 1.1 | Federally-Regulated Commercial & Industrial Equipment | 01/23/2019 |  | 02/01/2019
Hoshizaki America | Hoshizaki | DCM-500BWH | Self-Contained | Water-Cooled Condenser | Crushed | Continuous | 512 | 4.48 | 6.05 | 112 | 140.1 | 1.1 | Federally-Regulated Commercial & Industrial Equipment | 01/23/2019 |  | 02/01/2019
Hoshizaki America | Hoshizaki | DCM-751BAH | Self-Contained | Air-Cooled Condenser | Crushed | Continuous | 500 | 5.84 | 6.35 |  |  | 1.1 | Federally-Regulated Commercial & Industrial Equipment | 01/23/2019 |  | 02/01/2019
Hoshizaki America | Hoshizaki | DCM-751BAH-OS | Self-Contained | Air-Cooled Condenser | Crushed | Continuous | 500 | 5.84 | 6.35 |  |  | 1.1 | Federally-Regulated Commercial & Industrial Equipment | 01/23/2019 |  | 02/01/2019
Hoshizaki America | Hoshizaki | DCM-500BAH-OS | Self-Contained | Air-Cooled Condenser | Crushed | Continuous | 427 | 5.85 | 6.81 |  |  | 1.1 | Federally-Regulated Commercial & Industrial Equipment | 01/23/2019 |  | 02/01/2019
Hoshizaki America | Hoshizaki | DCM-500BAH | Self-Contained | Air-Cooled Condenser | Crushed | Continuous | 427 | 5.85 | 6.81 |  |  | 1.1 | Federally-Regulated Commercial & Industrial Equipment | 01/23/2019 |  | 02/01/2019
Hoshizaki America | Hoshizaki | DCM-300BAH | Self-Contained | Air-Cooled Condenser | Crushed | Continuous | 219 | 7.06 | 8.1 |  |  | 1.1 | Federally-Regulated Commercial & Industrial Equipment | 01/23/2019 |  | 02/01/2019
Hoshizaki America | Hoshizaki | DCM-300BAH-OS | Self-Contained | Air-Cooled Condenser | Crushed | Continuous | 219 | 7.06 | 8.1 |  |  | 1.1 | Federally-Regulated Commercial & Industrial Equipment | 01/23/2019 |  | 02/01/2019
Hoshizaki America | Hoshizaki | DCM-270BAH-OS | Self-Contained | Air-Cooled Condenser | Crushed | Continuous | 200 | 7.5 | 8.22 |  |  | 1.1 | Federally-Regulated Commercial & Industrial Equipment | 01/23/2019 |  | 02/01/2019
Hoshizaki America | Hoshizaki | DCM-270BAH | Self-Contained | Air-Cooled Condenser | Crushed | Continuous | 200 | 7.5 | 8.22 |  |  | 1.1 | Federally-Regulated Commercial & Industrial Equipment | 01/23/2019 |  | 02/01/2019
Hoshizaki America | Hoshizaki | FS-1500MLH-C*SRC-14H | Both Remote Condensing & Remot | Air-Cooled Condenser | Crushed | Continuous | 1165 | 4.51 | 5.26 |  |  | 1.2 | Federally-Regulated Commercial & Industrial Equipment | 01/23/2019 |  | 02/01/2019
Hoshizaki America | Hoshizaki | KMD-460MWH | Ice-making Head | Water-Cooled Condenser | Cube | Batch | 470 | 4.11 | 4.9 | 136 | 189.7 |  | Federally-Regulated Commercial & Industrial Equipment | 01/23/2019 |  | 02/01/2019
Hoshizaki America | Hoshizaki | KM-520MWJ | Ice-making Head | Water-Cooled Condenser | Cube | Batch | 444 | 4.65 | 4.95 | 75 | 190.2 |  | Federally-Regulated Commercial & Industrial Equipment | 01/23/2019 |  | 02/01/2019
Hoshizaki America | Hoshizaki | KMD-460MAH | Ice-making Head | Air-Cooled Condenser | Cube | Batch | 387 | 5.48 | 6.08 |  |  |  | Federally-Regulated Commercial & Industrial Equipment | 01/23/2019 |  | 02/01/2019
Manitowoc Ice, Inc. | Koolaire | KYT1700W-261 | Ice-making Head | Water-Cooled Condenser | Cube | Batch | 1550 | 3.4 | 4 | 140 | 165.9 |  | Federally-Regulated Commercial & Industrial Equipment | 01/23/2019 |  | 02/01/2019
Scotsman Ice Systems | Scotsman | F1222R-32E*ERC311-32E | Remote Condensing w/o Remote C | Air-Cooled Condenser | Flake | Continuous | 907 | 3.34 | 5.06 |  |  | 1.4 | Federally-Regulated Commercial & Industrial Equipment | 01/24/2019 |  | 02/01/2019
Scotsman Ice Systems | Scotsman | F1222R-3E*ERC311-32E | Remote Condensing w/o Remote C | Air-Cooled Condenser | Flake | Continuous | 907 | 3.34 | 5.06 |  |  | 1.4 | Federally-Regulated Commercial & Industrial Equipment | 01/24/2019 |  | 02/01/2019
Scotsman Ice Systems | Scotsman | N0922R-32E*ERC311-32E | Remote Condensing w/o Remote C | Air-Cooled Condenser | Flake | Continuous | 781 | 3.82 | 5.17 |  |  | 1.2 | Federally-Regulated Commercial & Industrial Equipment | 01/24/2019 |  | 02/01/2019
Scotsman Ice Systems | Scotsman | F1222W-32E | Ice-making Head | Water-Cooled Condenser | Flake | Continuous | 967 | 2.52 | 4.34 | 105 | 160.9 | 1.4 | Federally-Regulated Commercial & Industrial Equipment | 01/24/2019 |  | 02/01/2019
Scotsman Ice Systems | Scotsman | N0922W-32E | Ice-making Head | Water-Cooled Condenser | Flake | Continuous | 863 | 3.09 | 4.34 | 109 | 162.9 | 1.2 | Federally-Regulated Commercial & Industrial Equipment | 01/24/2019 |  | 02/01/2019
Scotsman Ice Systems | Scotsman | N0922A-32E | Ice-making Head | Air-Cooled Condenser | Flake | Continuous | 784 | 3.85 | 5.72 |  |  | 1.2 | Federally-Regulated Commercial & Industrial Equipment | 01/24/2019 |  | 02/01/2019
Scotsman Ice Systems | Scotsman | F0822W-32E | Ice-making Head | Water-Cooled Condenser | Flake | Continuous | 643 | 3.32 | 4.76 | 91 | 167.3 | 1.4 | Federally-Regulated Commercial & Industrial Equipment | 01/24/2019 |  | 02/01/2019
Scotsman Ice Systems | Scotsman | UN324W-1A | Self-Contained | Water-Cooled Condenser | Flake | Continuous | 281 | 4.55 | 6.75 | 95 | 145.9 | 1.1 | Federally-Regulated Commercial & Industrial Equipment | 01/24/2019 |  | 02/01/2019
Scotsman Ice Systems | Scotsman | UN324A-1A | Self-Contained | Air-Cooled Condenser | Flake | Continuous | 266 | 5.47 | 7.81 |  |  | 1.1 | Federally-Regulated Commercial & Industrial Equipment | 01/24/2019 |  | 02/01/2019
Scotsman Ice Systems | Scotsman | UF424W-1A | Self-Contained | Water-Cooled Condenser | Flake | Continuous | 330 | 3.93 | 6.6 | 68 | 144.7 | 1.6 | Federally-Regulated Commercial & Industrial Equipment | 01/24/2019 |  | 02/01/2019
Scotsman Ice Systems | Scotsman | UF424A-1A | Self-Contained | Air-Cooled Condenser | Flake | Continuous | 310 | 4.58 | 7.54 |  |  | 1.6 | Federally-Regulated Commercial & Industrial Equipment | 01/24/2019 |  | 02/01/2019
Scotsman Ice Systems | Scotsman | GEMU090 | Self-Contained | Air-Cooled Condenser | Flake | Continuous | 56 | 10.52 | 12.54 |  |  | 1.2 | Federally-Regulated Commercial & Industrial Equipment | 01/24/2019 |  | 02/01/2019
Scotsman Ice Systems | Scotsman | N1322R-32E*ERC311-32E | Remote Condensing w/o Remote C | Air-Cooled Condenser | Flake | Continuous | 1022 | 3.78 | 5.06 |  |  | 1.2 | Federally-Regulated Commercial & Industrial Equipment | 01/24/2019 |  | 02/01/2019
Scotsman Ice Systems | Scotsman | N1322W-32E | Ice-making Head | Water-Cooled Condenser | Flake | Continuous | 1056 | 3.17 | 4.34 | 78 | 159.1 | 1.3 | Federally-Regulated Commercial & Industrial Equipment | 01/24/2019 |  | 02/01/2019
Scotsman Ice Systems | Scotsman | N1322W-3E | Ice-making Head | Water-Cooled Condenser | Flake | Continuous | 1056 | 3.17 | 4.34 | 78 | 159.1 | 1.3 | Federally-Regulated Commercial & Industrial Equipment | 01/24/2019 |  | 02/01/2019
Scotsman Ice Systems | Scotsman | N1322A-32E | Ice-making Head | Air-Cooled Condenser | Flake | Continuous | 940 | 3.85 | 5.61 |  |  | 1.2 | Federally-Regulated Commercial & Industrial Equipment | 01/24/2019 |  | 02/01/2019
Scotsman Ice Systems | Scotsman | F1522A-32E | Ice-making Head | Air-Cooled Condenser | Flake | Continuous | 1066 | 3.36 | 5.61 |  |  | 1.5 | Federally-Regulated Commercial & Industrial Equipment | 01/24/2019 |  | 02/01/2019
Scotsman Ice Systems | Scotsman | FME2404AS-32E | Ice-making Head | Air-Cooled Condenser | Flake | Continuous | 1792 | 3.35 | 5.61 |  |  | 1.6 | Federally-Regulated Commercial & Industrial Equipment | 01/24/2019 |  | 02/01/2019
Scotsman Ice Systems | Scotsman | NME1854RS-32E*PR2C240-32E | Remote Condensing w/o Remote C | Air-Cooled Condenser | Flake | Continuous | 1631 | 3.63 | 5.06 |  |  | 1.2 | Federally-Regulated Commercial & Industrial Equipment | 01/24/2019 |  | 02/01/2019
Scotsman Ice Systems | Scotsman | N0622A-32E | Ice-making Head | Air-Cooled Condenser | Flake | Continuous | 552 | 4.71 | 6.46 |  |  | 1.2 | Federally-Regulated Commercial & Industrial Equipment | 01/24/2019 |  | 02/01/2019
Scotsman Ice Systems | Scotsman | N0622R-1E*ERC111-1E | Remote Condensing w/o Remote C | Air-Cooled Condenser | Flake | Continuous | 579 | 4.95 | 6.34 |  |  | 1.2 | Federally-Regulated Commercial & Industrial Equipment | 01/24/2019 |  | 02/01/2019
Scotsman Ice Systems | Scotsman | F0822A-1E | Ice-making Head | Air-Cooled Condenser | Flake | Continuous | 641 | 4 | 6.18 |  |  | 1.4 | Federally-Regulated Commercial & Industrial Equipment | 01/24/2019 |  | 02/01/2019
Scotsman Ice Systems | Scotsman | N0622A-1E | Ice-making Head | Air-Cooled Condenser | Flake | Continuous | 552 | 4.71 | 6.46 |  |  | 1.2 | Federally-Regulated Commercial & Industrial Equipment | 01/24/2019 |  | 02/01/2019
Scotsman Ice Systems | Scotsman | F0522A-1E | Ice-making Head | Air-Cooled Condenser | Flake | Continuous | 343 | 4.61 | 7.13 |  |  | 1.3 | Federally-Regulated Commercial & Industrial Equipment | 01/24/2019 |  | 02/01/2019
Scotsman Ice Systems | Scotsman | N0422A-1E | Ice-making Head | Air-Cooled Condenser | Flake | Continuous | 348 | 5.36 | 7.12 |  |  | 1.2 | Federally-Regulated Commercial & Industrial Equipment | 01/24/2019 |  | 02/01/2019
Scotsman Ice Systems | Scotsman | N0422W-1E | Ice-making Head | Water-Cooled Condenser | Flake | Continuous | 397 | 3.95 | 5.42 | 124 | 172.1 | 1.2 | Federally-Regulated Commercial & Industrial Equipment | 01/24/2019 |  | 02/01/2019
Scotsman Ice Systems | Scotsman | F0522W-1E | Ice-making Head | Water-Cooled Condenser | Flake | Continuous | 429 | 3.73 | 5.33 | 112 | 171.5 | 1.3 | Federally-Regulated Commercial & Industrial Equipment | 01/24/2019 |  | 02/01/2019
Scotsman Ice Systems | Scotsman | N0622W-1E | Ice-making Head | Water-Cooled Condenser | Flake | Continuous | 581 | 3.8 | 4.93 | 102 | 168.5 | 1.2 | Federally-Regulated Commercial & Industrial Equipment | 01/24/2019 |  | 02/01/2019
Scotsman Ice Systems | Scotsman | F0822W-1E | Ice-making Head | Water-Cooled Condenser | Flake | Continuous | 654 | 3.31 | 4.73 | 85 | 167.1 | 1.4 | Federally-Regulated Commercial & Industrial Equipment | 01/24/2019 |  | 02/01/2019
Scotsman Ice Systems | Scotsman | UNC15NJ### | Self-Contained | Air-Cooled Condenser | Flake | Continuous | 56 | 10.52 | 12.54 |  |  | 1.5 | Federally-Regulated Commercial & Industrial Equipment | 01/24/2019 |  | 02/01/2019
Scotsman Ice Systems | Scotsman | SCN60GA-1SS, -1SU | Self-Contained | Air-Cooled Condenser | Flake | Continuous | 56 | 10.52 | 12.54 |  |  | 1.2 | Federally-Regulated Commercial & Industrial Equipment | 01/24/2019 |  | 02/01/2019
Scotsman Ice Systems | Scotsman | SCN60PA-1SS, -1SU | Self-Contained | Air-Cooled Condenser | Flake | Continuous | 56 | 10.52 | 12.54 |  |  | 1.2 | Federally-Regulated Commercial & Industrial Equipment | 01/24/2019 |  | 02/01/2019
Scotsman Ice Systems | Scotsman | HID540W-1# | Self-Contained | Water-Cooled Condenser | Flake | Continuous | 400 | 4.3 | 6.39 | 120 | 142.9 | 1.1 | Federally-Regulated Commercial & Industrial Equipment | 01/24/2019 |  | 02/01/2019
Scotsman Ice Systems | Scotsman | HID525W-1# | Self-Contained | Water-Cooled Condenser | Flake | Continuous | 400 | 4.3 | 6.39 | 120 | 142.9 | 1.1 | Federally-Regulated Commercial & Industrial Equipment | 01/24/2019 |  | 02/01/2019
Scotsman Ice Systems | Scotsman | HID540AW-1# | Self-Contained | Air-Cooled Condenser | Flake | Continuous | 365 | 5.5 | 7.19 |  |  | 1.2 | Federally-Regulated Commercial & Industrial Equipment | 01/24/2019 |  | 02/01/2019
Scotsman Ice Systems | Scotsman | HID540A-1# | Self-Contained | Air-Cooled Condenser | Flake | Continuous | 365 | 5.5 | 7.19 |  |  | 1.2 | Federally-Regulated Commercial & Industrial Equipment | 01/24/2019 |  | 02/01/2019
Scotsman Ice Systems | Scotsman | HID525AW-1# | Self-Contained | Air-Cooled Condenser | Flake | Continuous | 365 | 5.5 | 7.19 |  |  | 1.2 | Federally-Regulated Commercial & Industrial Equipment | 01/24/2019 |  | 02/01/2019
Scotsman Ice Systems | Scotsman | HID525A-1# | Self-Contained | Air-Cooled Condenser | Flake | Continuous | 365 | 5.5 | 7.19 |  |  | 1.2 | Federally-Regulated Commercial & Industrial Equipment | 01/24/2019 |  | 02/01/2019
Scotsman Ice Systems | Scotsman | HID312AW-1# | Self-Contained | Air-Cooled Condenser | Flake | Continuous | 220 | 4.9 | 8.1 |  |  | 1.2 | Federally-Regulated Commercial & Industrial Equipment | 01/24/2019 |  | 02/01/2019
Scotsman Ice Systems | Scotsman | HID312A-1# | Self-Contained | Air-Cooled Condenser | Flake | Continuous | 220 | 4.9 | 8.1 |  |  | 1.2 | Federally-Regulated Commercial & Industrial Equipment | 01/24/2019 |  | 02/01/2019
Scotsman Ice Systems | Scotsman | N1322W-3# | Ice-making Head | Water-Cooled Condenser | Flake | Continuous | 965 | 4 | 4.34 | 81 | 160.9 | 1.3 | Federally-Regulated Commercial & Industrial Equipment | 01/24/2019 |  | 02/01/2019
Scotsman Ice Systems | Scotsman | NME1854RS-32#*ERC302-32# | Remote Condensing w/o Remote C | Air-Cooled Condenser | Flake | Continuous | 1575 | 4.5 | 5.06 |  |  | 1.2 | Federally-Regulated Commercial & Industrial Equipment | 01/24/2019 |  | 02/01/2019
Scotsman Ice Systems | Scotsman | N1322W-32# | Ice-making Head | Water-Cooled Condenser | Flake | Continuous | 965 | 4 | 4.34 | 81 | 160.9 | 1.3 | Federally-Regulated Commercial & Industrial Equipment | 01/24/2019 |  | 02/01/2019
Scotsman Ice Systems | Scotsman | N1322R-32#*ERC311-32# | Remote Condensing w/o Remote C | Air-Cooled Condenser | Flake | Continuous | 1030 | 4 | 5.06 |  |  | 1.3 | Federally-Regulated Commercial & Industrial Equipment | 01/24/2019 |  | 02/01/2019
Scotsman Ice Systems | Scotsman | N1322A-32# | Ice-making Head | Air-Cooled Condenser | Flake | Continuous | 950 | 4.4 | 5.61 |  |  | 1.3 | Federally-Regulated Commercial & Industrial Equipment | 01/24/2019 |  | 02/01/2019
Scotsman Ice Systems | Scotsman | N0622W-1# | Ice-making Head | Water-Cooled Condenser | Flake | Continuous | 570 | 4.4 | 4.96 | 102 | 168.7 | 1.3 | Federally-Regulated Commercial & Industrial Equipment | 01/24/2019 |  | 02/01/2019
Scotsman Ice Systems | Scotsman | N0622R-1#*ERC111-1# | Remote Condensing w/o Remote C | Air-Cooled Condenser | Flake | Continuous | 530 | 5.7 | 6.63 |  |  | 1.3 | Federally-Regulated Commercial & Industrial Equipment | 01/24/2019 |  | 02/01/2019
Scotsman Ice Systems | Scotsman | N0622A-32# | Ice-making Head | Air-Cooled Condenser | Flake | Continuous | 500 | 5.6 | 6.63 |  |  | 1.3 | Federally-Regulated Commercial & Industrial Equipment | 01/24/2019 |  | 02/01/2019
Scotsman Ice Systems | Scotsman | N0622A-1# | Ice-making Head | Air-Cooled Condenser | Flake | Continuous | 500 | 5.6 | 6.63 |  |  | 1.3 | Federally-Regulated Commercial & Industrial Equipment | 01/24/2019 |  | 02/01/2019
Scotsman Ice Systems | Scotsman | N0422W-1# | Ice-making Head | Water-Cooled Condenser | Flake | Continuous | 350 | 4.9 | 5.55 | 93 | 173.1 | 1.3 | Federally-Regulated Commercial & Industrial Equipment | 01/24/2019 |  | 02/01/2019
Scotsman Ice Systems | Scotsman | N0422A-1# | Ice-making Head | Air-Cooled Condenser | Flake | Continuous | 310 | 6.3 | 7.24 |  |  | 1.3 | Federally-Regulated Commercial & Industrial Equipment | 01/24/2019 |  | 02/01/2019
Scotsman Ice Systems | Scotsman | FME2404AS-32# | Ice-making Head | Air-Cooled Condenser | Flake | Continuous | 1400 | 4 | 5.61 |  |  | 1.5 | Federally-Regulated Commercial & Industrial Equipment | 01/24/2019 |  | 02/01/2019
Scotsman Ice Systems | Scotsman | F1522A-32# | Ice-making Head | Air-Cooled Condenser | Flake | Continuous | 1100 | 3.7 | 5.61 |  |  | 1.5 | Federally-Regulated Commercial & Industrial Equipment | 01/24/2019 |  | 02/01/2019
Scotsman Ice Systems | Scotsman | F1222A-32# | Ice-making Head | Air-Cooled Condenser | Flake | Continuous | 878 | 3.22 | 5.61 |  |  | 1.4 | Federally-Regulated Commercial & Industrial Equipment | 01/24/2019 |  | 02/01/2019
Scotsman Ice Systems | Scotsman | F1222A-3# | Ice-making Head | Air-Cooled Condenser | Flake | Continuous | 878 | 3.22 | 5.61 |  |  | 1.4 | Federally-Regulated Commercial & Industrial Equipment | 01/24/2019 |  | 02/01/2019
Scotsman Ice Systems | Scotsman | F0822W-32# | Ice-making Head | Water-Cooled Condenser | Flake | Continuous | 600 | 3.9 | 4.88 | 102 | 168.1 | 1.4 | Federally-Regulated Commercial & Industrial Equipment | 01/24/2019 |  | 02/01/2019
Scotsman Ice Systems | Scotsman | F0822W-1# | Ice-making Head | Water-Cooled Condenser | Flake | Continuous | 600 | 3.9 | 4.88 | 102 | 168.1 | 1.4 | Federally-Regulated Commercial & Industrial Equipment | 01/24/2019 |  | 02/01/2019
Scotsman Ice Systems | Scotsman | F0822R-1#*ERC111-1# | Remote Condensing w/o Remote C | Air-Cooled Condenser | Flake | Continuous | 610 | 5.1 | 6.16 |  |  | 1.4 | Federally-Regulated Commercial & Industrial Equipment | 01/24/2019 |  | 02/01/2019
Scotsman Ice Systems | Scotsman | F0822A-1# | Ice-making Head | Air-Cooled Condenser | Flake | Continuous | 580 | 4.7 | 6.37 |  |  | 1.5 | Federally-Regulated Commercial & Industrial Equipment | 01/24/2019 |  | 02/01/2019
Scotsman Ice Systems | Scotsman | F0522W-1# | Ice-making Head | Water-Cooled Condenser | Flake | Continuous | 420 | 3.9 | 5.36 | 82 | 171.7 | 1.5 | Federally-Regulated Commercial & Industrial Equipment | 01/24/2019 |  | 02/01/2019
Scotsman Ice Systems | Scotsman | F0522A-1# | Ice-making Head | Air-Cooled Condenser | Flake | Continuous | 320 | 6.1 | 7.21 |  |  | 1.4 | Federally-Regulated Commercial & Industrial Equipment | 01/24/2019 |  | 02/01/2019
Scotsman Ice Systems | Scotsman | AFE424W-1# | Self-Contained | Water-Cooled Condenser | Flake | Continuous | 300 | 5.5 | 6.69 | 131 | 145.4 | 1.5 | Federally-Regulated Commercial & Industrial Equipment | 01/24/2019 |  | 02/01/2019
Scotsman Ice Systems | Scotsman | AFE424A-1# | Self-Contained | Air-Cooled Condenser | Flake | Continuous | 250 | 6 | 7.91 |  |  | 1.5 | Federally-Regulated Commercial & Industrial Equipment | 01/24/2019 |  | 02/01/2019
Scotsman Ice Systems | Scotsman | F1222A-3E | Ice-making Head | Air-Cooled Condenser | Flake | Continuous | 878 | 3.22 | 5.61 |  |  | 1.4 | Federally-Regulated Commercial & Industrial Equipment | 01/24/2019 |  | 02/01/2019
Scotsman Ice Systems | Scotsman | F1222A-32E | Ice-making Head | Air-Cooled Condenser | Flake | Continuous | 878 | 3.22 | 5.61 |  |  | 1.4 | Federally-Regulated Commercial & Industrial Equipment | 01/24/2019 |  | 02/01/2019
Manitowoc Ice, Inc. | Manitowoc | UD0240A-261 | Self-Contained | Air-Cooled Condenser | Cube | Batch | 160 | 7.2 | 8.37 |  |  |  | Federally-Regulated Commercial & Industrial Equipment | 11/29/2018 |  | 02/05/2019
Manitowoc Ice, Inc. | Manitowoc | UY0240A-261 | Self-Contained | Air-Cooled Condenser | Cube | Batch | 160 | 7.2 | 8.37 |  |  |  | Federally-Regulated Commercial & Industrial Equipment | 11/29/2018 |  | 02/05/2019
Manitowoc Ice, Inc. | Manitowoc | UY0140A-261 | Self-Contained | Air-Cooled Condenser | Cube | Batch | 95 | 10.19 | 10.33 |  |  |  | Federally-Regulated Commercial & Industrial Equipment | 11/29/2018 |  | 02/05/2019
Manitowoc Ice, Inc. | Manitowoc | IY1176C-161*ICVD11953-263 | Both Remote Condensing & Remot | Air-Cooled Condenser | Cube | Batch | 900 | 4.84 | 4.89 |  |  |  | Federally-Regulated Commercial & Industrial Equipment | 11/29/2018 |  | 02/05/2019
Manitowoc Ice, Inc. | Manitowoc | IY1176C-161*ICVD1195-261 | Both Remote Condensing & Remot | Air-Cooled Condenser | Cube | Batch | 900 | 4.84 | 4.89 |  |  |  | Federally-Regulated Commercial & Industrial Equipment | 11/29/2018 |  | 02/05/2019
Manitowoc Ice, Inc. | Manitowoc | ID1196N-261*JC0995-261 | Remote Condensing w/o Remote C | Air-Cooled Condenser | Cube | Batch | 867 | 4.99 | 5 |  |  |  | Federally-Regulated Commercial & Industrial Equipment | 11/29/2018 |  | 02/05/2019
Manitowoc Ice, Inc. | Manitowoc | IY1106W3-263 | Ice-making Head | Water-Cooled Condenser | Cube | Batch | 965 | 3.9 | 4.15 | 144 | 178.8 |  | Federally-Regulated Commercial & Industrial Equipment | 11/29/2018 |  | 02/05/2019
Manitowoc Ice, Inc. | Manitowoc | IY1106W-261 | Ice-making Head | Water-Cooled Condenser | Cube | Batch | 965 | 3.9 | 4.15 | 144 | 178.8 |  | Federally-Regulated Commercial & Industrial Equipment | 11/29/2018 |  | 02/05/2019
Manitowoc Ice, Inc. | Manitowoc | ID1106W-261 | Ice-making Head | Water-Cooled Condenser | Cube | Batch | 906 | 4.08 | 4.17 | 144 | 180.1 |  | Federally-Regulated Commercial & Industrial Equipment | 11/29/2018 |  | 02/05/2019
Manitowoc Ice, Inc. | Manitowoc | IB-1094YC-161*ICVD-11953-263 | Both Remote Condensing & Remot | Air-Cooled Condenser | Cube | Batch | 910 | 4.85 | 4.86 |  |  |  | Federally-Regulated Commercial & Industrial Equipment | 11/29/2018 |  | 02/05/2019
Manitowoc Ice, Inc. | Manitowoc | IB-1094YC-161*ICVD-1195-261 | Both Remote Condensing & Remot | Air-Cooled Condenser | Cube | Batch | 910 | 4.85 | 4.86 |  |  |  | Federally-Regulated Commercial & Industrial Equipment | 11/29/2018 |  | 02/05/2019
Manitowoc Ice, Inc. | Manitowoc | IR-0501W-161 | Ice-making Head | Water-Cooled Condenser | Cube | Batch | 420 | 4.58 | 5 | 165 | 190.8 |  | Federally-Regulated Commercial & Industrial Equipment | 11/29/2018 |  | 02/05/2019
Manitowoc Ice, Inc. | Manitowoc | IR-0500A-261 | Ice-making Head | Air-Cooled Condenser | Cube | Batch | 370 | 5.94 | 6.13 |  |  |  | Federally-Regulated Commercial & Industrial Equipment | 11/29/2018 |  | 02/05/2019
Manitowoc Ice, Inc. | Manitowoc | IR-0500A-161 | Ice-making Head | Air-Cooled Condenser | Cube | Batch | 370 | 5.94 | 6.13 |  |  |  | Federally-Regulated Commercial & Industrial Equipment | 11/29/2018 |  | 02/05/2019
Manitowoc Ice, Inc. | Manitowoc | IY-0594N-161*JC-0495-161 | Remote Condensing w/o Remote C | Air-Cooled Condenser | Cube | Batch | 432 | 6.09 | 6.49 |  |  |  | Federally-Regulated Commercial & Industrial Equipment | 11/29/2018 |  | 02/05/2019
Manitowoc Ice, Inc. | Manitowoc | ID-0592N-161*JC-0495-161 | Remote Condensing w/o Remote C | Air-Cooled Condenser | Cube | Batch | 418 | 6.11 | 6.54 |  |  |  | Federally-Regulated Commercial & Industrial Equipment | 11/29/2018 |  | 02/05/2019
Manitowoc Ice, Inc. | Manitowoc | IY-0525W-261 | Ice-making Head | Water-Cooled Condenser | Cube | Batch | 395 | 4.87 | 5.05 | 190 | 191.3 |  | Federally-Regulated Commercial & Industrial Equipment | 11/29/2018 |  | 02/05/2019
Manitowoc Ice, Inc. | Manitowoc | IY-0525W-161 | Ice-making Head | Water-Cooled Condenser | Cube | Batch | 395 | 4.87 | 5.05 | 190 | 191.3 |  | Federally-Regulated Commercial & Industrial Equipment | 11/29/2018 |  | 02/05/2019
Manitowoc Ice, Inc. | Manitowoc | IY-0505W-261 | Ice-making Head | Water-Cooled Condenser | Cube | Batch | 440 | 4.52 | 4.96 | 165 | 190.3 |  | Federally-Regulated Commercial & Industrial Equipment | 11/29/2018 |  | 02/05/2019
Manitowoc Ice, Inc. | Manitowoc | IY-0505W-161 | Ice-making Head | Water-Cooled Condenser | Cube | Batch | 440 | 4.52 | 4.96 | 165 | 190.3 |  | Federally-Regulated Commercial & Industrial Equipment | 11/29/2018 |  | 02/05/2019
Manitowoc Ice, Inc. | Manitowoc | IY-0455W-161 | Ice-making Head | Water-Cooled Condenser | Cube | Batch | 360 | 4.7 | 5.11 | 169 | 192.1 |  | Federally-Regulated Commercial & Industrial Equipment | 11/29/2018 |  | 02/05/2019
Manitowoc Ice, Inc. | Manitowoc | IY-0504A-261 | Ice-making Head | Air-Cooled Condenser | Cube | Batch | 410 | 5.73 | 6.03 |  |  |  | Federally-Regulated Commercial & Industrial Equipment | 11/29/2018 |  | 02/05/2019
Manitowoc Ice, Inc. | Manitowoc | IY-0504A-161 | Ice-making Head | Air-Cooled Condenser | Cube | Batch | 410 | 5.73 | 6.03 |  |  |  | Federally-Regulated Commercial & Industrial Equipment | 11/29/2018 |  | 02/05/2019
Manitowoc Ice, Inc. | Manitowoc | IY-0454A-261 | Ice-making Head | Air-Cooled Condenser | Cube | Batch | 335 | 5.97 | 6.21 |  |  |  | Federally-Regulated Commercial & Industrial Equipment | 11/29/2018 |  | 02/05/2019
Manitowoc Ice, Inc. | Manitowoc | IY-0454A-161 | Ice-making Head | Air-Cooled Condenser | Cube | Batch | 335 | 5.97 | 6.21 |  |  |  | Federally-Regulated Commercial & Industrial Equipment | 11/29/2018 |  | 02/05/2019
Manitowoc Ice, Inc. | Manitowoc | ID-0503W-161 | Ice-making Head | Water-Cooled Condenser | Cube | Batch | 430 | 4.58 | 4.98 | 165 | 190.5 |  | Federally-Regulated Commercial & Industrial Equipment | 11/29/2018 |  | 02/05/2019
Manitowoc Ice, Inc. | Manitowoc | ID-0453W-261 | Ice-making Head | Water-Cooled Condenser | Cube | Batch | 360 | 4.7 | 5.11 | 169 | 192.1 |  | Federally-Regulated Commercial & Industrial Equipment | 11/29/2018 |  | 02/05/2019
Manitowoc Ice, Inc. | Manitowoc | ID-0453W-161 | Ice-making Head | Water-Cooled Condenser | Cube | Batch | 360 | 4.7 | 5.11 | 169 | 192.1 |  | Federally-Regulated Commercial & Industrial Equipment | 11/29/2018 |  | 02/05/2019
Manitowoc Ice, Inc. | Manitowoc | ID-0502A-261 | Ice-making Head | Air-Cooled Condenser | Cube | Batch | 390 | 5.79 | 6.08 |  |  |  | Federally-Regulated Commercial & Industrial Equipment | 11/29/2018 |  | 02/05/2019
Manitowoc Ice, Inc. | Manitowoc | ID-0502A-161 | Ice-making Head | Air-Cooled Condenser | Cube | Batch | 390 | 5.79 | 6.08 |  |  |  | Federally-Regulated Commercial & Industrial Equipment | 11/29/2018 |  | 02/05/2019
Manitowoc Ice, Inc. | Manitowoc | RNF1020C-161*RCUF1200-261 | Both Remote Condensing & Remot | Air-Cooled Condenser | Other | Continuous | 840 | 4.53 | 5.26 |  |  | 1.1 | Federally-Regulated Commercial & Industrial Equipment | 01/23/2019 |  | 02/05/2019
Manitowoc Ice, Inc. | Manitowoc | UFF0200A-161 | Self-Contained | Air-Cooled Condenser | Other | Continuous | 198 | 5.31 | 8.28 |  |  | 1.4 | Federally-Regulated Commercial & Industrial Equipment | 01/23/2019 |  | 02/05/2019
Manitowoc Ice, Inc. | Manitowoc | CNF0202A-161 | Self-Contained | Air-Cooled Condenser | Other | Continuous | 222 | 6.69 | 8.08 |  |  | 1.1 | Federally-Regulated Commercial & Industrial Equipment | 01/23/2019 |  | 02/05/2019
Manitowoc Ice, Inc. | Manitowoc | CNF0201A-161 | Self-Contained | Air-Cooled Condenser | Other | Continuous | 222 | 6.69 | 8.08 |  |  | 1.1 | Federally-Regulated Commercial & Industrial Equipment | 01/23/2019 |  | 02/05/2019
Manitowoc Ice, Inc. | Manitowoc | RNF0620A-161 | Ice-making Head | Air-Cooled Condenser | Other | Continuous | 451 | 5.81 | 6.79 |  |  | 1.1 | Federally-Regulated Commercial & Industrial Equipment | 01/23/2019 |  | 02/05/2019
Manitowoc Ice, Inc. | Manitowoc | RFF0620W-161 | Ice-making Head | Water-Cooled Condenser | Flake | Continuous | 597 | 3.75 | 4.89 | 106 | 168.2 | 1.2 | Federally-Regulated Commercial & Industrial Equipment | 01/23/2019 |  | 02/05/2019
Manitowoc Ice, Inc. | Manitowoc | RFF0620A-161 | Ice-making Head | Air-Cooled Condenser | Flake | Continuous | 506 | 5.19 | 6.61 |  |  | 1.3 | Federally-Regulated Commercial & Industrial Equipment | 01/23/2019 |  | 02/05/2019
Manitowoc Ice, Inc. | Manitowoc | RNF1020C-161*RCUF1000-261 | Both Remote Condensing & Remot | Air-Cooled Condenser | Other | Continuous | 900 | 4.5 | 5.26 |  |  | 1.1 | Federally-Regulated Commercial & Industrial Equipment | 01/23/2019 |  | 02/05/2019
Manitowoc Ice, Inc. | Manitowoc | RFF1220C-261*RCUF1200-261 | Both Remote Condensing & Remot | Air-Cooled Condenser | Flake | Continuous | 958 | 3.98 | 5.26 |  |  | 1.3 | Federally-Regulated Commercial & Industrial Equipment | 01/23/2019 |  | 02/05/2019
Manitowoc Ice, Inc. | Manitowoc | RFF2200C-261*RCUF2200-263 | Both Remote Condensing & Remot | Air-Cooled Condenser | Flake | Continuous | 1702 | 3.87 | 5.26 |  |  | 1.3 | Federally-Regulated Commercial & Industrial Equipment | 01/23/2019 |  | 02/05/2019
Manitowoc Ice, Inc. | Manitowoc | RNF1100W-261 | Ice-making Head | Water-Cooled Condenser | Other | Continuous | 960 | 3.67 | 4.34 | 131 | 161 | 1.1 | Federally-Regulated Commercial & Industrial Equipment | 01/23/2019 |  | 02/05/2019
Manitowoc Ice, Inc. | Manitowoc | RNF0620W-161 | Ice-making Head | Water-Cooled Condenser | Other | Continuous | 508 | 4.32 | 5.12 | 109 | 169.9 | 1.1 | Federally-Regulated Commercial & Industrial Equipment | 01/23/2019 |  | 02/05/2019
Manitowoc Ice, Inc. | Manitowoc | RNF1100A-261 | Ice-making Head | Air-Cooled Condenser | Other | Continuous | 825 | 4.94 | 5.61 |  |  | 1.1 | Federally-Regulated Commercial & Industrial Equipment | 01/23/2019 |  | 02/05/2019
Manitowoc Ice, Inc. | Manitowoc | RNF0320A-161 | Ice-making Head | Air-Cooled Condenser | Other | Continuous | 236 | 6.88 | 7.71 |  |  | 1.1 | Federally-Regulated Commercial & Industrial Equipment | 01/23/2019 |  | 02/05/2019
Manitowoc Ice, Inc. | Manitowoc | RFF0620A-261 | Ice-making Head | Air-Cooled Condenser | Flake | Continuous | 540 | 4.74 | 6.5 |  |  | 1.3 | Federally-Regulated Commercial & Industrial Equipment | 01/23/2019 |  | 02/05/2019
Manitowoc Ice, Inc. | Manitowoc | RFF320A-161 | Ice-making Head | Air-Cooled Condenser | Flake | Continuous | 287 | 5.58 | 7.38 |  |  | 1.3 | Federally-Regulated Commercial & Industrial Equipment | 01/23/2019 |  | 02/05/2019
Manitowoc Ice, Inc. | Manitowoc | RFF2500A-263 | Ice-making Head | Air-Cooled Condenser | Flake | Continuous | 1819 | 4.1 | 5.61 |  |  | 1.3 | Federally-Regulated Commercial & Industrial Equipment | 01/23/2019 |  | 02/05/2019
Manitowoc Ice, Inc. | Manitowoc | RFF1300W-261 | Ice-making Head | Water-Cooled Condenser | Flake | Continuous | 1115 | 3.12 | 4.34 | 116 | 157.9 | 1.2 | Federally-Regulated Commercial & Industrial Equipment | 01/23/2019 |  | 02/05/2019
Manitowoc Ice, Inc. | Manitowoc | RFF1300A-261 | Ice-making Head | Air-Cooled Condenser | Flake | Continuous | 950 | 4.24 | 5.61 |  |  | 1.3 | Federally-Regulated Commercial & Industrial Equipment | 01/23/2019 |  | 02/05/2019
Manitowoc Ice, Inc. | Manitowoc | RNS1078C-261*RCU10983-263 | Both Remote Condensing & Remot | Air-Cooled Condenser | Other | Continuous | 900 | 4.5 | 5.26 |  |  | 1.1 | Federally-Regulated Commercial & Industrial Equipment | 01/23/2019 |  | 02/05/2019
Manitowoc Ice, Inc. | Manitowoc | RNS1078C-261*RCU1098-261 | Both Remote Condensing & Remot | Air-Cooled Condenser | Other | Continuous | 900 | 4.5 | 5.26 |  |  | 1.1 | Federally-Regulated Commercial & Industrial Equipment | 01/23/2019 |  | 02/05/2019
Manitowoc Ice, Inc. | Manitowoc | RNS1078C-161*RCU10983-263 | Both Remote Condensing & Remot | Air-Cooled Condenser | Other | Continuous | 900 | 4.5 | 5.26 |  |  | 1.1 | Federally-Regulated Commercial & Industrial Equipment | 01/23/2019 |  | 02/05/2019
Manitowoc Ice, Inc. | Manitowoc | RNS1078C-161*RCU1098-261 | Both Remote Condensing & Remot | Air-Cooled Condenser | Other | Continuous | 900 | 4.5 | 5.26 |  |  | 1.1 | Federally-Regulated Commercial & Industrial Equipment | 01/23/2019 |  | 02/05/2019
Manitowoc Ice, Inc. | Manitowoc | RNS1009W-261 | Ice-making Head | Water-Cooled Condenser | Other | Continuous | 960 | 3.67 | 4.34 | 131 | 161 | 1.1 | Federally-Regulated Commercial & Industrial Equipment | 01/23/2019 |  | 02/05/2019
Manitowoc Ice, Inc. | Manitowoc | RNS1008A-261 | Ice-making Head | Air-Cooled Condenser | Other | Continuous | 825 | 4.94 | 5.61 |  |  | 1.1 | Federally-Regulated Commercial & Industrial Equipment | 01/23/2019 |  | 02/05/2019
Manitowoc Ice, Inc. | Manitowoc | RNS0609W-161 | Ice-making Head | Water-Cooled Condenser | Other | Continuous | 508 | 4.32 | 5.12 | 109 | 169.9 | 1.1 | Federally-Regulated Commercial & Industrial Equipment | 01/23/2019 |  | 02/05/2019
Manitowoc Ice, Inc. | Manitowoc | RNS0608A-161 | Ice-making Head | Air-Cooled Condenser | Other | Continuous | 451 | 5.81 | 6.79 |  |  | 1.1 | Federally-Regulated Commercial & Industrial Equipment | 01/23/2019 |  | 02/05/2019
Manitowoc Ice, Inc. | Manitowoc | RFS1278C-261*RCU1075-261 | Both Remote Condensing & Remot | Air-Cooled Condenser | Flake | Continuous | 958 | 3.98 | 5.26 |  |  | 1.3 | Federally-Regulated Commercial & Industrial Equipment | 01/23/2019 |  | 02/05/2019
Manitowoc Ice, Inc. | Manitowoc | RFS2378C-261*RCU2375-261 | Both Remote Condensing & Remot | Air-Cooled Condenser | Flake | Continuous | 1702 | 3.87 | 5.26 |  |  | 1.3 | Federally-Regulated Commercial & Industrial Equipment | 01/23/2019 |  | 02/05/2019
Manitowoc Ice, Inc. | Manitowoc | RNS0385A-161 | Self-Contained | Air-Cooled Condenser | Other | Continuous | 248 | 6.89 | 7.92 |  |  | 1.1 | Federally-Regulated Commercial & Industrial Equipment | 01/23/2019 |  | 02/05/2019
Manitowoc Ice, Inc. | Manitowoc | RNS0244A-161 | Self-Contained | Air-Cooled Condenser | Other | Continuous | 147 | 7.82 | 9.81 |  |  | 1.1 | Federally-Regulated Commercial & Industrial Equipment | 01/23/2019 |  | 02/05/2019
Manitowoc Ice, Inc. | Manitowoc | RNS20A-161 | Self-Contained | Air-Cooled Condenser | Other | Continuous | 187 | 8.55 | 8.61 |  |  | 1.2 | Federally-Regulated Commercial & Industrial Equipment | 01/23/2019 |  | 02/05/2019
Manitowoc Ice, Inc. | Manitowoc | RNS12A-161 | Self-Contained | Air-Cooled Condenser | Other | Continuous | 187 | 8.55 | 8.61 |  |  | 1.2 | Federally-Regulated Commercial & Industrial Equipment | 01/23/2019 |  | 02/05/2019
Manitowoc Ice, Inc. | Manitowoc | RFS1200W-261 | Ice-making Head | Water-Cooled Condenser | Flake | Continuous | 1128 | 3.65 | 4.34 | 118 | 157.7 | 1.3 | Federally-Regulated Commercial & Industrial Equipment | 01/23/2019 |  | 02/05/2019
Manitowoc Ice, Inc. | Manitowoc | RFS0650W-261 | Ice-making Head | Water-Cooled Condenser | Flake | Continuous | 596 | 3.93 | 4.89 | 70 | 168.2 | 1.3 | Federally-Regulated Commercial & Industrial Equipment | 01/23/2019 |  | 02/05/2019
Manitowoc Ice, Inc. | Manitowoc | RFS0650A-261 | Ice-making Head | Air-Cooled Condenser | Flake | Continuous | 540 | 4.74 | 6.5 |  |  | 1.3 | Federally-Regulated Commercial & Industrial Equipment | 01/23/2019 |  | 02/05/2019
Manitowoc Ice, Inc. | Manitowoc | RFS0650W-161 | Ice-making Head | Water-Cooled Condenser | Flake | Continuous | 586 | 3.98 | 4.92 | 73 | 168.4 | 1.3 | Federally-Regulated Commercial & Industrial Equipment | 01/23/2019 |  | 02/05/2019
Manitowoc Ice, Inc. | Manitowoc | RFS0650A-161 | Ice-making Head | Air-Cooled Condenser | Flake | Continuous | 530 | 5.08 | 6.53 |  |  | 1.3 | Federally-Regulated Commercial & Industrial Equipment | 01/23/2019 |  | 02/05/2019
Manitowoc Ice, Inc. | Manitowoc | RFS0300A-161 | Ice-making Head | Air-Cooled Condenser | Flake | Continuous | 286 | 6.65 | 7.39 |  |  | 1.4 | Federally-Regulated Commercial & Industrial Equipment | 01/23/2019 |  | 02/05/2019
Manitowoc Ice, Inc. | Manitowoc | RF2300A-263 | Ice-making Head | Air-Cooled Condenser | Flake | Continuous | 1819 | 4.1 | 5.61 |  |  | 1.3 | Federally-Regulated Commercial & Industrial Equipment | 01/23/2019 |  | 02/05/2019
Manitowoc Ice, Inc. | Manitowoc | RF0385A-161 | Self-Contained | Air-Cooled Condenser | Flake | Continuous | 273 | 6.32 | 7.77 |  |  | 1.3 | Federally-Regulated Commercial & Industrial Equipment | 01/23/2019 |  | 02/05/2019
Manitowoc Ice, Inc. | Manitowoc | RF0266A-161 | Self-Contained | Air-Cooled Condenser | Flake | Continuous | 151 | 7.37 | 9.69 |  |  | 1.4 | Federally-Regulated Commercial & Industrial Equipment | 01/23/2019 |  | 02/05/2019
Manitowoc Ice, Inc. | Manitowoc | IDF1400C-161*CVDF1400-263A | Both Remote Condensing & Remot | Air-Cooled Condenser | Cube | Batch | 1120 | 4.79 | 4.79 |  |  |  | Federally-Regulated Commercial & Industrial Equipment | 01/23/2019 |  | 02/05/2019
Manitowoc Ice, Inc. | Manitowoc | IDF1400C-161*CVDF1400-261A | Both Remote Condensing & Remot | Air-Cooled Condenser | Cube | Batch | 1120 | 4.79 | 4.79 |  |  |  | Federally-Regulated Commercial & Industrial Equipment | 01/23/2019 |  | 02/05/2019
Manitowoc Ice, Inc. | Manitowoc | IDF1800C-161*CVDF1800-263A | Both Remote Condensing & Remot | Air-Cooled Condenser | Cube | Batch | 1375 | 4.63 | 4.79 |  |  |  | Federally-Regulated Commercial & Industrial Equipment | 01/23/2019 |  | 02/05/2019
Manitowoc Ice, Inc. | Manitowoc | IDF1800C-161*CVDF1800-261A | Both Remote Condensing & Remot | Air-Cooled Condenser | Cube | Batch | 1375 | 4.63 | 4.79 |  |  |  | Federally-Regulated Commercial & Industrial Equipment | 01/23/2019 |  | 02/05/2019
Manitowoc Ice, Inc. | Manitowoc | IYF1800C-161*CVDF1800-263A | Both Remote Condensing & Remot | Air-Cooled Condenser | Cube | Batch | 1440 | 4.49 | 4.79 |  |  |  | Federally-Regulated Commercial & Industrial Equipment | 01/23/2019 |  | 02/05/2019
Manitowoc Ice, Inc. | Manitowoc | IYF1800C-161*CVDF1800-261A | Both Remote Condensing & Remot | Air-Cooled Condenser | Cube | Batch | 1440 | 4.49 | 4.79 |  |  |  | Federally-Regulated Commercial & Industrial Equipment | 01/23/2019 |  | 02/05/2019
Manitowoc Ice, Inc. | Manitowoc | IYF1400C-161*CVDF1400-263A | Both Remote Condensing & Remot | Air-Cooled Condenser | Cube | Batch | 1230 | 4.4 | 4.79 |  |  |  | Federally-Regulated Commercial & Industrial Equipment | 01/23/2019 |  | 02/05/2019
Manitowoc Ice, Inc. | Manitowoc | IYF1400C-161*CVDF1400-261A | Both Remote Condensing & Remot | Air-Cooled Condenser | Cube | Batch | 1230 | 4.4 | 4.79 |  |  |  | Federally-Regulated Commercial & Industrial Equipment | 01/23/2019 |  | 02/05/2019
Manitowoc Ice, Inc. | Manitowoc | UFF0350A-161 | Self-Contained | Air-Cooled Condenser | Flake | Continuous | 328 | 5.27 | 7.42 |  |  | 1.3 | Federally-Regulated Commercial & Industrial Equipment | 01/23/2019 |  | 02/05/2019
Manitowoc Ice, Inc. | Manitowoc | UNF0300A-161 | Self-Contained | Air-Cooled Condenser | Other | Continuous | 275 | 6.43 | 7.75 |  |  | 1.1 | Federally-Regulated Commercial & Industrial Equipment | 01/23/2019 |  | 02/05/2019
Manitowoc Ice, Inc. | Manitowoc | UNF0200A-161 | Self-Contained | Air-Cooled Condenser | Other | Continuous | 164 | 6.65 | 9.3 |  |  | 1.1 | Federally-Regulated Commercial & Industrial Equipment | 01/23/2019 |  | 02/05/2019
Hoshizaki America | Hoshizaki | F-801MAJ-C | Ice-making Head | Air-Cooled Condenser | Flake | Continuous | 532 | 5 | 6.53 |  |  | 1.1 | Federally-Regulated Commercial & Industrial Equipment | 02/01/2019 |  | 03/14/2019
Hoshizaki America | Hoshizaki | F-801MAJ | Ice-making Head | Air-Cooled Condenser | Flake | Continuous | 566 | 4.5 | 6.42 |  |  | 1.2 | Federally-Regulated Commercial & Industrial Equipment | 02/01/2019 |  | 03/14/2019
Hoshizaki America | Hoshizaki | FD-650MRH-C*URC-5F | Remote Condensing w/o Remote C | Air-Cooled Condenser | Crushed | Continuous | 476 | 4.75 | 6.94 |  |  | 1.1 | Federally-Regulated Commercial & Industrial Equipment | 02/01/2019 |  | 03/14/2019
Hoshizaki America | Hoshizaki | KMH-2000SRH*URC-22F | Remote Condensing w/o Remote C | Air-Cooled Condenser | Cube | Batch | 1694 | 3.8 | 4.59 |  |  |  | Federally-Regulated Commercial & Industrial Equipment | 01/02/2019 |  | 03/14/2019
Hoshizaki America | Hoshizaki | KMH-2000SRH3*URC-22F | Remote Condensing w/o Remote C | Air-Cooled Condenser | Cube | Batch | 1675 | 3.7 | 4.59 |  |  |  | Federally-Regulated Commercial & Industrial Equipment | 01/02/2019 |  | 03/14/2019
Hoshizaki America | Hoshizaki | KMH-2100SRJ*URC-22F | Remote Condensing w/o Remote C | Air-Cooled Condenser | Cube | Batch | 1850 | 3.75 | 4.59 |  |  |  | Federally-Regulated Commercial & Industrial Equipment | 01/02/2019 |  | 03/14/2019
Hoshizaki America | Hoshizaki | KMH-2100SRJ3*URC-22F | Remote Condensing w/o Remote C | Air-Cooled Condenser | Cube | Batch | 1925 | 3.67 | 4.59 |  |  |  | Federally-Regulated Commercial & Industrial Equipment | 01/02/2019 |  | 03/14/2019
Hoshizaki America | Hoshizaki | KM-1900SRJ3*URC-22F | Remote Condensing w/o Remote C | Air-Cooled Condenser | Cube | Batch | 1700 | 3.9 | 4.59 |  |  |  | Federally-Regulated Commercial & Industrial Equipment | 01/02/2019 |  | 03/14/2019
Hoshizaki America | Hoshizaki | KM-1900SRJ*URC-22F | Remote Condensing w/o Remote C | Air-Cooled Condenser | Cube | Batch | 1700 | 3.9 | 4.59 |  |  |  | Federally-Regulated Commercial & Industrial Equipment | 01/02/2019 |  | 03/14/2019
Hoshizaki America | Hoshizaki | KM-1900SAJ | Ice-making Head | Air-Cooled Condenser | Cube | Batch | 1675 | 3.9 | 4.61 |  |  |  | Federally-Regulated Commercial & Industrial Equipment | 01/02/2019 |  | 03/14/2019
Hoshizaki America | Hoshizaki | KM-1900SAJ3 | Ice-making Head | Air-Cooled Condenser | Cube | Batch | 1675 | 3.9 | 4.61 |  |  |  | Federally-Regulated Commercial & Industrial Equipment | 01/02/2019 |  | 03/14/2019
Hoshizaki America | Hoshizaki | KM-2200SRJ3*URC-22F | Remote Condensing w/o Remote C | Air-Cooled Condenser | Cube | Batch | 2075 | 3.75 | 4.59 |  |  |  | Federally-Regulated Commercial & Industrial Equipment | 01/02/2019 |  | 03/14/2019
Hoshizaki America | Hoshizaki | KM-2600SRJ3*URC-26J | Remote Condensing w/o Remote C | Air-Cooled Condenser | Cube | Batch | 2580 | 3.61 | 4.59 |  |  |  | Federally-Regulated Commercial & Industrial Equipment | 01/02/2019 |  | 03/14/2019
Hoshizaki America | Hoshizaki | KM-1601SRJ*URC-22F | Remote Condensing w/o Remote C | Air-Cooled Condenser | Cube | Batch | 1600 | 3.96 | 4.59 |  |  |  | Federally-Regulated Commercial & Industrial Equipment | 01/02/2019 |  | 03/14/2019
Hoshizaki America | Hoshizaki | KM-1301SRJ3*URC-14F | Remote Condensing w/o Remote C | Air-Cooled Condenser | Cube | Batch | 1330 | 3.83 | 4.59 |  |  |  | Federally-Regulated Commercial & Industrial Equipment | 01/02/2019 |  | 03/14/2019
Hoshizaki America | Hoshizaki | KM-1301SAJ3 | Ice-making Head | Air-Cooled Condenser | Cube | Batch | 1350 | 3.95 | 4.7 |  |  |  | Federally-Regulated Commercial & Industrial Equipment | 01/02/2019 |  | 03/14/2019
Hoshizaki America | Hoshizaki | KMS-1122MLJ*SRK-12J3 | Both Remote Condensing & Remot | Air-Cooled Condenser | Cube | Batch | 1100 | 4.05 | 4.79 |  |  |  | Federally-Regulated Commercial & Industrial Equipment | 01/02/2019 |  | 03/14/2019
Hoshizaki America | Hoshizaki | KM-901MRJ3*URC-14F | Remote Condensing w/o Remote C | Air-Cooled Condenser | Cube | Batch | 830 | 4.4 | 5.13 |  |  |  | Federally-Regulated Commercial & Industrial Equipment | 01/02/2019 |  | 03/14/2019
Hoshizaki America | Hoshizaki | KM-901MRJ*URC-14F | Remote Condensing w/o Remote C | Air-Cooled Condenser | Cube | Batch | 853 | 4.52 | 5.05 |  |  |  | Federally-Regulated Commercial & Industrial Equipment | 01/02/2019 |  | 03/14/2019
Hoshizaki America | Hoshizaki | IM-500SAA | Ice-making Head | Air-Cooled Condenser | Cube | Batch | 435 | 5.45 | 5.96 |  |  |  | Federally-Regulated Commercial & Industrial Equipment | 01/02/2019 |  | 03/14/2019
Hoshizaki America | Hoshizaki | KM-515MAJ | Ice-making Head | Air-Cooled Condenser | Cube | Batch | 450 | 5.3 | 5.93 |  |  |  | Federally-Regulated Commercial & Industrial Equipment | 01/02/2019 |  | 03/14/2019
Hoshizaki America | Hoshizaki | KM-340MAJ | Ice-making Head | Air-Cooled Condenser | Cube | Batch | 315 | 5.65 | 6.26 |  |  |  | Federally-Regulated Commercial & Industrial Equipment | 01/02/2019 |  | 03/14/2019
Hoshizaki America | Hoshizaki | KML-700MRJ*URC-9F | Remote Condensing w/o Remote C | Air-Cooled Condenser | Cube | Batch | 643 | 4.7 | 5.77 |  |  |  | Federally-Regulated Commercial & Industrial Equipment | 01/02/2019 |  | 03/14/2019
Hoshizaki America | Hoshizaki | F-1002MWJ-C | Ice-making Head | Water-Cooled Condenser | Flake | Continuous | 770 | 3.95 | 4.42 | 111 | 164.8 | 1.1 | Federally-Regulated Commercial & Industrial Equipment | 02/01/2019 |  | 03/14/2019
Hoshizaki America | Hoshizaki | F-1002MWJ | Ice-making Head | Water-Cooled Condenser | Flake | Continuous | 833 | 3.57 | 4.34 | 110 | 163.5 | 1.2 | Federally-Regulated Commercial & Industrial Equipment | 02/01/2019 |  | 03/14/2019
Hoshizaki America | Hoshizaki | F-1501MWJ-C | Ice-making Head | Water-Cooled Condenser | Flake | Continuous | 1218 | 3.76 | 4.34 | 123 | 155.9 | 1.2 | Federally-Regulated Commercial & Industrial Equipment | 02/01/2019 |  | 03/14/2019
Hoshizaki America | Hoshizaki | F-1501MWJ | Ice-making Head | Water-Cooled Condenser | Flake | Continuous | 1410 | 3.2 | 4.34 | 105 | 152.1 | 1.3 | Federally-Regulated Commercial & Industrial Equipment | 02/01/2019 |  | 03/14/2019
Hoshizaki America | Hoshizaki | F-801MWJ-C | Ice-making Head | Water-Cooled Condenser | Flake | Continuous | 580 | 4.13 | 4.93 | 120 | 168.5 | 1.2 | Federally-Regulated Commercial & Industrial Equipment | 02/01/2019 |  | 03/14/2019
Hoshizaki America | Hoshizaki | F-801MWJ | Ice-making Head | Water-Cooled Condenser | Flake | Continuous | 605 | 3.9 | 4.86 | 119 | 168 | 1.2 | Federally-Regulated Commercial & Industrial Equipment | 02/01/2019 |  | 03/14/2019
Hoshizaki America | Hoshizaki | FD-650MWH-C | Ice-making Head | Water-Cooled Condenser | Crushed | Continuous | 532 | 3.81 | 5.06 | 125 | 169.5 | 1.1 | Federally-Regulated Commercial & Industrial Equipment | 02/01/2019 |  | 03/14/2019
Hoshizaki America | Hoshizaki | FD-650MWJ-C | Ice-making Head | Water-Cooled Condenser | Flake | Continuous | 520 | 4.02 | 5.09 | 95 | 169.7 | 1.1 | Federally-Regulated Commercial & Industrial Equipment | 02/01/2019 |  | 03/14/2019
Hoshizaki America | Hoshizaki | F-2001MWJ | Ice-making Head | Water-Cooled Condenser | Flake | Continuous | 1840 | 3.19 | 4.34 | 109 | 143.6 | 1.2 | Federally-Regulated Commercial & Industrial Equipment | 02/01/2019 |  | 03/14/2019
Hoshizaki America | Hoshizaki | DCM-751BWH | Self-Contained | Water-Cooled Condenser | Crushed | Continuous | 678 | 4.76 | 5.55 | 96 | 135.9 | 1.1 | Federally-Regulated Commercial & Industrial Equipment | 02/01/2019 |  | 03/14/2019
Hoshizaki America | Hoshizaki | DCM-751BWH-OS | Self-Contained | Water-Cooled Condenser | Crushed | Continuous | 678 | 4.76 | 5.55 | 96 | 135.9 | 1.1 | Federally-Regulated Commercial & Industrial Equipment | 02/01/2019 |  | 03/14/2019
Hoshizaki America | Hoshizaki | DCM-500BWH-OS | Self-Contained | Water-Cooled Condenser | Crushed | Continuous | 512 | 4.48 | 6.05 | 112 | 140.1 | 1.1 | Federally-Regulated Commercial & Industrial Equipment | 02/01/2019 |  | 03/14/2019
Hoshizaki America | Hoshizaki | DCM-500BWH | Self-Contained | Water-Cooled Condenser | Crushed | Continuous | 512 | 4.48 | 6.05 | 112 | 140.1 | 1.1 | Federally-Regulated Commercial & Industrial Equipment | 02/01/2019 |  | 03/14/2019
Hoshizaki America | Hoshizaki | C-101BAH-DS | Self-Contained | Air-Cooled Condenser | Crushed | Continuous | 62 | 12.1 | 12.36 |  |  | 1.2 | Federally-Regulated Commercial & Industrial Equipment | 02/01/2019 |  | 03/14/2019
Hoshizaki America | Hoshizaki | C-101BAH-ADDS | Self-Contained | Air-Cooled Condenser | Crushed | Continuous | 62 | 12.1 | 12.36 |  |  | 1.2 | Federally-Regulated Commercial & Industrial Equipment | 02/01/2019 |  | 03/14/2019
Hoshizaki America | Hoshizaki | C-101BAH-AD | Self-Contained | Air-Cooled Condenser | Crushed | Continuous | 62 | 12.1 | 12.36 |  |  | 1.2 | Federally-Regulated Commercial & Industrial Equipment | 02/01/2019 |  | 03/14/2019
Hoshizaki America | Hoshizaki | C-101BAH | Self-Contained | Air-Cooled Condenser | Crushed | Continuous | 62 | 12.1 | 12.36 |  |  | 1.2 | Federally-Regulated Commercial & Industrial Equipment | 02/01/2019 |  | 03/14/2019
Manitowoc Ice, Inc. | Manitowoc | IY1474C-161*ICVD14963-263 | Both Remote Condensing & Remot | Air-Cooled Condenser | Cube | Batch | 1200 | 4.31 | 4.79 |  |  |  | Federally-Regulated Commercial & Industrial Equipment | 05/09/2018 |  | 03/14/2019
Manitowoc Ice, Inc. | Manitowoc | IY1474C-161*ICVD1496-261 | Both Remote Condensing & Remot | Air-Cooled Condenser | Cube | Batch | 1200 | 4.31 | 4.79 |  |  |  | Federally-Regulated Commercial & Industrial Equipment | 05/09/2018 |  | 03/14/2019
Manitowoc Ice, Inc. | Manitowoc | ID1472C-161*ICVD14963-263 | Both Remote Condensing & Remot | Air-Cooled Condenser | Cube | Batch | 1132 | 4.47 | 4.79 |  |  |  | Federally-Regulated Commercial & Industrial Equipment | 05/09/2018 |  | 03/14/2019
Manitowoc Ice, Inc. | Manitowoc | IY2176C-161*ICVD20963-263 | Both Remote Condensing & Remot | Air-Cooled Condenser | Cube | Batch | 1691 | 4.62 | 4.79 |  |  |  | Federally-Regulated Commercial & Industrial Equipment | 05/09/2018 |  | 03/14/2019
Manitowoc Ice, Inc. | Manitowoc | ID1472C-161*ICVD1496-261 | Both Remote Condensing & Remot | Air-Cooled Condenser | Cube | Batch | 1132 | 4.47 | 4.79 |  |  |  | Federally-Regulated Commercial & Industrial Equipment | 05/09/2018 |  | 03/14/2019
Manitowoc Ice, Inc. | Manitowoc | IY2176C-161*ICVD2096-261 | Both Remote Condensing & Remot | Air-Cooled Condenser | Cube | Batch | 1691 | 4.62 | 4.79 |  |  |  | Federally-Regulated Commercial & Industrial Equipment | 05/09/2018 |  | 03/14/2019
Manitowoc Ice, Inc. | Manitowoc | ID2176C-161*ICVD20963-263 | Both Remote Condensing & Remot | Air-Cooled Condenser | Cube | Batch | 1653 | 4.53 | 4.79 |  |  |  | Federally-Regulated Commercial & Industrial Equipment | 05/09/2018 |  | 03/14/2019
Manitowoc Ice, Inc. | Manitowoc | ID2176C-161*ICVD2096-261 | Both Remote Condensing & Remot | Air-Cooled Condenser | Cube | Batch | 1653 | 4.53 | 4.79 |  |  |  | Federally-Regulated Commercial & Industrial Equipment | 05/09/2018 |  | 03/14/2019
Manitowoc Ice, Inc. | Manitowoc | IY-1874C-161*ICVD-18953-263 | Both Remote Condensing & Remot | Air-Cooled Condenser | Cube | Batch | 1470 | 4.6 | 4.79 |  |  |  | Federally-Regulated Commercial & Industrial Equipment | 11/29/2018 |  | 03/14/2019
Manitowoc Ice, Inc. | Manitowoc | IY-1874C-161*ICVD-1895-261 | Both Remote Condensing & Remot | Air-Cooled Condenser | Cube | Batch | 1470 | 4.6 | 4.79 |  |  |  | Federally-Regulated Commercial & Industrial Equipment | 11/29/2018 |  | 03/14/2019
Manitowoc Ice, Inc. | Manitowoc | ID-1872C-161*ICVD-18953-263 | Both Remote Condensing & Remot | Air-Cooled Condenser | Cube | Batch | 1375 | 4.74 | 4.79 |  |  |  | Federally-Regulated Commercial & Industrial Equipment | 11/29/2018 |  | 03/14/2019
Manitowoc Ice, Inc. | Manitowoc | ID-1872C-161*ICVD-1895-261 | Both Remote Condensing & Remot | Air-Cooled Condenser | Cube | Batch | 1375 | 4.74 | 4.79 |  |  |  | Federally-Regulated Commercial & Industrial Equipment | 11/29/2018 |  | 03/14/2019
Manitowoc Ice, Inc. | Manitowoc | RNS1009W-261 | Ice-making Head | Water-Cooled Condenser | Other | Continuous | 960 | 3.67 | 4.34 | 131 | 161 | 1.1 | Federally-Regulated Commercial & Industrial Equipment | 02/05/2019 |  | 03/14/2019
Manitowoc Ice, Inc. | Manitowoc | RNS0609W-161 | Ice-making Head | Water-Cooled Condenser | Other | Continuous | 508 | 4.32 | 5.12 | 109 | 169.9 | 1.1 | Federally-Regulated Commercial & Industrial Equipment | 02/05/2019 |  | 03/14/2019
Manitowoc Ice, Inc. | Manitowoc | RFS1200W-261 | Ice-making Head | Water-Cooled Condenser | Flake | Continuous | 1128 | 3.65 | 4.34 | 118 | 157.7 | 1.3 | Federally-Regulated Commercial & Industrial Equipment | 02/05/2019 |  | 03/14/2019
Manitowoc Ice, Inc. | Manitowoc | RFS0650W-261 | Ice-making Head | Water-Cooled Condenser | Flake | Continuous | 596 | 3.93 | 4.89 | 70 | 168.2 | 1.3 | Federally-Regulated Commercial & Industrial Equipment | 02/05/2019 |  | 03/14/2019
Manitowoc Ice, Inc. | Manitowoc | RFS0650W-161 | Ice-making Head | Water-Cooled Condenser | Flake | Continuous | 586 | 3.98 | 4.92 | 73 | 168.4 | 1.3 | Federally-Regulated Commercial & Industrial Equipment | 02/05/2019 |  | 03/14/2019
Manitowoc Ice, Inc. | Manitowoc | RFF0620W-161 | Ice-making Head | Water-Cooled Condenser | Flake | Continuous | 597 | 3.75 | 4.89 | 106 | 168.2 | 1.2 | Federally-Regulated Commercial & Industrial Equipment | 02/05/2019 |  | 03/14/2019
Manitowoc Ice, Inc. | Manitowoc | RNF1100W-261 | Ice-making Head | Water-Cooled Condenser | Other | Continuous | 960 | 3.67 | 4.34 | 131 | 161 | 1.1 | Federally-Regulated Commercial & Industrial Equipment | 02/05/2019 |  | 03/14/2019
Manitowoc Ice, Inc. | Manitowoc | RNF0620W-161 | Ice-making Head | Water-Cooled Condenser | Other | Continuous | 508 | 4.32 | 5.12 | 109 | 169.9 | 1.1 | Federally-Regulated Commercial & Industrial Equipment | 02/05/2019 |  | 03/14/2019
Manitowoc Ice, Inc. | Manitowoc | RFF1300W-261 | Ice-making Head | Water-Cooled Condenser | Flake | Continuous | 1115 | 3.12 | 4.34 | 116 | 157.9 | 1.2 | Federally-Regulated Commercial & Industrial Equipment | 02/05/2019 |  | 03/14/2019
Scotsman Ice Systems | Scotsman | HID540W-1# | Self-Contained | Water-Cooled Condenser | Flake | Continuous | 400 | 4.3 | 6.39 | 120 | 142.9 | 1.1 | Federally-Regulated Commercial & Industrial Equipment | 02/01/2019 |  | 03/14/2019
Scotsman Ice Systems | Scotsman | HID525W-1# | Self-Contained | Water-Cooled Condenser | Flake | Continuous | 400 | 4.3 | 6.39 | 120 | 142.9 | 1.1 | Federally-Regulated Commercial & Industrial Equipment | 02/01/2019 |  | 03/14/2019
Scotsman Ice Systems | Scotsman | N1322W-3# | Ice-making Head | Water-Cooled Condenser | Flake | Continuous | 965 | 4 | 4.34 | 81 | 160.9 | 1.3 | Federally-Regulated Commercial & Industrial Equipment | 02/01/2019 |  | 03/14/2019
Scotsman Ice Systems | Scotsman | N1322W-32# | Ice-making Head | Water-Cooled Condenser | Flake | Continuous | 965 | 4 | 4.34 | 81 | 160.9 | 1.3 | Federally-Regulated Commercial & Industrial Equipment | 02/01/2019 |  | 03/14/2019
Scotsman Ice Systems | Scotsman | N0622W-1# | Ice-making Head | Water-Cooled Condenser | Flake | Continuous | 570 | 4.4 | 4.96 | 102 | 168.7 | 1.3 | Federally-Regulated Commercial & Industrial Equipment | 02/01/2019 |  | 03/14/2019
Scotsman Ice Systems | Scotsman | N0422W-1# | Ice-making Head | Water-Cooled Condenser | Flake | Continuous | 350 | 4.9 | 5.55 | 93 | 173.1 | 1.3 | Federally-Regulated Commercial & Industrial Equipment | 02/01/2019 |  | 03/14/2019
Scotsman Ice Systems | Scotsman | F1222W-32E | Ice-making Head | Water-Cooled Condenser | Flake | Continuous | 967 | 2.52 | 4.34 | 105 | 160.9 | 1.4 | Federally-Regulated Commercial & Industrial Equipment | 02/01/2019 |  | 03/14/2019
Scotsman Ice Systems | Scotsman | N0922W-32E | Ice-making Head | Water-Cooled Condenser | Flake | Continuous | 863 | 3.09 | 4.34 | 109 | 162.9 | 1.2 | Federally-Regulated Commercial & Industrial Equipment | 02/01/2019 |  | 03/14/2019
Scotsman Ice Systems | Scotsman | F0822W-32E | Ice-making Head | Water-Cooled Condenser | Flake | Continuous | 643 | 3.32 | 4.76 | 91 | 167.3 | 1.4 | Federally-Regulated Commercial & Industrial Equipment | 02/01/2019 |  | 03/14/2019
Scotsman Ice Systems | Scotsman | F0822W-32# | Ice-making Head | Water-Cooled Condenser | Flake | Continuous | 600 | 3.9 | 4.88 | 102 | 168.1 | 1.4 | Federally-Regulated Commercial & Industrial Equipment | 02/01/2019 |  | 03/14/2019
Scotsman Ice Systems | Scotsman | F0822W-1# | Ice-making Head | Water-Cooled Condenser | Flake | Continuous | 600 | 3.9 | 4.88 | 102 | 168.1 | 1.4 | Federally-Regulated Commercial & Industrial Equipment | 02/01/2019 |  | 03/14/2019
Scotsman Ice Systems | Scotsman | F0522W-1# | Ice-making Head | Water-Cooled Condenser | Flake | Continuous | 420 | 3.9 | 5.36 | 82 | 171.7 | 1.5 | Federally-Regulated Commercial & Industrial Equipment | 02/01/2019 |  | 03/14/2019
Scotsman Ice Systems | Scotsman | UN324W-1A | Self-Contained | Water-Cooled Condenser | Flake | Continuous | 281 | 4.55 | 6.75 | 95 | 145.9 | 1.1 | Federally-Regulated Commercial & Industrial Equipment | 02/01/2019 |  | 03/14/2019
Scotsman Ice Systems | Scotsman | UF424W-1A | Self-Contained | Water-Cooled Condenser | Flake | Continuous | 330 | 3.93 | 6.6 | 68 | 144.7 | 1.6 | Federally-Regulated Commercial & Industrial Equipment | 02/01/2019 |  | 03/14/2019
Scotsman Ice Systems | Scotsman | N1322W-32E | Ice-making Head | Water-Cooled Condenser | Flake | Continuous | 1056 | 3.17 | 4.34 | 78 | 159.1 | 1.3 | Federally-Regulated Commercial & Industrial Equipment | 02/01/2019 |  | 03/14/2019
Scotsman Ice Systems | Scotsman | N1322W-3E | Ice-making Head | Water-Cooled Condenser | Flake | Continuous | 1056 | 3.17 | 4.34 | 78 | 159.1 | 1.3 | Federally-Regulated Commercial & Industrial Equipment | 02/01/2019 |  | 03/14/2019
Scotsman Ice Systems | Scotsman | N0422W-1E | Ice-making Head | Water-Cooled Condenser | Flake | Continuous | 397 | 3.95 | 5.42 | 124 | 172.1 | 1.2 | Federally-Regulated Commercial & Industrial Equipment | 02/01/2019 |  | 03/14/2019
Scotsman Ice Systems | Scotsman | F0522W-1E | Ice-making Head | Water-Cooled Condenser | Flake | Continuous | 429 | 3.73 | 5.33 | 112 | 171.5 | 1.3 | Federally-Regulated Commercial & Industrial Equipment | 02/01/2019 |  | 03/14/2019
Scotsman Ice Systems | Scotsman | N0622W-1E | Ice-making Head | Water-Cooled Condenser | Flake | Continuous | 581 | 3.8 | 4.93 | 102 | 168.5 | 1.2 | Federally-Regulated Commercial & Industrial Equipment | 02/01/2019 |  | 03/14/2019
Scotsman Ice Systems | Scotsman | F0822W-1E | Ice-making Head | Water-Cooled Condenser | Flake | Continuous | 654 | 3.31 | 4.73 | 85 | 167.1 | 1.4 | Federally-Regulated Commercial & Industrial Equipment | 02/01/2019 |  | 03/14/2019
Scotsman Ice Systems | Scotsman | AFE424W-1# | Self-Contained | Water-Cooled Condenser | Flake | Continuous | 300 | 5.5 | 6.69 | 131 | 145.4 | 1.5 | Federally-Regulated Commercial & Industrial Equipment | 02/01/2019 |  | 03/14/2019
Scotsman Ice Systems | Scotsman | C0322SW-32# | Ice-making Head | Water-Cooled Condenser | Cube | Batch | 280 | 5.2 | 5.34 | 163 | 193.8 |  | Federally-Regulated Commercial & Industrial Equipment | 05/08/2018 |  | 03/14/2019
Scotsman Ice Systems | Scotsman | C0322SW-1# | Ice-making Head | Water-Cooled Condenser | Cube | Batch | 280 | 5.2 | 5.34 | 163 | 193.8 |  | Federally-Regulated Commercial & Industrial Equipment | 05/08/2018 |  | 03/14/2019
Scotsman Ice Systems | Scotsman | C0322MW-1# | Ice-making Head | Water-Cooled Condenser | Cube | Batch | 280 | 5.2 | 5.34 | 163 | 193.8 |  | Federally-Regulated Commercial & Industrial Equipment | 05/08/2018 |  | 03/14/2019
Scotsman Ice Systems | Scotsman | C0322MA-32# | Ice-making Head | Air-Cooled Condenser | Cube | Batch | 255 | 6.6 | 6.86 |  |  |  | Federally-Regulated Commercial & Industrial Equipment | 05/08/2018 |  | 03/14/2019
Scotsman Ice Systems | Scotsman | C0322MA-1# | Ice-making Head | Air-Cooled Condenser | Cube | Batch | 255 | 6.6 | 6.86 |  |  |  | Federally-Regulated Commercial & Industrial Equipment | 05/08/2018 |  | 03/14/2019
Scotsman Ice Systems | Scotsman | C0322SA-1# | Ice-making Head | Air-Cooled Condenser | Cube | Batch | 255 | 6.6 | 6.86 |  |  |  | Federally-Regulated Commercial & Industrial Equipment | 05/08/2018 |  | 03/14/2019
Scotsman Ice Systems | Scotsman | C0522SW-1#, -32 | Ice-making Head | Water-Cooled Condenser | Cube | Batch | 480 | 4.7 | 4.88 | 160 | 189.4 |  | Federally-Regulated Commercial & Industrial Equipment | 05/08/2018 |  | 03/14/2019
Hoshizaki America | Hoshizaki | FS-1500MLJ-C*SRC-14J | Both Remote Condensing & Remot | Air-Cooled Condenser | Flake | Continuous | 1125 | 4.75 | 5.26 |  |  | 1.1 | Federally-Regulated Commercial & Industrial Equipment | 02/01/2019 |  | 04/16/2019
Hoshizaki America | Hoshizaki | FD-650MRJ-C*URC-5F | Remote Condensing w/o Remote C | Air-Cooled Condenser | Flake | Continuous | 470 | 4.95 | 6.97 |  |  | 1.1 | Federally-Regulated Commercial & Industrial Equipment | 02/01/2019 |  | 04/16/2019
Hoshizaki America | Hoshizaki | FD-650MAJ-C | Ice-making Head | Air-Cooled Condenser | Flake | Continuous | 495 | 5.5 | 6.65 |  |  | 1.1 | Federally-Regulated Commercial & Industrial Equipment | 02/01/2019 |  | 04/16/2019
Hoshizaki America | Hoshizaki | FD-650MWJ-C | Ice-making Head | Water-Cooled Condenser | Flake | Continuous | 520 | 4.02 | 5.09 | 95 | 169.7 | 1.1 | Federally-Regulated Commercial & Industrial Equipment | 03/14/2019 |  | 04/16/2019
Hoshizaki America | Hoshizaki | FS-1022MLJ*SRC-10J | Both Remote Condensing & Remot | Air-Cooled Condenser | Flake | Continuous | 730 | 5.1 | 5.67 |  |  | 1.1 | Federally-Regulated Commercial & Industrial Equipment | 02/01/2019 |  | 04/16/2019
Hoshizaki America | Hoshizaki | FS-1001MLJ-C*SRC-10J | Both Remote Condensing & Remot | Air-Cooled Condenser | Flake | Continuous | 720 | 5.07 | 5.72 |  |  | 1.1 | Federally-Regulated Commercial & Industrial Equipment | 02/01/2019 |  | 04/16/2019
Hoshizaki America | Hoshizaki | F-2001MRJ3*URC-22F | Remote Condensing w/o Remote C | Air-Cooled Condenser | Flake | Continuous | 1675 | 3.9 | 5.06 |  |  | 1.2 | Federally-Regulated Commercial & Industrial Equipment | 02/01/2019 |  | 04/16/2019
Hoshizaki America | Hoshizaki | F-2001MWJ | Ice-making Head | Water-Cooled Condenser | Flake | Continuous | 1840 | 3.19 | 4.34 | 109 | 143.6 | 1.2 | Federally-Regulated Commercial & Industrial Equipment | 03/14/2019 |  | 04/16/2019
Hoshizaki America | Hoshizaki | FS-1022MLJ-C*SRC-10J | Both Remote Condensing & Remot | Air-Cooled Condenser | Flake | Continuous | 730 | 5.1 | 5.67 |  |  | 1.1 | Federally-Regulated Commercial & Industrial Equipment | 02/01/2019 |  | 04/16/2019
Hoshizaki America | Hoshizaki | F-2001MRJ*URC-22F | Remote Condensing w/o Remote C | Air-Cooled Condenser | Flake | Continuous | 1660 | 3.81 | 5.06 |  |  | 1.2 | Federally-Regulated Commercial & Industrial Equipment | 02/01/2019 |  | 04/16/2019
Hoshizaki America | Hoshizaki | F-2001MRJ-C*URC-22F | Remote Condensing w/o Remote C | Air-Cooled Condenser | Flake | Continuous | 1500 | 4.35 | 5.06 |  |  | 1.1 | Federally-Regulated Commercial & Industrial Equipment | 02/01/2019 |  | 04/16/2019
Hoshizaki America | Hoshizaki | F-2001MLJ*RACK | Both Remote Condensing & Remot | Air-Cooled Condenser | Flake | Continuous | 1733 | 0.6 | 5.26 |  |  | 1.3 | Federally-Regulated Commercial & Industrial Equipment | 02/01/2019 |  | 04/16/2019
Hoshizaki America | Hoshizaki | F-500BAJ | Self-Contained | Air-Cooled Condenser | Flake | Continuous | 420 | 5.05 | 6.85 |  |  | 1.3 | Federally-Regulated Commercial & Industrial Equipment | 02/01/2019 |  | 04/16/2019
Hoshizaki America | Hoshizaki | F-1002MAJ-C | Ice-making Head | Air-Cooled Condenser | Flake | Continuous | 726 | 4.57 | 5.91 |  |  | 1.1 | Federally-Regulated Commercial & Industrial Equipment | 02/01/2019 |  | 04/16/2019
Hoshizaki America | Hoshizaki | F-300BAJ | Self-Contained | Air-Cooled Condenser | Flake | Continuous | 247 | 6.14 | 7.93 |  |  | 1.3 | Federally-Regulated Commercial & Industrial Equipment | 02/01/2019 |  | 04/16/2019
Hoshizaki America | Hoshizaki | F-1002MWJ | Ice-making Head | Water-Cooled Condenser | Flake | Continuous | 833 | 3.57 | 4.34 | 110 | 163.5 | 1.2 | Federally-Regulated Commercial & Industrial Equipment | 03/14/2019 |  | 04/16/2019
Hoshizaki America | Hoshizaki | F-1002MLJ*RACK | Both Remote Condensing & Remot | Air-Cooled Condenser | Flake | Continuous | 797 | 1.51 | 5.28 |  |  | 1.3 | Federally-Regulated Commercial & Industrial Equipment | 02/01/2019 |  | 04/16/2019
Hoshizaki America | Hoshizaki | F-1002MWJ-C | Ice-making Head | Water-Cooled Condenser | Flake | Continuous | 770 | 3.95 | 4.42 | 111 | 164.8 | 1.1 | Federally-Regulated Commercial & Industrial Equipment | 03/14/2019 |  | 04/16/2019
Hoshizaki America | Hoshizaki | FD-1002MRJ-C*URC-5F | Remote Condensing w/o Remote C | Air-Cooled Condenser | Flake | Continuous | 680 | 4.94 | 5.76 |  |  | 1.1 | Federally-Regulated Commercial & Industrial Equipment | 02/01/2019 |  | 04/16/2019
Hoshizaki America | Hoshizaki | FD-1002MAJ-C | Ice-making Head | Air-Cooled Condenser | Flake | Continuous | 726 | 4.57 | 5.91 |  |  | 1.1 | Federally-Regulated Commercial & Industrial Equipment | 02/01/2019 |  | 04/16/2019
Hoshizaki America | Hoshizaki | F-1002MAJ | Ice-making Head | Air-Cooled Condenser | Flake | Continuous | 758 | 4.36 | 5.8 |  |  | 1.2 | Federally-Regulated Commercial & Industrial Equipment | 02/01/2019 |  | 04/16/2019
Hoshizaki America | Hoshizaki | F-1002MRJ-C*URC-5F | Remote Condensing w/o Remote C | Air-Cooled Condenser | Flake | Continuous | 680 | 4.94 | 5.76 |  |  | 1.1 | Federally-Regulated Commercial & Industrial Equipment | 02/01/2019 |  | 04/16/2019
Hoshizaki America | Hoshizaki | F-801MAJ | Ice-making Head | Air-Cooled Condenser | Flake | Continuous | 566 | 4.5 | 6.42 |  |  | 1.2 | Federally-Regulated Commercial & Industrial Equipment | 03/14/2019 |  | 04/16/2019
Hoshizaki America | Hoshizaki | F-1002MRJ*URC-5F | Remote Condensing w/o Remote C | Air-Cooled Condenser | Flake | Continuous | 722 | 4.51 | 5.51 |  |  | 1.2 | Federally-Regulated Commercial & Industrial Equipment | 02/01/2019 |  | 04/16/2019
Hoshizaki America | Hoshizaki | F-1501MWJ-C | Ice-making Head | Water-Cooled Condenser | Flake | Continuous | 1218 | 3.76 | 4.34 | 123 | 155.9 | 1.2 | Federally-Regulated Commercial & Industrial Equipment | 03/14/2019 |  | 04/16/2019
Hoshizaki America | Hoshizaki | F-450MAJ-C | Ice-making Head | Air-Cooled Condenser | Flake | Continuous | 316 | 6.1 | 7.22 |  |  | 1.2 | Federally-Regulated Commercial & Industrial Equipment | 02/01/2019 |  | 04/16/2019
Hoshizaki America | Hoshizaki | F-1501MWJ | Ice-making Head | Water-Cooled Condenser | Flake | Continuous | 1410 | 3.2 | 4.34 | 105 | 152.1 | 1.3 | Federally-Regulated Commercial & Industrial Equipment | 03/14/2019 |  | 04/16/2019
Hoshizaki America | Hoshizaki | F-1501MRJ-C*URC-14F | Remote Condensing w/o Remote C | Air-Cooled Condenser | Flake | Continuous | 1125 | 4.35 | 5.06 |  |  | 1.1 | Federally-Regulated Commercial & Industrial Equipment | 02/01/2019 |  | 04/16/2019
Hoshizaki America | Hoshizaki | F-1501MAJ-C | Ice-making Head | Air-Cooled Condenser | Flake | Continuous | 1020 | 4.61 | 5.61 |  |  | 1.1 | Federally-Regulated Commercial & Industrial Equipment | 02/01/2019 |  | 04/16/2019
Hoshizaki America | Hoshizaki | F-801MWJ-C | Ice-making Head | Water-Cooled Condenser | Flake | Continuous | 580 | 4.13 | 4.93 | 120 | 168.5 | 1.2 | Federally-Regulated Commercial & Industrial Equipment | 03/14/2019 |  | 04/16/2019
Hoshizaki America | Hoshizaki | F-801MAJ-C | Ice-making Head | Air-Cooled Condenser | Flake | Continuous | 532 | 5 | 6.53 |  |  | 1.1 | Federally-Regulated Commercial & Industrial Equipment | 03/14/2019 |  | 04/16/2019
Hoshizaki America | Hoshizaki | F-801MWJ | Ice-making Head | Water-Cooled Condenser | Flake | Continuous | 605 | 3.9 | 4.86 | 119 | 168 | 1.2 | Federally-Regulated Commercial & Industrial Equipment | 03/14/2019 |  | 04/16/2019
Hoshizaki America | Hoshizaki | F-1501MRJ*URC-14F | Remote Condensing w/o Remote C | Air-Cooled Condenser | Flake | Continuous | 1370 | 3.44 | 5.06 |  |  | 1.4 | Federally-Regulated Commercial & Industrial Equipment | 02/01/2019 |  | 04/16/2019
Hoshizaki America | Hoshizaki | F-1501MAJ | Ice-making Head | Air-Cooled Condenser | Flake | Continuous | 1154 | 4 | 5.61 |  |  | 1.2 | Federally-Regulated Commercial & Industrial Equipment | 02/01/2019 |  | 04/16/2019
Hoshizaki America | Hoshizaki | F-450MAJ | Ice-making Head | Air-Cooled Condenser | Flake | Continuous | 395 | 4.94 | 6.97 |  |  | 1.3 | Federally-Regulated Commercial & Industrial Equipment | 02/01/2019 |  | 04/16/2019
Hoshizaki America | Hoshizaki | F-330BAJ | Self-Contained | Air-Cooled Condenser | Flake | Continuous | 243 | 5.91 | 7.95 |  |  | 1.2 | Federally-Regulated Commercial & Industrial Equipment | 02/01/2019 |  | 04/16/2019
Hoshizaki America | Hoshizaki | F-330BAJ-C | Self-Contained | Air-Cooled Condenser | Flake | Continuous | 214 | 7.3 | 8.13 |  |  | 1.1 | Federally-Regulated Commercial & Industrial Equipment | 02/01/2019 |  | 04/16/2019
Hoshizaki America | Hoshizaki | FD-650MWH-C | Ice-making Head | Water-Cooled Condenser | Crushed | Continuous | 532 | 3.81 | 5.06 | 125 | 169.5 | 1.1 | Federally-Regulated Commercial & Industrial Equipment | 03/14/2019 |  | 04/16/2019
Hoshizaki America | Hoshizaki | FD-650MRH-C*URC-5F | Remote Condensing w/o Remote C | Air-Cooled Condenser | Crushed | Continuous | 476 | 4.75 | 6.94 |  |  | 1.1 | Federally-Regulated Commercial & Industrial Equipment | 03/14/2019 |  | 04/16/2019
Hoshizaki America | Hoshizaki | F-2001MLH* | Both Remote Condensing & Remot | Air-Cooled Condenser | Flake | Continuous | 1733 | 0.6 | 5.26 |  |  | 1.3 | Federally-Regulated Commercial & Industrial Equipment | 02/01/2019 |  | 04/16/2019
Hoshizaki America | Hoshizaki | C-101BAH-DS | Self-Contained | Air-Cooled Condenser | Crushed | Continuous | 62 | 12.1 | 12.36 |  |  | 1.2 | Federally-Regulated Commercial & Industrial Equipment | 03/14/2019 |  | 04/16/2019
Hoshizaki America | Hoshizaki | C-101BAH-ADDS | Self-Contained | Air-Cooled Condenser | Crushed | Continuous | 62 | 12.1 | 12.36 |  |  | 1.2 | Federally-Regulated Commercial & Industrial Equipment | 03/14/2019 |  | 04/16/2019
Hoshizaki America | Hoshizaki | C-101BAH-AD | Self-Contained | Air-Cooled Condenser | Crushed | Continuous | 62 | 12.1 | 12.36 |  |  | 1.2 | Federally-Regulated Commercial & Industrial Equipment | 03/14/2019 |  | 04/16/2019
Hoshizaki America | Hoshizaki | C-101BAH | Self-Contained | Air-Cooled Condenser | Crushed | Continuous | 62 | 12.1 | 12.36 |  |  | 1.2 | Federally-Regulated Commercial & Industrial Equipment | 03/14/2019 |  | 04/16/2019
Hoshizaki America | Hoshizaki | FD-650MAH-C | Ice-making Head | Air-Cooled Condenser | Crushed | Continuous | 474 | 5.35 | 6.71 |  |  | 1.1 | Federally-Regulated Commercial & Industrial Equipment | 02/01/2019 |  | 04/16/2019
Hoshizaki America | Hoshizaki | DCM-751BWH-OS | Self-Contained | Water-Cooled Condenser | Crushed | Continuous | 678 | 4.76 | 5.55 | 96 | 135.9 | 1.1 | Federally-Regulated Commercial & Industrial Equipment | 03/14/2019 |  | 04/16/2019
Hoshizaki America | Hoshizaki | DCM-751BWH | Self-Contained | Water-Cooled Condenser | Crushed | Continuous | 678 | 4.76 | 5.55 | 96 | 135.9 | 1.1 | Federally-Regulated Commercial & Industrial Equipment | 03/14/2019 |  | 04/16/2019
Hoshizaki America | Hoshizaki | DCM-500BWH-OS | Self-Contained | Water-Cooled Condenser | Crushed | Continuous | 512 | 4.48 | 6.05 | 112 | 140.1 | 1.1 | Federally-Regulated Commercial & Industrial Equipment | 03/14/2019 |  | 04/16/2019
Hoshizaki America | Hoshizaki | DCM-500BWH | Self-Contained | Water-Cooled Condenser | Crushed | Continuous | 512 | 4.48 | 6.05 | 112 | 140.1 | 1.1 | Federally-Regulated Commercial & Industrial Equipment | 03/14/2019 |  | 04/16/2019
Hoshizaki America | Hoshizaki | DCM-751BAH | Self-Contained | Air-Cooled Condenser | Crushed | Continuous | 500 | 5.84 | 6.35 |  |  | 1.1 | Federally-Regulated Commercial & Industrial Equipment | 02/01/2019 |  | 04/16/2019
Hoshizaki America | Hoshizaki | DCM-751BAH-OS | Self-Contained | Air-Cooled Condenser | Crushed | Continuous | 500 | 5.84 | 6.35 |  |  | 1.1 | Federally-Regulated Commercial & Industrial Equipment | 02/01/2019 |  | 04/16/2019
Hoshizaki America | Hoshizaki | DCM-500BAH | Self-Contained | Air-Cooled Condenser | Crushed | Continuous | 427 | 5.85 | 6.81 |  |  | 1.1 | Federally-Regulated Commercial & Industrial Equipment | 02/01/2019 |  | 04/16/2019
Hoshizaki America | Hoshizaki | DCM-300BAH | Self-Contained | Air-Cooled Condenser | Crushed | Continuous | 219 | 7.06 | 8.1 |  |  | 1.1 | Federally-Regulated Commercial & Industrial Equipment | 02/01/2019 |  | 04/16/2019
Hoshizaki America | Hoshizaki | DCM-500BAH-OS | Self-Contained | Air-Cooled Condenser | Crushed | Continuous | 427 | 5.85 | 6.81 |  |  | 1.1 | Federally-Regulated Commercial & Industrial Equipment | 02/01/2019 |  | 04/16/2019
Hoshizaki America | Hoshizaki | DCM-300BAH-OS | Self-Contained | Air-Cooled Condenser | Crushed | Continuous | 219 | 7.06 | 8.1 |  |  | 1.1 | Federally-Regulated Commercial & Industrial Equipment | 02/01/2019 |  | 04/16/2019
Hoshizaki America | Hoshizaki | DCM-270BAH-OS | Self-Contained | Air-Cooled Condenser | Crushed | Continuous | 200 | 7.5 | 8.22 |  |  | 1.1 | Federally-Regulated Commercial & Industrial Equipment | 02/01/2019 |  | 04/16/2019
Hoshizaki America | Hoshizaki | DCM-270BAH | Self-Contained | Air-Cooled Condenser | Crushed | Continuous | 200 | 7.5 | 8.22 |  |  | 1.1 | Federally-Regulated Commercial & Industrial Equipment | 02/01/2019 |  | 04/16/2019
Hoshizaki America | Hoshizaki | FS-1500MLH-C*SRC-14H | Both Remote Condensing & Remot | Air-Cooled Condenser | Crushed | Continuous | 1165 | 4.51 | 5.26 |  |  | 1.2 | Federally-Regulated Commercial & Industrial Equipment | 02/01/2019 |  | 04/16/2019
Hoshizaki America | Hoshizaki | IM-500SAB | Ice-making Head | Air-Cooled Condenser | Cube | Batch | 414 | 5.8 | 6.02 |  |  |  | Federally-Regulated Commercial & Industrial Equipment | 04/05/2019 |  | 04/16/2019
Scotsman Ice Systems | Scotsman | F1222A-3E | Ice-making Head | Air-Cooled Condenser | Flake | Continuous | 878 | 3.22 | 5.61 |  |  | 1.4 | Federally-Regulated Commercial & Industrial Equipment | 02/01/2019 |  | 04/16/2019
Scotsman Ice Systems | Scotsman | F1222A-32E | Ice-making Head | Air-Cooled Condenser | Flake | Continuous | 878 | 3.22 | 5.61 |  |  | 1.4 | Federally-Regulated Commercial & Industrial Equipment | 02/01/2019 |  | 04/16/2019
Scotsman Ice Systems | Scotsman | F1222W-32E | Ice-making Head | Water-Cooled Condenser | Flake | Continuous | 967 | 2.52 | 4.34 | 105 | 160.9 | 1.4 | Federally-Regulated Commercial & Industrial Equipment | 03/14/2019 |  | 04/16/2019
Scotsman Ice Systems | Scotsman | N0922W-32E | Ice-making Head | Water-Cooled Condenser | Flake | Continuous | 863 | 3.09 | 4.34 | 109 | 162.9 | 1.2 | Federally-Regulated Commercial & Industrial Equipment | 03/14/2019 |  | 04/16/2019
Scotsman Ice Systems | Scotsman | F1222R-3E*ERC311-32E | Remote Condensing w/o Remote C | Air-Cooled Condenser | Flake | Continuous | 907 | 3.34 | 5.06 |  |  | 1.4 | Federally-Regulated Commercial & Industrial Equipment | 02/01/2019 |  | 04/16/2019
Scotsman Ice Systems | Scotsman | F1222R-32E*ERC311-32E | Remote Condensing w/o Remote C | Air-Cooled Condenser | Flake | Continuous | 907 | 3.34 | 5.06 |  |  | 1.4 | Federally-Regulated Commercial & Industrial Equipment | 02/01/2019 |  | 04/16/2019
Scotsman Ice Systems | Scotsman | N0922R-32E*ERC311-32E | Remote Condensing w/o Remote C | Air-Cooled Condenser | Flake | Continuous | 781 | 3.82 | 5.17 |  |  | 1.2 | Federally-Regulated Commercial & Industrial Equipment | 02/01/2019 |  | 04/16/2019
Scotsman Ice Systems | Scotsman | F0822W-32E | Ice-making Head | Water-Cooled Condenser | Flake | Continuous | 643 | 3.32 | 4.76 | 91 | 167.3 | 1.4 | Federally-Regulated Commercial & Industrial Equipment | 03/14/2019 |  | 04/16/2019
Scotsman Ice Systems | Scotsman | N0922A-32E | Ice-making Head | Air-Cooled Condenser | Flake | Continuous | 784 | 3.85 | 5.72 |  |  | 1.2 | Federally-Regulated Commercial & Industrial Equipment | 02/01/2019 |  | 04/16/2019
Scotsman Ice Systems | Scotsman | UN324W-1A | Self-Contained | Water-Cooled Condenser | Flake | Continuous | 281 | 4.55 | 6.75 | 95 | 145.9 | 1.1 | Federally-Regulated Commercial & Industrial Equipment | 03/14/2019 |  | 04/16/2019
Scotsman Ice Systems | Scotsman | UN324A-1A | Self-Contained | Air-Cooled Condenser | Flake | Continuous | 266 | 5.47 | 7.81 |  |  | 1.1 | Federally-Regulated Commercial & Industrial Equipment | 02/01/2019 |  | 04/16/2019
Scotsman Ice Systems | Scotsman | F1522A-32E | Ice-making Head | Air-Cooled Condenser | Flake | Continuous | 1066 | 3.36 | 5.61 |  |  | 1.5 | Federally-Regulated Commercial & Industrial Equipment | 02/01/2019 |  | 04/16/2019
Scotsman Ice Systems | Scotsman | GEMU090 | Self-Contained | Air-Cooled Condenser | Flake | Continuous | 56 | 10.52 | 12.54 |  |  | 1.2 | Federally-Regulated Commercial & Industrial Equipment | 02/01/2019 |  | 04/16/2019
Scotsman Ice Systems | Scotsman | UF424W-1A | Self-Contained | Water-Cooled Condenser | Flake | Continuous | 330 | 3.93 | 6.6 | 68 | 144.7 | 1.6 | Federally-Regulated Commercial & Industrial Equipment | 03/14/2019 |  | 04/16/2019
Scotsman Ice Systems | Scotsman | N1322R-32E*ERC311-32E | Remote Condensing w/o Remote C | Air-Cooled Condenser | Flake | Continuous | 1022 | 3.78 | 5.06 |  |  | 1.2 | Federally-Regulated Commercial & Industrial Equipment | 02/01/2019 |  | 04/16/2019
Scotsman Ice Systems | Scotsman | N1322W-32E | Ice-making Head | Water-Cooled Condenser | Flake | Continuous | 1056 | 3.17 | 4.34 | 78 | 159.1 | 1.3 | Federally-Regulated Commercial & Industrial Equipment | 03/14/2019 |  | 04/16/2019
Scotsman Ice Systems | Scotsman | UF424A-1A | Self-Contained | Air-Cooled Condenser | Flake | Continuous | 310 | 4.58 | 7.54 |  |  | 1.6 | Federally-Regulated Commercial & Industrial Equipment | 02/01/2019 |  | 04/16/2019
Scotsman Ice Systems | Scotsman | FME2404AS-32E | Ice-making Head | Air-Cooled Condenser | Flake | Continuous | 1792 | 3.35 | 5.61 |  |  | 1.6 | Federally-Regulated Commercial & Industrial Equipment | 02/01/2019 |  | 04/16/2019
Scotsman Ice Systems | Scotsman | N1322W-3E | Ice-making Head | Water-Cooled Condenser | Flake | Continuous | 1056 | 3.17 | 4.34 | 78 | 159.1 | 1.3 | Federally-Regulated Commercial & Industrial Equipment | 03/14/2019 |  | 04/16/2019
Scotsman Ice Systems | Scotsman | N1322A-32E | Ice-making Head | Air-Cooled Condenser | Flake | Continuous | 940 | 3.85 | 5.61 |  |  | 1.2 | Federally-Regulated Commercial & Industrial Equipment | 02/01/2019 |  | 04/16/2019
Scotsman Ice Systems | Scotsman | N0622A-32E | Ice-making Head | Air-Cooled Condenser | Flake | Continuous | 552 | 4.71 | 6.46 |  |  | 1.2 | Federally-Regulated Commercial & Industrial Equipment | 02/01/2019 |  | 04/16/2019
Scotsman Ice Systems | Scotsman | NME1854RS-32E*PR2C240-32E | Remote Condensing w/o Remote C | Air-Cooled Condenser | Flake | Continuous | 1631 | 3.63 | 5.06 |  |  | 1.2 | Federally-Regulated Commercial & Industrial Equipment | 02/01/2019 |  | 04/16/2019
Scotsman Ice Systems | Scotsman | N0622A-1E | Ice-making Head | Air-Cooled Condenser | Flake | Continuous | 552 | 4.71 | 6.46 |  |  | 1.2 | Federally-Regulated Commercial & Industrial Equipment | 02/01/2019 |  | 04/16/2019
Scotsman Ice Systems | Scotsman | F0822A-1E | Ice-making Head | Air-Cooled Condenser | Flake | Continuous | 641 | 4 | 6.18 |  |  | 1.4 | Federally-Regulated Commercial & Industrial Equipment | 02/01/2019 |  | 04/16/2019
Scotsman Ice Systems | Scotsman | N0622R-1E*ERC111-1E | Remote Condensing w/o Remote C | Air-Cooled Condenser | Flake | Continuous | 579 | 4.95 | 6.34 |  |  | 1.2 | Federally-Regulated Commercial & Industrial Equipment | 02/01/2019 |  | 04/16/2019
Scotsman Ice Systems | Scotsman | F0522A-1E | Ice-making Head | Air-Cooled Condenser | Flake | Continuous | 343 | 4.61 | 7.13 |  |  | 1.3 | Federally-Regulated Commercial & Industrial Equipment | 02/01/2019 |  | 04/16/2019
Scotsman Ice Systems | Scotsman | N0422A-1E | Ice-making Head | Air-Cooled Condenser | Flake | Continuous | 348 | 5.36 | 7.12 |  |  | 1.2 | Federally-Regulated Commercial & Industrial Equipment | 02/01/2019 |  | 04/16/2019
Scotsman Ice Systems | Scotsman | N0422W-1E | Ice-making Head | Water-Cooled Condenser | Flake | Continuous | 397 | 3.95 | 5.42 | 124 | 172.1 | 1.2 | Federally-Regulated Commercial & Industrial Equipment | 03/14/2019 |  | 04/16/2019
Scotsman Ice Systems | Scotsman | N0622W-1E | Ice-making Head | Water-Cooled Condenser | Flake | Continuous | 581 | 3.8 | 4.93 | 102 | 168.5 | 1.2 | Federally-Regulated Commercial & Industrial Equipment | 03/14/2019 |  | 04/16/2019
Scotsman Ice Systems | Scotsman | SCN60GA-1SS, -1SU | Self-Contained | Air-Cooled Condenser | Flake | Continuous | 56 | 10.52 | 12.54 |  |  | 1.2 | Federally-Regulated Commercial & Industrial Equipment | 02/01/2019 |  | 04/16/2019
Scotsman Ice Systems | Scotsman | SCN60PA-1SS, -1SU | Self-Contained | Air-Cooled Condenser | Flake | Continuous | 56 | 10.52 | 12.54 |  |  | 1.2 | Federally-Regulated Commercial & Industrial Equipment | 02/01/2019 |  | 04/16/2019
Scotsman Ice Systems | Scotsman | F0522W-1E | Ice-making Head | Water-Cooled Condenser | Flake | Continuous | 429 | 3.73 | 5.33 | 112 | 171.5 | 1.3 | Federally-Regulated Commercial & Industrial Equipment | 03/14/2019 |  | 04/16/2019
Scotsman Ice Systems | Scotsman | UNC15NJ### | Self-Contained | Air-Cooled Condenser | Flake | Continuous | 56 | 10.52 | 12.54 |  |  | 1.5 | Federally-Regulated Commercial & Industrial Equipment | 02/01/2019 |  | 04/16/2019
Scotsman Ice Systems | Scotsman | F0822W-1E | Ice-making Head | Water-Cooled Condenser | Flake | Continuous | 654 | 3.31 | 4.73 | 85 | 167.1 | 1.4 | Federally-Regulated Commercial & Industrial Equipment | 03/14/2019 |  | 04/16/2019
Scotsman Ice Systems | Scotsman | N0622W-1# | Ice-making Head | Water-Cooled Condenser | Flake | Continuous | 570 | 4.4 | 4.96 | 102 | 168.7 | 1.3 | Federally-Regulated Commercial & Industrial Equipment | 03/14/2019 |  | 04/16/2019
Scotsman Ice Systems | Scotsman | N0622A-1# | Ice-making Head | Air-Cooled Condenser | Flake | Continuous | 500 | 5.6 | 6.63 |  |  | 1.3 | Federally-Regulated Commercial & Industrial Equipment | 02/01/2019 |  | 04/16/2019
Scotsman Ice Systems | Scotsman | N0622A-32# | Ice-making Head | Air-Cooled Condenser | Flake | Continuous | 500 | 5.6 | 6.63 |  |  | 1.3 | Federally-Regulated Commercial & Industrial Equipment | 02/01/2019 |  | 04/16/2019
Scotsman Ice Systems | Scotsman | N0622R-1#*ERC111-1# | Remote Condensing w/o Remote C | Air-Cooled Condenser | Flake | Continuous | 530 | 5.7 | 6.63 |  |  | 1.3 | Federally-Regulated Commercial & Industrial Equipment | 02/01/2019 |  | 04/16/2019
Scotsman Ice Systems | Scotsman | N0422W-1# | Ice-making Head | Water-Cooled Condenser | Flake | Continuous | 350 | 4.9 | 5.55 | 93 | 173.1 | 1.3 | Federally-Regulated Commercial & Industrial Equipment | 03/14/2019 |  | 04/16/2019
Scotsman Ice Systems | Scotsman | N0422A-1# | Ice-making Head | Air-Cooled Condenser | Flake | Continuous | 310 | 6.3 | 7.24 |  |  | 1.3 | Federally-Regulated Commercial & Industrial Equipment | 02/01/2019 |  | 04/16/2019
Scotsman Ice Systems | Scotsman | FME2404AS-32# | Ice-making Head | Air-Cooled Condenser | Flake | Continuous | 1400 | 4 | 5.61 |  |  | 1.5 | Federally-Regulated Commercial & Industrial Equipment | 02/01/2019 |  | 04/16/2019
Scotsman Ice Systems | Scotsman | F1522A-32# | Ice-making Head | Air-Cooled Condenser | Flake | Continuous | 1100 | 3.7 | 5.61 |  |  | 1.5 | Federally-Regulated Commercial & Industrial Equipment | 02/01/2019 |  | 04/16/2019
Scotsman Ice Systems | Scotsman | F0822R-1#*ERC111-1# | Remote Condensing w/o Remote C | Air-Cooled Condenser | Flake | Continuous | 610 | 5.1 | 6.16 |  |  | 1.4 | Federally-Regulated Commercial & Industrial Equipment | 02/01/2019 |  | 04/16/2019
Scotsman Ice Systems | Scotsman | F1222A-32# | Ice-making Head | Air-Cooled Condenser | Flake | Continuous | 878 | 3.22 | 5.61 |  |  | 1.4 | Federally-Regulated Commercial & Industrial Equipment | 02/01/2019 |  | 04/16/2019
Scotsman Ice Systems | Scotsman | F1222A-3# | Ice-making Head | Air-Cooled Condenser | Flake | Continuous | 878 | 3.22 | 5.61 |  |  | 1.4 | Federally-Regulated Commercial & Industrial Equipment | 02/01/2019 |  | 04/16/2019
Scotsman Ice Systems | Scotsman | F0822W-32# | Ice-making Head | Water-Cooled Condenser | Flake | Continuous | 600 | 3.9 | 4.88 | 102 | 168.1 | 1.4 | Federally-Regulated Commercial & Industrial Equipment | 03/14/2019 |  | 04/16/2019
Scotsman Ice Systems | Scotsman | F0822W-1# | Ice-making Head | Water-Cooled Condenser | Flake | Continuous | 600 | 3.9 | 4.88 | 102 | 168.1 | 1.4 | Federally-Regulated Commercial & Industrial Equipment | 03/14/2019 |  | 04/16/2019
Scotsman Ice Systems | Scotsman | F0522A-1# | Ice-making Head | Air-Cooled Condenser | Flake | Continuous | 320 | 6.1 | 7.21 |  |  | 1.4 | Federally-Regulated Commercial & Industrial Equipment | 02/01/2019 |  | 04/16/2019
Scotsman Ice Systems | Scotsman | F0822A-1# | Ice-making Head | Air-Cooled Condenser | Flake | Continuous | 580 | 4.7 | 6.37 |  |  | 1.5 | Federally-Regulated Commercial & Industrial Equipment | 02/01/2019 |  | 04/16/2019
Scotsman Ice Systems | Scotsman | F0522W-1# | Ice-making Head | Water-Cooled Condenser | Flake | Continuous | 420 | 3.9 | 5.36 | 82 | 171.7 | 1.5 | Federally-Regulated Commercial & Industrial Equipment | 03/14/2019 |  | 04/16/2019
Scotsman Ice Systems | Scotsman | AFE424W-1# | Self-Contained | Water-Cooled Condenser | Flake | Continuous | 300 | 5.5 | 6.69 | 131 | 145.4 | 1.5 | Federally-Regulated Commercial & Industrial Equipment | 03/14/2019 |  | 04/16/2019
Scotsman Ice Systems | Scotsman | AFE424A-1# | Self-Contained | Air-Cooled Condenser | Flake | Continuous | 250 | 6 | 7.91 |  |  | 1.5 | Federally-Regulated Commercial & Industrial Equipment | 02/01/2019 |  | 04/16/2019
Scotsman Ice Systems | Scotsman | HID540W-1# | Self-Contained | Water-Cooled Condenser | Flake | Continuous | 400 | 4.3 | 6.39 | 120 | 142.9 | 1.1 | Federally-Regulated Commercial & Industrial Equipment | 03/14/2019 |  | 04/16/2019
Scotsman Ice Systems | Scotsman | HID525W-1# | Self-Contained | Water-Cooled Condenser | Flake | Continuous | 400 | 4.3 | 6.39 | 120 | 142.9 | 1.1 | Federally-Regulated Commercial & Industrial Equipment | 03/14/2019 |  | 04/16/2019
Scotsman Ice Systems | Scotsman | HID540AW-1# | Self-Contained | Air-Cooled Condenser | Flake | Continuous | 365 | 5.5 | 7.19 |  |  | 1.2 | Federally-Regulated Commercial & Industrial Equipment | 02/01/2019 |  | 04/16/2019
Scotsman Ice Systems | Scotsman | HID540A-1# | Self-Contained | Air-Cooled Condenser | Flake | Continuous | 365 | 5.5 | 7.19 |  |  | 1.2 | Federally-Regulated Commercial & Industrial Equipment | 02/01/2019 |  | 04/16/2019
Scotsman Ice Systems | Scotsman | HID525AW-1# | Self-Contained | Air-Cooled Condenser | Flake | Continuous | 365 | 5.5 | 7.19 |  |  | 1.2 | Federally-Regulated Commercial & Industrial Equipment | 02/01/2019 |  | 04/16/2019
Scotsman Ice Systems | Scotsman | HID312A-1# | Self-Contained | Air-Cooled Condenser | Flake | Continuous | 220 | 4.9 | 8.1 |  |  | 1.2 | Federally-Regulated Commercial & Industrial Equipment | 02/01/2019 |  | 04/16/2019
Scotsman Ice Systems | Scotsman | HID525A-1# | Self-Contained | Air-Cooled Condenser | Flake | Continuous | 365 | 5.5 | 7.19 |  |  | 1.2 | Federally-Regulated Commercial & Industrial Equipment | 02/01/2019 |  | 04/16/2019
Scotsman Ice Systems | Scotsman | HID312AW-1# | Self-Contained | Air-Cooled Condenser | Flake | Continuous | 220 | 4.9 | 8.1 |  |  | 1.2 | Federally-Regulated Commercial & Industrial Equipment | 02/01/2019 |  | 04/16/2019
Scotsman Ice Systems | Scotsman | N1322W-3# | Ice-making Head | Water-Cooled Condenser | Flake | Continuous | 965 | 4 | 4.34 | 81 | 160.9 | 1.3 | Federally-Regulated Commercial & Industrial Equipment | 03/14/2019 |  | 04/16/2019
Scotsman Ice Systems | Scotsman | NME1854RS-32#*ERC302-32# | Remote Condensing w/o Remote C | Air-Cooled Condenser | Flake | Continuous | 1575 | 4.5 | 5.06 |  |  | 1.2 | Federally-Regulated Commercial & Industrial Equipment | 02/01/2019 |  | 04/16/2019
Scotsman Ice Systems | Scotsman | N1322W-32# | Ice-making Head | Water-Cooled Condenser | Flake | Continuous | 965 | 4 | 4.34 | 81 | 160.9 | 1.3 | Federally-Regulated Commercial & Industrial Equipment | 03/14/2019 |  | 04/16/2019
Scotsman Ice Systems | Scotsman | N1322A-32# | Ice-making Head | Air-Cooled Condenser | Flake | Continuous | 950 | 4.4 | 5.61 |  |  | 1.3 | Federally-Regulated Commercial & Industrial Equipment | 02/01/2019 |  | 04/16/2019
Scotsman Ice Systems | Scotsman | N1322R-32#*ERC311-32# | Remote Condensing w/o Remote C | Air-Cooled Condenser | Flake | Continuous | 1030 | 4 | 5.06 |  |  | 1.3 | Federally-Regulated Commercial & Industrial Equipment | 02/01/2019 |  | 04/16/2019
Manitowoc Ice, Inc. | Manitowoc | RNF1020C-161*RCUF1200-261 | Both Remote Condensing & Remot | Air-Cooled Condenser | Other | Continuous | 840 | 4.53 | 5.26 |  |  | 1.1 | Federally-Regulated Commercial & Industrial Equipment | 02/05/2019 |  | 04/16/2019
Manitowoc Ice, Inc. | Manitowoc | UNF0200A-161 | Self-Contained | Air-Cooled Condenser | Other | Continuous | 164 | 6.65 | 9.3 |  |  | 1.1 | Federally-Regulated Commercial & Industrial Equipment | 02/05/2019 |  | 04/16/2019
Manitowoc Ice, Inc. | Manitowoc | RNF0620A-161 | Ice-making Head | Air-Cooled Condenser | Other | Continuous | 451 | 5.81 | 6.79 |  |  | 1.1 | Federally-Regulated Commercial & Industrial Equipment | 02/05/2019 |  | 04/16/2019
Manitowoc Ice, Inc. | Manitowoc | UFF0200A-161 | Self-Contained | Air-Cooled Condenser | Other | Continuous | 198 | 5.31 | 8.28 |  |  | 1.4 | Federally-Regulated Commercial & Industrial Equipment | 02/05/2019 |  | 04/16/2019
Manitowoc Ice, Inc. | Manitowoc | CNF0201A-161 | Self-Contained | Air-Cooled Condenser | Other | Continuous | 222 | 6.69 | 8.08 |  |  | 1.1 | Federally-Regulated Commercial & Industrial Equipment | 02/05/2019 |  | 04/16/2019
Manitowoc Ice, Inc. | Manitowoc | CNF0202A-161 | Self-Contained | Air-Cooled Condenser | Other | Continuous | 222 | 6.69 | 8.08 |  |  | 1.1 | Federally-Regulated Commercial & Industrial Equipment | 02/05/2019 |  | 04/16/2019
Manitowoc Ice, Inc. | Manitowoc | RFF0620W-161 | Ice-making Head | Water-Cooled Condenser | Flake | Continuous | 597 | 3.75 | 4.89 | 106 | 168.2 | 1.2 | Federally-Regulated Commercial & Industrial Equipment | 03/14/2019 |  | 04/16/2019
Manitowoc Ice, Inc. | Manitowoc | UFF0350A-161 | Self-Contained | Air-Cooled Condenser | Flake | Continuous | 328 | 5.27 | 7.42 |  |  | 1.3 | Federally-Regulated Commercial & Industrial Equipment | 02/05/2019 |  | 04/16/2019
Manitowoc Ice, Inc. | Manitowoc | UNF0300A-161 | Self-Contained | Air-Cooled Condenser | Other | Continuous | 275 | 6.43 | 7.75 |  |  | 1.1 | Federally-Regulated Commercial & Industrial Equipment | 02/05/2019 |  | 04/16/2019
Manitowoc Ice, Inc. | Manitowoc | RFF1220C-261*RCUF1200-261 | Both Remote Condensing & Remot | Air-Cooled Condenser | Flake | Continuous | 958 | 3.98 | 5.26 |  |  | 1.3 | Federally-Regulated Commercial & Industrial Equipment | 02/05/2019 |  | 04/16/2019
Manitowoc Ice, Inc. | Manitowoc | RFF0620A-161 | Ice-making Head | Air-Cooled Condenser | Flake | Continuous | 506 | 5.19 | 6.61 |  |  | 1.3 | Federally-Regulated Commercial & Industrial Equipment | 02/05/2019 |  | 04/16/2019
Manitowoc Ice, Inc. | Manitowoc | RNF1100W-261 | Ice-making Head | Water-Cooled Condenser | Other | Continuous | 960 | 3.67 | 4.34 | 131 | 161 | 1.1 | Federally-Regulated Commercial & Industrial Equipment | 03/14/2019 |  | 04/16/2019
Manitowoc Ice, Inc. | Manitowoc | RFF2200C-261*RCUF2200-263 | Both Remote Condensing & Remot | Air-Cooled Condenser | Flake | Continuous | 1702 | 3.87 | 5.26 |  |  | 1.3 | Federally-Regulated Commercial & Industrial Equipment | 02/05/2019 |  | 04/16/2019
Manitowoc Ice, Inc. | Manitowoc | RNF0320A-161 | Ice-making Head | Air-Cooled Condenser | Other | Continuous | 236 | 6.88 | 7.71 |  |  | 1.1 | Federally-Regulated Commercial & Industrial Equipment | 02/05/2019 |  | 04/16/2019
Manitowoc Ice, Inc. | Manitowoc | RNF0620W-161 | Ice-making Head | Water-Cooled Condenser | Other | Continuous | 508 | 4.32 | 5.12 | 109 | 169.9 | 1.1 | Federally-Regulated Commercial & Industrial Equipment | 03/14/2019 |  | 04/16/2019
Manitowoc Ice, Inc. | Manitowoc | RNF1100A-261 | Ice-making Head | Air-Cooled Condenser | Other | Continuous | 825 | 4.94 | 5.61 |  |  | 1.1 | Federally-Regulated Commercial & Industrial Equipment | 02/05/2019 |  | 04/16/2019
Manitowoc Ice, Inc. | Manitowoc | RFF2500A-263 | Ice-making Head | Air-Cooled Condenser | Flake | Continuous | 1819 | 4.1 | 5.61 |  |  | 1.3 | Federally-Regulated Commercial & Industrial Equipment | 02/05/2019 |  | 04/16/2019
Manitowoc Ice, Inc. | Manitowoc | RFF0620A-261 | Ice-making Head | Air-Cooled Condenser | Flake | Continuous | 540 | 4.74 | 6.5 |  |  | 1.3 | Federally-Regulated Commercial & Industrial Equipment | 02/05/2019 |  | 04/16/2019
Manitowoc Ice, Inc. | Manitowoc | RFF320A-161 | Ice-making Head | Air-Cooled Condenser | Flake | Continuous | 287 | 5.58 | 7.38 |  |  | 1.3 | Federally-Regulated Commercial & Industrial Equipment | 02/05/2019 |  | 04/16/2019
Manitowoc Ice, Inc. | Manitowoc | RFF1300W-261 | Ice-making Head | Water-Cooled Condenser | Flake | Continuous | 1115 | 3.12 | 4.34 | 116 | 157.9 | 1.2 | Federally-Regulated Commercial & Industrial Equipment | 03/14/2019 |  | 04/16/2019
Manitowoc Ice, Inc. | Manitowoc | RFF1300A-261 | Ice-making Head | Air-Cooled Condenser | Flake | Continuous | 950 | 4.24 | 5.61 |  |  | 1.3 | Federally-Regulated Commercial & Industrial Equipment | 02/05/2019 |  | 04/16/2019
Manitowoc Ice, Inc. | Manitowoc | RFS1200W-261 | Ice-making Head | Water-Cooled Condenser | Flake | Continuous | 1128 | 3.65 | 4.34 | 118 | 157.7 | 1.3 | Federally-Regulated Commercial & Industrial Equipment | 03/14/2019 |  | 04/16/2019
Manitowoc Ice, Inc. | Manitowoc | RFS0650A-261 | Ice-making Head | Air-Cooled Condenser | Flake | Continuous | 540 | 4.74 | 6.5 |  |  | 1.3 | Federally-Regulated Commercial & Industrial Equipment | 02/05/2019 |  | 04/16/2019
Manitowoc Ice, Inc. | Manitowoc | RFS0650W-161 | Ice-making Head | Water-Cooled Condenser | Flake | Continuous | 586 | 3.98 | 4.92 | 73 | 168.4 | 1.3 | Federally-Regulated Commercial & Industrial Equipment | 03/14/2019 |  | 04/16/2019
Manitowoc Ice, Inc. | Manitowoc | RFS0650W-261 | Ice-making Head | Water-Cooled Condenser | Flake | Continuous | 596 | 3.93 | 4.89 | 70 | 168.2 | 1.3 | Federally-Regulated Commercial & Industrial Equipment | 03/14/2019 |  | 04/16/2019
Manitowoc Ice, Inc. | Manitowoc | RFS0650A-161 | Ice-making Head | Air-Cooled Condenser | Flake | Continuous | 530 | 5.08 | 6.53 |  |  | 1.3 | Federally-Regulated Commercial & Industrial Equipment | 02/05/2019 |  | 04/16/2019
Manitowoc Ice, Inc. | Manitowoc | RF2300A-263 | Ice-making Head | Air-Cooled Condenser | Flake | Continuous | 1819 | 4.1 | 5.61 |  |  | 1.3 | Federally-Regulated Commercial & Industrial Equipment | 02/05/2019 |  | 04/16/2019
Manitowoc Ice, Inc. | Manitowoc | RFS0300A-161 | Ice-making Head | Air-Cooled Condenser | Flake | Continuous | 286 | 6.65 | 7.39 |  |  | 1.4 | Federally-Regulated Commercial & Industrial Equipment | 02/05/2019 |  | 04/16/2019
Manitowoc Ice, Inc. | Manitowoc | RF0385A-161 | Self-Contained | Air-Cooled Condenser | Flake | Continuous | 273 | 6.32 | 7.77 |  |  | 1.3 | Federally-Regulated Commercial & Industrial Equipment | 02/05/2019 |  | 04/16/2019
Manitowoc Ice, Inc. | Manitowoc | RF0266A-161 | Self-Contained | Air-Cooled Condenser | Flake | Continuous | 151 | 7.37 | 9.69 |  |  | 1.4 | Federally-Regulated Commercial & Industrial Equipment | 02/05/2019 |  | 04/16/2019
Manitowoc Ice, Inc. | Manitowoc | RNS1078C-261*RCU10983-263 | Both Remote Condensing & Remot | Air-Cooled Condenser | Other | Continuous | 900 | 4.5 | 5.26 |  |  | 1.1 | Federally-Regulated Commercial & Industrial Equipment | 02/05/2019 |  | 04/16/2019
Manitowoc Ice, Inc. | Manitowoc | RNS1078C-261*RCU1098-261 | Both Remote Condensing & Remot | Air-Cooled Condenser | Other | Continuous | 900 | 4.5 | 5.26 |  |  | 1.1 | Federally-Regulated Commercial & Industrial Equipment | 02/05/2019 |  | 04/16/2019
Manitowoc Ice, Inc. | Manitowoc | RNS1009W-261 | Ice-making Head | Water-Cooled Condenser | Other | Continuous | 960 | 3.67 | 4.34 | 131 | 161 | 1.1 | Federally-Regulated Commercial & Industrial Equipment | 03/14/2019 |  | 04/16/2019
Manitowoc Ice, Inc. | Manitowoc | RNS1078C-161*RCU10983-263 | Both Remote Condensing & Remot | Air-Cooled Condenser | Other | Continuous | 900 | 4.5 | 5.26 |  |  | 1.1 | Federally-Regulated Commercial & Industrial Equipment | 02/05/2019 |  | 04/16/2019
Manitowoc Ice, Inc. | Manitowoc | RNS1078C-161*RCU1098-261 | Both Remote Condensing & Remot | Air-Cooled Condenser | Other | Continuous | 900 | 4.5 | 5.26 |  |  | 1.1 | Federally-Regulated Commercial & Industrial Equipment | 02/05/2019 |  | 04/16/2019
Manitowoc Ice, Inc. | Manitowoc | RNS0609W-161 | Ice-making Head | Water-Cooled Condenser | Other | Continuous | 508 | 4.32 | 5.12 | 109 | 169.9 | 1.1 | Federally-Regulated Commercial & Industrial Equipment | 03/14/2019 |  | 04/16/2019
Manitowoc Ice, Inc. | Manitowoc | RNS1008A-261 | Ice-making Head | Air-Cooled Condenser | Other | Continuous | 825 | 4.94 | 5.61 |  |  | 1.1 | Federally-Regulated Commercial & Industrial Equipment | 02/05/2019 |  | 04/16/2019
Manitowoc Ice, Inc. | Manitowoc | RNS0608A-161 | Ice-making Head | Air-Cooled Condenser | Other | Continuous | 451 | 5.81 | 6.79 |  |  | 1.1 | Federally-Regulated Commercial & Industrial Equipment | 02/05/2019 |  | 04/16/2019
Manitowoc Ice, Inc. | Manitowoc | RFS1278C-261*RCU1075-261 | Both Remote Condensing & Remot | Air-Cooled Condenser | Flake | Continuous | 958 | 3.98 | 5.26 |  |  | 1.3 | Federally-Regulated Commercial & Industrial Equipment | 02/05/2019 |  | 04/16/2019
Manitowoc Ice, Inc. | Manitowoc | RFS2378C-261*RCU2375-261 | Both Remote Condensing & Remot | Air-Cooled Condenser | Flake | Continuous | 1702 | 3.87 | 5.26 |  |  | 1.3 | Federally-Regulated Commercial & Industrial Equipment | 02/05/2019 |  | 04/16/2019
Manitowoc Ice, Inc. | Manitowoc | RNS0385A-161 | Self-Contained | Air-Cooled Condenser | Other | Continuous | 248 | 6.89 | 7.92 |  |  | 1.1 | Federally-Regulated Commercial & Industrial Equipment | 02/05/2019 |  | 04/16/2019
Manitowoc Ice, Inc. | Manitowoc | RNS0244A-161 | Self-Contained | Air-Cooled Condenser | Other | Continuous | 147 | 7.82 | 9.81 |  |  | 1.1 | Federally-Regulated Commercial & Industrial Equipment | 02/05/2019 |  | 04/16/2019
Manitowoc Ice, Inc. | Manitowoc | RNS20A-161 | Self-Contained | Air-Cooled Condenser | Other | Continuous | 187 | 8.55 | 8.61 |  |  | 1.2 | Federally-Regulated Commercial & Industrial Equipment | 02/05/2019 |  | 04/16/2019
Manitowoc Ice, Inc. | Manitowoc | RNS12A-161 | Self-Contained | Air-Cooled Condenser | Other | Continuous | 187 | 8.55 | 8.61 |  |  | 1.2 | Federally-Regulated Commercial & Industrial Equipment | 02/05/2019 |  | 04/16/2019
Manitowoc Ice, Inc. | Manitowoc | IBF0620C-161*CVDF0600-261 | Both Remote Condensing & Remot | Air-Cooled Condenser | Cube | Batch | 555 | 5.79 | 6.07 |  |  |  | Federally-Regulated Commercial & Industrial Equipment | 07/10/2018 |  | 04/16/2019
Manitowoc Ice, Inc. | Manitowoc | IYF0600C-161*CVDF0600-261 | Both Remote Condensing & Remot | Air-Cooled Condenser | Cube | Batch | 530 | 5.53 | 6.16 |  |  |  | Federally-Regulated Commercial & Industrial Equipment | 12/04/2018 |  | 04/16/2019
Manitowoc Ice, Inc. | Manitowoc | IYF0900C-161*CVDF0900-263 | Both Remote Condensing & Remot | Air-Cooled Condenser | Cube | Batch | 714 | 4.93 | 5.53 |  |  |  | Federally-Regulated Commercial & Industrial Equipment | 12/04/2018 |  | 04/16/2019
Manitowoc Ice, Inc. | Manitowoc | IBF0820C-161*CVDF0900-263 | Both Remote Condensing & Remot | Air-Cooled Condenser | Cube | Batch | 728 | 4.88 | 5.48 |  |  |  | Federally-Regulated Commercial & Industrial Equipment | 11/29/2018 |  | 04/16/2019
Manitowoc Ice, Inc. | Manitowoc | IYF0900C-161*CVDF0900-261 | Both Remote Condensing & Remot | Air-Cooled Condenser | Cube | Batch | 714 | 4.93 | 5.53 |  |  |  | Federally-Regulated Commercial & Industrial Equipment | 11/29/2018 |  | 04/16/2019
Manitowoc Ice, Inc. | Manitowoc | IYF0600C-161*CVDF0600-263 | Both Remote Condensing & Remot | Air-Cooled Condenser | Cube | Batch | 530 | 5.53 | 6.16 |  |  |  | Federally-Regulated Commercial & Industrial Equipment | 07/10/2018 |  | 04/16/2019
Manitowoc Ice, Inc. | Manitowoc | IBF0620C-161*CVDF0600-263 | Both Remote Condensing & Remot | Air-Cooled Condenser | Cube | Batch | 555 | 5.79 | 6.07 |  |  |  | Federally-Regulated Commercial & Industrial Equipment | 07/10/2018 |  | 04/16/2019
Manitowoc Ice, Inc. | Manitowoc | IBF0820C-161*CVDF0900-261 | Both Remote Condensing & Remot | Air-Cooled Condenser | Cube | Batch | 728 | 4.88 | 5.48 |  |  |  | Federally-Regulated Commercial & Industrial Equipment | 12/04/2018 |  | 04/16/2019
Manitowoc Ice, Inc. | Manitowoc | RNF1020C-161*RCUF1000-261 | Both Remote Condensing & Remot | Air-Cooled Condenser | Other | Continuous | 900 | 4.5 | 5.26 |  |  | 1.1 | Federally-Regulated Commercial & Industrial Equipment | 02/05/2019 |  | 04/16/2019
Manitowoc Ice, Inc. | Manitowoc | IYT0750A-261 | Ice-making Head | Air-Cooled Condenser | Cube | Batch | 575 | 5.12 | 5.61 |  |  |  | Federally-Regulated Commercial & Industrial Equipment | 03/14/2019 |  | 04/16/2019
Manitowoc Ice, Inc. | Manitowoc | IDT0750A-261 | Ice-making Head | Air-Cooled Condenser | Cube | Batch | 540 | 5.24 | 5.7 |  |  |  | Federally-Regulated Commercial & Industrial Equipment | 03/14/2019 |  | 04/16/2019
Scotsman Ice Systems | Scotsman | CU2026MA-32E | Self-Contained | Air-Cooled Condenser | Cube | Batch | 145 | 7.23 | 8.75 |  |  |  | Federally-Regulated Commercial & Industrial Equipment | 12/04/2018 |  | 04/25/2019
Manitowoc Ice, Inc. | Koolaire | KYT1000N-261*JCT1200-261 | Remote Condensing w/o Remote C | Air-Cooled Condenser | Cube | Batch | 760 | 5.2 | 5.37 |  |  |  | Federally-Regulated Commercial & Industrial Equipment | 04/26/2018 |  | 05/28/2019
Manitowoc Ice, Inc. | Koolaire | KDT1000N-261*JCT1200-261 | Remote Condensing w/o Remote C | Air-Cooled Condenser | Cube | Batch | 700 | 5.3 | 5.58 |  |  |  | Federally-Regulated Commercial & Industrial Equipment | 04/26/2018 |  | 05/28/2019
Manitowoc Ice, Inc. | Koolaire | KYT1700A-263 | Ice-making Head | Air-Cooled Condenser | Cube | Batch | 1380 | 4.55 | 4.68 |  |  |  | Federally-Regulated Commercial & Industrial Equipment | 10/02/2018 |  | 05/28/2019
Manitowoc Ice, Inc. | Koolaire | KDT1700A-263 | Ice-making Head | Air-Cooled Condenser | Cube | Batch | 1350 | 4.6 | 4.7 |  |  |  | Federally-Regulated Commercial & Industrial Equipment | 10/02/2018 |  | 05/28/2019
Manitowoc Ice, Inc. | Koolaire | KYT1000N-261*JCT1200-261 | Remote Condensing w/o Remote C | Air-Cooled Condenser | Cube | Batch | 760 | 5.2 | 5.37 |  |  |  | Federally-Regulated Commercial & Industrial Equipment | 05/28/2019 |  | 05/29/2019
Manitowoc Ice, Inc. | Koolaire | KDT1000N-261*JCT1200-261 | Remote Condensing w/o Remote C | Air-Cooled Condenser | Cube | Batch | 700 | 5.3 | 5.58 |  |  |  | Federally-Regulated Commercial & Industrial Equipment | 05/28/2019 |  | 05/29/2019
Manitowoc Ice, Inc. | Koolaire | KYT1700A-263 | Ice-making Head | Air-Cooled Condenser | Cube | Batch | 1380 | 4.55 | 4.68 |  |  |  | Federally-Regulated Commercial & Industrial Equipment | 05/28/2019 |  | 05/29/2019
Manitowoc Ice, Inc. | Koolaire | KDT1700A-263 | Ice-making Head | Air-Cooled Condenser | Cube | Batch | 1350 | 4.6 | 4.7 |  |  |  | Federally-Regulated Commercial & Industrial Equipment | 05/28/2019 |  | 05/29/2019
Manitowoc Ice, Inc. | Manitowoc | IDF0900N-261A*JCF0900-261 | Remote Condensing w/o Remote C | Air-Cooled Condenser | Cube | Batch | 710 | 5.2 | 5.54 |  |  |  | Federally-Regulated Commercial & Industrial Equipment | 05/28/2019 |  | 05/29/2019
Manitowoc Ice, Inc. | Manitowoc | IYF0900N-261A*JCF0900-261 | Remote Condensing w/o Remote C | Air-Cooled Condenser | Cube | Batch | 740 | 5 | 5.44 |  |  |  | Federally-Regulated Commercial & Industrial Equipment | 05/28/2019 |  | 05/29/2019
Manitowoc Ice, Inc. | Manitowoc | IYF0900N-263A*JCF0900-261 | Remote Condensing w/o Remote C | Air-Cooled Condenser | Cube | Batch | 740 | 5 | 5.44 |  |  |  | Federally-Regulated Commercial & Industrial Equipment | 05/28/2019 |  | 05/29/2019
Manitowoc Ice, Inc. | Manitowoc | IYF0600N-261A*JCF0900-261 | Remote Condensing w/o Remote C | Air-Cooled Condenser | Cube | Batch | 580 | 5.66 | 5.99 |  |  |  | Federally-Regulated Commercial & Industrial Equipment | 05/28/2019 |  | 05/29/2019
Manitowoc Ice, Inc. | Manitowoc | IDF0600N-261A*JCF0900-261 | Remote Condensing w/o Remote C | Air-Cooled Condenser | Cube | Batch | 540 | 6 | 6.12 |  |  |  | Federally-Regulated Commercial & Industrial Equipment | 05/28/2019 |  | 05/29/2019
Manitowoc Ice, Inc. | Manitowoc | IBT1020C-161*CVDT1200-263A | Both Remote Condensing & Remot | Air-Cooled Condenser | Cube | Batch | 1030 | 4.49 | 4.79 |  |  |  | Federally-Regulated Commercial & Industrial Equipment | 05/28/2019 |  | 05/29/2019
Manitowoc Ice, Inc. | Manitowoc | IDT1200C-161*CVDT1200-261A | Both Remote Condensing & Remot | Air-Cooled Condenser | Cube | Batch | 975 | 4.6 | 4.79 |  |  |  | Federally-Regulated Commercial & Industrial Equipment | 05/28/2019 |  | 05/29/2019
Manitowoc Ice, Inc. | Manitowoc | IDT1200C-161*CVDT1200-263A | Both Remote Condensing & Remot | Air-Cooled Condenser | Cube | Batch | 975 | 4.6 | 4.79 |  |  |  | Federally-Regulated Commercial & Industrial Equipment | 05/28/2019 |  | 05/29/2019
Manitowoc Ice, Inc. | Manitowoc | IBT1020C-161*CVDT1200-261A | Both Remote Condensing & Remot | Air-Cooled Condenser | Cube | Batch | 1030 | 4.49 | 4.79 |  |  |  | Federally-Regulated Commercial & Industrial Equipment | 05/28/2019 |  | 05/29/2019
Manitowoc Ice, Inc. | Manitowoc | IYT1200C-161*CVDT1200-263A | Both Remote Condensing & Remot | Air-Cooled Condenser | Cube | Batch | 1000 | 4.6 | 4.79 |  |  |  | Federally-Regulated Commercial & Industrial Equipment | 05/28/2019 |  | 05/29/2019
Manitowoc Ice, Inc. | Manitowoc | IYT1200C-161*CVDT1200-261A | Both Remote Condensing & Remot | Air-Cooled Condenser | Cube | Batch | 1000 | 4.6 | 4.79 |  |  |  | Federally-Regulated Commercial & Industrial Equipment | 05/28/2019 |  | 05/29/2019
Hoshizaki America | Hoshizaki | FD-650MRH-C*URC-5F | Remote Condensing w/o Remote C | Air-Cooled Condenser | Crushed | Continuous | 476 | 4.75 | 6.94 |  |  | 1.1 | Federally-Regulated Commercial & Industrial Equipment | 04/16/2019 |  | 06/10/2019
Hoshizaki America | Hoshizaki | F-2001MLH* | Both Remote Condensing & Remot | Air-Cooled Condenser | Flake | Continuous | 1733 | 0.6 | 5.26 |  |  | 1.32 | Federally-Regulated Commercial & Industrial Equipment | 04/16/2019 |  | 06/10/2019
Hoshizaki America | Hoshizaki | FD-650MWH-C | Ice-making Head | Water-Cooled Condenser | Crushed | Continuous | 532 | 3.81 | 5.06 | 125 | 169.5 | 1.1 | Federally-Regulated Commercial & Industrial Equipment | 04/16/2019 |  | 06/10/2019
Hoshizaki America | Hoshizaki | FD-650MAH-C | Ice-making Head | Air-Cooled Condenser | Crushed | Continuous | 474 | 5.35 | 6.71 |  |  | 1.12 | Federally-Regulated Commercial & Industrial Equipment | 04/16/2019 |  | 06/10/2019
Hoshizaki America | Hoshizaki | KM-61BAH | Self-Contained | Air-Cooled Condenser | Cube | Batch | 50 | 10.6 | 12.45 |  |  |  | Federally-Regulated Commercial & Industrial Equipment | 12/04/2018 |  | 06/10/2019
Hoshizaki America | Hoshizaki | DKM-500BWH | Self-Contained | Water-Cooled Condenser | Cube | Batch | 427 | 5.2 | 5.7 | 114 | 177.5 |  | Federally-Regulated Commercial & Industrial Equipment | 12/04/2018 |  | 06/10/2019
Hoshizaki America | Hoshizaki | IM-200BAA | Self-Contained | Air-Cooled Condenser | Cube | Batch | 160 | 8.3 | 8.37 |  |  |  | Federally-Regulated Commercial & Industrial Equipment | 12/04/2018 |  | 06/10/2019
Hoshizaki America | Hoshizaki | KM-201BAH | Self-Contained | Air-Cooled Condenser | Cube | Batch | 165 | 7.5 | 8.24 |  |  |  | Federally-Regulated Commercial & Industrial Equipment | 12/04/2018 |  | 06/10/2019
Hoshizaki America | Hoshizaki | KMH-2000SRH*URC-22F | Remote Condensing w/o Remote C | Air-Cooled Condenser | Cube | Batch | 1694 | 3.8 | 4.59 |  |  |  | Federally-Regulated Commercial & Industrial Equipment | 03/14/2019 |  | 06/10/2019
Hoshizaki America | Hoshizaki | KMH-2000SRH3*URC-22F | Remote Condensing w/o Remote C | Air-Cooled Condenser | Cube | Batch | 1675 | 3.7 | 4.59 |  |  |  | Federally-Regulated Commercial & Industrial Equipment | 03/14/2019 |  | 06/10/2019
Hoshizaki America | Hoshizaki | KM-101BAH | Self-Contained | Air-Cooled Condenser | Cube | Batch | 88 | 9.4 | 10.66 |  |  |  | Federally-Regulated Commercial & Industrial Equipment | 12/04/2018 |  | 06/10/2019
Hoshizaki America | Hoshizaki | KM-151BAH | Self-Contained | Air-Cooled Condenser | Cube | Batch | 121 | 8.4 | 9.36 |  |  |  | Federally-Regulated Commercial & Industrial Equipment | 12/04/2018 |  | 06/10/2019
Hoshizaki America | Hoshizaki | KM-1301SRH*URC-14F | Remote Condensing w/o Remote C | Air-Cooled Condenser | Cube | Batch | 1222 | 4.1 | 4.59 |  |  |  | Federally-Regulated Commercial & Industrial Equipment | 01/02/2019 |  | 06/10/2019
Hoshizaki America | Hoshizaki | KM-1301SRH3*URC-14F | Remote Condensing w/o Remote C | Air-Cooled Condenser | Cube | Batch | 1197 | 4.3 | 4.59 |  |  |  | Federally-Regulated Commercial & Industrial Equipment | 01/02/2019 |  | 06/10/2019
Hoshizaki America | Hoshizaki | KM-650MRH*URC-5F | Remote Condensing w/o Remote C | Air-Cooled Condenser | Cube | Batch | 564 | 5.6 | 6.04 |  |  |  | Federally-Regulated Commercial & Industrial Equipment | 01/02/2019 |  | 06/10/2019
Hoshizaki America | Hoshizaki | KMS-2000MLH*SRK-20H | Both Remote Condensing & Remot | Air-Cooled Condenser | Cube | Batch | 1786 | 4.7 | 4.79 |  |  |  | Federally-Regulated Commercial & Industrial Equipment | 01/02/2019 |  | 06/10/2019
Hoshizaki America | Hoshizaki | KMS-2000MLH*SRK-20H3 | Both Remote Condensing & Remot | Air-Cooled Condenser | Cube | Batch | 1706 | 4.65 | 4.79 |  |  |  | Federally-Regulated Commercial & Industrial Equipment | 01/02/2019 |  | 06/10/2019
Hoshizaki America | Hoshizaki | KMS-1122MLH*SRK-12H3 | Both Remote Condensing & Remot | Air-Cooled Condenser | Cube | Batch | 1000 | 4.6 | 4.79 |  |  |  | Federally-Regulated Commercial & Industrial Equipment | 12/04/2018 |  | 06/10/2019
Hoshizaki America | Hoshizaki | KMS-1122MLH*SRK-12H | Both Remote Condensing & Remot | Air-Cooled Condenser | Cube | Batch | 985 | 4.65 | 4.79 |  |  |  | Federally-Regulated Commercial & Industrial Equipment | 12/04/2018 |  | 06/10/2019
Hoshizaki America | Hoshizaki | KMS-830MLH*SRK-8H3 | Both Remote Condensing & Remot | Air-Cooled Condenser | Cube | Batch | 690 | 5.4 | 5.61 |  |  |  | Federally-Regulated Commercial & Industrial Equipment | 01/02/2019 |  | 06/10/2019
Hoshizaki America | Hoshizaki | KM-2500SWH3 | Ice-making Head | Water-Cooled Condenser | Cube | Batch | 2365 | 3.54 | 4 | 127 | 148 |  | Federally-Regulated Commercial & Industrial Equipment | 01/02/2019 |  | 06/10/2019
Hoshizaki America | Hoshizaki | KM-1900SWH3 | Ice-making Head | Water-Cooled Condenser | Cube | Batch | 1850 | 3.05 | 4 | 102 | 159.3 |  | Federally-Regulated Commercial & Industrial Equipment | 01/02/2019 |  | 06/10/2019
Hoshizaki America | Hoshizaki | KMH-2000SWH3 | Ice-making Head | Water-Cooled Condenser | Cube | Batch | 1840 | 3.19 | 4 | 102 | 159.5 |  | Federally-Regulated Commercial & Industrial Equipment | 01/02/2019 |  | 06/10/2019
Hoshizaki America | Hoshizaki | KM-1900SWH-P | Ice-making Head | Water-Cooled Condenser | Cube | Batch | 1826 | 3.24 | 4 | 98 | 159.8 |  | Federally-Regulated Commercial & Industrial Equipment | 01/02/2019 |  | 06/10/2019
Hoshizaki America | Hoshizaki | KM-1900SWH | Ice-making Head | Water-Cooled Condenser | Cube | Batch | 1826 | 3.24 | 4 | 98 | 159.8 |  | Federally-Regulated Commercial & Industrial Equipment | 01/02/2019 |  | 06/10/2019
Hoshizaki America | Hoshizaki | KMH-2000SWH | Ice-making Head | Water-Cooled Condenser | Cube | Batch | 1760 | 3.3 | 4 | 84 | 161.3 |  | Federally-Regulated Commercial & Industrial Equipment | 01/02/2019 |  | 06/10/2019
Hoshizaki America | Hoshizaki | KM-1601SWH | Ice-making Head | Water-Cooled Condenser | Cube | Batch | 1500 | 3.91 | 4 | 111 | 167 |  | Federally-Regulated Commercial & Industrial Equipment | 01/02/2019 |  | 06/10/2019
Hoshizaki America | Hoshizaki | KM-1340MWH | Ice-making Head | Water-Cooled Condenser | Cube | Batch | 1316 | 3.9 | 4.05 | 133 | 171 |  | Federally-Regulated Commercial & Industrial Equipment | 01/02/2019 |  | 06/10/2019
Hoshizaki America | Hoshizaki | KM-1301SWH-P | Ice-making Head | Water-Cooled Condenser | Cube | Batch | 1276 | 3.44 | 4.06 | 124 | 171.9 |  | Federally-Regulated Commercial & Industrial Equipment | 01/02/2019 |  | 06/10/2019
Hoshizaki America | Hoshizaki | KM-1301SWH | Ice-making Head | Water-Cooled Condenser | Cube | Batch | 1276 | 3.44 | 4.06 | 124 | 171.9 |  | Federally-Regulated Commercial & Industrial Equipment | 01/02/2019 |  | 06/10/2019
Hoshizaki America | Hoshizaki | KM-1301SWH3 | Ice-making Head | Water-Cooled Condenser | Cube | Batch | 1251 | 3.31 | 4.07 | 130 | 172.5 |  | Federally-Regulated Commercial & Industrial Equipment | 01/02/2019 |  | 06/10/2019
Hoshizaki America | Hoshizaki | KM-1100MWH | Ice-making Head | Water-Cooled Condenser | Cube | Batch | 1076 | 3.81 | 4.12 | 127 | 176.3 |  | Federally-Regulated Commercial & Industrial Equipment | 01/02/2019 |  | 06/10/2019
Hoshizaki America | Hoshizaki | KM-650MWH | Ice-making Head | Water-Cooled Condenser | Cube | Batch | 654 | 4.16 | 4.55 | 153 | 185.6 |  | Federally-Regulated Commercial & Industrial Equipment | 01/02/2019 |  | 06/10/2019
Hoshizaki America | Hoshizaki | KMD-460MWH | Ice-making Head | Water-Cooled Condenser | Cube | Batch | 470 | 4.11 | 4.9 | 136 | 189.7 |  | Federally-Regulated Commercial & Industrial Equipment | 02/01/2019 |  | 06/10/2019
Hoshizaki America | Hoshizaki | KM-340MWH | Ice-making Head | Water-Cooled Condenser | Cube | Batch | 360 | 4.85 | 5.11 | 115 | 192.1 |  | Federally-Regulated Commercial & Industrial Equipment | 01/02/2019 |  | 06/10/2019
Hoshizaki America | Hoshizaki | KM-1900SAH-P | Ice-making Head | Air-Cooled Condenser | Cube | Batch | 1560 | 4.1 | 4.61 |  |  |  | Federally-Regulated Commercial & Industrial Equipment | 01/02/2019 |  | 06/10/2019
Hoshizaki America | Hoshizaki | KM-1301SAH-P | Ice-making Head | Air-Cooled Condenser | Cube | Batch | 1164 | 4.63 | 4.82 |  |  |  | Federally-Regulated Commercial & Industrial Equipment | 01/02/2019 |  | 06/10/2019
Hoshizaki America | Hoshizaki | KM-1301SAH | Ice-making Head | Air-Cooled Condenser | Cube | Batch | 1164 | 4.63 | 4.82 |  |  |  | Federally-Regulated Commercial & Industrial Equipment | 01/02/2019 |  | 06/10/2019
Hoshizaki America | Hoshizaki | KM-650MAH | Ice-making Head | Air-Cooled Condenser | Cube | Batch | 562 | 5.51 | 5.65 |  |  |  | Federally-Regulated Commercial & Industrial Equipment | 01/02/2019 |  | 06/10/2019
Hoshizaki America | Hoshizaki | KM-600MAH | Ice-making Head | Air-Cooled Condenser | Cube | Batch | 503 | 5.7 | 5.79 |  |  |  | Federally-Regulated Commercial & Industrial Equipment | 01/02/2019 |  | 06/10/2019
Hoshizaki America | Hoshizaki | KM-515MAH-P | Ice-making Head | Air-Cooled Condenser | Cube | Batch | 450 | 5.9 | 5.93 |  |  |  | Federally-Regulated Commercial & Industrial Equipment | 01/02/2019 |  | 06/10/2019
Hoshizaki America | Hoshizaki | KM-340MAH | Ice-making Head | Air-Cooled Condenser | Cube | Batch | 325 | 5.99 | 6.24 |  |  |  | Federally-Regulated Commercial & Industrial Equipment | 01/02/2019 |  | 06/10/2019
Hoshizaki America | Hoshizaki | KM-515MAH | Ice-making Head | Air-Cooled Condenser | Cube | Batch | 450 | 5.9 | 5.93 |  |  |  | Federally-Regulated Commercial & Industrial Equipment | 01/02/2019 |  | 06/10/2019
Hoshizaki America | Hoshizaki | IM-200BAB | Self-Contained | Air-Cooled Condenser | Cube | Batch | 155 | 8.2 | 8.49 |  |  |  | Federally-Regulated Commercial & Industrial Equipment | 10/01/2018 |  | 06/10/2019
Hoshizaki America | Hoshizaki | KM-520MWJ | Ice-making Head | Water-Cooled Condenser | Cube | Batch | 444 | 4.65 | 4.95 | 75 | 190.2 |  | Federally-Regulated Commercial & Industrial Equipment | 02/01/2019 |  | 06/10/2019
Hoshizaki America | Hoshizaki | KM-340MWJ | Ice-making Head | Water-Cooled Condenser | Cube | Batch | 344 | 4.84 | 5.14 | 86 | 192.4 |  | Federally-Regulated Commercial & Industrial Equipment | 01/02/2019 |  | 06/10/2019
Hoshizaki America | Hoshizaki | KM-515MAJ | Ice-making Head | Air-Cooled Condenser | Cube | Batch | 450 | 5.3 | 5.93 |  |  |  | Federally-Regulated Commercial & Industrial Equipment | 03/14/2019 |  | 06/10/2019
Hoshizaki America | Hoshizaki | IM-500SAA | Ice-making Head | Air-Cooled Condenser | Cube | Batch | 435 | 5.45 | 5.96 |  |  |  | Federally-Regulated Commercial & Industrial Equipment | 03/14/2019 |  | 06/10/2019
Hoshizaki America | Hoshizaki | KM-340MAJ | Ice-making Head | Air-Cooled Condenser | Cube | Batch | 315 | 5.65 | 6.26 |  |  |  | Federally-Regulated Commercial & Industrial Equipment | 03/14/2019 |  | 06/10/2019
Manitowoc Ice, Inc. | Manitowoc | RNF1020C-161*RCUF1200-261 | Both Remote Condensing & Remot | Air-Cooled Condenser | Other | Continuous | 840 | 4.53 | 5.26 |  |  | 1.14 | Federally-Regulated Commercial & Industrial Equipment | 04/16/2019 |  | 06/10/2019
Manitowoc Ice, Inc. | Manitowoc | IDT1900N-263*JCT1500-261 | Remote Condensing w/o Remote C | Air-Cooled Condenser | Cube | Batch | 1540 | 4.08 | 4.59 |  |  |  | Federally-Regulated Commercial & Industrial Equipment | 12/04/2018 |  | 06/10/2019
Manitowoc Ice, Inc. | Manitowoc | IYF0600W-261 | Ice-making Head | Water-Cooled Condenser | Cube | Batch | 580 | 4.45 | 4.69 | 140 | 187.2 |  | Federally-Regulated Commercial & Industrial Equipment | 07/10/2018 |  | 06/10/2019
Manitowoc Ice, Inc. | Manitowoc | IRT1900N-261*JCT1500-261 | Remote Condensing w/o Remote C | Air-Cooled Condenser | Cube | Batch | 1530 | 4.08 | 4.59 |  |  |  | Federally-Regulated Commercial & Industrial Equipment | 12/04/2018 |  | 06/10/2019
Manitowoc Ice, Inc. | Manitowoc | IRT1900N-263*JCT1500-261 | Remote Condensing w/o Remote C | Air-Cooled Condenser | Cube | Batch | 1530 | 4.08 | 4.59 |  |  |  | Federally-Regulated Commercial & Industrial Equipment | 12/04/2018 |  | 06/10/2019
Manitowoc Ice, Inc. | Manitowoc | IDF0600A-261 | Ice-making Head | Air-Cooled Condenser | Cube | Batch | 490 | 5.41 | 5.83 |  |  |  | Federally-Regulated Commercial & Industrial Equipment | 07/10/2018 |  | 06/10/2019
Manitowoc Ice, Inc. | Manitowoc | IYT1900N-263*JCT1500-261 | Remote Condensing w/o Remote C | Air-Cooled Condenser | Cube | Batch | 1560 | 4.08 | 4.59 |  |  |  | Federally-Regulated Commercial & Industrial Equipment | 11/29/2018 |  | 06/10/2019
Manitowoc Ice, Inc. | Manitowoc | IDT1900W-263 | Ice-making Head | Water-Cooled Condenser | Cube | Batch | 1600 | 3.53 | 4 | 140 | 164.8 |  | Federally-Regulated Commercial & Industrial Equipment | 05/09/2018 |  | 06/10/2019
Manitowoc Ice, Inc. | Manitowoc | IDT1900A-263 | Ice-making Head | Air-Cooled Condenser | Cube | Batch | 1410 | 4.64 | 4.66 |  |  |  | Federally-Regulated Commercial & Industrial Equipment | 05/09/2018 |  | 06/10/2019
Manitowoc Ice, Inc. | Manitowoc | IDT1900N-261*JCT1500-261 | Remote Condensing w/o Remote C | Air-Cooled Condenser | Cube | Batch | 1540 | 4.08 | 4.59 |  |  |  | Federally-Regulated Commercial & Industrial Equipment | 12/04/2018 |  | 06/10/2019
Manitowoc Ice, Inc. | Manitowoc | RFF2500A-263 | Ice-making Head | Air-Cooled Condenser | Flake | Continuous | 1819 | 4.1 | 5.61 |  |  | 1.3 | Federally-Regulated Commercial & Industrial Equipment | 04/16/2019 |  | 06/10/2019
Manitowoc Ice, Inc. | Manitowoc | IYT1900W-263 | Ice-making Head | Water-Cooled Condenser | Cube | Batch | 1670 | 3.35 | 4 | 140 | 163.3 |  | Federally-Regulated Commercial & Industrial Equipment | 05/09/2018 |  | 06/10/2019
Manitowoc Ice, Inc. | Manitowoc | IYT1500W-263 | Ice-making Head | Water-Cooled Condenser | Cube | Batch | 1420 | 3.5 | 4.02 | 140 | 168.8 |  | Federally-Regulated Commercial & Industrial Equipment | 05/09/2018 |  | 06/10/2019
Manitowoc Ice, Inc. | Manitowoc | IYT1900A-263 | Ice-making Head | Air-Cooled Condenser | Cube | Batch | 1450 | 4.48 | 4.64 |  |  |  | Federally-Regulated Commercial & Industrial Equipment | 05/09/2018 |  | 06/10/2019
Manitowoc Ice, Inc. | Manitowoc | UY0240W-261 | Self-Contained | Water-Cooled Condenser | Cube | Batch | 170 | 6.03 | 6.27 | 185 | 185.6 |  | Federally-Regulated Commercial & Industrial Equipment | 05/09/2018 |  | 06/10/2019
Manitowoc Ice, Inc. | Manitowoc | IDT1500W-263 | Ice-making Head | Water-Cooled Condenser | Cube | Batch | 1480 | 3.27 | 4.01 | 140 | 167.4 |  | Federally-Regulated Commercial & Industrial Equipment | 05/09/2018 |  | 06/10/2019
Manitowoc Ice, Inc. | Manitowoc | IYT1900A-261 | Ice-making Head | Air-Cooled Condenser | Cube | Batch | 1450 | 4.48 | 4.64 |  |  |  | Federally-Regulated Commercial & Industrial Equipment | 05/09/2018 |  | 06/10/2019
Manitowoc Ice, Inc. | Manitowoc | UD0240W-261 | Self-Contained | Water-Cooled Condenser | Cube | Batch | 170 | 6.03 | 6.27 | 185 | 185.6 |  | Federally-Regulated Commercial & Industrial Equipment | 05/09/2018 |  | 06/10/2019
Manitowoc Ice, Inc. | Manitowoc | UD0190A-261 | Self-Contained | Air-Cooled Condenser | Cube | Batch | 140 | 7.87 | 8.87 |  |  |  | Federally-Regulated Commercial & Industrial Equipment | 11/29/2018 |  | 06/10/2019
Hoshizaki America | Hoshizaki | KM-340MAJ | Ice-making Head | Air-Cooled Condenser | Cube | Batch | 315 | 5.65 | 6.26 |  |  |  | Federally-Regulated Commercial & Industrial Equipment | 06/10/2019 |  | 07/17/2019
Manitowoc Ice, Inc. | Manitowoc | IRT1900A-261 | Ice-making Head | Air-Cooled Condenser | Cube | Batch | 1350 | 4.68 | 4.7 |  |  |  | Federally-Regulated Commercial & Industrial Equipment | 05/09/2018 |  | 07/18/2019
Manitowoc Ice, Inc. | Manitowoc | IRT1900A-263 | Ice-making Head | Air-Cooled Condenser | Cube | Batch | 1350 | 4.68 | 4.7 |  |  |  | Federally-Regulated Commercial & Industrial Equipment | 05/09/2018 |  | 07/18/2019
Manitowoc Ice, Inc. | Manitowoc | IDT1900A-261 | Ice-making Head | Air-Cooled Condenser | Cube | Batch | 1410 | 4.64 | 4.66 |  |  |  | Federally-Regulated Commercial & Industrial Equipment | 05/09/2018 |  | 07/18/2019
Manitowoc Ice, Inc. | Manitowoc | IDT1500N-261*JCT1500-261 | Remote Condensing w/o Remote C | Air-Cooled Condenser | Cube | Batch | 1435 | 3.9 | 4.59 |  |  |  | Federally-Regulated Commercial & Industrial Equipment | 12/04/2018 |  | 07/18/2019
Manitowoc Ice, Inc. | Manitowoc | IYT1500N-261*JCT1500-261 | Remote Condensing w/o Remote C | Air-Cooled Condenser | Cube | Batch | 1460 | 3.9 | 4.59 |  |  |  | Federally-Regulated Commercial & Industrial Equipment | 12/04/2018 |  | 07/18/2019
Manitowoc Ice, Inc. | Manitowoc | IYT1200W-263 | Ice-making Head | Water-Cooled Condenser | Cube | Batch | 965 | 4 | 4.15 | 140 | 178.8 |  | Federally-Regulated Commercial & Industrial Equipment | 05/09/2018 |  | 07/18/2019
Manitowoc Ice, Inc. | Manitowoc | IYT1200A-263 | Ice-making Head | Air-Cooled Condenser | Cube | Batch | 950 | 4.75 | 4.95 |  |  |  | Federally-Regulated Commercial & Industrial Equipment | 05/09/2018 |  | 07/18/2019
Manitowoc Ice, Inc. | Manitowoc | IDT1500A-261 | Ice-making Head | Air-Cooled Condenser | Cube | Batch | 1320 | 4.45 | 4.72 |  |  |  | Federally-Regulated Commercial & Industrial Equipment | 05/09/2018 |  | 07/18/2019
Manitowoc Ice, Inc. | Manitowoc | IYF0900N-263*JCF0900-261 | Remote Condensing w/o Remote C | Air-Cooled Condenser | Cube | Batch | 745 | 4.9 | 5.42 |  |  |  | Federally-Regulated Commercial & Industrial Equipment | 07/10/2018 |  | 07/18/2019
Manitowoc Ice, Inc. | Manitowoc | IB0894YC-161*ICVD09963-263 | Both Remote Condensing & Remot | Air-Cooled Condenser | Cube | Batch | 732 | 4.86 | 5.47 |  |  |  | Federally-Regulated Commercial & Industrial Equipment | 11/29/2018 |  | 07/18/2019
Manitowoc Ice, Inc. | Manitowoc | IB0894YC-161*ICVD0996-261 | Both Remote Condensing & Remot | Air-Cooled Condenser | Cube | Batch | 732 | 4.86 | 5.47 |  |  |  | Federally-Regulated Commercial & Industrial Equipment | 11/29/2018 |  | 07/18/2019
Manitowoc Ice, Inc. | Manitowoc | IY0976C-161*ICVD09963-263 | Both Remote Condensing & Remot | Air-Cooled Condenser | Cube | Batch | 714 | 4.93 | 5.53 |  |  |  | Federally-Regulated Commercial & Industrial Equipment | 11/29/2018 |  | 07/18/2019
Manitowoc Ice, Inc. | Manitowoc | IY0976C-161*ICVD0996-261 | Both Remote Condensing & Remot | Air-Cooled Condenser | Cube | Batch | 714 | 4.93 | 5.53 |  |  |  | Federally-Regulated Commercial & Industrial Equipment | 11/29/2018 |  | 07/18/2019
Manitowoc Ice, Inc. | Manitowoc | IY0996N3-263*JC0995-261 | Remote Condensing w/o Remote C | Air-Cooled Condenser | Cube | Batch | 752 | 4.9 | 5.4 |  |  |  | Federally-Regulated Commercial & Industrial Equipment | 11/29/2018 |  | 07/18/2019
Manitowoc Ice, Inc. | Manitowoc | IY0996N-261*JC0995-261 | Remote Condensing w/o Remote C | Air-Cooled Condenser | Cube | Batch | 752 | 4.9 | 5.4 |  |  |  | Federally-Regulated Commercial & Industrial Equipment | 11/29/2018 |  | 07/18/2019
Manitowoc Ice, Inc. | Manitowoc | ID0996N-261*JC0995-261 | Remote Condensing w/o Remote C | Air-Cooled Condenser | Cube | Batch | 727 | 4.91 | 5.48 |  |  |  | Federally-Regulated Commercial & Industrial Equipment | 11/29/2018 |  | 07/18/2019
Manitowoc Ice, Inc. | Manitowoc | IY0906A3-263 | Ice-making Head | Air-Cooled Condenser | Cube | Batch | 710 | 5.02 | 5.28 |  |  |  | Federally-Regulated Commercial & Industrial Equipment | 11/29/2018 |  | 07/18/2019
Manitowoc Ice, Inc. | Manitowoc | IY0906A-261 | Ice-making Head | Air-Cooled Condenser | Cube | Batch | 710 | 5.02 | 5.28 |  |  |  | Federally-Regulated Commercial & Industrial Equipment | 11/29/2018 |  | 07/18/2019
Manitowoc Ice, Inc. | Manitowoc | ID0906A3-263 | Ice-making Head | Air-Cooled Condenser | Cube | Batch | 664 | 5.1 | 5.39 |  |  |  | Federally-Regulated Commercial & Industrial Equipment | 11/29/2018 |  | 07/18/2019
Manitowoc Ice, Inc. | Manitowoc | ID0906A-261 | Ice-making Head | Air-Cooled Condenser | Cube | Batch | 664 | 5.1 | 5.39 |  |  |  | Federally-Regulated Commercial & Industrial Equipment | 11/29/2018 |  | 07/18/2019
Manitowoc Ice, Inc. | Manitowoc | IR0906A-261 | Ice-making Head | Air-Cooled Condenser | Cube | Batch | 639 | 5.33 | 5.45 |  |  |  | Federally-Regulated Commercial & Industrial Equipment | 11/29/2018 |  | 07/18/2019
Manitowoc Ice, Inc. | Manitowoc | IB0696YC-161*ICVD-06963-263 | Both Remote Condensing & Remot | Air-Cooled Condenser | Cube | Batch | 555 | 5.48 | 6.07 |  |  |  | Federally-Regulated Commercial & Industrial Equipment | 11/29/2018 |  | 07/18/2019
Manitowoc Ice, Inc. | Manitowoc | IB0696YC-161*ICVD-0696-261 | Both Remote Condensing & Remot | Air-Cooled Condenser | Cube | Batch | 555 | 5.48 | 6.07 |  |  |  | Federally-Regulated Commercial & Industrial Equipment | 11/29/2018 |  | 07/18/2019
Manitowoc Ice, Inc. | Manitowoc | IY-0686C-161*ICVD-06963-263 | Both Remote Condensing & Remot | Air-Cooled Condenser | Cube | Batch | 530 | 5.54 | 6.16 |  |  |  | Federally-Regulated Commercial & Industrial Equipment | 11/29/2018 |  | 07/18/2019
Manitowoc Ice, Inc. | Manitowoc | IY-0686C-161*ICVD-0696-261 | Both Remote Condensing & Remot | Air-Cooled Condenser | Cube | Batch | 530 | 5.54 | 6.16 |  |  |  | Federally-Regulated Commercial & Industrial Equipment | 11/29/2018 |  | 07/18/2019
Manitowoc Ice, Inc. | Manitowoc | ID-0686C-161*ICVD-06963-263 | Both Remote Condensing & Remot | Air-Cooled Condenser | Cube | Batch | 520 | 5.57 | 6.19 |  |  |  | Federally-Regulated Commercial & Industrial Equipment | 11/29/2018 |  | 07/18/2019
Manitowoc Ice, Inc. | Manitowoc | ID-0686C-161*ICVD-0696-261 | Both Remote Condensing & Remot | Air-Cooled Condenser | Cube | Batch | 520 | 5.57 | 6.19 |  |  |  | Federally-Regulated Commercial & Industrial Equipment | 11/29/2018 |  | 07/18/2019
Manitowoc Ice, Inc. | Manitowoc | IY-0606A-261 | Ice-making Head | Air-Cooled Condenser | Cube | Batch | 555 | 5.29 | 5.66 |  |  |  | Federally-Regulated Commercial & Industrial Equipment | 11/29/2018 |  | 07/18/2019
Manitowoc Ice, Inc. | Manitowoc | ID-0606A-261 | Ice-making Head | Air-Cooled Condenser | Cube | Batch | 490 | 5.41 | 5.83 |  |  |  | Federally-Regulated Commercial & Industrial Equipment | 11/29/2018 |  | 07/18/2019
Manitowoc Ice, Inc. | Manitowoc | IY0906W3-263 | Ice-making Head | Water-Cooled Condenser | Cube | Batch | 786 | 4.04 | 4.3 | 145 | 182.7 |  | Federally-Regulated Commercial & Industrial Equipment | 11/29/2018 |  | 07/18/2019
Manitowoc Ice, Inc. | Manitowoc | IY0906W-261 | Ice-making Head | Water-Cooled Condenser | Cube | Batch | 786 | 4.04 | 4.3 | 145 | 182.7 |  | Federally-Regulated Commercial & Industrial Equipment | 11/29/2018 |  | 07/18/2019
Manitowoc Ice, Inc. | Manitowoc | ID0906W-261 | Ice-making Head | Water-Cooled Condenser | Cube | Batch | 701 | 4.35 | 4.46 | 145 | 184.6 |  | Federally-Regulated Commercial & Industrial Equipment | 11/29/2018 |  | 07/18/2019
Manitowoc Ice, Inc. | Manitowoc | IR0906W-261 | Ice-making Head | Water-Cooled Condenser | Cube | Batch | 683 | 4.32 | 4.5 | 145 | 185 |  | Federally-Regulated Commercial & Industrial Equipment | 11/29/2018 |  | 07/18/2019
Manitowoc Ice, Inc. | Manitowoc | IY-0696N-261*JC-0895-261 | Remote Condensing w/o Remote C | Air-Cooled Condenser | Cube | Batch | 565 | 5.76 | 6.04 |  |  |  | Federally-Regulated Commercial & Industrial Equipment | 11/29/2018 |  | 07/18/2019
Manitowoc Ice, Inc. | Manitowoc | ID-0696N-261*JC-0895-261 | Remote Condensing w/o Remote C | Air-Cooled Condenser | Cube | Batch | 535 | 5.85 | 6.14 |  |  |  | Federally-Regulated Commercial & Industrial Equipment | 11/29/2018 |  | 07/18/2019
Manitowoc Ice, Inc. | Manitowoc | IY-0606W-261 | Ice-making Head | Water-Cooled Condenser | Cube | Batch | 580 | 4.45 | 4.69 | 140 | 187.2 |  | Federally-Regulated Commercial & Industrial Equipment | 11/29/2018 |  | 07/18/2019
Manitowoc Ice, Inc. | Manitowoc | ID-0606W-261 | Ice-making Head | Water-Cooled Condenser | Cube | Batch | 575 | 4.44 | 4.7 | 140 | 187.4 |  | Federally-Regulated Commercial & Industrial Equipment | 11/29/2018 |  | 07/18/2019
Manitowoc Ice, Inc. | Manitowoc | IYT1900W-261 | Ice-making Head | Water-Cooled Condenser | Cube | Batch | 1670 | 3.35 | 4 | 140 | 163.3 |  | Federally-Regulated Commercial & Industrial Equipment | 05/09/2018 |  | 07/18/2019
Manitowoc Ice, Inc. | Manitowoc | IDT1500W-261 | Ice-making Head | Water-Cooled Condenser | Cube | Batch | 1480 | 3.27 | 4.01 | 140 | 167.4 |  | Federally-Regulated Commercial & Industrial Equipment | 05/09/2018 |  | 07/18/2019
Manitowoc Ice, Inc. | Manitowoc | IYF0600N-261*JCF0900-261 | Remote Condensing w/o Remote C | Air-Cooled Condenser | Cube | Batch | 565 | 5.76 | 6.04 |  |  |  | Federally-Regulated Commercial & Industrial Equipment | 07/10/2018 |  | 07/18/2019
Manitowoc Ice, Inc. | Manitowoc | IYT1900N-261*JCT1500-261 | Remote Condensing w/o Remote C | Air-Cooled Condenser | Cube | Batch | 1560 | 4.08 | 4.59 |  |  |  | Federally-Regulated Commercial & Industrial Equipment | 11/29/2018 |  | 07/18/2019
Manitowoc Ice, Inc. | Manitowoc | IDT1900W-261 | Ice-making Head | Water-Cooled Condenser | Cube | Batch | 1600 | 3.53 | 4 | 140 | 164.8 |  | Federally-Regulated Commercial & Industrial Equipment | 05/09/2018 |  | 07/18/2019
Manitowoc Ice, Inc. | Manitowoc | IYT1900N-263*JCT1500-261 | Remote Condensing w/o Remote C | Air-Cooled Condenser | Cube | Batch | 1560 | 4.08 | 4.59 |  |  |  | Federally-Regulated Commercial & Industrial Equipment | 06/10/2019 |  | 07/18/2019
Manitowoc Ice, Inc. | Manitowoc | IRT1900N-263*JCT1500-261 | Remote Condensing w/o Remote C | Air-Cooled Condenser | Cube | Batch | 1530 | 4.08 | 4.59 |  |  |  | Federally-Regulated Commercial & Industrial Equipment | 06/10/2019 |  | 07/18/2019
Manitowoc Ice, Inc. | Manitowoc | IDT1900N-263*JCT1500-261 | Remote Condensing w/o Remote C | Air-Cooled Condenser | Cube | Batch | 1540 | 4.08 | 4.59 |  |  |  | Federally-Regulated Commercial & Industrial Equipment | 06/10/2019 |  | 07/18/2019
Manitowoc Ice, Inc. | Manitowoc | IDT1900N-261*JCT1500-261 | Remote Condensing w/o Remote C | Air-Cooled Condenser | Cube | Batch | 1540 | 4.08 | 4.59 |  |  |  | Federally-Regulated Commercial & Industrial Equipment | 06/10/2019 |  | 07/18/2019
Manitowoc Ice, Inc. | Manitowoc | IRT1900N-261*JCT1500-261 | Remote Condensing w/o Remote C | Air-Cooled Condenser | Cube | Batch | 1530 | 4.08 | 4.59 |  |  |  | Federally-Regulated Commercial & Industrial Equipment | 06/10/2019 |  | 07/18/2019
Manitowoc Ice, Inc. | Koolaire | KYT1700N-263*JCT1500-261 | Remote Condensing w/o Remote C | Air-Cooled Condenser | Cube | Batch | 1490 | 4 | 4.59 |  |  |  | Federally-Regulated Commercial & Industrial Equipment | 11/29/2018 |  | 08/06/2019
Manitowoc Ice, Inc. | Koolaire | KDT1700N-263*JCT1500-261 | Remote Condensing w/o Remote C | Air-Cooled Condenser | Cube | Batch | 1420 | 4.3 | 4.59 |  |  |  | Federally-Regulated Commercial & Industrial Equipment | 11/29/2018 |  | 08/06/2019
Manitowoc Ice, Inc. | Manitowoc | IYT1500N-261*JCT1500-261 | Remote Condensing w/o Remote C | Air-Cooled Condenser | Cube | Batch | 1460 | 3.9 | 4.59 |  |  |  | Federally-Regulated Commercial & Industrial Equipment | 07/18/2019 |  | 08/06/2019
Manitowoc Ice, Inc. | Manitowoc | IDT1500N-261*JCT1500-261 | Remote Condensing w/o Remote C | Air-Cooled Condenser | Cube | Batch | 1435 | 3.9 | 4.59 |  |  |  | Federally-Regulated Commercial & Industrial Equipment | 07/18/2019 |  | 08/06/2019
Manitowoc Ice, Inc. | Manitowoc | IYT1500N-261A*JCT1500-261 | Remote Condensing w/o Remote C | Air-Cooled Condenser | Cube | Batch | 1450 | 4.09 | 4.59 |  |  |  | Federally-Regulated Commercial & Industrial Equipment | 07/18/2019 |  | 08/06/2019
Manitowoc Ice, Inc. | Manitowoc | IDT1500N-261A*JCT1500-261 | Remote Condensing w/o Remote C | Air-Cooled Condenser | Cube | Batch | 1452 | 4 | 4.59 |  |  |  | Federally-Regulated Commercial & Industrial Equipment | 07/18/2019 |  | 08/06/2019
Manitowoc Ice, Inc. | Manitowoc | UD0190A-161 | Self-Contained | Air-Cooled Condenser | Cube | Batch | 140 | 8.4 | 8.87 |  |  |  | Federally-Regulated Commercial & Industrial Equipment | 11/29/2018 |  | 08/06/2019
Manitowoc Ice, Inc. | Manitowoc | UY0190A-161 | Self-Contained | Air-Cooled Condenser | Cube | Batch | 140 | 8.3 | 8.87 |  |  |  | Federally-Regulated Commercial & Industrial Equipment | 11/29/2018 |  | 08/06/2019
Hoshizaki America | Hoshizaki | KM-1340MRJ3*URC-14F | Remote Condensing w/o Remote C | Air-Cooled Condenser | Cube | Batch | 1266 | 4.12 | 4.59 |  |  |  | Federally-Regulated Commercial & Industrial Equipment | 01/02/2019 |  | 08/12/2019
Hoshizaki America | Hoshizaki | FS-1002MRJ-SC*URC-5F | Remote Condensing w/o Remote C | Air-Cooled Condenser | Crushed | Continuous | 660 | 5.15 | 5.87 |  |  | 86.6 | Federally-Regulated Commercial & Industrial Equipment | 08/20/2019 |  | 08/28/2019
Hoshizaki America | Hoshizaki | FS-1501MRJ-SC*URC-14F | Remote Condensing w/o Remote C | Air-Cooled Condenser | Crushed | Continuous | 1140 | 4.4 | 5.06 |  |  | 84 | Federally-Regulated Commercial & Industrial Equipment | 08/27/2019 |  | 08/28/2019
Manitowoc Ice, Inc. | Manitowoc | IDF1800C-161*CVDF1800-263 | Both Remote Condensing & Remot | Air-Cooled Condenser | Cube | Batch | 1375 | 4.74 | 4.79 |  |  |  | Federally-Regulated Commercial & Industrial Equipment | 11/29/2018 |  | 09/05/2019
Manitowoc Ice, Inc. | Manitowoc | IYF1800C-161*CVDF1800-263 | Both Remote Condensing & Remot | Air-Cooled Condenser | Cube | Batch | 1470 | 4.6 | 4.79 |  |  |  | Federally-Regulated Commercial & Industrial Equipment | 11/29/2018 |  | 09/05/2019
Manitowoc Ice, Inc. | Manitowoc | IYT1900N-263*JCT1500-261 | Remote Condensing w/o Remote C | Air-Cooled Condenser | Cube | Batch | 1560 | 4.08 | 4.59 |  |  |  | Federally-Regulated Commercial & Industrial Equipment | 07/18/2019 |  | 09/05/2019
Manitowoc Ice, Inc. | Manitowoc | IY-0305W-161 | Ice-making Head | Water-Cooled Condenser | Cube | Batch | 260 | 5.45 | 5.45 | 193 | 194.3 |  | Federally-Regulated Commercial & Industrial Equipment | 11/29/2018 |  | 09/05/2019
Manitowoc Ice, Inc. | Manitowoc | IY-0304A-161 | Ice-making Head | Air-Cooled Condenser | Cube | Batch | 235 | 7 | 7.1 |  |  |  | Federally-Regulated Commercial & Industrial Equipment | 11/29/2018 |  | 09/05/2019
Manitowoc Ice, Inc. | Manitowoc | ID-0302A-161 | Ice-making Head | Air-Cooled Condenser | Cube | Batch | 225 | 7 | 7.23 |  |  |  | Federally-Regulated Commercial & Industrial Equipment | 11/29/2018 |  | 09/05/2019
Manitowoc Ice, Inc. | Manitowoc | IYT1500A-261 | Ice-making Head | Air-Cooled Condenser | Cube | Batch | 1360 | 4.45 | 4.69 |  |  |  | Federally-Regulated Commercial & Industrial Equipment | 05/09/2018 |  | 09/05/2019
Manitowoc Ice, Inc. | Manitowoc | IRT1900N-263*JCT1500-261 | Remote Condensing w/o Remote C | Air-Cooled Condenser | Cube | Batch | 1530 | 4.08 | 4.59 |  |  |  | Federally-Regulated Commercial & Industrial Equipment | 07/18/2019 |  | 09/05/2019
Manitowoc Ice, Inc. | Manitowoc | IDT1900N-263*JCT1500-261 | Remote Condensing w/o Remote C | Air-Cooled Condenser | Cube | Batch | 1540 | 4.08 | 4.59 |  |  |  | Federally-Regulated Commercial & Industrial Equipment | 07/18/2019 |  | 09/05/2019
Manitowoc Ice, Inc. | Manitowoc | IDT1900N-261*JCT1500-261 | Remote Condensing w/o Remote C | Air-Cooled Condenser | Cube | Batch | 1540 | 4.08 | 4.59 |  |  |  | Federally-Regulated Commercial & Industrial Equipment | 07/18/2019 |  | 09/05/2019
Manitowoc Ice, Inc. | Manitowoc | IRT1900N-261*JCT1500-261 | Remote Condensing w/o Remote C | Air-Cooled Condenser | Cube | Batch | 1530 | 4.08 | 4.59 |  |  |  | Federally-Regulated Commercial & Industrial Equipment | 07/18/2019 |  | 09/05/2019
Manitowoc Ice, Inc. | Manitowoc | IYT1500N-261*JCT1500-261 | Remote Condensing w/o Remote C | Air-Cooled Condenser | Cube | Batch | 1460 | 3.9 | 4.59 |  |  |  | Federally-Regulated Commercial & Industrial Equipment | 08/06/2019 |  | 09/05/2019
Manitowoc Ice, Inc. | Manitowoc | IDT1500N-261*JCT1500-261 | Remote Condensing w/o Remote C | Air-Cooled Condenser | Cube | Batch | 1435 | 3.9 | 4.59 |  |  |  | Federally-Regulated Commercial & Industrial Equipment | 08/06/2019 |  | 09/05/2019
Manitowoc Ice, Inc. | Manitowoc | IYT1900N-261*JCT1500-261 | Remote Condensing w/o Remote C | Air-Cooled Condenser | Cube | Batch | 1560 | 4.08 | 4.59 |  |  |  | Federally-Regulated Commercial & Industrial Equipment | 07/18/2019 |  | 09/05/2019
Scotsman Ice Systems | Scotsman | CU2026SW-32E | Self-Contained | Water-Cooled Condenser | Cube | Batch | 172 | 5.28 | 6.23 | 105 | 185.6 |  | Federally-Regulated Commercial & Industrial Equipment | 11/28/2018 |  | 09/05/2019
Scotsman Ice Systems | Scotsman | UNC15NJ### | Self-Contained | Air-Cooled Condenser | Flake | Continuous | 56 | 10.52 | 12.54 |  |  | 1.53 | Federally-Regulated Commercial & Industrial Equipment | 04/16/2019 |  | 09/05/2019
Hoshizaki America | Hoshizaki | F-1501MRJ-SC*URC-14F | Remote Condensing w/o Remote C | Air-Cooled Condenser | Crushed | Continuous | 1140 | 4.4 |  |  |  | 84 | Federally-Regulated Commercial & Industrial Equipment | 08/28/2019 |  | 09/27/2019
Hoshizaki America | Hoshizaki | F-1002MRJ-SC*URC-5F | Remote Condensing w/o Remote C | Air-Cooled Condenser | Crushed | Continuous | 660 | 5.15 |  |  |  | 86.6 | Federally-Regulated Commercial & Industrial Equipment | 08/28/2019 |  | 09/27/2019
Hoshizaki America | Hoshizaki | KMD-530MAJ | Ice-making Head | Air-Cooled Condenser | Cube | Batch | 442 | 5.72 | 5.95 |  |  |  | Federally-Regulated Commercial & Industrial Equipment | 08/20/2019 |  | 09/27/2019
Hoshizaki America | Hoshizaki | KM-340MAJ | Ice-making Head | Air-Cooled Condenser | Cube | Batch | 315 | 5.65 | 6.26 |  |  |  | Federally-Regulated Commercial & Industrial Equipment | 07/17/2019 |  | 09/27/2019
Hoshizaki America | Hoshizaki | KM-1340MRJ3*URC-14F | Remote Condensing w/o Remote C | Air-Cooled Condenser | Cube | Batch | 1266 | 4.12 | 4.59 |  |  |  | Federally-Regulated Commercial & Industrial Equipment | 08/12/2019 |  | 09/27/2019
Hoshizaki America | Hoshizaki | DCM-751BAH | Self-Contained | Air-Cooled Condenser | Crushed | Continuous | 500 | 5.84 | 6.35 |  |  | 1.09 | Federally-Regulated Commercial & Industrial Equipment | 04/16/2019 |  | 10/29/2019
Hoshizaki America | Hoshizaki | DCM-751BAH-OS | Self-Contained | Air-Cooled Condenser | Crushed | Continuous | 500 | 5.84 | 6.35 |  |  | 1.09 | Federally-Regulated Commercial & Industrial Equipment | 04/16/2019 |  | 10/29/2019
Manitowoc Ice, Inc. | Koolaire | KDT1700A-261 | Ice-making Head | Air-Cooled Condenser | Cube | Batch | 1350 | 4.6 | 4.7 |  |  |  | Federally-Regulated Commercial & Industrial Equipment | 04/26/2018 |  | 10/29/2019
Manitowoc Ice, Inc. | Manitowoc | IYT1200N-263*JCT1200-261 | Remote Condensing w/o Remote C | Air-Cooled Condenser | Cube | Batch | 1000 | 4.4 | 4.59 |  |  |  | Federally-Regulated Commercial & Industrial Equipment | 05/09/2018 |  | 10/29/2019
Manitowoc Ice, Inc. | Manitowoc | IDF1400C-161*CVDF1400-261 | Both Remote Condensing & Remot | Air-Cooled Condenser | Cube | Batch | 1150 | 4.39 | 4.79 |  |  |  | Federally-Regulated Commercial & Industrial Equipment | 11/29/2018 |  | 10/29/2019
Manitowoc Ice, Inc. | Manitowoc | IYF1400C-161*CVDF1400-261 | Both Remote Condensing & Remot | Air-Cooled Condenser | Cube | Batch | 1220 | 4.28 | 4.79 |  |  |  | Federally-Regulated Commercial & Industrial Equipment | 11/29/2018 |  | 10/29/2019
Manitowoc Ice, Inc. | Manitowoc | IBT1020C-161*CVDT1200-263 | Both Remote Condensing & Remot | Air-Cooled Condenser | Cube | Batch | 1000 | 4.5 | 4.79 |  |  |  | Federally-Regulated Commercial & Industrial Equipment | 05/09/2018 |  | 10/29/2019
Manitowoc Ice, Inc. | Manitowoc | IYT1200C-161*CVDT1200-263 | Both Remote Condensing & Remot | Air-Cooled Condenser | Cube | Batch | 1000 | 4.5 | 4.79 |  |  |  | Federally-Regulated Commercial & Industrial Equipment | 05/09/2018 |  | 10/29/2019
Manitowoc Ice, Inc. | Manitowoc | IDT1200C-161*CVDT1200-263 | Both Remote Condensing & Remot | Air-Cooled Condenser | Cube | Batch | 975 | 4.5 | 4.79 |  |  |  | Federally-Regulated Commercial & Industrial Equipment | 05/09/2018 |  | 10/29/2019
Manitowoc Ice, Inc. | Manitowoc | IBT1020C-161*CVDT1200-261 | Both Remote Condensing & Remot | Air-Cooled Condenser | Cube | Batch | 1000 | 4.5 | 4.79 |  |  |  | Federally-Regulated Commercial & Industrial Equipment | 05/09/2018 |  | 10/29/2019
Manitowoc Ice, Inc. | Manitowoc | IYT1200C-161*CVDT1200-261 | Both Remote Condensing & Remot | Air-Cooled Condenser | Cube | Batch | 1000 | 4.5 | 4.79 |  |  |  | Federally-Regulated Commercial & Industrial Equipment | 05/09/2018 |  | 10/29/2019
Manitowoc Ice, Inc. | Manitowoc | IDT1200C-161*CVDT1200-261 | Both Remote Condensing & Remot | Air-Cooled Condenser | Cube | Batch | 975 | 4.5 | 4.79 |  |  |  | Federally-Regulated Commercial & Industrial Equipment | 05/09/2018 |  | 10/29/2019
Manitowoc Ice, Inc. | Manitowoc | IYF0900N-261*JCF0900-261 | Remote Condensing w/o Remote C | Air-Cooled Condenser | Cube | Batch | 745 | 4.9 | 5.42 |  |  |  | Federally-Regulated Commercial & Industrial Equipment | 07/10/2018 |  | 10/29/2019
Manitowoc Ice, Inc. | Manitowoc | IDF0900N-261*JCF0900-261 | Remote Condensing w/o Remote C | Air-Cooled Condenser | Cube | Batch | 720 | 4.91 | 5.51 |  |  |  | Federally-Regulated Commercial & Industrial Equipment | 11/29/2018 |  | 10/29/2019
Manitowoc Ice, Inc. | Manitowoc | IYF0900W-261 | Ice-making Head | Water-Cooled Condenser | Cube | Batch | 786 | 4.04 | 4.3 | 145 | 182.7 |  | Federally-Regulated Commercial & Industrial Equipment | 07/10/2018 |  | 10/29/2019
Manitowoc Ice, Inc. | Manitowoc | IDF0900W-261 | Ice-making Head | Water-Cooled Condenser | Cube | Batch | 701 | 4.35 | 4.46 | 145 | 184.6 |  | Federally-Regulated Commercial & Industrial Equipment | 07/10/2018 |  | 10/29/2019
Manitowoc Ice, Inc. | Manitowoc | IRF0900W-261 | Ice-making Head | Water-Cooled Condenser | Cube | Batch | 683 | 4.32 | 4.5 | 145 | 185 |  | Federally-Regulated Commercial & Industrial Equipment | 07/10/2018 |  | 10/29/2019
Manitowoc Ice, Inc. | Manitowoc | IYF0900A-261 | Ice-making Head | Air-Cooled Condenser | Cube | Batch | 710 | 5.02 | 5.28 |  |  |  | Federally-Regulated Commercial & Industrial Equipment | 07/10/2018 |  | 10/29/2019
Manitowoc Ice, Inc. | Manitowoc | IYF0900A-263 | Ice-making Head | Air-Cooled Condenser | Cube | Batch | 710 | 5.02 | 5.28 |  |  |  | Federally-Regulated Commercial & Industrial Equipment | 07/10/2018 |  | 10/29/2019
Manitowoc Ice, Inc. | Manitowoc | IDF0900A-263 | Ice-making Head | Air-Cooled Condenser | Cube | Batch | 664 | 5.1 | 5.39 |  |  |  | Federally-Regulated Commercial & Industrial Equipment | 07/10/2018 |  | 10/29/2019
Manitowoc Ice, Inc. | Manitowoc | IDF0900A-261 | Ice-making Head | Air-Cooled Condenser | Cube | Batch | 664 | 5.1 | 5.39 |  |  |  | Federally-Regulated Commercial & Industrial Equipment | 07/10/2018 |  | 10/29/2019
Manitowoc Ice, Inc. | Manitowoc | IRF0900A-261 | Ice-making Head | Air-Cooled Condenser | Cube | Batch | 639 | 5.33 | 5.45 |  |  |  | Federally-Regulated Commercial & Industrial Equipment | 07/10/2018 |  | 10/29/2019
Manitowoc Ice, Inc. | Manitowoc | IDF0600N-261*JCF0900-261 | Remote Condensing w/o Remote C | Air-Cooled Condenser | Cube | Batch | 535 | 5.85 | 6.14 |  |  |  | Federally-Regulated Commercial & Industrial Equipment | 07/10/2018 |  | 10/29/2019
Manitowoc Ice, Inc. | Manitowoc | IYF0600A-261 | Ice-making Head | Air-Cooled Condenser | Cube | Batch | 555 | 5.29 | 5.66 |  |  |  | Federally-Regulated Commercial & Industrial Equipment | 07/10/2018 |  | 10/29/2019
Manitowoc Ice, Inc. | Manitowoc | IYT0500N-161*JCT0500-161 | Remote Condensing w/o Remote C | Air-Cooled Condenser | Cube | Batch | 500 | 5.59 | 6.26 |  |  |  | Federally-Regulated Commercial & Industrial Equipment | 11/29/2018 |  | 10/29/2019
Manitowoc Ice, Inc. | Manitowoc | IYT1500W-261 | Ice-making Head | Water-Cooled Condenser | Cube | Batch | 1420 | 3.5 | 4.02 | 140 | 168.8 |  | Federally-Regulated Commercial & Industrial Equipment | 05/09/2018 |  | 10/29/2019
Manitowoc Ice, Inc. | Manitowoc | IYT1500N-263*JCT1500-261 | Remote Condensing w/o Remote C | Air-Cooled Condenser | Cube | Batch | 1460 | 3.9 | 4.59 |  |  |  | Federally-Regulated Commercial & Industrial Equipment | 12/04/2018 |  | 10/29/2019
Manitowoc Ice, Inc. | Manitowoc | IYT1500A-263 | Ice-making Head | Air-Cooled Condenser | Cube | Batch | 1360 | 4.45 | 4.69 |  |  |  | Federally-Regulated Commercial & Industrial Equipment | 05/09/2018 |  | 10/29/2019
Manitowoc Ice, Inc. | Manitowoc | IDF0600W-261 | Ice-making Head | Water-Cooled Condenser | Cube | Batch | 565 | 4.54 | 4.72 | 140 | 187.6 |  | Federally-Regulated Commercial & Industrial Equipment | 07/10/2018 |  | 10/29/2019
Manitowoc Ice, Inc. | Koolaire | KYT1700N-261E*JCT1500-261 | Remote Condensing w/o Remote C | Air-Cooled Condenser | Cube | Batch | 1477 | 4.06 |  |  |  |  | Federally-Regulated Commercial & Industrial Equipment | 10/29/2019 |  | 11/06/2019
Hoshizaki America | Hoshizaki | KM-650MRJ*URC-5F | Remote Condensing w/o Remote C | Air-Cooled Condenser | Cube | Batch | 564 | 5.25 | 6.04 |  |  |  | Federally-Regulated Commercial & Industrial Equipment | 12/04/2018 |  | 11/06/2019
Hoshizaki America | Hoshizaki | KM-340MWJ | Ice-making Head | Water-Cooled Condenser | Cube | Batch | 344 | 4.84 | 5.14 | 86 | 192.4 |  | Federally-Regulated Commercial & Industrial Equipment | 06/10/2019 |  | 11/06/2019
Hoshizaki America | Hoshizaki | IM-500SAA | Ice-making Head | Air-Cooled Condenser | Cube | Batch | 435 | 5.45 | 5.96 |  |  |  | Federally-Regulated Commercial & Industrial Equipment | 06/10/2019 |  | 11/06/2019
Hoshizaki America | Hoshizaki | IM-200BAB | Self-Contained | Air-Cooled Condenser | Cube | Batch | 155 | 8.2 | 8.49 |  |  |  | Federally-Regulated Commercial & Industrial Equipment | 06/10/2019 |  | 11/06/2019
Hoshizaki America | Hoshizaki | KM-650MAJ | Ice-making Head | Air-Cooled Condenser | Cube | Batch | 562 | 5.41 | 5.65 |  |  |  | Federally-Regulated Commercial & Industrial Equipment | 12/04/2018 |  | 11/06/2019
Hoshizaki America | Hoshizaki | DCM-751BAH-OS | Self-Contained | Air-Cooled Condenser | Crushed | Continuous | 500 | 5.84 | 6.35 |  |  | 1.09 | Federally-Regulated Commercial & Industrial Equipment | 10/29/2019 |  | 11/06/2019
Hoshizaki America | Hoshizaki | KM-650MWJ | Ice-making Head | Water-Cooled Condenser | Cube | Batch | 635 | 4.4 | 4.59 | 145 | 186 |  | Federally-Regulated Commercial & Industrial Equipment | 12/04/2018 |  | 11/06/2019
Hoshizaki America | Hoshizaki | KM-2100SWJ3 | Ice-making Head | Water-Cooled Condenser | Cube | Batch | 2085 | 3.16 | 4 | 106 | 154.1 |  | Federally-Regulated Commercial & Industrial Equipment | 01/02/2019 |  | 11/06/2019
Hoshizaki America | Hoshizaki | KM-2100SRJ3*URC-22F | Remote Condensing w/o Remote C | Air-Cooled Condenser | Cube | Batch | 1865 | 4.16 | 4.59 |  |  |  | Federally-Regulated Commercial & Industrial Equipment | 01/02/2019 |  | 11/06/2019
Hoshizaki America | Hoshizaki | DCM-751BAH | Self-Contained | Air-Cooled Condenser | Crushed | Continuous | 500 | 5.84 | 6.35 |  |  | 1.09 | Federally-Regulated Commercial & Industrial Equipment | 10/29/2019 |  | 11/06/2019
Hoshizaki America | Hoshizaki | KMD-460MAH | Ice-making Head | Air-Cooled Condenser | Cube | Batch | 387 | 5.48 | 6.08 |  |  |  | Federally-Regulated Commercial & Industrial Equipment | 02/01/2019 |  | 11/06/2019
Hoshizaki America | Hoshizaki | KM-340MAJ | Ice-making Head | Air-Cooled Condenser | Cube | Batch | 315 | 5.65 |  |  |  |  | Federally-Regulated Commercial & Industrial Equipment | 09/27/2019 |  | 11/06/2019
Hoshizaki America | Hoshizaki | KM-515MRJ*URC-5F | Remote Condensing w/o Remote C | Air-Cooled Condenser | Cube | Batch | 454 | 5.1 | 6.42 |  |  |  | Federally-Regulated Commercial & Industrial Equipment | 12/04/2018 |  | 11/06/2019
Hoshizaki America | Hoshizaki | KM-515MWJ | Ice-making Head | Water-Cooled Condenser | Cube | Batch | 457 | 4.53 | 4.93 | 80 | 189.9 |  | Federally-Regulated Commercial & Industrial Equipment | 12/04/2018 |  | 11/06/2019
Hoshizaki America | Hoshizaki | KMS-1401MLJ*SRK-14J | Both Remote Condensing & Remot | Air-Cooled Condenser | Cube | Batch | 1280 | 4.7 | 4.79 |  |  |  | Federally-Regulated Commercial & Industrial Equipment | 01/02/2019 |  | 11/06/2019
Hoshizaki America | Hoshizaki | KM-515MAJ | Ice-making Head | Air-Cooled Condenser | Cube | Batch | 450 | 5.3 | 5.93 |  |  |  | Federally-Regulated Commercial & Industrial Equipment | 06/10/2019 |  | 11/06/2019
Manitowoc Ice, Inc. | Manitowoc | IYT1900N-261E*JCT1500-261 | Remote Condensing w/o Remote C | Air-Cooled Condenser | Cube | Batch | 1744 | 4 |  |  |  |  | Federally-Regulated Commercial & Industrial Equipment | 10/29/2019 |  | 11/06/2019
Manitowoc Ice, Inc. | Manitowoc | IDT1900N-263E*JCT1500-261 | Remote Condensing w/o Remote C | Air-Cooled Condenser | Cube | Batch | 1643 | 4.02 |  |  |  |  | Federally-Regulated Commercial & Industrial Equipment | 10/29/2019 |  | 11/06/2019
Manitowoc Ice, Inc. | Manitowoc | IYT1500N-261E*JCT1500-261 | Remote Condensing w/o Remote C | Air-Cooled Condenser | Cube | Batch | 1533 | 4 |  |  |  |  | Federally-Regulated Commercial & Industrial Equipment | 10/29/2019 |  | 11/06/2019
Manitowoc Ice, Inc. | Manitowoc | IYT1900N-263E*JCT1500-261 | Remote Condensing w/o Remote C | Air-Cooled Condenser | Cube | Batch | 1744 | 4 |  |  |  |  | Federally-Regulated Commercial & Industrial Equipment | 10/29/2019 |  | 11/06/2019
Manitowoc Ice, Inc. | Manitowoc | IDT1900N-261E*JCT1500-261 | Remote Condensing w/o Remote C | Air-Cooled Condenser | Cube | Batch | 1643 | 4.02 |  |  |  |  | Federally-Regulated Commercial & Industrial Equipment | 10/29/2019 |  | 11/06/2019
Manitowoc Ice, Inc. | Manitowoc | IDT1500N-261E*JCT1500-261 | Remote Condensing w/o Remote C | Air-Cooled Condenser | Cube | Batch | 1523 | 3.9 |  |  |  |  | Federally-Regulated Commercial & Industrial Equipment | 10/29/2019 |  | 11/06/2019
Manitowoc Ice, Inc. | Manitowoc | IDF0900N-261*JCF0900-261 | Remote Condensing w/o Remote C | Air-Cooled Condenser | Cube | Batch | 720 | 4.91 |  |  |  |  | Federally-Regulated Commercial & Industrial Equipment | 10/29/2019 |  | 11/06/2019
Manitowoc Ice, Inc. | Manitowoc | IYT1500N-263E*JCT1500-261 | Remote Condensing w/o Remote C | Air-Cooled Condenser | Cube | Batch | 1533 | 4 |  |  |  |  | Federally-Regulated Commercial & Industrial Equipment | 10/29/2019 |  | 11/06/2019
Manitowoc Ice, Inc. | Manitowoc | ID-1803W-261 | Ice-making Head | Water-Cooled Condenser | Cube | Batch | 1640 | 3.93 | 4 | 163 | 163.9 |  | Federally-Regulated Commercial & Industrial Equipment | 11/29/2018 |  | 11/06/2019
Manitowoc Ice, Inc. | Manitowoc | ID1406A-261 | Ice-making Head | Air-Cooled Condenser | Cube | Batch | 1235 | 4.52 | 4.77 |  |  |  | Federally-Regulated Commercial & Industrial Equipment | 11/29/2018 |  | 11/06/2019
Manitowoc Ice, Inc. | Manitowoc | IY1496N-261*JC1395-261 | Remote Condensing w/o Remote C | Air-Cooled Condenser | Cube | Batch | 1305 | 4.23 | 4.59 |  |  |  | Federally-Regulated Commercial & Industrial Equipment | 11/29/2018 |  | 11/06/2019
Manitowoc Ice, Inc. | Manitowoc | IY1406W3-263 | Ice-making Head | Water-Cooled Condenser | Cube | Batch | 1357 | 3.62 | 4.04 | 148 | 170.1 |  | Federally-Regulated Commercial & Industrial Equipment | 11/29/2018 |  | 11/06/2019
Manitowoc Ice, Inc. | Manitowoc | ID1406W3-263 | Ice-making Head | Water-Cooled Condenser | Cube | Batch | 1325 | 3.75 | 4.05 | 148 | 170.9 |  | Federally-Regulated Commercial & Industrial Equipment | 11/29/2018 |  | 11/06/2019
Manitowoc Ice, Inc. | Manitowoc | ID-1803W3-263 | Ice-making Head | Water-Cooled Condenser | Cube | Batch | 1640 | 3.93 | 4 | 163 | 163.9 |  | Federally-Regulated Commercial & Industrial Equipment | 11/29/2018 |  | 11/06/2019
Manitowoc Ice, Inc. | Manitowoc | ID1406W-261 | Ice-making Head | Water-Cooled Condenser | Cube | Batch | 1325 | 3.75 | 4.05 | 148 | 170.9 |  | Federally-Regulated Commercial & Industrial Equipment | 11/29/2018 |  | 11/06/2019
Manitowoc Ice, Inc. | Manitowoc | IY1406A3-263 | Ice-making Head | Air-Cooled Condenser | Cube | Batch | 1308 | 4.32 | 4.73 |  |  |  | Federally-Regulated Commercial & Industrial Equipment | 11/29/2018 |  | 11/06/2019
Manitowoc Ice, Inc. | Manitowoc | IY1496N3-263*JC1395-261 | Remote Condensing w/o Remote C | Air-Cooled Condenser | Cube | Batch | 1305 | 4.23 | 4.59 |  |  |  | Federally-Regulated Commercial & Industrial Equipment | 11/29/2018 |  | 11/06/2019
Manitowoc Ice, Inc. | Manitowoc | IY1406A-261 | Ice-making Head | Air-Cooled Condenser | Cube | Batch | 1308 | 4.32 | 4.73 |  |  |  | Federally-Regulated Commercial & Industrial Equipment | 11/29/2018 |  | 11/06/2019
Manitowoc Ice, Inc. | Manitowoc | IY-1805W3-263 | Ice-making Head | Water-Cooled Condenser | Cube | Batch | 1650 | 3.92 | 4 | 163 | 163.7 |  | Federally-Regulated Commercial & Industrial Equipment | 11/29/2018 |  | 11/06/2019
Manitowoc Ice, Inc. | Manitowoc | IY-1805W-261 | Ice-making Head | Water-Cooled Condenser | Cube | Batch | 1650 | 3.92 | 4 | 163 | 163.7 |  | Federally-Regulated Commercial & Industrial Equipment | 11/29/2018 |  | 11/06/2019
Manitowoc Ice, Inc. | Manitowoc | IY1406W-261 | Ice-making Head | Water-Cooled Condenser | Cube | Batch | 1357 | 3.62 | 4.04 | 148 | 170.1 |  | Federally-Regulated Commercial & Industrial Equipment | 11/29/2018 |  | 11/06/2019
Manitowoc Ice, Inc. | Manitowoc | ID1406A3-263 | Ice-making Head | Air-Cooled Condenser | Cube | Batch | 1235 | 4.52 | 4.77 |  |  |  | Federally-Regulated Commercial & Industrial Equipment | 11/29/2018 |  | 11/06/2019
Manitowoc Ice, Inc. | Manitowoc | ID1496N-261*JC1395-261 | Remote Condensing w/o Remote C | Air-Cooled Condenser | Cube | Batch | 1295 | 4.23 | 4.59 |  |  |  | Federally-Regulated Commercial & Industrial Equipment | 11/29/2018 |  | 11/06/2019
Manitowoc Ice, Inc. | Koolaire | KYT1700N-261E*JCT1500-261 | Remote Condensing w/o Remote C | Air-Cooled Condenser | Cube | Batch | 1477 | 4.06 | 4.59 |  |  |  | Federally-Regulated Commercial & Industrial Equipment | 11/06/2019 | 204517900 | 11/06/2019
Manitowoc Ice, Inc. | Koolaire | KYT1700N-261E*JCT1500-261 | Remote Condensing w/o Remote C | Air-Cooled Condenser | Cube | Batch | 1477 | 4.06 | 4.59 |  |  |  | Federally-Regulated Commercial & Industrial Equipment | 11/06/2019 | 204517900 | 11/06/2019
Manitowoc Ice, Inc. | Koolaire | KDT1700N-261E*JCT1500-261 | Remote Condensing w/o Remote C | Air-Cooled Condenser | Cube | Batch | 1380 | 4.26 |  |  |  |  | Federally-Regulated Commercial & Industrial Equipment | 10/29/2019 |  | 11/06/2019
Manitowoc Ice, Inc. | Koolaire | KDT1700W-261A | Ice-making Head | Water-Cooled Condenser | Cube | Batch | 1400 | 3.61 |  | 145 |  |  | Federally-Regulated Commercial & Industrial Equipment | 10/29/2019 |  | 11/06/2019
Manitowoc Ice, Inc. | Koolaire | KDT1700N-263*JCT1500-261 | Remote Condensing w/o Remote C | Air-Cooled Condenser | Cube | Batch | 1420 | 4.3 | 4.59 |  |  |  | Federally-Regulated Commercial & Industrial Equipment | 08/06/2019 |  | 11/06/2019
Manitowoc Ice, Inc. | Koolaire | KDT1700A-261A | Ice-making Head | Air-Cooled Condenser | Cube | Batch | 1326 | 4.7 |  |  |  |  | Federally-Regulated Commercial & Industrial Equipment | 10/29/2019 |  | 11/06/2019
Manitowoc Ice, Inc. | Koolaire | KYT1700A-261A | Ice-making Head | Air-Cooled Condenser | Cube | Batch | 1334 | 4.66 |  |  |  |  | Federally-Regulated Commercial & Industrial Equipment | 10/29/2019 |  | 11/06/2019
Manitowoc Ice, Inc. | Koolaire | KYT1000N-261A*JCT1200-261 | Remote Condensing w/o Remote C | Air-Cooled Condenser | Cube | Batch | 760 | 5 | 5.37 |  |  |  | Federally-Regulated Commercial & Industrial Equipment | 07/17/2019 |  | 11/06/2019
Manitowoc Ice, Inc. | Koolaire | KYT1700W-261A | Ice-making Head | Water-Cooled Condenser | Cube | Batch | 1421 | 3.49 |  | 145 |  |  | Federally-Regulated Commercial & Industrial Equipment | 10/29/2019 |  | 11/06/2019
Manitowoc Ice, Inc. | Koolaire | KDT1000N-261A*JCT1200-261 | Remote Condensing w/o Remote C | Air-Cooled Condenser | Cube | Batch | 735 | 4.94 | 5.46 |  |  |  | Federally-Regulated Commercial & Industrial Equipment | 07/17/2019 |  | 11/06/2019
Manitowoc Ice, Inc. | Manitowoc | IYT0900A-261 | Ice-making Head | Air-Cooled Condenser | Cube | Batch | 750 | 4.58 | 5.18 |  |  |  | Federally-Regulated Commercial & Industrial Equipment | 03/14/2019 |  | 11/06/2019
Manitowoc Ice, Inc. | Manitowoc | IYT1900A-261E | Ice-making Head | Air-Cooled Condenser | Cube | Batch | 1535 | 4.6 | 4.61 |  |  |  | Federally-Regulated Commercial & Industrial Equipment | 09/05/2019 |  | 11/06/2019
Manitowoc Ice, Inc. | Manitowoc | IDF0300A-261 | Ice-making Head | Air-Cooled Condenser | Cube | Batch | 240 | 6.95 | 7.04 |  |  |  | Federally-Regulated Commercial & Industrial Equipment | 07/18/2019 |  | 11/06/2019
Manitowoc Ice, Inc. | Manitowoc | IBT1020C-161*CVDT1200-263A | Both Remote Condensing & Remot | Air-Cooled Condenser | Cube | Batch | 1030 | 4.49 | 4.79 |  |  |  | Federally-Regulated Commercial & Industrial Equipment | 05/29/2019 |  | 11/06/2019
Manitowoc Ice, Inc. | Manitowoc | IDF1800C-161*CVDF1800-261A | Both Remote Condensing & Remot | Air-Cooled Condenser | Cube | Batch | 1375 | 4.63 | 4.79 |  |  |  | Federally-Regulated Commercial & Industrial Equipment | 02/05/2019 |  | 11/06/2019
Manitowoc Ice, Inc. | Manitowoc | IYF1400C-161*CVDF1400-261A | Both Remote Condensing & Remot | Air-Cooled Condenser | Cube | Batch | 1230 | 4.4 | 4.79 |  |  |  | Federally-Regulated Commercial & Industrial Equipment | 02/05/2019 |  | 11/06/2019
Manitowoc Ice, Inc. | Manitowoc | IBF0620C-161*CVDF0600-263A | Both Remote Condensing & Remot | Air-Cooled Condenser | Cube | Batch | 564 | 5.68 | 6.04 |  |  |  | Federally-Regulated Commercial & Industrial Equipment | 04/16/2019 |  | 11/06/2019
Manitowoc Ice, Inc. | Manitowoc | IYF0900C-161*CVDF0900-263A | Both Remote Condensing & Remot | Air-Cooled Condenser | Cube | Batch | 675 | 5.38 | 5.66 |  |  |  | Federally-Regulated Commercial & Industrial Equipment | 04/16/2019 |  | 11/06/2019
Manitowoc Ice, Inc. | Manitowoc | IDF0900N-261*JCF0900-261 | Remote Condensing w/o Remote C | Air-Cooled Condenser | Cube | Batch | 720 | 4.91 |  |  |  |  | Federally-Regulated Commercial & Industrial Equipment | 11/06/2019 | 202147777 | 11/06/2019
Manitowoc Ice, Inc. | Manitowoc | IBF0820C-161*CVDF0900-263A | Both Remote Condensing & Remot | Air-Cooled Condenser | Cube | Batch | 728 | 5 | 5.48 |  |  |  | Federally-Regulated Commercial & Industrial Equipment | 04/16/2019 |  | 11/06/2019
Manitowoc Ice, Inc. | Manitowoc | SYT3000W-263H | Ice-making Head | Water-Cooled Condenser | Cube | Batch | 2584 | 3.72 | 4 | 140 | 145 |  | Federally-Regulated Commercial & Industrial Equipment | 07/10/2018 |  | 11/06/2019
Manitowoc Ice, Inc. | Manitowoc | IDT1900N-263E*JCT1500-261 | Remote Condensing w/o Remote C | Air-Cooled Condenser | Cube | Batch | 1643 | 4.02 |  |  |  |  | Federally-Regulated Commercial & Industrial Equipment | 11/06/2019 | 204517896 | 11/06/2019
Manitowoc Ice, Inc. | Manitowoc | SDT3000W-263H | Ice-making Head | Water-Cooled Condenser | Cube | Batch | 2558 | 3.69 | 4 | 140 | 145 |  | Federally-Regulated Commercial & Industrial Equipment | 07/10/2018 |  | 11/06/2019
Manitowoc Ice, Inc. | Manitowoc | IRT0900A-261 | Ice-making Head | Air-Cooled Condenser | Cube | Batch | 676 | 5.01 | 5.36 |  |  |  | Federally-Regulated Commercial & Industrial Equipment | 03/14/2019 |  | 11/06/2019
Manitowoc Ice, Inc. | Manitowoc | IDF0300W-161 | Ice-making Head | Water-Cooled Condenser | Cube | Batch | 250 | 5.45 | 5.51 | 180 | 194.5 |  | Federally-Regulated Commercial & Industrial Equipment | 07/18/2019 |  | 11/06/2019
Manitowoc Ice, Inc. | Manitowoc | IYF1400C-161*CVDF1400-263A | Both Remote Condensing & Remot | Air-Cooled Condenser | Cube | Batch | 1230 | 4.4 | 4.79 |  |  |  | Federally-Regulated Commercial & Industrial Equipment | 02/05/2019 |  | 11/06/2019
Manitowoc Ice, Inc. | Manitowoc | RNF1020C-161*RCUF1200-261 | Both Remote Condensing & Remot | Air-Cooled Condenser | Other | Continuous | 840 | 4.53 | 5.26 |  |  | 1.14 | Federally-Regulated Commercial & Industrial Equipment | 06/10/2019 |  | 11/06/2019
Manitowoc Ice, Inc. | Manitowoc | IYF1800C-161*CVDF1800-263A | Both Remote Condensing & Remot | Air-Cooled Condenser | Cube | Batch | 1440 | 4.49 | 4.79 |  |  |  | Federally-Regulated Commercial & Industrial Equipment | 02/05/2019 |  | 11/06/2019
Manitowoc Ice, Inc. | Manitowoc | IYT1500W-261A | Ice-making Head | Water-Cooled Condenser | Cube | Batch | 1392 | 3.55 | 4.03 | 145 | 169.4 |  | Federally-Regulated Commercial & Industrial Equipment | 07/18/2019 |  | 11/06/2019
Manitowoc Ice, Inc. | Manitowoc | IDF0900W-261 | Ice-making Head | Water-Cooled Condenser | Cube | Batch | 701 | 4.35 |  | 145 |  |  | Federally-Regulated Commercial & Industrial Equipment | 10/29/2019 |  | 11/06/2019
Manitowoc Ice, Inc. | Manitowoc | IBF0820C-161*CVDF0900-261A | Both Remote Condensing & Remot | Air-Cooled Condenser | Cube | Batch | 728 | 5 | 5.48 |  |  |  | Federally-Regulated Commercial & Industrial Equipment | 04/16/2019 |  | 11/06/2019
Manitowoc Ice, Inc. | Manitowoc | IDT1500W-261A | Ice-making Head | Water-Cooled Condenser | Cube | Batch | 1390 | 3.63 | 4.03 | 145 | 169.4 |  | Federally-Regulated Commercial & Industrial Equipment | 07/18/2019 |  | 11/06/2019
Manitowoc Ice, Inc. | Manitowoc | IYT1900W-263E | Ice-making Head | Water-Cooled Condenser | Cube | Batch | 1758 | 3.44 | 4 | 145 | 161.3 |  | Federally-Regulated Commercial & Industrial Equipment | 09/05/2019 |  | 11/06/2019
Manitowoc Ice, Inc. | Manitowoc | IYT1900W-261E | Ice-making Head | Water-Cooled Condenser | Cube | Batch | 1758 | 3.44 | 4 | 145 | 161.3 |  | Federally-Regulated Commercial & Industrial Equipment | 09/05/2019 |  | 11/06/2019
Manitowoc Ice, Inc. | Manitowoc | IDT1200C-161*CVDT1200-263A | Both Remote Condensing & Remot | Air-Cooled Condenser | Cube | Batch | 975 | 4.6 | 4.79 |  |  |  | Federally-Regulated Commercial & Industrial Equipment | 05/29/2019 |  | 11/06/2019
Manitowoc Ice, Inc. | Manitowoc | IYF2100C-161*CVDF2100-261 | Both Remote Condensing & Remot | Air-Cooled Condenser | Cube | Batch | 1600 | 4.74 | 4.79 |  |  |  | Federally-Regulated Commercial & Industrial Equipment | 11/29/2018 |  | 11/06/2019
Manitowoc Ice, Inc. | Manitowoc | IYF0900A-263 | Ice-making Head | Air-Cooled Condenser | Cube | Batch | 710 | 5.02 |  |  |  |  | Federally-Regulated Commercial & Industrial Equipment | 10/29/2019 |  | 11/06/2019
Manitowoc Ice, Inc. | Manitowoc | IYT1900A-263E | Ice-making Head | Air-Cooled Condenser | Cube | Batch | 1535 | 4.6 | 4.61 |  |  |  | Federally-Regulated Commercial & Industrial Equipment | 09/05/2019 |  | 11/06/2019
Manitowoc Ice, Inc. | Manitowoc | IYF0300W-161 | Ice-making Head | Water-Cooled Condenser | Cube | Batch | 260 | 5.45 | 5.45 | 180 | 194.3 |  | Federally-Regulated Commercial & Industrial Equipment | 07/18/2019 |  | 11/06/2019
Manitowoc Ice, Inc. | Manitowoc | IYF0900N-263A*JCF0900-261 | Remote Condensing w/o Remote C | Air-Cooled Condenser | Cube | Batch | 740 | 5 | 5.44 |  |  |  | Federally-Regulated Commercial & Industrial Equipment | 05/29/2019 |  | 11/06/2019
Manitowoc Ice, Inc. | Manitowoc | IYF0900C-161*CVDF0900-261A | Both Remote Condensing & Remot | Air-Cooled Condenser | Cube | Batch | 675 | 5.38 | 5.66 |  |  |  | Federally-Regulated Commercial & Industrial Equipment | 04/16/2019 |  | 11/06/2019
Manitowoc Ice, Inc. | Manitowoc | IBF0620C-161*CVDF0600-261A | Both Remote Condensing & Remot | Air-Cooled Condenser | Cube | Batch | 564 | 5.68 | 6.04 |  |  |  | Federally-Regulated Commercial & Industrial Equipment | 04/16/2019 |  | 11/06/2019
Manitowoc Ice, Inc. | Manitowoc | IDT0900W-261 | Ice-making Head | Water-Cooled Condenser | Cube | Batch | 665 | 4.02 | 4.53 | 135 | 185.4 |  | Federally-Regulated Commercial & Industrial Equipment | 03/14/2019 |  | 11/06/2019
Manitowoc Ice, Inc. | Manitowoc | IYT0750W-261 | Ice-making Head | Water-Cooled Condenser | Cube | Batch | 650 | 3.79 | 4.56 | 135 | 185.7 |  | Federally-Regulated Commercial & Industrial Equipment | 03/14/2019 |  | 11/06/2019
Manitowoc Ice, Inc. | Manitowoc | IYT0750A-261 | Ice-making Head | Air-Cooled Condenser | Cube | Batch | 575 | 5.12 | 5.61 |  |  |  | Federally-Regulated Commercial & Industrial Equipment | 04/16/2019 |  | 11/06/2019
Manitowoc Ice, Inc. | Manitowoc | IDT1900W-261E | Ice-making Head | Water-Cooled Condenser | Cube | Batch | 1666 | 3.51 | 4 | 145 | 163.3 |  | Federally-Regulated Commercial & Industrial Equipment | 09/05/2019 |  | 11/06/2019
Manitowoc Ice, Inc. | Manitowoc | IDT1900N-261E*JCT1500-261 | Remote Condensing w/o Remote C | Air-Cooled Condenser | Cube | Batch | 1643 | 4.02 |  |  |  |  | Federally-Regulated Commercial & Industrial Equipment | 11/06/2019 | 204517895 | 11/06/2019
Manitowoc Ice, Inc. | Manitowoc | IYF0600C-161*CVDF0600-261A | Both Remote Condensing & Remot | Air-Cooled Condenser | Cube | Batch | 530 | 6 | 6.16 |  |  |  | Federally-Regulated Commercial & Industrial Equipment | 04/16/2019 |  | 11/06/2019
Manitowoc Ice, Inc. | Manitowoc | IDT1900A-261E | Ice-making Head | Air-Cooled Condenser | Cube | Batch | 1470 | 4.62 | 4.62 |  |  |  | Federally-Regulated Commercial & Industrial Equipment | 09/05/2019 |  | 11/06/2019
Manitowoc Ice, Inc. | Manitowoc | IYT1500N-263E*JCT1500-261 | Remote Condensing w/o Remote C | Air-Cooled Condenser | Cube | Batch | 1533 | 4 |  |  |  |  | Federally-Regulated Commercial & Industrial Equipment | 11/06/2019 | 204517892 | 11/06/2019
Manitowoc Ice, Inc. | Manitowoc | IDF0900A-261 | Ice-making Head | Air-Cooled Condenser | Cube | Batch | 664 | 5.1 |  |  |  |  | Federally-Regulated Commercial & Industrial Equipment | 10/29/2019 |  | 11/06/2019
Manitowoc Ice, Inc. | Manitowoc | IRT1900N-263E*JCT1500-261 | Remote Condensing w/o Remote C | Air-Cooled Condenser | Cube | Batch | 1545 | 4.26 |  |  |  |  | Federally-Regulated Commercial & Industrial Equipment | 10/29/2019 |  | 11/06/2019
Manitowoc Ice, Inc. | Manitowoc | IDF0600W-261 | Ice-making Head | Water-Cooled Condenser | Cube | Batch | 565 | 4.54 |  | 140 |  |  | Federally-Regulated Commercial & Industrial Equipment | 10/29/2019 |  | 11/06/2019
Manitowoc Ice, Inc. | Manitowoc | IRT1900A-263E | Ice-making Head | Air-Cooled Condenser | Cube | Batch | 1407 | 4.65 | 4.66 |  |  |  | Federally-Regulated Commercial & Industrial Equipment | 09/05/2019 |  | 11/06/2019
Manitowoc Ice, Inc. | Manitowoc | IYF0600W-261 | Ice-making Head | Water-Cooled Condenser | Cube | Batch | 580 | 4.45 | 4.69 | 140 | 187.2 |  | Federally-Regulated Commercial & Industrial Equipment | 06/10/2019 |  | 11/06/2019
Manitowoc Ice, Inc. | Manitowoc | IDF0300A-161 | Ice-making Head | Air-Cooled Condenser | Cube | Batch | 240 | 6.95 | 7.04 |  |  |  | Federally-Regulated Commercial & Industrial Equipment | 07/18/2019 |  | 11/06/2019
Manitowoc Ice, Inc. | Manitowoc | IDT1500N-261E*JCT1500-261 | Remote Condensing w/o Remote C | Air-Cooled Condenser | Cube | Batch | 1523 | 3.9 |  |  |  |  | Federally-Regulated Commercial & Industrial Equipment | 11/06/2019 | 204517890 | 11/06/2019
Manitowoc Ice, Inc. | Manitowoc | IYF2100C-161*CVDF2100-263 | Both Remote Condensing & Remot | Air-Cooled Condenser | Cube | Batch | 1600 | 4.74 | 4.79 |  |  |  | Federally-Regulated Commercial & Industrial Equipment | 11/29/2018 |  | 11/06/2019
Manitowoc Ice, Inc. | Manitowoc | IYT1500A-263E | Ice-making Head | Air-Cooled Condenser | Cube | Batch | 1438 | 4.33 |  |  |  |  | Federally-Regulated Commercial & Industrial Equipment | 10/29/2019 |  | 11/06/2019
Manitowoc Ice, Inc. | Manitowoc | UDF0190A-161 | Self-Contained | Air-Cooled Condenser | Cube | Batch | 132 | 8.8 | 9.08 |  |  |  | Federally-Regulated Commercial & Industrial Equipment | 07/18/2019 |  | 11/06/2019
Manitowoc Ice, Inc. | Manitowoc | IRF0900A-261 | Ice-making Head | Air-Cooled Condenser | Cube | Batch | 639 | 5.33 |  |  |  |  | Federally-Regulated Commercial & Industrial Equipment | 10/29/2019 |  | 11/06/2019
Manitowoc Ice, Inc. | Manitowoc | IBF0820C-161*CVDF0900-263 | Both Remote Condensing & Remot | Air-Cooled Condenser | Cube | Batch | 728 | 4.88 | 5.48 |  |  |  | Federally-Regulated Commercial & Industrial Equipment | 04/16/2019 |  | 11/06/2019
Manitowoc Ice, Inc. | Manitowoc | IYT1200C-161*CVDT1200-261A | Both Remote Condensing & Remot | Air-Cooled Condenser | Cube | Batch | 1000 | 4.6 | 4.79 |  |  |  | Federally-Regulated Commercial & Industrial Equipment | 05/29/2019 |  | 11/06/2019
Manitowoc Ice, Inc. | Manitowoc | IDF1400C-161*CVDF1400-261A | Both Remote Condensing & Remot | Air-Cooled Condenser | Cube | Batch | 1120 | 4.79 | 4.79 |  |  |  | Federally-Regulated Commercial & Industrial Equipment | 02/05/2019 |  | 11/06/2019
Manitowoc Ice, Inc. | Manitowoc | IYF0600C-161*CVDF0600-261 | Both Remote Condensing & Remot | Air-Cooled Condenser | Cube | Batch | 530 | 5.53 | 6.16 |  |  |  | Federally-Regulated Commercial & Industrial Equipment | 04/16/2019 |  | 11/06/2019
Manitowoc Ice, Inc. | Manitowoc | UYF0190A-161 | Self-Contained | Air-Cooled Condenser | Cube | Batch | 135 | 8.67 | 9 |  |  |  | Federally-Regulated Commercial & Industrial Equipment | 07/18/2019 |  | 11/06/2019
Manitowoc Ice, Inc. | Manitowoc | IDT1500W-263E | Ice-making Head | Water-Cooled Condenser | Cube | Batch | 1472 | 3.42 |  | 145 |  |  | Federally-Regulated Commercial & Industrial Equipment | 10/29/2019 |  | 11/06/2019
Manitowoc Ice, Inc. | Manitowoc | IYF0900A-261 | Ice-making Head | Air-Cooled Condenser | Cube | Batch | 710 | 5.02 |  |  |  |  | Federally-Regulated Commercial & Industrial Equipment | 10/29/2019 |  | 11/06/2019
Manitowoc Ice, Inc. | Manitowoc | IDF0600N-261A*JCF0900-261 | Remote Condensing w/o Remote C | Air-Cooled Condenser | Cube | Batch | 540 | 6 | 6.12 |  |  |  | Federally-Regulated Commercial & Industrial Equipment | 05/29/2019 |  | 11/06/2019
Manitowoc Ice, Inc. | Manitowoc | IYT1500N-261E*JCT1500-261 | Remote Condensing w/o Remote C | Air-Cooled Condenser | Cube | Batch | 1533 | 4 |  |  |  |  | Federally-Regulated Commercial & Industrial Equipment | 11/06/2019 | 204517891 | 11/06/2019
Manitowoc Ice, Inc. | Manitowoc | IRT1900N-261E*JCT1500-261 | Remote Condensing w/o Remote C | Air-Cooled Condenser | Cube | Batch | 1545 | 4.26 |  |  |  |  | Federally-Regulated Commercial & Industrial Equipment | 10/29/2019 |  | 11/06/2019
Manitowoc Ice, Inc. | Manitowoc | IYF0600N-261A*JCF0900-261 | Remote Condensing w/o Remote C | Air-Cooled Condenser | Cube | Batch | 580 | 5.66 | 5.99 |  |  |  | Federally-Regulated Commercial & Industrial Equipment | 05/29/2019 |  | 11/06/2019
Manitowoc Ice, Inc. | Manitowoc | IYF0600A-261 | Ice-making Head | Air-Cooled Condenser | Cube | Batch | 555 | 5.29 |  |  |  |  | Federally-Regulated Commercial & Industrial Equipment | 10/29/2019 |  | 11/06/2019
Manitowoc Ice, Inc. | Manitowoc | IRF0900W-261 | Ice-making Head | Water-Cooled Condenser | Cube | Batch | 683 | 4.32 |  | 145 |  |  | Federally-Regulated Commercial & Industrial Equipment | 10/29/2019 |  | 11/06/2019
Manitowoc Ice, Inc. | Manitowoc | IDF2100C-161*CVDF2100-261 | Both Remote Condensing & Remot | Air-Cooled Condenser | Cube | Batch | 1625 | 4.54 | 4.79 |  |  |  | Federally-Regulated Commercial & Industrial Equipment | 11/29/2018 |  | 11/06/2019
Manitowoc Ice, Inc. | Manitowoc | IYF0900N-263*JCF0900-261 | Remote Condensing w/o Remote C | Air-Cooled Condenser | Cube | Batch | 745 | 4.9 | 5.42 |  |  |  | Federally-Regulated Commercial & Industrial Equipment | 07/18/2019 |  | 11/06/2019
Manitowoc Ice, Inc. | Manitowoc | IDT1900A-263E | Ice-making Head | Air-Cooled Condenser | Cube | Batch | 1470 | 4.62 | 4.62 |  |  |  | Federally-Regulated Commercial & Industrial Equipment | 09/05/2019 |  | 11/06/2019
Manitowoc Ice, Inc. | Manitowoc | IBT1020C-161*CVDT1200-261A | Both Remote Condensing & Remot | Air-Cooled Condenser | Cube | Batch | 1030 | 4.49 | 4.79 |  |  |  | Federally-Regulated Commercial & Industrial Equipment | 05/29/2019 |  | 11/06/2019
Manitowoc Ice, Inc. | Manitowoc | IYF0300A-161 | Ice-making Head | Air-Cooled Condenser | Cube | Batch | 240 | 6.95 | 7.04 |  |  |  | Federally-Regulated Commercial & Industrial Equipment | 07/18/2019 |  | 11/06/2019
Manitowoc Ice, Inc. | Manitowoc | IDT0750W-261 | Ice-making Head | Water-Cooled Condenser | Cube | Batch | 600 | 4.07 | 4.65 | 135 | 186.8 |  | Federally-Regulated Commercial & Industrial Equipment | 03/14/2019 |  | 11/06/2019
Manitowoc Ice, Inc. | Manitowoc | IDF2100C-161*CVDF2100-263 | Both Remote Condensing & Remot | Air-Cooled Condenser | Cube | Batch | 1625 | 4.54 | 4.79 |  |  |  | Federally-Regulated Commercial & Industrial Equipment | 11/29/2018 |  | 11/06/2019
Manitowoc Ice, Inc. | Manitowoc | IDT1900W-263E | Ice-making Head | Water-Cooled Condenser | Cube | Batch | 1666 | 3.51 | 4 | 145 | 163.3 |  | Federally-Regulated Commercial & Industrial Equipment | 09/05/2019 |  | 11/06/2019
Manitowoc Ice, Inc. | Manitowoc | IRT1900A-261E | Ice-making Head | Air-Cooled Condenser | Cube | Batch | 1407 | 4.65 | 4.66 |  |  |  | Federally-Regulated Commercial & Industrial Equipment | 09/05/2019 |  | 11/06/2019
Manitowoc Ice, Inc. | Manitowoc | IYF0900C-161*CVDF0900-263 | Both Remote Condensing & Remot | Air-Cooled Condenser | Cube | Batch | 714 | 4.93 | 5.53 |  |  |  | Federally-Regulated Commercial & Industrial Equipment | 04/16/2019 |  | 11/06/2019
Manitowoc Ice, Inc. | Manitowoc | IDT0750A-261 | Ice-making Head | Air-Cooled Condenser | Cube | Batch | 540 | 5.24 | 5.7 |  |  |  | Federally-Regulated Commercial & Industrial Equipment | 04/16/2019 |  | 11/06/2019
Manitowoc Ice, Inc. | Manitowoc | RNF1020C-161*RCUF1000-261A | Both Remote Condensing & Remot | Air-Cooled Condenser | Other | Continuous | 900 | 4.6 | 5.26 |  |  | 1.12 | Federally-Regulated Commercial & Industrial Equipment | 04/16/2019 |  | 11/06/2019
Manitowoc Ice, Inc. | Manitowoc | IDT0900A-261 | Ice-making Head | Air-Cooled Condenser | Cube | Batch | 695 | 4.85 | 5.31 |  |  |  | Federally-Regulated Commercial & Industrial Equipment | 03/14/2019 |  | 11/06/2019
Manitowoc Ice, Inc. | Manitowoc | IBF0820C-161*CVDF0900-261 | Both Remote Condensing & Remot | Air-Cooled Condenser | Cube | Batch | 728 | 4.88 | 5.48 |  |  |  | Federally-Regulated Commercial & Industrial Equipment | 04/16/2019 |  | 11/06/2019
Manitowoc Ice, Inc. | Manitowoc | IRT0900W-261 | Ice-making Head | Water-Cooled Condenser | Cube | Batch | 665 | 4.04 | 4.53 | 135 | 185.4 |  | Federally-Regulated Commercial & Industrial Equipment | 03/14/2019 |  | 11/06/2019
Manitowoc Ice, Inc. | Manitowoc | IYT0900W-261 | Ice-making Head | Water-Cooled Condenser | Cube | Batch | 665 | 4.02 | 4.53 | 135 | 185.4 |  | Federally-Regulated Commercial & Industrial Equipment | 03/14/2019 |  | 11/06/2019
Manitowoc Ice, Inc. | Manitowoc | IYF0600C-161*CVDF0600-263 | Both Remote Condensing & Remot | Air-Cooled Condenser | Cube | Batch | 530 | 5.53 | 6.16 |  |  |  | Federally-Regulated Commercial & Industrial Equipment | 04/16/2019 |  | 11/06/2019
Manitowoc Ice, Inc. | Manitowoc | IYF0900C-161*CVDF0900-261 | Both Remote Condensing & Remot | Air-Cooled Condenser | Cube | Batch | 714 | 4.93 | 5.53 |  |  |  | Federally-Regulated Commercial & Industrial Equipment | 04/16/2019 |  | 11/06/2019
Manitowoc Ice, Inc. | Manitowoc | IYT1200C-161*CVDT1200-263A | Both Remote Condensing & Remot | Air-Cooled Condenser | Cube | Batch | 1000 | 4.6 | 4.79 |  |  |  | Federally-Regulated Commercial & Industrial Equipment | 05/29/2019 |  | 11/06/2019
Manitowoc Ice, Inc. | Manitowoc | IBF0620C-161*CVDF0600-263 | Both Remote Condensing & Remot | Air-Cooled Condenser | Cube | Batch | 555 | 5.79 | 6.07 |  |  |  | Federally-Regulated Commercial & Industrial Equipment | 04/16/2019 |  | 11/06/2019
Manitowoc Ice, Inc. | Manitowoc | IYT1500W-263E | Ice-making Head | Water-Cooled Condenser | Cube | Batch | 1590 | 3.2 |  | 145 |  |  | Federally-Regulated Commercial & Industrial Equipment | 10/29/2019 |  | 11/06/2019
Manitowoc Ice, Inc. | Manitowoc | IYF0900N-261A*JCF0900-261 | Remote Condensing w/o Remote C | Air-Cooled Condenser | Cube | Batch | 740 | 5 | 5.44 |  |  |  | Federally-Regulated Commercial & Industrial Equipment | 05/29/2019 |  | 11/06/2019
Manitowoc Ice, Inc. | Manitowoc | IDF0600N-261*JCF0900-261 | Remote Condensing w/o Remote C | Air-Cooled Condenser | Cube | Batch | 535 | 5.85 |  |  |  |  | Federally-Regulated Commercial & Industrial Equipment | 10/29/2019 |  | 11/06/2019
Manitowoc Ice, Inc. | Manitowoc | IYF0300A-261 | Ice-making Head | Air-Cooled Condenser | Cube | Batch | 240 | 6.95 | 7.04 |  |  |  | Federally-Regulated Commercial & Industrial Equipment | 07/18/2019 |  | 11/06/2019
Manitowoc Ice, Inc. | Manitowoc | IBF0620C-161*CVDF0600-261 | Both Remote Condensing & Remot | Air-Cooled Condenser | Cube | Batch | 555 | 5.79 | 6.07 |  |  |  | Federally-Regulated Commercial & Industrial Equipment | 04/16/2019 |  | 11/06/2019
Manitowoc Ice, Inc. | Manitowoc | IYF0600N-261*JCF0900-261 | Remote Condensing w/o Remote C | Air-Cooled Condenser | Cube | Batch | 565 | 5.76 | 6.04 |  |  |  | Federally-Regulated Commercial & Industrial Equipment | 07/18/2019 |  | 11/06/2019
Manitowoc Ice, Inc. | Manitowoc | IDF1800C-161*CVDF1800-263A | Both Remote Condensing & Remot | Air-Cooled Condenser | Cube | Batch | 1375 | 4.63 | 4.79 |  |  |  | Federally-Regulated Commercial & Industrial Equipment | 02/05/2019 |  | 11/06/2019
Manitowoc Ice, Inc. | Manitowoc | IDF0900A-263 | Ice-making Head | Air-Cooled Condenser | Cube | Batch | 664 | 5.1 |  |  |  |  | Federally-Regulated Commercial & Industrial Equipment | 10/29/2019 |  | 11/06/2019
Manitowoc Ice, Inc. | Manitowoc | IDT1500A-263E | Ice-making Head | Air-Cooled Condenser | Cube | Batch | 1380 | 4.33 |  |  |  |  | Federally-Regulated Commercial & Industrial Equipment | 10/29/2019 |  | 11/06/2019
Manitowoc Ice, Inc. | Manitowoc | IYF1800C-161*CVDF1800-261A | Both Remote Condensing & Remot | Air-Cooled Condenser | Cube | Batch | 1440 | 4.49 | 4.79 |  |  |  | Federally-Regulated Commercial & Industrial Equipment | 02/05/2019 |  | 11/06/2019
Manitowoc Ice, Inc. | Manitowoc | IYF0900N-261*JCF0900-261 | Remote Condensing w/o Remote C | Air-Cooled Condenser | Cube | Batch | 745 | 4.9 |  |  |  |  | Federally-Regulated Commercial & Industrial Equipment | 10/29/2019 |  | 11/06/2019
Manitowoc Ice, Inc. | Manitowoc | IDF0900N-261A*JCF0900-261 | Remote Condensing w/o Remote C | Air-Cooled Condenser | Cube | Batch | 710 | 5.2 | 5.54 |  |  |  | Federally-Regulated Commercial & Industrial Equipment | 05/29/2019 |  | 11/06/2019
Manitowoc Ice, Inc. | Manitowoc | IDF1400C-161*CVDF1400-263A | Both Remote Condensing & Remot | Air-Cooled Condenser | Cube | Batch | 1120 | 4.79 | 4.79 |  |  |  | Federally-Regulated Commercial & Industrial Equipment | 02/05/2019 |  | 11/06/2019
Manitowoc Ice, Inc. | Manitowoc | IYF0600C-161*CVDF0600-263A | Both Remote Condensing & Remot | Air-Cooled Condenser | Cube | Batch | 530 | 6 | 6.16 |  |  |  | Federally-Regulated Commercial & Industrial Equipment | 04/16/2019 |  | 11/06/2019
Manitowoc Ice, Inc. | Manitowoc | IYF0900W-261 | Ice-making Head | Water-Cooled Condenser | Cube | Batch | 786 | 4.04 |  | 145 |  |  | Federally-Regulated Commercial & Industrial Equipment | 10/29/2019 |  | 11/06/2019
Manitowoc Ice, Inc. | Manitowoc | IDT1200C-161*CVDT1200-261A | Both Remote Condensing & Remot | Air-Cooled Condenser | Cube | Batch | 975 | 4.6 | 4.79 |  |  |  | Federally-Regulated Commercial & Industrial Equipment | 05/29/2019 |  | 11/06/2019
Scotsman Ice Systems | Scotsman | C0530SW-1E | Ice-making Head | Water-Cooled Condenser | Cube | Batch | 354 | 5.04 | 5.12 | 118 | 192.2 |  | Federally-Regulated Commercial & Industrial Equipment | 05/08/2018 |  | 11/06/2019
Scotsman Ice Systems | Scotsman | F1222R-3E*ERC311-32E | Remote Condensing w/o Remote C | Air-Cooled Condenser | Flake | Continuous | 907 | 3.34 | 5.06 |  |  | 1.45 | Federally-Regulated Commercial & Industrial Equipment | 04/16/2019 |  | 11/06/2019
Scotsman Ice Systems | Scotsman | C1848MW-32E | Ice-making Head | Water-Cooled Condenser | Cube | Batch | 1668 | 3.92 | 4 | 138 | 163.3 |  | Federally-Regulated Commercial & Industrial Equipment | 05/08/2018 |  | 11/06/2019
Scotsman Ice Systems | Scotsman | N0922A-32E | Ice-making Head | Air-Cooled Condenser | Flake | Continuous | 784 | 3.85 | 5.72 |  |  | 1.25 | Federally-Regulated Commercial & Industrial Equipment | 04/16/2019 |  | 11/06/2019
Scotsman Ice Systems | Scotsman | C2148MR-3E*ERC611-32E | Remote Condensing w/o Remote C | Air-Cooled Condenser | Cube | Batch | 1746 | 4.53 | 4.59 |  |  |  | Federally-Regulated Commercial & Industrial Equipment | 05/08/2018 |  | 11/06/2019
Scotsman Ice Systems | Scotsman | C0530MA-32E | Ice-making Head | Air-Cooled Condenser | Cube | Batch | 361 | 5.68 | 6.15 |  |  |  | Federally-Regulated Commercial & Industrial Equipment | 11/28/2018 |  | 11/06/2019
Scotsman Ice Systems | Scotsman | F1222A-3E | Ice-making Head | Air-Cooled Condenser | Flake | Continuous | 878 | 3.22 | 5.61 |  |  | 1.43 | Federally-Regulated Commercial & Industrial Equipment | 04/16/2019 |  | 11/06/2019
Scotsman Ice Systems | Scotsman | C0530SA-32E | Ice-making Head | Air-Cooled Condenser | Cube | Batch | 361 | 5.68 | 6.15 |  |  |  | Federally-Regulated Commercial & Industrial Equipment | 11/28/2018 |  | 11/06/2019
Scotsman Ice Systems | Scotsman | CU1526SA-1E | Self-Contained | Air-Cooled Condenser | Cube | Batch | 101 | 9.49 | 10.05 |  |  |  | Federally-Regulated Commercial & Industrial Equipment | 05/08/2018 |  | 11/06/2019
Scotsman Ice Systems | Scotsman | C1848MR-3E*ERC611-32E | Remote Condensing w/o Remote C | Air-Cooled Condenser | Cube | Batch | 1662 | 4.3 | 4.59 |  |  |  | Federally-Regulated Commercial & Industrial Equipment | 05/08/2018 |  | 11/06/2019
Scotsman Ice Systems | Scotsman | UN1520A-1A | Self-Contained | Air-Cooled Condenser | Flake | Continuous | 125 | 5.23 |  |  |  | 1.22 | Federally-Regulated Commercial & Industrial Equipment | 11/06/2019 | 204713833 | 11/06/2019
Scotsman Ice Systems | Scotsman | C1848SW-32E | Ice-making Head | Water-Cooled Condenser | Cube | Batch | 1668 | 3.92 | 4 | 138 | 163.3 |  | Federally-Regulated Commercial & Industrial Equipment | 05/08/2018 |  | 11/06/2019
Scotsman Ice Systems | Scotsman | F0822W-32E | Ice-making Head | Water-Cooled Condenser | Flake | Continuous | 643 | 3.32 | 4.76 | 91 | 167.3 | 1.37 | Federally-Regulated Commercial & Industrial Equipment | 04/16/2019 |  | 11/06/2019
Scotsman Ice Systems | Scotsman | UF424W-1A | Self-Contained | Water-Cooled Condenser | Flake | Continuous | 330 | 3.93 | 6.6 | 68 | 144.7 | 1.59 | Federally-Regulated Commercial & Industrial Equipment | 04/16/2019 |  | 11/06/2019
Scotsman Ice Systems | Scotsman | C2148SR-3E*ERC611-32E | Remote Condensing w/o Remote C | Air-Cooled Condenser | Cube | Batch | 1746 | 4.53 | 4.59 |  |  |  | Federally-Regulated Commercial & Industrial Equipment | 05/08/2018 |  | 11/06/2019
Scotsman Ice Systems | Scotsman | C2648MR-3E*PRC241-32E | Remote Condensing w/o Remote C | Air-Cooled Condenser | Cube | Batch | 2131 | 4.44 | 4.59 |  |  |  | Federally-Regulated Commercial & Industrial Equipment | 05/08/2018 |  | 11/06/2019
Scotsman Ice Systems | Scotsman | F1222R-32E*ERC311-32E | Remote Condensing w/o Remote C | Air-Cooled Condenser | Flake | Continuous | 907 | 3.34 | 5.06 |  |  | 1.45 | Federally-Regulated Commercial & Industrial Equipment | 04/16/2019 |  | 11/06/2019
Scotsman Ice Systems | Scotsman | EH330SL-1E*ECC1200-32E | Both Remote Condensing & Remot | Air-Cooled Condenser | Cube | Batch | 1103 | 4.55 | 4.79 |  |  |  | Federally-Regulated Commercial & Industrial Equipment | 05/08/2018 |  | 11/06/2019
Scotsman Ice Systems | Scotsman | C0530SA-1E | Ice-making Head | Air-Cooled Condenser | Cube | Batch | 361 | 5.68 | 6.15 |  |  |  | Federally-Regulated Commercial & Industrial Equipment | 11/28/2018 |  | 11/06/2019
Scotsman Ice Systems | Scotsman | UF1415A-1A | Self-Contained | Air-Cooled Condenser | Flake | Continuous | 107 | 5.29 |  |  |  | 1.41 | Federally-Regulated Commercial & Industrial Equipment | 11/06/2019 | 204713835 | 11/06/2019
Scotsman Ice Systems | Scotsman | UN1215A-1A | Self-Contained | Air-Cooled Condenser | Flake | Continuous | 84 | 6.73 |  |  |  | 1.2 | Federally-Regulated Commercial & Industrial Equipment | 11/06/2019 | 204713832 | 11/06/2019
Scotsman Ice Systems | Scotsman | UN324A-1A | Self-Contained | Air-Cooled Condenser | Flake | Continuous | 266 | 5.47 | 7.81 |  |  | 1.12 | Federally-Regulated Commercial & Industrial Equipment | 04/16/2019 |  | 11/06/2019
Scotsman Ice Systems | Scotsman | C0530MW-1E | Ice-making Head | Water-Cooled Condenser | Cube | Batch | 354 | 5.04 | 5.12 | 118 | 192.2 |  | Federally-Regulated Commercial & Industrial Equipment | 05/08/2018 |  | 11/06/2019
Scotsman Ice Systems | Scotsman | UF2020A-1A | Self-Contained | Air-Cooled Condenser | Flake | Continuous | 149 | 4.63 |  |  |  | 1.39 | Federally-Regulated Commercial & Industrial Equipment | 11/06/2019 | 204713836 | 11/06/2019
Scotsman Ice Systems | Scotsman | C1848MR-32E*ERC611-32E | Remote Condensing w/o Remote C | Air-Cooled Condenser | Cube | Batch | 1662 | 4.3 | 4.59 |  |  |  | Federally-Regulated Commercial & Industrial Equipment | 05/08/2018 |  | 11/06/2019
Scotsman Ice Systems | Scotsman | C1848MA-32E | Ice-making Head | Air-Cooled Condenser | Cube | Batch | 1426 | 4.48 | 4.65 |  |  |  | Federally-Regulated Commercial & Industrial Equipment | 05/08/2018 |  | 11/06/2019
Scotsman Ice Systems | Scotsman | F1222A-32E | Ice-making Head | Air-Cooled Condenser | Flake | Continuous | 878 | 3.22 | 5.61 |  |  | 1.43 | Federally-Regulated Commercial & Industrial Equipment | 04/16/2019 |  | 11/06/2019
Scotsman Ice Systems | Scotsman | C1848SR-32E*ERC611-32E | Remote Condensing w/o Remote C | Air-Cooled Condenser | Cube | Batch | 1662 | 4.3 | 4.59 |  |  |  | Federally-Regulated Commercial & Industrial Equipment | 05/08/2018 |  | 11/06/2019
Scotsman Ice Systems | Scotsman | C1848SR-3E*ERC611-32E | Remote Condensing w/o Remote C | Air-Cooled Condenser | Cube | Batch | 1662 | 4.3 | 4.59 |  |  |  | Federally-Regulated Commercial & Industrial Equipment | 05/08/2018 |  | 11/06/2019
Scotsman Ice Systems | Scotsman | UN324W-1A | Self-Contained | Water-Cooled Condenser | Flake | Continuous | 281 | 4.55 | 6.75 | 95 | 145.9 | 1.12 | Federally-Regulated Commercial & Industrial Equipment | 04/16/2019 |  | 11/06/2019
Scotsman Ice Systems | Scotsman | CU1526MA-1E | Self-Contained | Air-Cooled Condenser | Cube | Batch | 101 | 9.49 | 10.05 |  |  |  | Federally-Regulated Commercial & Industrial Equipment | 05/08/2018 |  | 11/06/2019
Scotsman Ice Systems | Scotsman | CU0515GA-1E | Self-Contained | Air-Cooled Condenser | Cube | Batch | 58 | 12.05 | 12.07 |  |  |  | Federally-Regulated Commercial & Industrial Equipment | 05/08/2018 |  | 11/06/2019
Scotsman Ice Systems | Scotsman | C1848SA-32E | Ice-making Head | Air-Cooled Condenser | Cube | Batch | 1426 | 4.48 | 4.65 |  |  |  | Federally-Regulated Commercial & Industrial Equipment | 05/08/2018 |  | 11/06/2019
Scotsman Ice Systems | Scotsman | UN0815A-1A | Self-Contained | Air-Cooled Condenser | Flake | Continuous | 55 | 7.11 |  |  |  | 1.32 | Federally-Regulated Commercial & Industrial Equipment | 11/06/2019 | 204713831 | 11/06/2019
Scotsman Ice Systems | Scotsman | C2148MR-32E*ERC611-32E | Remote Condensing w/o Remote C | Air-Cooled Condenser | Cube | Batch | 1746 | 4.53 | 4.59 |  |  |  | Federally-Regulated Commercial & Industrial Equipment | 05/08/2018 |  | 11/06/2019
Scotsman Ice Systems | Scotsman | UF424A-1A | Self-Contained | Air-Cooled Condenser | Flake | Continuous | 310 | 4.58 | 7.54 |  |  | 1.59 | Federally-Regulated Commercial & Industrial Equipment | 04/16/2019 |  | 11/06/2019
Scotsman Ice Systems | Scotsman | CU2026SA-1E | Self-Contained | Air-Cooled Condenser | Cube | Batch | 145 | 7.23 | 8.75 |  |  |  | Federally-Regulated Commercial & Industrial Equipment | 10/02/2018 |  | 11/06/2019
Scotsman Ice Systems | Scotsman | EH222SL-1E*ECC1410-3E | Both Remote Condensing & Remot | Air-Cooled Condenser | Cube | Batch | 827 | 4.98 | 5.14 |  |  |  | Federally-Regulated Commercial & Industrial Equipment | 05/08/2018 |  | 11/06/2019
Scotsman Ice Systems | Scotsman | N0922W-32E | Ice-making Head | Water-Cooled Condenser | Flake | Continuous | 863 | 3.09 | 4.34 | 109 | 162.9 | 1.21 | Federally-Regulated Commercial & Industrial Equipment | 04/16/2019 |  | 11/06/2019
Scotsman Ice Systems | Scotsman | CU2026MA-1E | Self-Contained | Air-Cooled Condenser | Cube | Batch | 145 | 7.23 | 8.75 |  |  |  | Federally-Regulated Commercial & Industrial Equipment | 10/02/2018 |  | 11/06/2019
Scotsman Ice Systems | Scotsman | C2648SR-3E*PRC241-32E | Remote Condensing w/o Remote C | Air-Cooled Condenser | Cube | Batch | 2131 | 4.44 | 4.59 |  |  |  | Federally-Regulated Commercial & Industrial Equipment | 05/08/2018 |  | 11/06/2019
Scotsman Ice Systems | Scotsman | N0922R-32E*ERC311-32E | Remote Condensing w/o Remote C | Air-Cooled Condenser | Flake | Continuous | 781 | 3.82 | 5.17 |  |  | 1.21 | Federally-Regulated Commercial & Industrial Equipment | 04/16/2019 |  | 11/06/2019
Scotsman Ice Systems | Scotsman | C0530MA-1E | Ice-making Head | Air-Cooled Condenser | Cube | Batch | 361 | 5.68 | 6.15 |  |  |  | Federally-Regulated Commercial & Industrial Equipment | 11/28/2018 |  | 11/06/2019
Scotsman Ice Systems | Scotsman | F1222W-32E | Ice-making Head | Water-Cooled Condenser | Flake | Continuous | 967 | 2.52 | 4.34 | 105 | 160.9 | 1.45 | Federally-Regulated Commercial & Industrial Equipment | 04/16/2019 |  | 11/06/2019
Scotsman Ice Systems | Scotsman | UF0915A-1A | Self-Contained | Air-Cooled Condenser | Flake | Continuous | 76 | 5.75 |  |  |  | 1.67 | Federally-Regulated Commercial & Industrial Equipment | 11/06/2019 | 204713834 | 11/06/2019
Scotsman Ice Systems | Scotsman | C2148SR-32E*ERC611-32E | Remote Condensing w/o Remote C | Air-Cooled Condenser | Cube | Batch | 1746 | 4.53 | 4.59 |  |  |  | Federally-Regulated Commercial & Industrial Equipment | 05/08/2018 |  | 11/06/2019
Scotsman Ice Systems | Scotsman | EH222SL-1E*ECC1410-32E | Both Remote Condensing & Remot | Air-Cooled Condenser | Cube | Batch | 827 | 4.98 | 5.14 |  |  |  | Federally-Regulated Commercial & Industrial Equipment | 05/08/2018 |  | 11/06/2019
Scotsman Ice Systems | Scotsman | GEMU090 | Self-Contained | Air-Cooled Condenser | Flake | Continuous | 56 | 10.52 | 12.54 |  |  | 1.18 | Federally-Regulated Commercial & Industrial Equipment | 04/16/2019 |  | 11/06/2019
Scotsman Ice Systems | Scotsman | CU3030MA-1E | Self-Contained | Air-Cooled Condenser | Cube | Batch | 224 | 7.35 | 7.35 |  |  |  | Federally-Regulated Commercial & Industrial Equipment | 05/08/2018 |  | 11/06/2019
Scotsman Ice Systems | Scotsman | C0330SA-1E | Ice-making Head | Air-Cooled Condenser | Cube | Batch | 288 | 6.23 | 6.45 |  |  |  | Federally-Regulated Commercial & Industrial Equipment | 05/08/2018 |  | 11/06/2019
Scotsman Ice Systems | Scotsman | C0330MA-1E | Ice-making Head | Air-Cooled Condenser | Cube | Batch | 288 | 6.23 | 6.45 |  |  |  | Federally-Regulated Commercial & Industrial Equipment | 05/08/2018 |  | 11/06/2019
Scotsman Ice Systems | Scotsman | C0522MA-1E | Ice-making Head | Air-Cooled Condenser | Cube | Batch | 340 | 5.94 | 6.2 |  |  |  | Federally-Regulated Commercial & Industrial Equipment | 05/08/2018 |  | 11/06/2019
Scotsman Ice Systems | Scotsman | N0422A-1E | Ice-making Head | Air-Cooled Condenser | Flake | Continuous | 348 | 5.36 | 7.12 |  |  | 1.22 | Federally-Regulated Commercial & Industrial Equipment | 04/16/2019 |  | 11/06/2019
Scotsman Ice Systems | Scotsman | C1448SR-32E*ERC311-32E | Remote Condensing w/o Remote C | Air-Cooled Condenser | Cube | Batch | 1258 | 4.34 | 4.59 |  |  |  | Federally-Regulated Commercial & Industrial Equipment | 05/08/2018 |  | 11/06/2019
Scotsman Ice Systems | Scotsman | C0830SA-32E | Ice-making Head | Air-Cooled Condenser | Cube | Batch | 718 | 4.99 | 5.26 |  |  |  | Federally-Regulated Commercial & Industrial Equipment | 05/08/2018 |  | 11/06/2019
Scotsman Ice Systems | Scotsman | N0422W-1E | Ice-making Head | Water-Cooled Condenser | Flake | Continuous | 397 | 3.95 | 5.42 | 124 | 172.1 | 1.2 | Federally-Regulated Commercial & Industrial Equipment | 04/16/2019 |  | 11/06/2019
Scotsman Ice Systems | Scotsman | CU3030SA-32E | Self-Contained | Air-Cooled Condenser | Cube | Batch | 224 | 7.35 | 7.35 |  |  |  | Federally-Regulated Commercial & Industrial Equipment | 05/08/2018 |  | 11/06/2019
Scotsman Ice Systems | Scotsman | HID525AW-1# | Self-Contained | Air-Cooled Condenser | Flake | Continuous | 365 | 5.5 | 7.19 |  |  | 1.16 | Federally-Regulated Commercial & Industrial Equipment | 04/16/2019 |  | 11/06/2019
Scotsman Ice Systems | Scotsman | C1030SR-3E*ERC311-32E | Remote Condensing w/o Remote C | Air-Cooled Condenser | Cube | Batch | 820 | 4.99 | 5.17 |  |  |  | Federally-Regulated Commercial & Industrial Equipment | 05/08/2018 |  | 11/06/2019
Scotsman Ice Systems | Scotsman | C1030MR-3E*ERC311-32E | Remote Condensing w/o Remote C | Air-Cooled Condenser | Cube | Batch | 820 | 4.99 | 5.17 |  |  |  | Federally-Regulated Commercial & Industrial Equipment | 05/08/2018 |  | 11/06/2019
Scotsman Ice Systems | Scotsman | HID525W-1# | Self-Contained | Water-Cooled Condenser | Flake | Continuous | 400 | 4.3 | 6.39 | 120 | 142.9 | 1.13 | Federally-Regulated Commercial & Industrial Equipment | 04/16/2019 |  | 11/06/2019
Scotsman Ice Systems | Scotsman | CU3030SA-1E | Self-Contained | Air-Cooled Condenser | Cube | Batch | 224 | 7.35 | 7.35 |  |  |  | Federally-Regulated Commercial & Industrial Equipment | 05/08/2018 |  | 11/06/2019
Scotsman Ice Systems | Scotsman | C0830MA-32E | Ice-making Head | Air-Cooled Condenser | Cube | Batch | 718 | 4.99 | 5.26 |  |  |  | Federally-Regulated Commercial & Industrial Equipment | 05/08/2018 |  | 11/06/2019
Scotsman Ice Systems | Scotsman | C0830MA-3E | Ice-making Head | Air-Cooled Condenser | Cube | Batch | 718 | 4.99 | 5.26 |  |  |  | Federally-Regulated Commercial & Industrial Equipment | 05/08/2018 |  | 11/06/2019
Scotsman Ice Systems | Scotsman | N0622R-1E*ERC111-1E | Remote Condensing w/o Remote C | Air-Cooled Condenser | Flake | Continuous | 579 | 4.95 | 6.34 |  |  | 1.17 | Federally-Regulated Commercial & Industrial Equipment | 04/16/2019 |  | 11/06/2019
Scotsman Ice Systems | Scotsman | CU1526SW-1E | Self-Contained | Water-Cooled Condenser | Cube | Batch | 130 | 6.58 | 7.03 | 135 | 186.9 |  | Federally-Regulated Commercial & Industrial Equipment | 05/08/2018 |  | 11/06/2019
Scotsman Ice Systems | Scotsman | HID540W-1# | Self-Contained | Water-Cooled Condenser | Flake | Continuous | 400 | 4.3 | 6.39 | 120 | 142.9 | 1.13 | Federally-Regulated Commercial & Industrial Equipment | 04/16/2019 |  | 11/06/2019
Scotsman Ice Systems | Scotsman | C1448MR-3E*ERC311-32E | Remote Condensing w/o Remote C | Air-Cooled Condenser | Cube | Batch | 1258 | 4.34 | 4.59 |  |  |  | Federally-Regulated Commercial & Industrial Equipment | 05/08/2018 |  | 11/06/2019
Scotsman Ice Systems | Scotsman | EH222SL-1#*ECC0800-3# | Remote Condensing w/o Remote C | Air-Cooled Condenser | Cube | Batch | 700 | 5.2 | 5.58 |  |  |  | Federally-Regulated Commercial & Industrial Equipment | 05/08/2018 |  | 11/06/2019
Scotsman Ice Systems | Scotsman | C0630SA-32E | Ice-making Head | Air-Cooled Condenser | Cube | Batch | 474 | 5.63 | 5.87 |  |  |  | Federally-Regulated Commercial & Industrial Equipment | 05/08/2018 |  | 11/06/2019
Scotsman Ice Systems | Scotsman | HID312A-1# | Self-Contained | Air-Cooled Condenser | Flake | Continuous | 220 | 4.9 | 8.1 |  |  | 1.19 | Federally-Regulated Commercial & Industrial Equipment | 04/16/2019 |  | 11/06/2019
Scotsman Ice Systems | Scotsman | C0630MA-32E | Ice-making Head | Air-Cooled Condenser | Cube | Batch | 474 | 5.63 | 5.87 |  |  |  | Federally-Regulated Commercial & Industrial Equipment | 05/08/2018 |  | 11/06/2019
Scotsman Ice Systems | Scotsman | C1030SA-32E | Ice-making Head | Air-Cooled Condenser | Cube | Batch | 781 | 4.96 | 5.1 |  |  |  | Federally-Regulated Commercial & Industrial Equipment | 10/02/2018 |  | 11/06/2019
Scotsman Ice Systems | Scotsman | C1448MA-3E | Ice-making Head | Air-Cooled Condenser | Cube | Batch | 1296 | 4.25 | 4.73 |  |  |  | Federally-Regulated Commercial & Industrial Equipment | 12/04/2018 |  | 11/06/2019
Scotsman Ice Systems | Scotsman | C0522SA-32E | Ice-making Head | Air-Cooled Condenser | Cube | Batch | 340 | 5.94 | 6.2 |  |  |  | Federally-Regulated Commercial & Industrial Equipment | 05/08/2018 |  | 11/06/2019
Scotsman Ice Systems | Scotsman | C0322MA-32E | Ice-making Head | Air-Cooled Condenser | Cube | Batch | 232 | 6.95 | 7.14 |  |  |  | Federally-Regulated Commercial & Industrial Equipment | 05/08/2018 |  | 11/06/2019
Scotsman Ice Systems | Scotsman | C0330MW-1E | Ice-making Head | Water-Cooled Condenser | Cube | Batch | 326 | 4.97 | 5.18 | 139 | 192.8 |  | Federally-Regulated Commercial & Industrial Equipment | 05/08/2018 |  | 11/06/2019
Scotsman Ice Systems | Scotsman | F0822W-1E | Ice-making Head | Water-Cooled Condenser | Flake | Continuous | 654 | 3.31 | 4.73 | 85 | 167.1 | 1.37 | Federally-Regulated Commercial & Industrial Equipment | 04/16/2019 |  | 11/06/2019
Scotsman Ice Systems | Scotsman | N0622A-32E | Ice-making Head | Air-Cooled Condenser | Flake | Continuous | 552 | 4.71 | 6.46 |  |  | 1.21 | Federally-Regulated Commercial & Industrial Equipment | 04/16/2019 |  | 11/06/2019
Scotsman Ice Systems | Scotsman | CU2026SW-1E | Self-Contained | Water-Cooled Condenser | Cube | Batch | 172 | 5.28 | 6.23 | 105 | 185.6 |  | Federally-Regulated Commercial & Industrial Equipment | 05/08/2018 |  | 11/06/2019
Scotsman Ice Systems | Scotsman | C0322SA-1E | Ice-making Head | Air-Cooled Condenser | Cube | Batch | 232 | 6.95 | 7.14 |  |  |  | Federally-Regulated Commercial & Industrial Equipment | 05/08/2018 |  | 11/06/2019
Scotsman Ice Systems | Scotsman | C0830SA-3E | Ice-making Head | Air-Cooled Condenser | Cube | Batch | 718 | 4.99 | 5.26 |  |  |  | Federally-Regulated Commercial & Industrial Equipment | 05/08/2018 |  | 11/06/2019
Scotsman Ice Systems | Scotsman | C1448SW-32E | Ice-making Head | Water-Cooled Condenser | Cube | Batch | 1340 | 3.7 | 4.04 | 100 | 170.5 |  | Federally-Regulated Commercial & Industrial Equipment | 05/08/2018 |  | 11/06/2019
Scotsman Ice Systems | Scotsman | HID540A-1# | Self-Contained | Air-Cooled Condenser | Flake | Continuous | 365 | 5.5 | 7.19 |  |  | 1.16 | Federally-Regulated Commercial & Industrial Equipment | 04/16/2019 |  | 11/06/2019
Scotsman Ice Systems | Scotsman | C0330SW-1E | Ice-making Head | Water-Cooled Condenser | Cube | Batch | 326 | 4.97 | 5.18 | 139 | 192.8 |  | Federally-Regulated Commercial & Industrial Equipment | 05/08/2018 |  | 11/06/2019
Scotsman Ice Systems | Scotsman | C0522SW-32E | Ice-making Head | Water-Cooled Condenser | Cube | Batch | 409 | 4.48 | 5.02 | 152 | 191 |  | Federally-Regulated Commercial & Industrial Equipment | 05/08/2018 |  | 11/06/2019
Scotsman Ice Systems | Scotsman | C1448SW-3E | Ice-making Head | Water-Cooled Condenser | Cube | Batch | 1340 | 3.65 | 4.04 | 100 | 170.5 |  | Federally-Regulated Commercial & Industrial Equipment | 05/08/2018 |  | 11/06/2019
Scotsman Ice Systems | Scotsman | C1030MW-32E | Ice-making Head | Water-Cooled Condenser | Cube | Batch | 908 | 4.04 | 4.17 | 134 | 180 |  | Federally-Regulated Commercial & Industrial Equipment | 05/08/2018 |  | 11/06/2019
Scotsman Ice Systems | Scotsman | C1448MW-32E | Ice-making Head | Water-Cooled Condenser | Cube | Batch | 1340 | 3.7 | 4.04 | 100 | 170.5 |  | Federally-Regulated Commercial & Industrial Equipment | 05/08/2018 |  | 11/06/2019
Scotsman Ice Systems | Scotsman | C0722SA-32E | Ice-making Head | Air-Cooled Condenser | Cube | Batch | 566 | 5.26 | 5.64 |  |  |  | Federally-Regulated Commercial & Industrial Equipment | 05/08/2018 |  | 11/06/2019
Scotsman Ice Systems | Scotsman | N1322W-32E | Ice-making Head | Water-Cooled Condenser | Flake | Continuous | 1056 | 3.17 | 4.34 | 78 | 159.1 | 1.27 | Federally-Regulated Commercial & Industrial Equipment | 04/16/2019 |  | 11/06/2019
Scotsman Ice Systems | Scotsman | FME2404AS-32E | Ice-making Head | Air-Cooled Condenser | Flake | Continuous | 1792 | 3.35 | 5.61 |  |  | 1.61 | Federally-Regulated Commercial & Industrial Equipment | 04/16/2019 |  | 11/06/2019
Scotsman Ice Systems | Scotsman | C1448SA-32E | Ice-making Head | Air-Cooled Condenser | Cube | Batch | 1296 | 4.25 | 4.73 |  |  |  | Federally-Regulated Commercial & Industrial Equipment | 12/04/2018 |  | 11/06/2019
Scotsman Ice Systems | Scotsman | C0830MW-32# | Ice-making Head | Water-Cooled Condenser | Cube | Batch | 832 | 4 | 4.21 | 136 | 181.7 |  | Federally-Regulated Commercial & Industrial Equipment | 05/08/2018 |  | 11/06/2019
Scotsman Ice Systems | Scotsman | C0630MR-32E*ERC311-32E | Remote Condensing w/o Remote C | Air-Cooled Condenser | Cube | Batch | 540 | 5.35 | 6.12 |  |  |  | Federally-Regulated Commercial & Industrial Equipment | 12/04/2018 |  | 11/06/2019
Scotsman Ice Systems | Scotsman | N0622A-1E | Ice-making Head | Air-Cooled Condenser | Flake | Continuous | 552 | 4.71 | 6.46 |  |  | 1.21 | Federally-Regulated Commercial & Industrial Equipment | 04/16/2019 |  | 11/06/2019
Scotsman Ice Systems | Scotsman | C0322SW-32E | Ice-making Head | Water-Cooled Condenser | Cube | Batch | 292 | 5.23 | 5.27 | 144 | 193.6 |  | Federally-Regulated Commercial & Industrial Equipment | 05/08/2018 |  | 11/06/2019
Scotsman Ice Systems | Scotsman | N1322A-32E | Ice-making Head | Air-Cooled Condenser | Flake | Continuous | 940 | 3.85 | 5.61 |  |  | 1.25 | Federally-Regulated Commercial & Industrial Equipment | 04/16/2019 |  | 11/06/2019
Scotsman Ice Systems | Scotsman | N0622W-1E | Ice-making Head | Water-Cooled Condenser | Flake | Continuous | 581 | 3.8 | 4.93 | 102 | 168.5 | 1.21 | Federally-Regulated Commercial & Industrial Equipment | 04/16/2019 |  | 11/06/2019
Scotsman Ice Systems | Scotsman | C0522SW-1E | Ice-making Head | Water-Cooled Condenser | Cube | Batch | 409 | 4.48 | 5.02 | 152 | 191 |  | Federally-Regulated Commercial & Industrial Equipment | 05/08/2018 |  | 11/06/2019
Scotsman Ice Systems | Scotsman | SCN60PA-1SS, -1SU | Self-Contained | Air-Cooled Condenser | Flake | Continuous | 56 | 10.52 | 12.54 |  |  | 1.18 | Federally-Regulated Commercial & Industrial Equipment | 04/16/2019 |  | 11/06/2019
Scotsman Ice Systems | Scotsman | C0630SW-32E | Ice-making Head | Water-Cooled Condenser | Cube | Batch | 573 | 4.1 | 4.71 | 160 | 187.4 |  | Federally-Regulated Commercial & Industrial Equipment | 05/08/2018 |  | 11/06/2019
Scotsman Ice Systems | Scotsman | N1322R-32E*ERC311-32E | Remote Condensing w/o Remote C | Air-Cooled Condenser | Flake | Continuous | 1022 | 3.78 | 5.06 |  |  | 1.21 | Federally-Regulated Commercial & Industrial Equipment | 04/16/2019 |  | 11/06/2019
Scotsman Ice Systems | Scotsman | C0322MW-1E | Ice-making Head | Water-Cooled Condenser | Cube | Batch | 292 | 5.23 | 5.27 | 144 | 193.6 |  | Federally-Regulated Commercial & Industrial Equipment | 05/08/2018 |  | 11/06/2019
Scotsman Ice Systems | Scotsman | F1522A-32E | Ice-making Head | Air-Cooled Condenser | Flake | Continuous | 1066 | 3.36 | 5.61 |  |  | 1.46 | Federally-Regulated Commercial & Industrial Equipment | 04/16/2019 |  | 11/06/2019
Scotsman Ice Systems | Scotsman | NME1854RS-32E*PR2C240-32E | Remote Condensing w/o Remote C | Air-Cooled Condenser | Flake | Continuous | 1631 | 3.63 | 5.06 |  |  | 1.25 | Federally-Regulated Commercial & Industrial Equipment | 04/16/2019 |  | 11/06/2019
Scotsman Ice Systems | Scotsman | C0322MA-1E | Ice-making Head | Air-Cooled Condenser | Cube | Batch | 232 | 6.95 | 7.14 |  |  |  | Federally-Regulated Commercial & Industrial Equipment | 05/08/2018 |  | 11/06/2019
Scotsman Ice Systems | Scotsman | C1448MW-3E | Ice-making Head | Water-Cooled Condenser | Cube | Batch | 1340 | 3.65 | 4.04 | 100 | 170.5 |  | Federally-Regulated Commercial & Industrial Equipment | 05/08/2018 |  | 11/06/2019
Scotsman Ice Systems | Scotsman | C0522MA-32E | Ice-making Head | Air-Cooled Condenser | Cube | Batch | 340 | 5.94 | 6.2 |  |  |  | Federally-Regulated Commercial & Industrial Equipment | 05/08/2018 |  | 11/06/2019
Scotsman Ice Systems | Scotsman | CU2026SW-32E | Self-Contained | Water-Cooled Condenser | Cube | Batch | 172 | 5.28 |  | 105 |  |  | Federally-Regulated Commercial & Industrial Equipment | 09/05/2019 |  | 11/06/2019
Scotsman Ice Systems | Scotsman | C0522SA-1E | Ice-making Head | Air-Cooled Condenser | Cube | Batch | 340 | 5.94 | 6.2 |  |  |  | Federally-Regulated Commercial & Industrial Equipment | 05/08/2018 |  | 11/06/2019
Scotsman Ice Systems | Scotsman | SCN60GA-1SS, -1SU | Self-Contained | Air-Cooled Condenser | Flake | Continuous | 56 | 10.52 | 12.54 |  |  | 1.18 | Federally-Regulated Commercial & Industrial Equipment | 04/16/2019 |  | 11/06/2019
Scotsman Ice Systems | Scotsman | C0330MA-32E | Ice-making Head | Air-Cooled Condenser | Cube | Batch | 288 | 6.23 | 6.45 |  |  |  | Federally-Regulated Commercial & Industrial Equipment | 05/08/2018 |  | 11/06/2019
Scotsman Ice Systems | Scotsman | EH430ML-1#*ECC1410-3# | Remote Condensing w/o Remote C | Air-Cooled Condenser | Cube | Batch | 1200 | 4.5 | 4.59 |  |  |  | Federally-Regulated Commercial & Industrial Equipment | 05/08/2018 |  | 11/06/2019
Scotsman Ice Systems | Scotsman | HID540AW-1# | Self-Contained | Air-Cooled Condenser | Flake | Continuous | 365 | 5.5 | 7.19 |  |  | 1.16 | Federally-Regulated Commercial & Industrial Equipment | 04/16/2019 |  | 11/06/2019
Scotsman Ice Systems | Scotsman | F0522A-1E | Ice-making Head | Air-Cooled Condenser | Flake | Continuous | 343 | 4.61 | 7.13 |  |  | 1.34 | Federally-Regulated Commercial & Industrial Equipment | 04/16/2019 |  | 11/06/2019
Scotsman Ice Systems | Scotsman | CU3030MA-32E | Self-Contained | Air-Cooled Condenser | Cube | Batch | 224 | 7.35 | 7.35 |  |  |  | Federally-Regulated Commercial & Industrial Equipment | 05/08/2018 |  | 11/06/2019
Scotsman Ice Systems | Scotsman | UNC15NJ### | Self-Contained | Air-Cooled Condenser | Flake | Continuous | 56 | 10.52 |  |  |  | 1.18 | Federally-Regulated Commercial & Industrial Equipment | 09/05/2019 |  | 11/06/2019
Scotsman Ice Systems | Scotsman | EH430SL-1#*ECC1410-32# | Remote Condensing w/o Remote C | Air-Cooled Condenser | Cube | Batch | 1200 | 4.5 | 4.59 |  |  |  | Federally-Regulated Commercial & Industrial Equipment | 05/08/2018 |  | 11/06/2019
Scotsman Ice Systems | Scotsman | C1448MA-32E | Ice-making Head | Air-Cooled Condenser | Cube | Batch | 1296 | 4.25 | 4.73 |  |  |  | Federally-Regulated Commercial & Industrial Equipment | 12/04/2018 |  | 11/06/2019
Scotsman Ice Systems | Scotsman | C0722MA-32E | Ice-making Head | Air-Cooled Condenser | Cube | Batch | 566 | 5.26 | 5.64 |  |  |  | Federally-Regulated Commercial & Industrial Equipment | 05/08/2018 |  | 11/06/2019
Scotsman Ice Systems | Scotsman | HID525A-1# | Self-Contained | Air-Cooled Condenser | Flake | Continuous | 365 | 5.5 | 7.19 |  |  | 1.16 | Federally-Regulated Commercial & Industrial Equipment | 04/16/2019 |  | 11/06/2019
Scotsman Ice Systems | Scotsman | EH430ML-1#*ECC1410-32# | Remote Condensing w/o Remote C | Air-Cooled Condenser | Cube | Batch | 1200 | 4.5 | 4.59 |  |  |  | Federally-Regulated Commercial & Industrial Equipment | 05/08/2018 |  | 11/06/2019
Scotsman Ice Systems | Scotsman | C1448MR-32E*ERC311-32E | Remote Condensing w/o Remote C | Air-Cooled Condenser | Cube | Batch | 1258 | 4.34 | 4.59 |  |  |  | Federally-Regulated Commercial & Industrial Equipment | 05/08/2018 |  | 11/06/2019
Scotsman Ice Systems | Scotsman | C0322SW-1E | Ice-making Head | Water-Cooled Condenser | Cube | Batch | 292 | 5.23 | 5.27 | 144 | 193.6 |  | Federally-Regulated Commercial & Industrial Equipment | 05/08/2018 |  | 11/06/2019
Scotsman Ice Systems | Scotsman | C1448SR-3E*ERC311-32E | Remote Condensing w/o Remote C | Air-Cooled Condenser | Cube | Batch | 1258 | 4.34 | 4.59 |  |  |  | Federally-Regulated Commercial & Industrial Equipment | 05/08/2018 |  | 11/06/2019
Scotsman Ice Systems | Scotsman | N1322W-3E | Ice-making Head | Water-Cooled Condenser | Flake | Continuous | 1056 | 3.17 | 4.34 | 78 | 159.1 | 1.27 | Federally-Regulated Commercial & Industrial Equipment | 04/16/2019 |  | 11/06/2019
Scotsman Ice Systems | Scotsman | C1030MR-32E*ERC311-32E | Remote Condensing w/o Remote C | Air-Cooled Condenser | Cube | Batch | 820 | 4.99 | 5.17 |  |  |  | Federally-Regulated Commercial & Industrial Equipment | 05/08/2018 |  | 11/06/2019
Scotsman Ice Systems | Scotsman | EH430SL-1#*ECC1410-3# | Remote Condensing w/o Remote C | Air-Cooled Condenser | Cube | Batch | 1200 | 4.5 | 4.59 |  |  |  | Federally-Regulated Commercial & Industrial Equipment | 05/08/2018 |  | 11/06/2019
Scotsman Ice Systems | Scotsman | HID312AW-1# | Self-Contained | Air-Cooled Condenser | Flake | Continuous | 220 | 4.9 | 8.1 |  |  | 1.19 | Federally-Regulated Commercial & Industrial Equipment | 04/16/2019 |  | 11/06/2019
Scotsman Ice Systems | Scotsman | C0522MW-1E | Ice-making Head | Water-Cooled Condenser | Cube | Batch | 409 | 4.48 | 5.02 | 152 | 191 |  | Federally-Regulated Commercial & Industrial Equipment | 05/08/2018 |  | 11/06/2019
Scotsman Ice Systems | Scotsman | C1030SW-32E | Ice-making Head | Water-Cooled Condenser | Cube | Batch | 908 | 4.04 | 4.17 | 134 | 180 |  | Federally-Regulated Commercial & Industrial Equipment | 05/08/2018 |  | 11/06/2019
Scotsman Ice Systems | Scotsman | C0630MW-32E | Ice-making Head | Water-Cooled Condenser | Cube | Batch | 573 | 4.1 | 4.71 | 160 | 187.4 |  | Federally-Regulated Commercial & Industrial Equipment | 05/08/2018 |  | 11/06/2019
Scotsman Ice Systems | Scotsman | C1030SR-32E*ERC311-32E | Remote Condensing w/o Remote C | Air-Cooled Condenser | Cube | Batch | 820 | 4.99 | 5.17 |  |  |  | Federally-Regulated Commercial & Industrial Equipment | 05/08/2018 |  | 11/06/2019
Scotsman Ice Systems | Scotsman | F0522W-1E | Ice-making Head | Water-Cooled Condenser | Flake | Continuous | 429 | 3.73 | 5.33 | 112 | 171.5 | 1.34 | Federally-Regulated Commercial & Industrial Equipment | 04/16/2019 |  | 11/06/2019
Scotsman Ice Systems | Scotsman | F0822A-1E | Ice-making Head | Air-Cooled Condenser | Flake | Continuous | 641 | 4 | 6.18 |  |  | 1.38 | Federally-Regulated Commercial & Industrial Equipment | 04/16/2019 |  | 11/06/2019
Scotsman Ice Systems | Scotsman | C1448SA-3E | Ice-making Head | Air-Cooled Condenser | Cube | Batch | 1296 | 4.25 | 4.73 |  |  |  | Federally-Regulated Commercial & Industrial Equipment | 12/04/2018 |  | 11/06/2019
Scotsman Ice Systems | Scotsman | EH222SL-1#*ECC1410-32# | Remote Condensing w/o Remote C | Air-Cooled Condenser | Cube | Batch | 865 | 5 | 5.01 |  |  |  | Federally-Regulated Commercial & Industrial Equipment | 05/08/2018 |  | 11/06/2019
Scotsman Ice Systems | Scotsman | CU1526MW-1E | Self-Contained | Water-Cooled Condenser | Cube | Batch | 130 | 6.58 | 7.03 | 135 | 186.9 |  | Federally-Regulated Commercial & Industrial Equipment | 05/08/2018 |  | 11/06/2019
Scotsman Ice Systems | Scotsman | CU3030SW-1E | Self-Contained | Water-Cooled Condenser | Cube | Batch | 282 | 5.22 | 5.7 | 150 | 182.1 |  | Federally-Regulated Commercial & Industrial Equipment | 05/08/2018 |  | 11/06/2019
Scotsman Ice Systems | Scotsman | C0630SR-32E*ERC311-32E | Remote Condensing w/o Remote C | Air-Cooled Condenser | Cube | Batch | 540 | 5.35 | 6.12 |  |  |  | Federally-Regulated Commercial & Industrial Equipment | 12/04/2018 |  | 11/06/2019
Manitowoc Ice, Inc. | Manitowoc | IB0894YC-161*ICVD0996-261 | Both Remote Condensing & Remot | Air-Cooled Condenser | Cube | Batch | 732 | 4.86 | 5.47 |  |  |  | Federally-Regulated Commercial & Industrial Equipment | 07/18/2019 |  | 11/06/2019
Manitowoc Ice, Inc. | Manitowoc | UYF0240W-161 | Self-Contained | Water-Cooled Condenser | Cube | Batch | 180 | 5.8 | 6.08 | 147 | 185.3 |  | Federally-Regulated Commercial & Industrial Equipment | 11/29/2018 |  | 11/06/2019
Manitowoc Ice, Inc. | Manitowoc | IY1176C-161*ICVD1195-261 | Both Remote Condensing & Remot | Air-Cooled Condenser | Cube | Batch | 900 | 4.84 | 4.89 |  |  |  | Federally-Regulated Commercial & Industrial Equipment | 02/05/2019 |  | 11/06/2019
Manitowoc Ice, Inc. | Manitowoc | RFF1300W-261 | Ice-making Head | Water-Cooled Condenser | Flake | Continuous | 1115 | 3.12 | 4.34 | 116 | 157.9 | 1.25 | Federally-Regulated Commercial & Industrial Equipment | 04/16/2019 |  | 11/06/2019
Manitowoc Ice, Inc. | Manitowoc | RNS1078C-161*RCU1098-261 | Both Remote Condensing & Remot | Air-Cooled Condenser | Other | Continuous | 900 | 4.5 | 5.26 |  |  | 1.1 | Federally-Regulated Commercial & Industrial Equipment | 04/16/2019 |  | 11/06/2019
Manitowoc Ice, Inc. | Manitowoc | ID1106W-261 | Ice-making Head | Water-Cooled Condenser | Cube | Batch | 906 | 4.08 | 4.17 | 144 | 180.1 |  | Federally-Regulated Commercial & Industrial Equipment | 02/05/2019 |  | 11/06/2019
Manitowoc Ice, Inc. | Manitowoc | UY0240W-261 | Self-Contained | Water-Cooled Condenser | Cube | Batch | 170 | 6.03 | 6.27 | 185 | 185.6 |  | Federally-Regulated Commercial & Industrial Equipment | 06/10/2019 |  | 11/06/2019
Manitowoc Ice, Inc. | Manitowoc | IY-1874C-161*ICVD-18953-263 | Both Remote Condensing & Remot | Air-Cooled Condenser | Cube | Batch | 1470 | 4.6 | 4.79 |  |  |  | Federally-Regulated Commercial & Industrial Equipment | 03/14/2019 |  | 11/06/2019
Manitowoc Ice, Inc. | Manitowoc | UDF0240A-261 | Self-Contained | Air-Cooled Condenser | Cube | Batch | 148 | 7.95 | 8.67 |  |  |  | Federally-Regulated Commercial & Industrial Equipment | 11/29/2018 |  | 11/06/2019
Manitowoc Ice, Inc. | Manitowoc | IY0976C-161*ICVD09963-263 | Both Remote Condensing & Remot | Air-Cooled Condenser | Cube | Batch | 714 | 4.93 | 5.53 |  |  |  | Federally-Regulated Commercial & Industrial Equipment | 07/18/2019 |  | 11/06/2019
Manitowoc Ice, Inc. | Manitowoc | IYT1900W-263 | Ice-making Head | Water-Cooled Condenser | Cube | Batch | 1670 | 3.35 | 4 | 140 | 163.3 |  | Federally-Regulated Commercial & Industrial Equipment | 06/10/2019 |  | 11/06/2019
Manitowoc Ice, Inc. | Manitowoc | IDT1500A-261 | Ice-making Head | Air-Cooled Condenser | Cube | Batch | 1320 | 4.45 | 4.72 |  |  |  | Federally-Regulated Commercial & Industrial Equipment | 07/18/2019 |  | 11/06/2019
Manitowoc Ice, Inc. | Manitowoc | RNS0609W-161 | Ice-making Head | Water-Cooled Condenser | Other | Continuous | 508 | 4.32 | 5.12 | 109 | 169.9 | 1.1 | Federally-Regulated Commercial & Industrial Equipment | 04/16/2019 |  | 11/06/2019
Manitowoc Ice, Inc. | Manitowoc | IB0894YC-161*ICVD09963-263 | Both Remote Condensing & Remot | Air-Cooled Condenser | Cube | Batch | 732 | 4.86 | 5.47 |  |  |  | Federally-Regulated Commercial & Industrial Equipment | 07/18/2019 |  | 11/06/2019
Manitowoc Ice, Inc. | Manitowoc | ID1472C-161*ICVD1496-261 | Both Remote Condensing & Remot | Air-Cooled Condenser | Cube | Batch | 1132 | 4.47 | 4.79 |  |  |  | Federally-Regulated Commercial & Industrial Equipment | 03/14/2019 |  | 11/06/2019
Manitowoc Ice, Inc. | Manitowoc | IY0906W-261 | Ice-making Head | Water-Cooled Condenser | Cube | Batch | 786 | 4.04 | 4.3 | 145 | 182.7 |  | Federally-Regulated Commercial & Industrial Equipment | 07/18/2019 |  | 11/06/2019
Manitowoc Ice, Inc. | Manitowoc | IY0906W3-263 | Ice-making Head | Water-Cooled Condenser | Cube | Batch | 786 | 4.04 | 4.3 | 145 | 182.7 |  | Federally-Regulated Commercial & Industrial Equipment | 07/18/2019 |  | 11/06/2019
Manitowoc Ice, Inc. | Manitowoc | UYF0140A-161 | Self-Contained | Air-Cooled Condenser | Cube | Batch | 100 | 9.2 | 10.1 |  |  |  | Federally-Regulated Commercial & Industrial Equipment | 11/29/2018 |  | 11/06/2019
Manitowoc Ice, Inc. | Manitowoc | UYF0240A-161 | Self-Contained | Air-Cooled Condenser | Cube | Batch | 160 | 7.8 | 8.37 |  |  |  | Federally-Regulated Commercial & Industrial Equipment | 11/29/2018 |  | 11/06/2019
Manitowoc Ice, Inc. | Manitowoc | RNS1078C-261*RCU1098-261 | Both Remote Condensing & Remot | Air-Cooled Condenser | Other | Continuous | 900 | 4.5 | 5.26 |  |  | 1.1 | Federally-Regulated Commercial & Industrial Equipment | 04/16/2019 |  | 11/06/2019
Manitowoc Ice, Inc. | Manitowoc | ID0996N-261*JC0995-261 | Remote Condensing w/o Remote C | Air-Cooled Condenser | Cube | Batch | 727 | 4.91 | 5.48 |  |  |  | Federally-Regulated Commercial & Industrial Equipment | 07/18/2019 |  | 11/06/2019
Manitowoc Ice, Inc. | Manitowoc | RFF1300A-261 | Ice-making Head | Air-Cooled Condenser | Flake | Continuous | 950 | 4.24 | 5.61 |  |  | 1.27 | Federally-Regulated Commercial & Industrial Equipment | 04/16/2019 |  | 11/06/2019
Manitowoc Ice, Inc. | Manitowoc | UD0190A-161 | Self-Contained | Air-Cooled Condenser | Cube | Batch | 140 | 8.4 | 8.87 |  |  |  | Federally-Regulated Commercial & Industrial Equipment | 08/06/2019 |  | 11/06/2019
Manitowoc Ice, Inc. | Manitowoc | ID0906W-261 | Ice-making Head | Water-Cooled Condenser | Cube | Batch | 701 | 4.35 | 4.46 | 145 | 184.6 |  | Federally-Regulated Commercial & Industrial Equipment | 07/18/2019 |  | 11/06/2019
Manitowoc Ice, Inc. | Manitowoc | UY0140A-261 | Self-Contained | Air-Cooled Condenser | Cube | Batch | 95 | 10.19 | 10.33 |  |  |  | Federally-Regulated Commercial & Industrial Equipment | 02/05/2019 |  | 11/06/2019
Manitowoc Ice, Inc. | Manitowoc | ID1196N-261*JC0995-261 | Remote Condensing w/o Remote C | Air-Cooled Condenser | Cube | Batch | 867 | 4.99 | 5 |  |  |  | Federally-Regulated Commercial & Industrial Equipment | 02/05/2019 |  | 11/06/2019
Manitowoc Ice, Inc. | Manitowoc | UD0240A-261 | Self-Contained | Air-Cooled Condenser | Cube | Batch | 160 | 7.2 | 8.37 |  |  |  | Federally-Regulated Commercial & Industrial Equipment | 02/05/2019 |  | 11/06/2019
Manitowoc Ice, Inc. | Manitowoc | URF0140A-161 | Self-Contained | Air-Cooled Condenser | Cube | Batch | 95 | 9.66 | 10.33 |  |  |  | Federally-Regulated Commercial & Industrial Equipment | 11/29/2018 |  | 11/06/2019
Manitowoc Ice, Inc. | Manitowoc | IY1474C-161*ICVD14963-263 | Both Remote Condensing & Remot | Air-Cooled Condenser | Cube | Batch | 1200 | 4.31 | 4.79 |  |  |  | Federally-Regulated Commercial & Industrial Equipment | 03/14/2019 |  | 11/06/2019
Manitowoc Ice, Inc. | Manitowoc | UY0240A-261 | Self-Contained | Air-Cooled Condenser | Cube | Batch | 160 | 7.2 | 8.37 |  |  |  | Federally-Regulated Commercial & Industrial Equipment | 02/05/2019 |  | 11/06/2019
Manitowoc Ice, Inc. | Manitowoc | ID1472C-161*ICVD14963-263 | Both Remote Condensing & Remot | Air-Cooled Condenser | Cube | Batch | 1132 | 4.47 | 4.79 |  |  |  | Federally-Regulated Commercial & Industrial Equipment | 03/14/2019 |  | 11/06/2019
Manitowoc Ice, Inc. | Manitowoc | ID-0606A-261 | Ice-making Head | Air-Cooled Condenser | Cube | Batch | 490 | 5.41 | 5.83 |  |  |  | Federally-Regulated Commercial & Industrial Equipment | 07/18/2019 |  | 11/06/2019
Manitowoc Ice, Inc. | Manitowoc | IY0906A-261 | Ice-making Head | Air-Cooled Condenser | Cube | Batch | 710 | 5.02 | 5.28 |  |  |  | Federally-Regulated Commercial & Industrial Equipment | 07/18/2019 |  | 11/06/2019
Manitowoc Ice, Inc. | Manitowoc | IY0906A3-263 | Ice-making Head | Air-Cooled Condenser | Cube | Batch | 710 | 5.02 | 5.28 |  |  |  | Federally-Regulated Commercial & Industrial Equipment | 07/18/2019 |  | 11/06/2019
Manitowoc Ice, Inc. | Manitowoc | IDT1900N-261*JCT1500-261 | Remote Condensing w/o Remote C | Air-Cooled Condenser | Cube | Batch | 1540 | 4.08 | 4.59 |  |  |  | Federally-Regulated Commercial & Industrial Equipment | 09/05/2019 |  | 11/06/2019
Manitowoc Ice, Inc. | Manitowoc | RNS1008A-261 | Ice-making Head | Air-Cooled Condenser | Other | Continuous | 825 | 4.94 | 5.61 |  |  | 1.1 | Federally-Regulated Commercial & Industrial Equipment | 04/16/2019 |  | 11/06/2019
Manitowoc Ice, Inc. | Manitowoc | IDT1900N-263*JCT1500-261 | Remote Condensing w/o Remote C | Air-Cooled Condenser | Cube | Batch | 1540 | 4.08 | 4.59 |  |  |  | Federally-Regulated Commercial & Industrial Equipment | 09/05/2019 |  | 11/06/2019
Manitowoc Ice, Inc. | Manitowoc | IR0996N-261*JC0995-261 | Remote Condensing w/o Remote C | Air-Cooled Condenser | Cube | Batch | 665 | 5.29 | 5.7 |  |  |  | Federally-Regulated Commercial & Industrial Equipment | 11/29/2018 |  | 11/06/2019
Manitowoc Ice, Inc. | Manitowoc | RNS1078C-161*RCU10983-263 | Both Remote Condensing & Remot | Air-Cooled Condenser | Other | Continuous | 900 | 4.5 | 5.26 |  |  | 1.1 | Federally-Regulated Commercial & Industrial Equipment | 04/16/2019 |  | 11/06/2019
Manitowoc Ice, Inc. | Manitowoc | IYT1500A-261 | Ice-making Head | Air-Cooled Condenser | Cube | Batch | 1360 | 4.45 | 4.69 |  |  |  | Federally-Regulated Commercial & Industrial Equipment | 09/05/2019 |  | 11/06/2019
Manitowoc Ice, Inc. | Manitowoc | IY0996N3-263*JC0995-261 | Remote Condensing w/o Remote C | Air-Cooled Condenser | Cube | Batch | 752 | 4.9 | 5.4 |  |  |  | Federally-Regulated Commercial & Industrial Equipment | 07/18/2019 |  | 11/06/2019
Manitowoc Ice, Inc. | Manitowoc | IDT1500A-263 | Ice-making Head | Air-Cooled Condenser | Cube | Batch | 1320 | 4.45 | 4.72 |  |  |  | Federally-Regulated Commercial & Industrial Equipment | 05/09/2018 |  | 11/06/2019
Manitowoc Ice, Inc. | Manitowoc | IY0996N-261*JC0995-261 | Remote Condensing w/o Remote C | Air-Cooled Condenser | Cube | Batch | 752 | 4.9 | 5.4 |  |  |  | Federally-Regulated Commercial & Industrial Equipment | 07/18/2019 |  | 11/06/2019
Manitowoc Ice, Inc. | Manitowoc | UD0240W-261 | Self-Contained | Water-Cooled Condenser | Cube | Batch | 170 | 6.03 | 6.27 | 185 | 185.6 |  | Federally-Regulated Commercial & Industrial Equipment | 06/10/2019 |  | 11/06/2019
Manitowoc Ice, Inc. | Manitowoc | IY1474C-161*ICVD1496-261 | Both Remote Condensing & Remot | Air-Cooled Condenser | Cube | Batch | 1200 | 4.31 | 4.79 |  |  |  | Federally-Regulated Commercial & Industrial Equipment | 03/14/2019 |  | 11/06/2019
Manitowoc Ice, Inc. | Manitowoc | IY1176C-161*ICVD11953-263 | Both Remote Condensing & Remot | Air-Cooled Condenser | Cube | Batch | 900 | 4.84 | 4.89 |  |  |  | Federally-Regulated Commercial & Industrial Equipment | 02/05/2019 |  | 11/06/2019
Manitowoc Ice, Inc. | Manitowoc | UY0190A-161 | Self-Contained | Air-Cooled Condenser | Cube | Batch | 140 | 8.3 | 8.87 |  |  |  | Federally-Regulated Commercial & Industrial Equipment | 08/06/2019 |  | 11/06/2019
Manitowoc Ice, Inc. | Manitowoc | RNS1078C-261*RCU10983-263 | Both Remote Condensing & Remot | Air-Cooled Condenser | Other | Continuous | 900 | 4.5 | 5.26 |  |  | 1.1 | Federally-Regulated Commercial & Industrial Equipment | 04/16/2019 |  | 11/06/2019
Manitowoc Ice, Inc. | Manitowoc | IRT1900N-261*JCT1500-261 | Remote Condensing w/o Remote C | Air-Cooled Condenser | Cube | Batch | 1530 | 4.08 | 4.59 |  |  |  | Federally-Regulated Commercial & Industrial Equipment | 09/05/2019 |  | 11/06/2019
Manitowoc Ice, Inc. | Manitowoc | IY0976C-161*ICVD0996-261 | Both Remote Condensing & Remot | Air-Cooled Condenser | Cube | Batch | 714 | 4.93 | 5.53 |  |  |  | Federally-Regulated Commercial & Industrial Equipment | 07/18/2019 |  | 11/06/2019
Manitowoc Ice, Inc. | Manitowoc | UDF0240A-161 | Self-Contained | Air-Cooled Condenser | Cube | Batch | 160 | 7.9 | 8.37 |  |  |  | Federally-Regulated Commercial & Industrial Equipment | 11/29/2018 |  | 11/06/2019
Manitowoc Ice, Inc. | Manitowoc | IY1106W-261 | Ice-making Head | Water-Cooled Condenser | Cube | Batch | 965 | 3.9 | 4.15 | 144 | 178.8 |  | Federally-Regulated Commercial & Industrial Equipment | 02/05/2019 |  | 11/06/2019
Manitowoc Ice, Inc. | Manitowoc | IY1106W3-263 | Ice-making Head | Water-Cooled Condenser | Cube | Batch | 965 | 3.9 | 4.15 | 144 | 178.8 |  | Federally-Regulated Commercial & Industrial Equipment | 02/05/2019 |  | 11/06/2019
Manitowoc Ice, Inc. | Manitowoc | UD0190A-261 | Self-Contained | Air-Cooled Condenser | Cube | Batch | 140 | 7.87 | 8.87 |  |  |  | Federally-Regulated Commercial & Industrial Equipment | 06/10/2019 |  | 11/06/2019
Manitowoc Ice, Inc. | Manitowoc | UDF0240W-161 | Self-Contained | Water-Cooled Condenser | Cube | Batch | 174 | 5.95 | 6.19 | 147 | 185.5 |  | Federally-Regulated Commercial & Industrial Equipment | 11/29/2018 |  | 11/06/2019
Manitowoc Ice, Inc. | Manitowoc | RNS1009W-261 | Ice-making Head | Water-Cooled Condenser | Other | Continuous | 960 | 3.67 | 4.34 | 131 | 161 | 1.1 | Federally-Regulated Commercial & Industrial Equipment | 04/16/2019 |  | 11/06/2019
Manitowoc Ice, Inc. | Manitowoc | ID0906A-261 | Ice-making Head | Air-Cooled Condenser | Cube | Batch | 664 | 5.1 | 5.39 |  |  |  | Federally-Regulated Commercial & Industrial Equipment | 07/18/2019 |  | 11/06/2019
Manitowoc Ice, Inc. | Manitowoc | IR0906A-261 | Ice-making Head | Air-Cooled Condenser | Cube | Batch | 639 | 5.33 | 5.45 |  |  |  | Federally-Regulated Commercial & Industrial Equipment | 07/18/2019 |  | 11/06/2019
Manitowoc Ice, Inc. | Manitowoc | URF0310A-161 | Self-Contained | Air-Cooled Condenser | Cube | Batch | 221 | 7 | 7.35 |  |  |  | Federally-Regulated Commercial & Industrial Equipment | 11/29/2018 |  | 11/06/2019
Manitowoc Ice, Inc. | Manitowoc | ID0906A3-263 | Ice-making Head | Air-Cooled Condenser | Cube | Batch | 664 | 5.1 | 5.39 |  |  |  | Federally-Regulated Commercial & Industrial Equipment | 07/18/2019 |  | 11/06/2019
Manitowoc Ice, Inc. | Manitowoc | IYT1900N-263*JCT1500-261 | Remote Condensing w/o Remote C | Air-Cooled Condenser | Cube | Batch | 1560 | 4.08 | 4.59 |  |  |  | Federally-Regulated Commercial & Industrial Equipment | 09/05/2019 |  | 11/06/2019
Manitowoc Ice, Inc. | Manitowoc | UYF0240A-261 | Self-Contained | Air-Cooled Condenser | Cube | Batch | 148 | 7.95 | 8.67 |  |  |  | Federally-Regulated Commercial & Industrial Equipment | 11/29/2018 |  | 11/06/2019
Manitowoc Ice, Inc. | Manitowoc | IYT1900N-261*JCT1500-261 | Remote Condensing w/o Remote C | Air-Cooled Condenser | Cube | Batch | 1560 | 4.08 | 4.59 |  |  |  | Federally-Regulated Commercial & Industrial Equipment | 09/05/2019 |  | 11/06/2019
Manitowoc Ice, Inc. | Manitowoc | IR0906W-261 | Ice-making Head | Water-Cooled Condenser | Cube | Batch | 683 | 4.32 | 4.5 | 145 | 185 |  | Federally-Regulated Commercial & Industrial Equipment | 07/18/2019 |  | 11/06/2019
Manitowoc Ice, Inc. | Manitowoc | RNS0608A-161 | Ice-making Head | Air-Cooled Condenser | Other | Continuous | 451 | 5.81 | 6.79 |  |  | 1.1 | Federally-Regulated Commercial & Industrial Equipment | 04/16/2019 |  | 11/06/2019
Manitowoc Ice, Inc. | Manitowoc | UDF0140A-161 | Self-Contained | Air-Cooled Condenser | Cube | Batch | 95 | 9.83 | 10.33 |  |  |  | Federally-Regulated Commercial & Industrial Equipment | 11/29/2018 |  | 11/06/2019
Manitowoc Ice, Inc. | Koolaire | KYT1700N-261E*JCT1500-261 | Remote Condensing w/o Remote C | Air-Cooled Condenser | Cube | Batch | 1477 | 4.06 | 4.59 |  |  |  | Federally-Regulated Commercial & Industrial Equipment | 11/06/2019 | 204517900 | 11/06/2019
Manitowoc Ice, Inc. | Koolaire | KDT1700N-261E*JCT1500-261 | Remote Condensing w/o Remote C | Air-Cooled Condenser | Cube | Batch | 1380 | 4.26 | 4.59 |  |  |  | Federally-Regulated Commercial & Industrial Equipment | 11/06/2019 | 204517899 | 11/06/2019
Manitowoc Ice, Inc. | Koolaire | KDT1700W-261A | Ice-making Head | Water-Cooled Condenser | Cube | Batch | 1400 | 3.61 | 4.03 | 145 | 169.2 |  | Federally-Regulated Commercial & Industrial Equipment | 11/06/2019 | 204540509 | 11/06/2019
Manitowoc Ice, Inc. | Koolaire | KDT1700N-263*JCT1500-261 | Remote Condensing w/o Remote C | Air-Cooled Condenser | Cube | Batch | 1420 | 4.3 | 4.59 |  |  |  | Federally-Regulated Commercial & Industrial Equipment | 11/06/2019 | 10594415 | 11/06/2019
Manitowoc Ice, Inc. | Koolaire | KDT1700A-261A | Ice-making Head | Air-Cooled Condenser | Cube | Batch | 1326 | 4.7 | 4.71 |  |  |  | Federally-Regulated Commercial & Industrial Equipment | 11/06/2019 | 204540507 | 11/06/2019
Manitowoc Ice, Inc. | Koolaire | KYT1700A-261A | Ice-making Head | Air-Cooled Condenser | Cube | Batch | 1334 | 4.66 | 4.71 |  |  |  | Federally-Regulated Commercial & Industrial Equipment | 11/06/2019 | 204540508 | 11/06/2019
Manitowoc Ice, Inc. | Koolaire | KYT1000N-261A*JCT1200-261 | Remote Condensing w/o Remote C | Air-Cooled Condenser | Cube | Batch | 760 | 5 | 5.37 |  |  |  | Federally-Regulated Commercial & Industrial Equipment | 11/06/2019 | 203999061 | 11/06/2019
Manitowoc Ice, Inc. | Koolaire | KYT1700W-261A | Ice-making Head | Water-Cooled Condenser | Cube | Batch | 1421 | 3.49 | 4.02 | 145 | 168.7 |  | Federally-Regulated Commercial & Industrial Equipment | 11/06/2019 | 204540510 | 11/06/2019
Manitowoc Ice, Inc. | Koolaire | KDT1000N-261A*JCT1200-261 | Remote Condensing w/o Remote C | Air-Cooled Condenser | Cube | Batch | 735 | 4.94 | 5.46 |  |  |  | Federally-Regulated Commercial & Industrial Equipment | 11/06/2019 | 203999060 | 11/06/2019
Manitowoc Ice, Inc. | Manitowoc | IYT1900N-261A*JCT1500-261 | Remote Condensing w/o Remote C | Air-Cooled Condenser | Cube | Batch | 1550 | 4.53 | 4.59 |  |  |  | Federally-Regulated Commercial & Industrial Equipment | 07/18/2019 |  | 11/06/2019
Manitowoc Ice, Inc. | Manitowoc | IYT1500A-261A | Ice-making Head | Air-Cooled Condenser | Cube | Batch | 1412 | 4.49 | 4.66 |  |  |  | Federally-Regulated Commercial & Industrial Equipment | 07/18/2019 |  | 11/06/2019
Manitowoc Ice, Inc. | Manitowoc | IYF0500N-161A*JCF0500-161 | Remote Condensing w/o Remote C | Air-Cooled Condenser | Cube | Batch | 465 | 6 | 6.38 |  |  |  | Federally-Regulated Commercial & Industrial Equipment | 07/18/2019 |  | 11/06/2019
Manitowoc Ice, Inc. | Manitowoc | IYT1200N-261A*JCT1200-261 | Remote Condensing w/o Remote C | Air-Cooled Condenser | Cube | Batch | 1030 | 4.43 | 4.59 |  |  |  | Federally-Regulated Commercial & Industrial Equipment | 07/18/2019 |  | 11/06/2019
Manitowoc Ice, Inc. | Manitowoc | RNF2000C-261*RCUF2200-263 | Both Remote Condensing & Remot | Air-Cooled Condenser | Other | Continuous | 1475 | 4.42 |  |  |  | 1.14 | Federally-Regulated Commercial & Industrial Equipment | 11/06/2019 | 204743193 | 11/06/2019
Manitowoc Ice, Inc. | Manitowoc | IRT1900N-261A*JCT1500-261 | Remote Condensing w/o Remote C | Air-Cooled Condenser | Cube | Batch | 1424 | 4.59 | 4.59 |  |  |  | Federally-Regulated Commercial & Industrial Equipment | 07/18/2019 |  | 11/06/2019
Manitowoc Ice, Inc. | Manitowoc | IYT1900W-261A | Ice-making Head | Water-Cooled Condenser | Cube | Batch | 1575 | 3.8 | 4 | 145 | 165.4 |  | Federally-Regulated Commercial & Industrial Equipment | 07/18/2019 |  | 11/06/2019
Manitowoc Ice, Inc. | Manitowoc | IYT1500N-261A*JCT1500-261 | Remote Condensing w/o Remote C | Air-Cooled Condenser | Cube | Batch | 1450 | 4.09 | 4.59 |  |  |  | Federally-Regulated Commercial & Industrial Equipment | 08/06/2019 |  | 11/06/2019
Manitowoc Ice, Inc. | Manitowoc | IDT1500A-261A | Ice-making Head | Air-Cooled Condenser | Cube | Batch | 1350 | 4.66 | 4.7 |  |  |  | Federally-Regulated Commercial & Industrial Equipment | 07/18/2019 |  | 11/06/2019
Manitowoc Ice, Inc. | Manitowoc | IDF0500N-161A*JCF0500-161 | Remote Condensing w/o Remote C | Air-Cooled Condenser | Cube | Batch | 445 | 5.96 | 6.45 |  |  |  | Federally-Regulated Commercial & Industrial Equipment | 07/18/2019 |  | 11/06/2019
Manitowoc Ice, Inc. | Manitowoc | IYT1900N-261E*JCT1500-261 | Remote Condensing w/o Remote C | Air-Cooled Condenser | Cube | Batch | 1744 | 4 |  |  |  |  | Federally-Regulated Commercial & Industrial Equipment | 11/06/2019 | 204517897 | 11/06/2019
Manitowoc Ice, Inc. | Manitowoc | IYT1200N-263A*JCT1200-261 | Remote Condensing w/o Remote C | Air-Cooled Condenser | Cube | Batch | 1030 | 4.43 | 4.59 |  |  |  | Federally-Regulated Commercial & Industrial Equipment | 07/18/2019 |  | 11/06/2019
Manitowoc Ice, Inc. | Manitowoc | IYT1900N-263E*JCT1500-261 | Remote Condensing w/o Remote C | Air-Cooled Condenser | Cube | Batch | 1744 | 4 |  |  |  |  | Federally-Regulated Commercial & Industrial Equipment | 11/06/2019 | 204517898 | 11/06/2019
Manitowoc Ice, Inc. | Manitowoc | IDT1900N-261A*JCT1500-261 | Remote Condensing w/o Remote C | Air-Cooled Condenser | Cube | Batch | 1547 | 4.51 | 4.59 |  |  |  | Federally-Regulated Commercial & Industrial Equipment | 07/18/2019 |  | 11/06/2019
Manitowoc Ice, Inc. | Manitowoc | IDT1900W-261A | Ice-making Head | Water-Cooled Condenser | Cube | Batch | 1575 | 3.77 | 4 | 145 | 165.4 |  | Federally-Regulated Commercial & Industrial Equipment | 07/18/2019 |  | 11/06/2019
Manitowoc Ice, Inc. | Manitowoc | IDT1500N-261A*JCT1500-261 | Remote Condensing w/o Remote C | Air-Cooled Condenser | Cube | Batch | 1452 | 4 | 4.59 |  |  |  | Federally-Regulated Commercial & Industrial Equipment | 08/06/2019 |  | 11/06/2019
Manitowoc Ice, Inc. | Manitowoc | IDT1200N-261A*JCT1200-261 | Remote Condensing w/o Remote C | Air-Cooled Condenser | Cube | Batch | 955 | 4.63 | 4.7 |  |  |  | Federally-Regulated Commercial & Industrial Equipment | 07/18/2019 |  | 11/06/2019
Hoshizaki America | Hoshizaki | FS-1022MLJ-C*SRC-10J | Both Remote Condensing & Remot | Air-Cooled Condenser | Flake | Continuous | 730 | 5.1 | 5.67 |  |  | 1.08 | Federally-Regulated Commercial & Industrial Equipment | 04/16/2019 |  | 11/06/2019
Hoshizaki America | Hoshizaki | KM-161BWJ | Self-Contained | Water-Cooled Condenser | Cube | Batch | 135 | 6.5 | 6.94 | 162 | 186.7 |  | Federally-Regulated Commercial & Industrial Equipment | 07/18/2019 |  | 11/06/2019
Hoshizaki America | Hoshizaki | F-1501MWJ-SC | Ice-making Head | Water-Cooled Condenser | Crushed | Continuous | 1250 | 3.55 |  | 134 |  | 1.16 | Federally-Regulated Commercial & Industrial Equipment | 09/27/2019 |  | 11/06/2019
Hoshizaki America | Hoshizaki | KMD-410MAJ | Ice-making Head | Air-Cooled Condenser | Cube | Batch | 351 | 5.7 | 6.17 |  |  |  | Federally-Regulated Commercial & Industrial Equipment | 05/28/2019 |  | 11/06/2019
Hoshizaki America | Hoshizaki | KM-660MRJ*URC-5F | Remote Condensing w/o Remote C | Air-Cooled Condenser | Cube | Batch | 602 | 5.6 | 5.91 |  |  |  | Federally-Regulated Commercial & Industrial Equipment | 11/28/2018 |  | 11/06/2019
Hoshizaki America | Hoshizaki | KM-301BAJ | Self-Contained | Air-Cooled Condenser | Cube | Batch | 212 | 7.1 | 7.35 |  |  |  | Federally-Regulated Commercial & Industrial Equipment | 05/16/2019 |  | 11/06/2019
Hoshizaki America | Hoshizaki | KMD-410MWJ | Ice-making Head | Water-Cooled Condenser | Cube | Batch | 436 | 4.1 | 4.97 | 108 | 190.4 |  | Federally-Regulated Commercial & Industrial Equipment | 05/28/2019 |  | 11/06/2019
Hoshizaki America | Hoshizaki | KM-350MAJ | Ice-making Head | Air-Cooled Condenser | Cube | Batch | 393 | 5.42 | 6.07 |  |  |  | Federally-Regulated Commercial & Industrial Equipment | 11/28/2018 |  | 11/06/2019
Hoshizaki America | Hoshizaki | KMS-2000MLJ*SRK-20J | Both Remote Condensing & Remot | Air-Cooled Condenser | Cube | Batch | 1850 | 4.5 | 4.79 |  |  |  | Federally-Regulated Commercial & Industrial Equipment | 11/28/2018 |  | 11/06/2019
Hoshizaki America | Hoshizaki | KMD-530MAJ | Ice-making Head | Air-Cooled Condenser | Cube | Batch | 442 | 5.72 |  |  |  |  | Federally-Regulated Commercial & Industrial Equipment | 09/27/2019 |  | 11/06/2019
Hoshizaki America | Hoshizaki | KMD-530MWJ | Ice-making Head | Water-Cooled Condenser | Cube | Batch | 500 | 4.74 | 4.85 | 113 | 189 |  | Federally-Regulated Commercial & Industrial Equipment | 06/27/2019 |  | 11/06/2019
Hoshizaki America | Hoshizaki | KM-161BAJ | Self-Contained | Air-Cooled Condenser | Cube | Batch | 123 | 8.6 | 9.3 |  |  |  | Federally-Regulated Commercial & Industrial Equipment | 06/04/2019 |  | 11/06/2019
Hoshizaki America | Hoshizaki | KM-81BAJ | Self-Contained | Air-Cooled Condenser | Cube | Batch | 52 | 8.45 | 12.35 |  |  |  | Federally-Regulated Commercial & Industrial Equipment | 07/09/2019 |  | 11/06/2019
Hoshizaki America | Hoshizaki | KMD-460MAJ | Ice-making Head | Air-Cooled Condenser | Cube | Batch | 400 | 5.48 | 6.05 |  |  |  | Federally-Regulated Commercial & Industrial Equipment | 11/28/2018 |  | 11/06/2019
Hoshizaki America | Hoshizaki | KM-350MWJ | Ice-making Head | Water-Cooled Condenser | Cube | Batch | 383 | 4.9 | 5.07 | 109 | 191.6 |  | Federally-Regulated Commercial & Industrial Equipment | 10/01/2018 |  | 11/06/2019
Hoshizaki America | Hoshizaki | FS-1501MLJ-C*SRC-14J | Both Remote Condensing & Remot | Air-Cooled Condenser | Flake | Continuous | 1125 | 4.75 | 5.26 |  |  | 1.09 | Federally-Regulated Commercial & Industrial Equipment | 07/17/2019 |  | 11/06/2019
Hoshizaki America | Hoshizaki | KM-1340MRJ3*URC-14F | Remote Condensing w/o Remote C | Air-Cooled Condenser | Cube | Batch | 1266 | 4.12 |  |  |  |  | Federally-Regulated Commercial & Industrial Equipment | 09/27/2019 |  | 11/06/2019
Hoshizaki America | Hoshizaki | KM-660MAJ | Ice-making Head | Air-Cooled Condenser | Cube | Batch | 617 | 5.12 | 5.51 |  |  |  | Federally-Regulated Commercial & Industrial Equipment | 10/01/2018 |  | 11/06/2019
Hoshizaki America | Hoshizaki | IM-500SAB | Ice-making Head | Air-Cooled Condenser | Cube | Batch | 414 | 5.8 | 6.02 |  |  |  | Federally-Regulated Commercial & Industrial Equipment | 04/16/2019 |  | 11/06/2019
Hoshizaki America | Hoshizaki | KM-520MRJ*URC-5F | Remote Condensing w/o Remote C | Air-Cooled Condenser | Cube | Batch | 495 | 4.8 | 6.28 |  |  |  | Federally-Regulated Commercial & Industrial Equipment | 11/28/2018 |  | 11/06/2019
Hoshizaki America | Hoshizaki | KM-116BAJ | Self-Contained | Air-Cooled Condenser | Cube | Batch | 100 | 8.1 | 10.1 |  |  |  | Federally-Regulated Commercial & Industrial Equipment | 06/04/2019 |  | 11/06/2019
Hoshizaki America | Hoshizaki | KM-660MWJ | Ice-making Head | Water-Cooled Condenser | Cube | Batch | 668 | 4.28 | 4.52 | 152 | 185.3 |  | Federally-Regulated Commercial & Industrial Equipment | 11/28/2018 |  | 11/06/2019
Hoshizaki America | Hoshizaki | KM-520MWJ | Ice-making Head | Water-Cooled Condenser | Cube | Batch | 444 | 4.65 | 4.95 | 75 | 190.2 |  | Federally-Regulated Commercial & Industrial Equipment | 06/10/2019 |  | 11/06/2019
Hoshizaki America | Hoshizaki | KM-520MAJ | Ice-making Head | Air-Cooled Condenser | Cube | Batch | 480 | 4.68 | 5.85 |  |  |  | Federally-Regulated Commercial & Industrial Equipment | 11/28/2018 |  | 11/06/2019
Hoshizaki America | Hoshizaki | FS-1022MLJ*SRC-10J | Both Remote Condensing & Remot | Air-Cooled Condenser | Flake | Continuous | 730 | 5.1 | 5.67 |  |  | 1.08 | Federally-Regulated Commercial & Industrial Equipment | 04/16/2019 |  | 11/06/2019
Hoshizaki America | Hoshizaki | KM-231BAJ | Self-Contained | Air-Cooled Condenser | Cube | Batch | 147 | 8.4 | 8.7 |  |  |  | Federally-Regulated Commercial & Industrial Equipment | 07/01/2019 |  | 11/06/2019
Hoshizaki America | Hoshizaki | F-1501MRJ-SC*URC-14F | Remote Condensing w/o Remote C | Air-Cooled Condenser | Crushed | Continuous | 1140 | 4.4 |  |  |  | 1.14 | Federally-Regulated Commercial & Industrial Equipment | 09/27/2019 |  | 11/06/2019
Hoshizaki America | Hoshizaki | F-1002MRJ-SC*URC-5F | Remote Condensing w/o Remote C | Air-Cooled Condenser | Crushed | Continuous | 660 | 5.15 |  |  |  | 1.12 | Federally-Regulated Commercial & Industrial Equipment | 09/27/2019 |  | 11/06/2019
Hoshizaki America | Hoshizaki | KMD-460MWJ | Ice-making Head | Water-Cooled Condenser | Cube | Batch | 472 | 4.16 | 4.9 | 103 | 189.6 |  | Federally-Regulated Commercial & Industrial Equipment | 11/28/2018 |  | 11/06/2019
Hoshizaki America | Hoshizaki | KM-301BWJ | Self-Contained | Water-Cooled Condenser | Cube | Batch | 237 | 4.9 | 5.7 | 92 | 183.5 |  | Federally-Regulated Commercial & Industrial Equipment | 07/03/2019 |  | 11/06/2019
Hoshizaki America | Hoshizaki | IM-200BAC | Self-Contained | Air-Cooled Condenser | Cube | Batch | 150 | 8.4 | 8.62 |  |  |  | Federally-Regulated Commercial & Industrial Equipment | 05/08/2019 |  | 11/06/2019
Manitowoc Ice, Inc. | Manitowoc | IYT0900A-261 | Ice-making Head | Air-Cooled Condenser | Cube | Batch | 750 | 4.58 |  |  |  |  | Federally-Regulated Commercial & Industrial Equipment | 11/06/2019 | 202864336 | 11/06/2019
Manitowoc Ice, Inc. | Manitowoc | IYT1900A-261E | Ice-making Head | Air-Cooled Condenser | Cube | Batch | 1535 | 4.6 |  |  |  |  | Federally-Regulated Commercial & Industrial Equipment | 11/06/2019 | 204443936 | 11/06/2019
Manitowoc Ice, Inc. | Manitowoc | IDF0300A-261 | Ice-making Head | Air-Cooled Condenser | Cube | Batch | 240 | 6.95 |  |  |  |  | Federally-Regulated Commercial & Industrial Equipment | 11/06/2019 | 203999067 | 11/06/2019
Manitowoc Ice, Inc. | Manitowoc | IBT1020C-161*CVDT1200-263A | Both Remote Condensing & Remot | Air-Cooled Condenser | Cube | Batch | 1030 | 4.49 |  |  |  |  | Federally-Regulated Commercial & Industrial Equipment | 11/06/2019 | 203401619 | 11/06/2019
Manitowoc Ice, Inc. | Manitowoc | IDF1800C-161*CVDF1800-261A | Both Remote Condensing & Remot | Air-Cooled Condenser | Cube | Batch | 1375 | 4.63 |  |  |  |  | Federally-Regulated Commercial & Industrial Equipment | 11/06/2019 | 202634433 | 11/06/2019
Manitowoc Ice, Inc. | Manitowoc | IYF1400C-161*CVDF1400-261A | Both Remote Condensing & Remot | Air-Cooled Condenser | Cube | Batch | 1230 | 4.4 |  |  |  |  | Federally-Regulated Commercial & Industrial Equipment | 11/06/2019 | 202634429 | 11/06/2019
Manitowoc Ice, Inc. | Manitowoc | IBF0620C-161*CVDF0600-263A | Both Remote Condensing & Remot | Air-Cooled Condenser | Cube | Batch | 564 | 5.68 |  |  |  |  | Federally-Regulated Commercial & Industrial Equipment | 11/06/2019 | 203264444 | 11/06/2019
Manitowoc Ice, Inc. | Manitowoc | IYF0900C-161*CVDF0900-263A | Both Remote Condensing & Remot | Air-Cooled Condenser | Cube | Batch | 675 | 5.38 |  |  |  |  | Federally-Regulated Commercial & Industrial Equipment | 11/06/2019 | 203264448 | 11/06/2019
Manitowoc Ice, Inc. | Manitowoc | IDF0900N-261*JCF0900-261 | Remote Condensing w/o Remote C | Air-Cooled Condenser | Cube | Batch | 720 | 4.91 |  |  |  |  | Federally-Regulated Commercial & Industrial Equipment | 11/06/2019 | 202147777 | 11/06/2019
Manitowoc Ice, Inc. | Manitowoc | IBF0820C-161*CVDF0900-263A | Both Remote Condensing & Remot | Air-Cooled Condenser | Cube | Batch | 728 | 5 |  |  |  |  | Federally-Regulated Commercial & Industrial Equipment | 11/06/2019 | 203264451 | 11/06/2019
Manitowoc Ice, Inc. | Manitowoc | SYT3000W-263H | Ice-making Head | Water-Cooled Condenser | Cube | Batch | 2584 | 3.72 |  | 140 |  |  | Federally-Regulated Commercial & Industrial Equipment | 11/06/2019 | 202177363 | 11/06/2019
Manitowoc Ice, Inc. | Manitowoc | IDT1900N-263E*JCT1500-261 | Remote Condensing w/o Remote C | Air-Cooled Condenser | Cube | Batch | 1643 | 4.02 |  |  |  |  | Federally-Regulated Commercial & Industrial Equipment | 11/06/2019 | 204517896 | 11/06/2019
Manitowoc Ice, Inc. | Manitowoc | SDT3000W-263H | Ice-making Head | Water-Cooled Condenser | Cube | Batch | 2558 | 3.69 |  | 140 |  |  | Federally-Regulated Commercial & Industrial Equipment | 11/06/2019 | 202177364 | 11/06/2019
Manitowoc Ice, Inc. | Manitowoc | IRT0900A-261 | Ice-making Head | Air-Cooled Condenser | Cube | Batch | 676 | 5.01 |  |  |  |  | Federally-Regulated Commercial & Industrial Equipment | 11/06/2019 | 202864334 | 11/06/2019
Manitowoc Ice, Inc. | Manitowoc | IDF0300W-161 | Ice-making Head | Water-Cooled Condenser | Cube | Batch | 250 | 5.45 |  | 180 |  |  | Federally-Regulated Commercial & Industrial Equipment | 11/06/2019 | 203999069 | 11/06/2019
Manitowoc Ice, Inc. | Manitowoc | IYF1400C-161*CVDF1400-263A | Both Remote Condensing & Remot | Air-Cooled Condenser | Cube | Batch | 1230 | 4.4 |  |  |  |  | Federally-Regulated Commercial & Industrial Equipment | 11/06/2019 | 202634430 | 11/06/2019
Manitowoc Ice, Inc. | Manitowoc | RNF1020C-161*RCUF1200-261 | Both Remote Condensing & Remot | Air-Cooled Condenser | Other | Continuous | 840 | 4.53 |  |  |  | 1.14 | Federally-Regulated Commercial & Industrial Equipment | 11/06/2019 | 202491246 | 11/06/2019
Manitowoc Ice, Inc. | Manitowoc | IYF1800C-161*CVDF1800-263A | Both Remote Condensing & Remot | Air-Cooled Condenser | Cube | Batch | 1440 | 4.49 |  |  |  |  | Federally-Regulated Commercial & Industrial Equipment | 11/06/2019 | 202634432 | 11/06/2019
Manitowoc Ice, Inc. | Manitowoc | IYT1500W-261A | Ice-making Head | Water-Cooled Condenser | Cube | Batch | 1392 | 3.55 |  | 145 |  |  | Federally-Regulated Commercial & Industrial Equipment | 11/06/2019 | 203925697 | 11/06/2019
Manitowoc Ice, Inc. | Manitowoc | IDF0900W-261 | Ice-making Head | Water-Cooled Condenser | Cube | Batch | 701 | 4.35 |  | 145 |  |  | Federally-Regulated Commercial & Industrial Equipment | 11/06/2019 | 202147773 | 11/06/2019
Manitowoc Ice, Inc. | Manitowoc | IBF0820C-161*CVDF0900-261A | Both Remote Condensing & Remot | Air-Cooled Condenser | Cube | Batch | 728 | 5 |  |  |  |  | Federally-Regulated Commercial & Industrial Equipment | 11/06/2019 | 203264450 | 11/06/2019
Manitowoc Ice, Inc. | Manitowoc | IDT1500W-261A | Ice-making Head | Water-Cooled Condenser | Cube | Batch | 1390 | 3.63 |  | 145 |  |  | Federally-Regulated Commercial & Industrial Equipment | 11/06/2019 | 203925696 | 11/06/2019
Manitowoc Ice, Inc. | Manitowoc | IYT1900W-263E | Ice-making Head | Water-Cooled Condenser | Cube | Batch | 1758 | 3.44 |  | 145 |  |  | Federally-Regulated Commercial & Industrial Equipment | 11/06/2019 | 204443941 | 11/06/2019
Manitowoc Ice, Inc. | Manitowoc | IYT1900W-261E | Ice-making Head | Water-Cooled Condenser | Cube | Batch | 1758 | 3.44 |  | 145 |  |  | Federally-Regulated Commercial & Industrial Equipment | 11/06/2019 | 204443940 | 11/06/2019
Manitowoc Ice, Inc. | Manitowoc | IDT1200C-161*CVDT1200-263A | Both Remote Condensing & Remot | Air-Cooled Condenser | Cube | Batch | 975 | 4.6 |  |  |  |  | Federally-Regulated Commercial & Industrial Equipment | 11/06/2019 | 203401617 | 11/06/2019
Manitowoc Ice, Inc. | Manitowoc | IYF2100C-161*CVDF2100-261 | Both Remote Condensing & Remot | Air-Cooled Condenser | Cube | Batch | 1600 | 4.74 |  |  |  |  | Federally-Regulated Commercial & Industrial Equipment | 11/06/2019 | 202358896 | 11/06/2019
Manitowoc Ice, Inc. | Manitowoc | IYF0900A-263 | Ice-making Head | Air-Cooled Condenser | Cube | Batch | 710 | 5.02 |  |  |  |  | Federally-Regulated Commercial & Industrial Equipment | 11/06/2019 | 202147771 | 11/06/2019
Manitowoc Ice, Inc. | Manitowoc | IYT1900A-263E | Ice-making Head | Air-Cooled Condenser | Cube | Batch | 1535 | 4.6 |  |  |  |  | Federally-Regulated Commercial & Industrial Equipment | 11/06/2019 | 204443937 | 11/06/2019
Manitowoc Ice, Inc. | Manitowoc | IYF0300W-161 | Ice-making Head | Water-Cooled Condenser | Cube | Batch | 260 | 5.45 |  | 180 |  |  | Federally-Regulated Commercial & Industrial Equipment | 11/06/2019 | 203999068 | 11/06/2019
Manitowoc Ice, Inc. | Manitowoc | IYF0900N-263A*JCF0900-261 | Remote Condensing w/o Remote C | Air-Cooled Condenser | Cube | Batch | 740 | 5 |  |  |  |  | Federally-Regulated Commercial & Industrial Equipment | 11/06/2019 | 203458631 | 11/06/2019
Manitowoc Ice, Inc. | Manitowoc | IYF0900C-161*CVDF0900-261A | Both Remote Condensing & Remot | Air-Cooled Condenser | Cube | Batch | 675 | 5.38 |  |  |  |  | Federally-Regulated Commercial & Industrial Equipment | 11/06/2019 | 203264446 | 11/06/2019
Manitowoc Ice, Inc. | Manitowoc | IBF0620C-161*CVDF0600-261A | Both Remote Condensing & Remot | Air-Cooled Condenser | Cube | Batch | 564 | 5.68 |  |  |  |  | Federally-Regulated Commercial & Industrial Equipment | 11/06/2019 | 203264442 | 11/06/2019
Manitowoc Ice, Inc. | Manitowoc | IDT0900W-261 | Ice-making Head | Water-Cooled Condenser | Cube | Batch | 665 | 4.02 |  | 135 |  |  | Federally-Regulated Commercial & Industrial Equipment | 11/06/2019 | 202864338 | 11/06/2019
Manitowoc Ice, Inc. | Manitowoc | IYT0750W-261 | Ice-making Head | Water-Cooled Condenser | Cube | Batch | 650 | 3.79 |  | 135 |  |  | Federally-Regulated Commercial & Industrial Equipment | 11/06/2019 | 202864333 | 11/06/2019
Manitowoc Ice, Inc. | Manitowoc | IYT0750A-261 | Ice-making Head | Air-Cooled Condenser | Cube | Batch | 575 | 5.12 |  |  |  |  | Federally-Regulated Commercial & Industrial Equipment | 11/06/2019 | 202864331 | 11/06/2019
Manitowoc Ice, Inc. | Manitowoc | IDT1900W-261E | Ice-making Head | Water-Cooled Condenser | Cube | Batch | 1666 | 3.51 |  | 145 |  |  | Federally-Regulated Commercial & Industrial Equipment | 11/06/2019 | 204443938 | 11/06/2019
Manitowoc Ice, Inc. | Manitowoc | IDT1900N-261E*JCT1500-261 | Remote Condensing w/o Remote C | Air-Cooled Condenser | Cube | Batch | 1643 | 4.02 |  |  |  |  | Federally-Regulated Commercial & Industrial Equipment | 11/06/2019 | 204517895 | 11/06/2019
Manitowoc Ice, Inc. | Manitowoc | IYF0600C-161*CVDF0600-261A | Both Remote Condensing & Remot | Air-Cooled Condenser | Cube | Batch | 530 | 6 |  |  |  |  | Federally-Regulated Commercial & Industrial Equipment | 11/06/2019 | 203264439 | 11/06/2019
Manitowoc Ice, Inc. | Manitowoc | IDT1900A-261E | Ice-making Head | Air-Cooled Condenser | Cube | Batch | 1470 | 4.62 |  |  |  |  | Federally-Regulated Commercial & Industrial Equipment | 11/06/2019 | 204443934 | 11/06/2019
Manitowoc Ice, Inc. | Manitowoc | IYT1500N-263E*JCT1500-261 | Remote Condensing w/o Remote C | Air-Cooled Condenser | Cube | Batch | 1533 | 4 |  |  |  |  | Federally-Regulated Commercial & Industrial Equipment | 11/06/2019 | 204517892 | 11/06/2019
Manitowoc Ice, Inc. | Manitowoc | IDF0900A-261 | Ice-making Head | Air-Cooled Condenser | Cube | Batch | 664 | 5.1 |  |  |  |  | Federally-Regulated Commercial & Industrial Equipment | 11/06/2019 | 202147768 | 11/06/2019
Manitowoc Ice, Inc. | Manitowoc | IRT1900N-263E*JCT1500-261 | Remote Condensing w/o Remote C | Air-Cooled Condenser | Cube | Batch | 1545 | 4.26 |  |  |  |  | Federally-Regulated Commercial & Industrial Equipment | 11/06/2019 | 204517894 | 11/06/2019
Manitowoc Ice, Inc. | Manitowoc | IDF0600W-261 | Ice-making Head | Water-Cooled Condenser | Cube | Batch | 565 | 4.54 |  | 140 |  |  | Federally-Regulated Commercial & Industrial Equipment | 11/06/2019 | 202147759 | 11/06/2019
Manitowoc Ice, Inc. | Manitowoc | IRT1900A-263E | Ice-making Head | Air-Cooled Condenser | Cube | Batch | 1407 | 4.65 |  |  |  |  | Federally-Regulated Commercial & Industrial Equipment | 11/06/2019 | 204443933 | 11/06/2019
Manitowoc Ice, Inc. | Manitowoc | IYF0600W-261 | Ice-making Head | Water-Cooled Condenser | Cube | Batch | 580 | 4.45 |  | 140 |  |  | Federally-Regulated Commercial & Industrial Equipment | 11/06/2019 | 202147760 | 11/06/2019
Manitowoc Ice, Inc. | Manitowoc | IDF0300A-161 | Ice-making Head | Air-Cooled Condenser | Cube | Batch | 240 | 6.95 |  |  |  |  | Federally-Regulated Commercial & Industrial Equipment | 11/06/2019 | 203999066 | 11/06/2019
Manitowoc Ice, Inc. | Manitowoc | IDT1500N-261E*JCT1500-261 | Remote Condensing w/o Remote C | Air-Cooled Condenser | Cube | Batch | 1523 | 3.9 |  |  |  |  | Federally-Regulated Commercial & Industrial Equipment | 11/06/2019 | 204517890 | 11/06/2019
Manitowoc Ice, Inc. | Manitowoc | IYF2100C-161*CVDF2100-263 | Both Remote Condensing & Remot | Air-Cooled Condenser | Cube | Batch | 1600 | 4.74 |  |  |  |  | Federally-Regulated Commercial & Industrial Equipment | 11/06/2019 | 202358897 | 11/06/2019
Manitowoc Ice, Inc. | Manitowoc | IYT1500A-263E | Ice-making Head | Air-Cooled Condenser | Cube | Batch | 1438 | 4.33 |  |  |  |  | Federally-Regulated Commercial & Industrial Equipment | 11/06/2019 | 204517887 | 11/06/2019
Manitowoc Ice, Inc. | Manitowoc | UDF0190A-161 | Self-Contained | Air-Cooled Condenser | Cube | Batch | 132 | 8.8 |  |  |  |  | Federally-Regulated Commercial & Industrial Equipment | 11/06/2019 | 203999063 | 11/06/2019
Manitowoc Ice, Inc. | Manitowoc | IRF0900A-261 | Ice-making Head | Air-Cooled Condenser | Cube | Batch | 639 | 5.33 |  |  |  |  | Federally-Regulated Commercial & Industrial Equipment | 11/06/2019 | 202147767 | 11/06/2019
Manitowoc Ice, Inc. | Manitowoc | IBF0820C-161*CVDF0900-263 | Both Remote Condensing & Remot | Air-Cooled Condenser | Cube | Batch | 728 | 4.88 |  |  |  |  | Federally-Regulated Commercial & Industrial Equipment | 11/06/2019 | 202147781 | 11/06/2019
Manitowoc Ice, Inc. | Manitowoc | IYT1200C-161*CVDT1200-261A | Both Remote Condensing & Remot | Air-Cooled Condenser | Cube | Batch | 1000 | 4.6 |  |  |  |  | Federally-Regulated Commercial & Industrial Equipment | 11/06/2019 | 203401614 | 11/06/2019
Manitowoc Ice, Inc. | Manitowoc | IDF1400C-161*CVDF1400-261A | Both Remote Condensing & Remot | Air-Cooled Condenser | Cube | Batch | 1120 | 4.79 |  |  |  |  | Federally-Regulated Commercial & Industrial Equipment | 11/06/2019 | 202634441 | 11/06/2019
Manitowoc Ice, Inc. | Manitowoc | IYF0600C-161*CVDF0600-261 | Both Remote Condensing & Remot | Air-Cooled Condenser | Cube | Batch | 530 | 5.53 |  |  |  |  | Federally-Regulated Commercial & Industrial Equipment | 11/06/2019 | 202147763 | 11/06/2019
Manitowoc Ice, Inc. | Manitowoc | UYF0190A-161 | Self-Contained | Air-Cooled Condenser | Cube | Batch | 135 | 8.67 |  |  |  |  | Federally-Regulated Commercial & Industrial Equipment | 11/06/2019 | 203999062 | 11/06/2019
Manitowoc Ice, Inc. | Manitowoc | IDT1500W-263E | Ice-making Head | Water-Cooled Condenser | Cube | Batch | 1472 | 3.42 |  | 145 |  |  | Federally-Regulated Commercial & Industrial Equipment | 11/06/2019 | 204517888 | 11/06/2019
Manitowoc Ice, Inc. | Manitowoc | IYF0900A-261 | Ice-making Head | Air-Cooled Condenser | Cube | Batch | 710 | 5.02 |  |  |  |  | Federally-Regulated Commercial & Industrial Equipment | 11/06/2019 | 202147770 | 11/06/2019
Manitowoc Ice, Inc. | Manitowoc | IDF0600N-261A*JCF0900-261 | Remote Condensing w/o Remote C | Air-Cooled Condenser | Cube | Batch | 540 | 6 |  |  |  |  | Federally-Regulated Commercial & Industrial Equipment | 11/06/2019 | 203458628 | 11/06/2019
Manitowoc Ice, Inc. | Manitowoc | IYT1500N-261E*JCT1500-261 | Remote Condensing w/o Remote C | Air-Cooled Condenser | Cube | Batch | 1533 | 4 |  |  |  |  | Federally-Regulated Commercial & Industrial Equipment | 11/06/2019 | 204517891 | 11/06/2019
Manitowoc Ice, Inc. | Manitowoc | IRT1900N-261E*JCT1500-261 | Remote Condensing w/o Remote C | Air-Cooled Condenser | Cube | Batch | 1545 | 4.26 |  |  |  |  | Federally-Regulated Commercial & Industrial Equipment | 11/06/2019 | 204517893 | 11/06/2019
Manitowoc Ice, Inc. | Manitowoc | IYF0600N-261A*JCF0900-261 | Remote Condensing w/o Remote C | Air-Cooled Condenser | Cube | Batch | 580 | 5.66 |  |  |  |  | Federally-Regulated Commercial & Industrial Equipment | 11/06/2019 | 203458629 | 11/06/2019
Manitowoc Ice, Inc. | Manitowoc | IYF0600A-261 | Ice-making Head | Air-Cooled Condenser | Cube | Batch | 555 | 5.29 |  |  |  |  | Federally-Regulated Commercial & Industrial Equipment | 11/06/2019 | 202147758 | 11/06/2019
Manitowoc Ice, Inc. | Manitowoc | IRF0900W-261 | Ice-making Head | Water-Cooled Condenser | Cube | Batch | 683 | 4.32 |  | 145 |  |  | Federally-Regulated Commercial & Industrial Equipment | 11/06/2019 | 202147772 | 11/06/2019
Manitowoc Ice, Inc. | Manitowoc | IDF2100C-161*CVDF2100-261 | Both Remote Condensing & Remot | Air-Cooled Condenser | Cube | Batch | 1625 | 4.54 |  |  |  |  | Federally-Regulated Commercial & Industrial Equipment | 11/06/2019 | 202358898 | 11/06/2019
Manitowoc Ice, Inc. | Manitowoc | IYF0900N-263*JCF0900-261 | Remote Condensing w/o Remote C | Air-Cooled Condenser | Cube | Batch | 745 | 4.9 |  |  |  |  | Federally-Regulated Commercial & Industrial Equipment | 11/06/2019 | 202147776 | 11/06/2019
Manitowoc Ice, Inc. | Manitowoc | IDT1900A-263E | Ice-making Head | Air-Cooled Condenser | Cube | Batch | 1470 | 4.62 |  |  |  |  | Federally-Regulated Commercial & Industrial Equipment | 11/06/2019 | 204443935 | 11/06/2019
Manitowoc Ice, Inc. | Manitowoc | IBT1020C-161*CVDT1200-261A | Both Remote Condensing & Remot | Air-Cooled Condenser | Cube | Batch | 1030 | 4.49 |  |  |  |  | Federally-Regulated Commercial & Industrial Equipment | 11/06/2019 | 203401618 | 11/06/2019
Manitowoc Ice, Inc. | Manitowoc | IYF0300A-161 | Ice-making Head | Air-Cooled Condenser | Cube | Batch | 240 | 6.95 |  |  |  |  | Federally-Regulated Commercial & Industrial Equipment | 11/06/2019 | 203999064 | 11/06/2019
Manitowoc Ice, Inc. | Manitowoc | IDT0750W-261 | Ice-making Head | Water-Cooled Condenser | Cube | Batch | 600 | 4.07 |  | 135 |  |  | Federally-Regulated Commercial & Industrial Equipment | 11/06/2019 | 202864332 | 11/06/2019
Manitowoc Ice, Inc. | Manitowoc | IDF2100C-161*CVDF2100-263 | Both Remote Condensing & Remot | Air-Cooled Condenser | Cube | Batch | 1625 | 4.54 |  |  |  |  | Federally-Regulated Commercial & Industrial Equipment | 11/06/2019 | 202358899 | 11/06/2019
Manitowoc Ice, Inc. | Manitowoc | IDT1900W-263E | Ice-making Head | Water-Cooled Condenser | Cube | Batch | 1666 | 3.51 |  | 145 |  |  | Federally-Regulated Commercial & Industrial Equipment | 11/06/2019 | 204443939 | 11/06/2019
Manitowoc Ice, Inc. | Manitowoc | IRT1900A-261E | Ice-making Head | Air-Cooled Condenser | Cube | Batch | 1407 | 4.65 |  |  |  |  | Federally-Regulated Commercial & Industrial Equipment | 11/06/2019 | 204443932 | 11/06/2019
Manitowoc Ice, Inc. | Manitowoc | IYF0900C-161*CVDF0900-263 | Both Remote Condensing & Remot | Air-Cooled Condenser | Cube | Batch | 714 | 4.93 |  |  |  |  | Federally-Regulated Commercial & Industrial Equipment | 11/06/2019 | 202147779 | 11/06/2019
Manitowoc Ice, Inc. | Manitowoc | IDT0750A-261 | Ice-making Head | Air-Cooled Condenser | Cube | Batch | 540 | 5.24 |  |  |  |  | Federally-Regulated Commercial & Industrial Equipment | 11/06/2019 | 202864330 | 11/06/2019
Manitowoc Ice, Inc. | Manitowoc | RNF1020C-161*RCUF1000-261A | Both Remote Condensing & Remot | Air-Cooled Condenser | Other | Continuous | 900 | 4.6 |  |  |  | 1.12 | Federally-Regulated Commercial & Industrial Equipment | 11/06/2019 | 203191928 | 11/06/2019
Manitowoc Ice, Inc. | Manitowoc | IDT0900A-261 | Ice-making Head | Air-Cooled Condenser | Cube | Batch | 695 | 4.85 |  |  |  |  | Federally-Regulated Commercial & Industrial Equipment | 11/06/2019 | 202864335 | 11/06/2019
Manitowoc Ice, Inc. | Manitowoc | IBF0820C-161*CVDF0900-261 | Both Remote Condensing & Remot | Air-Cooled Condenser | Cube | Batch | 728 | 4.88 |  |  |  |  | Federally-Regulated Commercial & Industrial Equipment | 11/06/2019 | 202147780 | 11/06/2019
Manitowoc Ice, Inc. | Manitowoc | IRT0900W-261 | Ice-making Head | Water-Cooled Condenser | Cube | Batch | 665 | 4.04 |  | 135 |  |  | Federally-Regulated Commercial & Industrial Equipment | 11/06/2019 | 202864337 | 11/06/2019
Manitowoc Ice, Inc. | Manitowoc | IYT0900W-261 | Ice-making Head | Water-Cooled Condenser | Cube | Batch | 665 | 4.02 |  | 135 |  |  | Federally-Regulated Commercial & Industrial Equipment | 11/06/2019 | 202864339 | 11/06/2019
Manitowoc Ice, Inc. | Manitowoc | IYF0600C-161*CVDF0600-263 | Both Remote Condensing & Remot | Air-Cooled Condenser | Cube | Batch | 530 | 5.53 |  |  |  |  | Federally-Regulated Commercial & Industrial Equipment | 11/06/2019 | 202147764 | 11/06/2019
Manitowoc Ice, Inc. | Manitowoc | IYF0900C-161*CVDF0900-261 | Both Remote Condensing & Remot | Air-Cooled Condenser | Cube | Batch | 714 | 4.93 |  |  |  |  | Federally-Regulated Commercial & Industrial Equipment | 11/06/2019 | 202147778 | 11/06/2019
Manitowoc Ice, Inc. | Manitowoc | IYT1200C-161*CVDT1200-263A | Both Remote Condensing & Remot | Air-Cooled Condenser | Cube | Batch | 1000 | 4.6 |  |  |  |  | Federally-Regulated Commercial & Industrial Equipment | 11/06/2019 | 203401615 | 11/06/2019
Manitowoc Ice, Inc. | Manitowoc | IBF0620C-161*CVDF0600-263 | Both Remote Condensing & Remot | Air-Cooled Condenser | Cube | Batch | 555 | 5.79 |  |  |  |  | Federally-Regulated Commercial & Industrial Equipment | 11/06/2019 | 202147766 | 11/06/2019
Manitowoc Ice, Inc. | Manitowoc | IYT1500W-263E | Ice-making Head | Water-Cooled Condenser | Cube | Batch | 1590 | 3.2 |  | 145 |  |  | Federally-Regulated Commercial & Industrial Equipment | 11/06/2019 | 204517889 | 11/06/2019
Manitowoc Ice, Inc. | Manitowoc | IYF0900N-261A*JCF0900-261 | Remote Condensing w/o Remote C | Air-Cooled Condenser | Cube | Batch | 740 | 5 |  |  |  |  | Federally-Regulated Commercial & Industrial Equipment | 11/06/2019 | 203458630 | 11/06/2019
Manitowoc Ice, Inc. | Manitowoc | IDF0600N-261*JCF0900-261 | Remote Condensing w/o Remote C | Air-Cooled Condenser | Cube | Batch | 535 | 5.85 |  |  |  |  | Federally-Regulated Commercial & Industrial Equipment | 11/06/2019 | 202147761 | 11/06/2019
Manitowoc Ice, Inc. | Manitowoc | IYF0300A-261 | Ice-making Head | Air-Cooled Condenser | Cube | Batch | 240 | 6.95 |  |  |  |  | Federally-Regulated Commercial & Industrial Equipment | 11/06/2019 | 203999065 | 11/06/2019
Manitowoc Ice, Inc. | Manitowoc | IBF0620C-161*CVDF0600-261 | Both Remote Condensing & Remot | Air-Cooled Condenser | Cube | Batch | 555 | 5.79 |  |  |  |  | Federally-Regulated Commercial & Industrial Equipment | 11/06/2019 | 202147765 | 11/06/2019
Manitowoc Ice, Inc. | Manitowoc | IYF0600N-261*JCF0900-261 | Remote Condensing w/o Remote C | Air-Cooled Condenser | Cube | Batch | 565 | 5.76 |  |  |  |  | Federally-Regulated Commercial & Industrial Equipment | 11/06/2019 | 202147762 | 11/06/2019
Manitowoc Ice, Inc. | Manitowoc | IDF1800C-161*CVDF1800-263A | Both Remote Condensing & Remot | Air-Cooled Condenser | Cube | Batch | 1375 | 4.63 |  |  |  |  | Federally-Regulated Commercial & Industrial Equipment | 11/06/2019 | 202634434 | 11/06/2019
Manitowoc Ice, Inc. | Manitowoc | IDF0900A-263 | Ice-making Head | Air-Cooled Condenser | Cube | Batch | 664 | 5.1 |  |  |  |  | Federally-Regulated Commercial & Industrial Equipment | 11/06/2019 | 202147769 | 11/06/2019
Manitowoc Ice, Inc. | Manitowoc | IDT1500A-263E | Ice-making Head | Air-Cooled Condenser | Cube | Batch | 1380 | 4.33 |  |  |  |  | Federally-Regulated Commercial & Industrial Equipment | 11/06/2019 | 204517886 | 11/06/2019
Manitowoc Ice, Inc. | Manitowoc | IYF1800C-161*CVDF1800-261A | Both Remote Condensing & Remot | Air-Cooled Condenser | Cube | Batch | 1440 | 4.49 |  |  |  |  | Federally-Regulated Commercial & Industrial Equipment | 11/06/2019 | 202634431 | 11/06/2019
Manitowoc Ice, Inc. | Manitowoc | IYF0900N-261*JCF0900-261 | Remote Condensing w/o Remote C | Air-Cooled Condenser | Cube | Batch | 745 | 4.9 |  |  |  |  | Federally-Regulated Commercial & Industrial Equipment | 11/06/2019 | 202147775 | 11/06/2019
Manitowoc Ice, Inc. | Manitowoc | IDF0900N-261A*JCF0900-261 | Remote Condensing w/o Remote C | Air-Cooled Condenser | Cube | Batch | 710 | 5.2 |  |  |  |  | Federally-Regulated Commercial & Industrial Equipment | 11/06/2019 | 203458632 | 11/06/2019
Manitowoc Ice, Inc. | Manitowoc | IDF1400C-161*CVDF1400-263A | Both Remote Condensing & Remot | Air-Cooled Condenser | Cube | Batch | 1120 | 4.79 |  |  |  |  | Federally-Regulated Commercial & Industrial Equipment | 11/06/2019 | 202634442 | 11/06/2019
Manitowoc Ice, Inc. | Manitowoc | IYF0600C-161*CVDF0600-263A | Both Remote Condensing & Remot | Air-Cooled Condenser | Cube | Batch | 530 | 6 |  |  |  |  | Federally-Regulated Commercial & Industrial Equipment | 11/06/2019 | 203264441 | 11/06/2019
Manitowoc Ice, Inc. | Manitowoc | IYF0900W-261 | Ice-making Head | Water-Cooled Condenser | Cube | Batch | 786 | 4.04 |  | 145 |  |  | Federally-Regulated Commercial & Industrial Equipment | 11/06/2019 | 202147774 | 11/06/2019
Manitowoc Ice, Inc. | Manitowoc | IDT1200C-161*CVDT1200-261A | Both Remote Condensing & Remot | Air-Cooled Condenser | Cube | Batch | 975 | 4.6 |  |  |  |  | Federally-Regulated Commercial & Industrial Equipment | 11/06/2019 | 203401616 | 11/06/2019
Hoshizaki America | Hoshizaki | FS-1500MLH-C*SRC-14H | Both Remote Condensing & Remot | Air-Cooled Condenser | Crushed | Continuous | 1165 | 4.51 | 5.26 |  |  | 1.16 | Federally-Regulated Commercial & Industrial Equipment | 04/16/2019 |  | 11/06/2019
Hoshizaki America | Hoshizaki | F-1002MAJ | Ice-making Head | Air-Cooled Condenser | Flake | Continuous | 758 | 4.36 | 5.8 |  |  | 1.19 | Federally-Regulated Commercial & Industrial Equipment | 04/16/2019 |  | 11/06/2019
Hoshizaki America | Hoshizaki | DCM-270BAH | Self-Contained | Air-Cooled Condenser | Crushed | Continuous | 200 | 7.5 | 8.22 |  |  | 1.09 | Federally-Regulated Commercial & Industrial Equipment | 04/16/2019 |  | 11/06/2019
Hoshizaki America | Hoshizaki | C-101BAH-AD | Self-Contained | Air-Cooled Condenser | Crushed | Continuous | 62 | 12.1 | 12.36 |  |  | 1.17 | Federally-Regulated Commercial & Industrial Equipment | 04/16/2019 |  | 11/06/2019
Hoshizaki America | Hoshizaki | F-801MAJ | Ice-making Head | Air-Cooled Condenser | Flake | Continuous | 566 | 4.5 | 6.42 |  |  | 1.19 | Federally-Regulated Commercial & Industrial Equipment | 04/16/2019 |  | 11/06/2019
Hoshizaki America | Hoshizaki | DCM-270BAH-OS | Self-Contained | Air-Cooled Condenser | Crushed | Continuous | 200 | 7.5 | 8.22 |  |  | 1.09 | Federally-Regulated Commercial & Industrial Equipment | 04/16/2019 |  | 11/06/2019
Hoshizaki America | Hoshizaki | DCM-751BWH | Self-Contained | Water-Cooled Condenser | Crushed | Continuous | 678 | 4.76 | 5.55 | 96 | 135.9 | 1.14 | Federally-Regulated Commercial & Industrial Equipment | 04/16/2019 |  | 11/06/2019
Hoshizaki America | Hoshizaki | C-101BAH-ADDS | Self-Contained | Air-Cooled Condenser | Crushed | Continuous | 62 | 12.1 | 12.36 |  |  | 1.17 | Federally-Regulated Commercial & Industrial Equipment | 04/16/2019 |  | 11/06/2019
Hoshizaki America | Hoshizaki | F-1501MAJ-C | Ice-making Head | Air-Cooled Condenser | Flake | Continuous | 1020 | 4.61 | 5.61 |  |  | 1.1 | Federally-Regulated Commercial & Industrial Equipment | 04/16/2019 |  | 11/06/2019
Hoshizaki America | Hoshizaki | DCM-500BAH | Self-Contained | Air-Cooled Condenser | Crushed | Continuous | 427 | 5.85 | 6.81 |  |  | 1.15 | Federally-Regulated Commercial & Industrial Equipment | 04/16/2019 |  | 11/06/2019
Hoshizaki America | Hoshizaki | F-1501MAJ | Ice-making Head | Air-Cooled Condenser | Flake | Continuous | 1154 | 4 | 5.61 |  |  | 1.24 | Federally-Regulated Commercial & Industrial Equipment | 04/16/2019 |  | 11/06/2019
Hoshizaki America | Hoshizaki | F-801MAJ-C | Ice-making Head | Air-Cooled Condenser | Flake | Continuous | 532 | 5 | 6.53 |  |  | 1.12 | Federally-Regulated Commercial & Industrial Equipment | 04/16/2019 |  | 11/06/2019
Hoshizaki America | Hoshizaki | F-801MWJ | Ice-making Head | Water-Cooled Condenser | Flake | Continuous | 605 | 3.9 | 4.86 | 119 | 168 | 1.22 | Federally-Regulated Commercial & Industrial Equipment | 04/16/2019 |  | 11/06/2019
Hoshizaki America | Hoshizaki | F-1501MRJ-C*URC-14F | Remote Condensing w/o Remote C | Air-Cooled Condenser | Flake | Continuous | 1125 | 4.35 | 5.06 |  |  | 1.12 | Federally-Regulated Commercial & Industrial Equipment | 04/16/2019 |  | 11/06/2019
Hoshizaki America | Hoshizaki | DCM-500BWH-OS | Self-Contained | Water-Cooled Condenser | Crushed | Continuous | 512 | 4.48 | 6.05 | 112 | 140.1 | 1.13 | Federally-Regulated Commercial & Industrial Equipment | 04/16/2019 |  | 11/06/2019
Hoshizaki America | Hoshizaki | DCM-500BWH | Self-Contained | Water-Cooled Condenser | Crushed | Continuous | 512 | 4.48 | 6.05 | 112 | 140.1 | 1.13 | Federally-Regulated Commercial & Industrial Equipment | 04/16/2019 |  | 11/06/2019
Hoshizaki America | Hoshizaki | FD-1002MAJ-C | Ice-making Head | Air-Cooled Condenser | Flake | Continuous | 726 | 4.57 | 5.91 |  |  | 1.11 | Federally-Regulated Commercial & Industrial Equipment | 04/16/2019 |  | 11/06/2019
Hoshizaki America | Hoshizaki | F-1501MRJ*URC-14F | Remote Condensing w/o Remote C | Air-Cooled Condenser | Flake | Continuous | 1370 | 3.44 | 5.06 |  |  | 1.36 | Federally-Regulated Commercial & Industrial Equipment | 04/16/2019 |  | 11/06/2019
Hoshizaki America | Hoshizaki | F-1002MRJ*URC-5F | Remote Condensing w/o Remote C | Air-Cooled Condenser | Flake | Continuous | 722 | 4.51 | 5.51 |  |  | 1.19 | Federally-Regulated Commercial & Industrial Equipment | 04/16/2019 |  | 11/06/2019
Hoshizaki America | Hoshizaki | F-1002MRJ-C*URC-5F | Remote Condensing w/o Remote C | Air-Cooled Condenser | Flake | Continuous | 680 | 4.94 | 5.76 |  |  | 1.13 | Federally-Regulated Commercial & Industrial Equipment | 04/16/2019 |  | 11/06/2019
Hoshizaki America | Hoshizaki | F-450MAJ-C | Ice-making Head | Air-Cooled Condenser | Flake | Continuous | 316 | 6.1 | 7.22 |  |  | 1.18 | Federally-Regulated Commercial & Industrial Equipment | 04/16/2019 |  | 11/06/2019
Hoshizaki America | Hoshizaki | F-1501MWJ-C | Ice-making Head | Water-Cooled Condenser | Flake | Continuous | 1218 | 3.76 | 4.34 | 123 | 155.9 | 1.15 | Federally-Regulated Commercial & Industrial Equipment | 04/16/2019 |  | 11/06/2019
Hoshizaki America | Hoshizaki | FD-1002MRJ-C*URC-5F | Remote Condensing w/o Remote C | Air-Cooled Condenser | Flake | Continuous | 680 | 4.94 | 5.76 |  |  | 1.13 | Federally-Regulated Commercial & Industrial Equipment | 04/16/2019 |  | 11/06/2019
Hoshizaki America | Hoshizaki | DCM-300BAH-OS | Self-Contained | Air-Cooled Condenser | Crushed | Continuous | 219 | 7.06 | 8.1 |  |  | 1.09 | Federally-Regulated Commercial & Industrial Equipment | 04/16/2019 |  | 11/06/2019
Hoshizaki America | Hoshizaki | F-450MAJ | Ice-making Head | Air-Cooled Condenser | Flake | Continuous | 395 | 4.94 | 6.97 |  |  | 1.34 | Federally-Regulated Commercial & Industrial Equipment | 04/16/2019 |  | 11/06/2019
Hoshizaki America | Hoshizaki | F-330BAJ | Self-Contained | Air-Cooled Condenser | Flake | Continuous | 243 | 5.91 | 7.95 |  |  | 1.18 | Federally-Regulated Commercial & Industrial Equipment | 04/16/2019 |  | 11/06/2019
Hoshizaki America | Hoshizaki | DCM-500BAH-OS | Self-Contained | Air-Cooled Condenser | Crushed | Continuous | 427 | 5.85 | 6.81 |  |  | 1.15 | Federally-Regulated Commercial & Industrial Equipment | 04/16/2019 |  | 11/06/2019
Hoshizaki America | Hoshizaki | F-1501MWJ | Ice-making Head | Water-Cooled Condenser | Flake | Continuous | 1410 | 3.2 | 4.34 | 105 | 152.1 | 1.31 | Federally-Regulated Commercial & Industrial Equipment | 04/16/2019 |  | 11/06/2019
Hoshizaki America | Hoshizaki | C-101BAH-DS | Self-Contained | Air-Cooled Condenser | Crushed | Continuous | 62 | 12.1 | 12.36 |  |  | 1.17 | Federally-Regulated Commercial & Industrial Equipment | 04/16/2019 |  | 11/06/2019
Hoshizaki America | Hoshizaki | DCM-751BWH-OS | Self-Contained | Water-Cooled Condenser | Crushed | Continuous | 678 | 4.76 | 5.55 | 96 | 135.9 | 1.14 | Federally-Regulated Commercial & Industrial Equipment | 04/16/2019 |  | 11/06/2019
Hoshizaki America | Hoshizaki | F-801MWJ-C | Ice-making Head | Water-Cooled Condenser | Flake | Continuous | 580 | 4.13 | 4.93 | 120 | 168.5 | 1.17 | Federally-Regulated Commercial & Industrial Equipment | 04/16/2019 |  | 11/06/2019
Hoshizaki America | Hoshizaki | DCM-300BAH | Self-Contained | Air-Cooled Condenser | Crushed | Continuous | 219 | 7.06 | 8.1 |  |  | 1.09 | Federally-Regulated Commercial & Industrial Equipment | 04/16/2019 |  | 11/06/2019
Hoshizaki America | Hoshizaki | C-101BAH | Self-Contained | Air-Cooled Condenser | Crushed | Continuous | 62 | 12.1 | 12.36 |  |  | 1.17 | Federally-Regulated Commercial & Industrial Equipment | 04/16/2019 |  | 11/06/2019
Hoshizaki America | Hoshizaki | F-330BAJ-C | Self-Contained | Air-Cooled Condenser | Flake | Continuous | 214 | 7.3 | 8.13 |  |  | 1.1 | Federally-Regulated Commercial & Industrial Equipment | 04/16/2019 |  | 11/06/2019
Manitowoc Ice, Inc. | Manitowoc | UFF0350A-161 | Self-Contained | Air-Cooled Condenser | Flake | Continuous | 328 | 5.27 | 7.42 |  |  | 1.27 | Federally-Regulated Commercial & Industrial Equipment | 04/16/2019 |  | 11/06/2019
Manitowoc Ice, Inc. | Manitowoc | IDT0450A-261 | Ice-making Head | Air-Cooled Condenser | Cube | Batch | 358 | 5.63 | 6.16 |  |  |  | Federally-Regulated Commercial & Industrial Equipment | 11/29/2018 |  | 11/06/2019
Manitowoc Ice, Inc. | Manitowoc | IDT0620W-161 | Ice-making Head | Water-Cooled Condenser | Cube | Batch | 450 | 4.13 | 4.94 | 140 | 190.1 |  | Federally-Regulated Commercial & Industrial Equipment | 05/09/2018 |  | 11/06/2019
Manitowoc Ice, Inc. | Manitowoc | IRT1900N-263*JCT1500-261 | Remote Condensing w/o Remote C | Air-Cooled Condenser | Cube | Batch | 1530 | 4.08 | 4.59 |  |  |  | Federally-Regulated Commercial & Industrial Equipment | 09/05/2019 |  | 11/06/2019
Manitowoc Ice, Inc. | Manitowoc | IDT1500W-261 | Ice-making Head | Water-Cooled Condenser | Cube | Batch | 1480 | 3.27 | 4.01 | 140 | 167.4 |  | Federally-Regulated Commercial & Industrial Equipment | 07/18/2019 |  | 11/06/2019
Manitowoc Ice, Inc. | Manitowoc | IDT0500A-161 | Ice-making Head | Air-Cooled Condenser | Cube | Batch | 400 | 5.25 | 6.05 |  |  |  | Federally-Regulated Commercial & Industrial Equipment | 12/04/2018 |  | 11/06/2019
Manitowoc Ice, Inc. | Manitowoc | IBT1020C-161*CVDT1200-261 | Both Remote Condensing & Remot | Air-Cooled Condenser | Cube | Batch | 1000 | 4.5 |  |  |  |  | Federally-Regulated Commercial & Industrial Equipment | 10/29/2019 |  | 11/06/2019
Manitowoc Ice, Inc. | Manitowoc | RNF1100W-261 | Ice-making Head | Water-Cooled Condenser | Other | Continuous | 960 | 3.67 | 4.34 | 131 | 161 | 1.1 | Federally-Regulated Commercial & Industrial Equipment | 04/16/2019 |  | 11/06/2019
Manitowoc Ice, Inc. | Manitowoc | UYF0310A-161 | Self-Contained | Air-Cooled Condenser | Cube | Batch | 235 | 7.2 | 7.35 |  |  |  | Federally-Regulated Commercial & Industrial Equipment | 11/29/2018 |  | 11/06/2019
Manitowoc Ice, Inc. | Manitowoc | IDT0500A-261 | Ice-making Head | Air-Cooled Condenser | Cube | Batch | 400 | 5.25 | 6.05 |  |  |  | Federally-Regulated Commercial & Industrial Equipment | 12/04/2018 |  | 11/06/2019
Manitowoc Ice, Inc. | Manitowoc | IYT0450W-161 | Ice-making Head | Water-Cooled Condenser | Cube | Batch | 420 | 4.2 | 5 | 140 | 190.8 |  | Federally-Regulated Commercial & Industrial Equipment | 05/09/2018 |  | 11/06/2019
Manitowoc Ice, Inc. | Manitowoc | IYT1500W-263 | Ice-making Head | Water-Cooled Condenser | Cube | Batch | 1420 | 3.5 | 4.02 | 140 | 168.8 |  | Federally-Regulated Commercial & Industrial Equipment | 06/10/2019 |  | 11/06/2019
Manitowoc Ice, Inc. | Manitowoc | IYT0500A-161 | Ice-making Head | Air-Cooled Condenser | Cube | Batch | 440 | 4.58 | 5.95 |  |  |  | Federally-Regulated Commercial & Industrial Equipment | 12/04/2018 |  | 11/06/2019
Manitowoc Ice, Inc. | Manitowoc | IRT0500A-261 | Ice-making Head | Air-Cooled Condenser | Cube | Batch | 386 | 5.04 | 6.09 |  |  |  | Federally-Regulated Commercial & Industrial Equipment | 12/04/2018 |  | 11/06/2019
Manitowoc Ice, Inc. | Manitowoc | UDE0080A-161 | Self-Contained | Air-Cooled Condenser | Cube | Batch | 71 | 10.7 | 11.46 |  |  |  | Federally-Regulated Commercial & Industrial Equipment | 05/09/2018 |  | 11/06/2019
Manitowoc Ice, Inc. | Manitowoc | IYF1800C-161*CVDF1800-263 | Both Remote Condensing & Remot | Air-Cooled Condenser | Cube | Batch | 1470 | 4.6 | 4.79 |  |  |  | Federally-Regulated Commercial & Industrial Equipment | 09/05/2019 |  | 11/06/2019
Manitowoc Ice, Inc. | Manitowoc | IYT0620W-161 | Ice-making Head | Water-Cooled Condenser | Cube | Batch | 485 | 3.87 | 4.87 | 140 | 189.3 |  | Federally-Regulated Commercial & Industrial Equipment | 05/09/2018 |  | 11/06/2019
Manitowoc Ice, Inc. | Manitowoc | UDF0310A-261 | Self-Contained | Air-Cooled Condenser | Cube | Batch | 237 | 7.2 | 7.35 |  |  |  | Federally-Regulated Commercial & Industrial Equipment | 11/29/2018 |  | 11/06/2019
Manitowoc Ice, Inc. | Manitowoc | RNF1020C-161*RCUF1000-261 | Both Remote Condensing & Remot | Air-Cooled Condenser | Other | Continuous | 900 | 4.5 | 5.26 |  |  | 1.1 | Federally-Regulated Commercial & Industrial Equipment | 04/16/2019 |  | 11/06/2019
Manitowoc Ice, Inc. | Manitowoc | IRT0620A-161 | Ice-making Head | Air-Cooled Condenser | Cube | Batch | 410 | 5.29 | 6.03 |  |  |  | Federally-Regulated Commercial & Industrial Equipment | 11/29/2018 |  | 11/06/2019
Manitowoc Ice, Inc. | Manitowoc | CNF0201A-161 | Self-Contained | Air-Cooled Condenser | Other | Continuous | 222 | 6.69 | 8.08 |  |  | 1.14 | Federally-Regulated Commercial & Industrial Equipment | 04/16/2019 |  | 11/06/2019
Manitowoc Ice, Inc. | Manitowoc | IRT1900A-261 | Ice-making Head | Air-Cooled Condenser | Cube | Batch | 1350 | 4.68 | 4.7 |  |  |  | Federally-Regulated Commercial & Industrial Equipment | 07/18/2019 |  | 11/06/2019
Manitowoc Ice, Inc. | Manitowoc | IRT0500W-161 | Ice-making Head | Water-Cooled Condenser | Cube | Batch | 406 | 4.3 | 5.02 | 130 | 191.1 |  | Federally-Regulated Commercial & Industrial Equipment | 05/09/2018 |  | 11/06/2019
Manitowoc Ice, Inc. | Manitowoc | IDT0620A-261 | Ice-making Head | Air-Cooled Condenser | Cube | Batch | 450 | 5.18 | 5.93 |  |  |  | Federally-Regulated Commercial & Industrial Equipment | 11/29/2018 |  | 11/06/2019
Manitowoc Ice, Inc. | Manitowoc | UYF0310W-161 | Self-Contained | Water-Cooled Condenser | Cube | Batch | 267 | 5.5 | 5.7 | 182 | 182.6 |  | Federally-Regulated Commercial & Industrial Equipment | 11/29/2018 |  | 11/06/2019
Manitowoc Ice, Inc. | Manitowoc | RFF2200C-261*RCUF2200-263 | Both Remote Condensing & Remot | Air-Cooled Condenser | Flake | Continuous | 1702 | 3.87 | 5.26 |  |  | 1.34 | Federally-Regulated Commercial & Industrial Equipment | 04/16/2019 |  | 11/06/2019
Manitowoc Ice, Inc. | Manitowoc | UDF0310A-161 | Self-Contained | Air-Cooled Condenser | Cube | Batch | 233 | 7 | 7.35 |  |  |  | Federally-Regulated Commercial & Industrial Equipment | 11/29/2018 |  | 11/06/2019
Manitowoc Ice, Inc. | Manitowoc | RFF0620W-161 | Ice-making Head | Water-Cooled Condenser | Flake | Continuous | 597 | 3.75 | 4.89 | 106 | 168.2 | 1.25 | Federally-Regulated Commercial & Industrial Equipment | 04/16/2019 |  | 11/06/2019
Manitowoc Ice, Inc. | Manitowoc | IYT0420W-161 | Ice-making Head | Water-Cooled Condenser | Cube | Batch | 425 | 4.24 | 4.99 | 140 | 190.7 |  | Federally-Regulated Commercial & Industrial Equipment | 05/09/2018 |  | 11/06/2019
Manitowoc Ice, Inc. | Manitowoc | IYT1500W-261 | Ice-making Head | Water-Cooled Condenser | Cube | Batch | 1420 | 3.5 |  | 140 |  |  | Federally-Regulated Commercial & Industrial Equipment | 10/29/2019 |  | 11/06/2019
Manitowoc Ice, Inc. | Manitowoc | RFF1220C-261*RCUF1200-261 | Both Remote Condensing & Remot | Air-Cooled Condenser | Flake | Continuous | 958 | 3.98 | 5.26 |  |  | 1.28 | Federally-Regulated Commercial & Industrial Equipment | 04/16/2019 |  | 11/06/2019
Manitowoc Ice, Inc. | Manitowoc | IDT1200N-261*JCT1200-261 | Remote Condensing w/o Remote C | Air-Cooled Condenser | Cube | Batch | 960 | 4.4 | 4.69 |  |  |  | Federally-Regulated Commercial & Industrial Equipment | 05/09/2018 |  | 11/06/2019
Manitowoc Ice, Inc. | Manitowoc | IDT1900A-261 | Ice-making Head | Air-Cooled Condenser | Cube | Batch | 1410 | 4.64 | 4.66 |  |  |  | Federally-Regulated Commercial & Industrial Equipment | 07/18/2019 |  | 11/06/2019
Manitowoc Ice, Inc. | Manitowoc | IYT0620A-261 | Ice-making Head | Air-Cooled Condenser | Cube | Batch | 465 | 4.87 | 5.89 |  |  |  | Federally-Regulated Commercial & Industrial Equipment | 11/29/2018 |  | 11/06/2019
Manitowoc Ice, Inc. | Manitowoc | IDT1200W-261 | Ice-making Head | Water-Cooled Condenser | Cube | Batch | 900 | 4.16 | 4.17 | 140 | 180.2 |  | Federally-Regulated Commercial & Industrial Equipment | 05/09/2018 |  | 11/06/2019
Manitowoc Ice, Inc. | Manitowoc | IYT1900A-263 | Ice-making Head | Air-Cooled Condenser | Cube | Batch | 1450 | 4.48 | 4.64 |  |  |  | Federally-Regulated Commercial & Industrial Equipment | 06/10/2019 |  | 11/06/2019
Manitowoc Ice, Inc. | Manitowoc | IDF0600A-261 | Ice-making Head | Air-Cooled Condenser | Cube | Batch | 490 | 5.41 | 5.83 |  |  |  | Federally-Regulated Commercial & Industrial Equipment | 06/10/2019 |  | 11/06/2019
Manitowoc Ice, Inc. | Manitowoc | RNF0620A-161 | Ice-making Head | Air-Cooled Condenser | Other | Continuous | 451 | 5.81 | 6.79 |  |  | 1.1 | Federally-Regulated Commercial & Industrial Equipment | 04/16/2019 |  | 11/06/2019
Manitowoc Ice, Inc. | Manitowoc | IRT1900A-263 | Ice-making Head | Air-Cooled Condenser | Cube | Batch | 1350 | 4.68 | 4.7 |  |  |  | Federally-Regulated Commercial & Industrial Equipment | 07/18/2019 |  | 11/06/2019
Manitowoc Ice, Inc. | Manitowoc | IYT1200W-263 | Ice-making Head | Water-Cooled Condenser | Cube | Batch | 965 | 4 | 4.15 | 140 | 178.8 |  | Federally-Regulated Commercial & Industrial Equipment | 07/18/2019 |  | 11/06/2019
Manitowoc Ice, Inc. | Manitowoc | IYT1200N-261*JCT1200-261 | Remote Condensing w/o Remote C | Air-Cooled Condenser | Cube | Batch | 1000 | 4.4 | 4.59 |  |  |  | Federally-Regulated Commercial & Industrial Equipment | 05/09/2018 |  | 11/06/2019
Manitowoc Ice, Inc. | Manitowoc | RNF0320A-161 | Ice-making Head | Air-Cooled Condenser | Other | Continuous | 236 | 6.88 | 7.71 |  |  | 1.11 | Federally-Regulated Commercial & Industrial Equipment | 04/16/2019 |  | 11/06/2019
Manitowoc Ice, Inc. | Manitowoc | IDT0620A-161 | Ice-making Head | Air-Cooled Condenser | Cube | Batch | 450 | 5.18 | 5.93 |  |  |  | Federally-Regulated Commercial & Industrial Equipment | 11/29/2018 |  | 11/06/2019
Manitowoc Ice, Inc. | Manitowoc | IDT0420A-161 | Ice-making Head | Air-Cooled Condenser | Cube | Batch | 375 | 5.6 | 6.11 |  |  |  | Federally-Regulated Commercial & Industrial Equipment | 11/29/2018 |  | 11/06/2019
Manitowoc Ice, Inc. | Manitowoc | IYT1900A-261 | Ice-making Head | Air-Cooled Condenser | Cube | Batch | 1450 | 4.48 | 4.64 |  |  |  | Federally-Regulated Commercial & Industrial Equipment | 06/10/2019 |  | 11/06/2019
Manitowoc Ice, Inc. | Manitowoc | IYT0450A-261 | Ice-making Head | Air-Cooled Condenser | Cube | Batch | 378 | 5.52 | 6.11 |  |  |  | Federally-Regulated Commercial & Industrial Equipment | 11/29/2018 |  | 11/06/2019
Manitowoc Ice, Inc. | Manitowoc | RFF320A-161 | Ice-making Head | Air-Cooled Condenser | Flake | Continuous | 287 | 5.58 | 7.38 |  |  | 1.3 | Federally-Regulated Commercial & Industrial Equipment | 04/16/2019 |  | 11/06/2019
Manitowoc Ice, Inc. | Manitowoc | IDT1200A-261 | Ice-making Head | Air-Cooled Condenser | Cube | Batch | 950 | 4.8 | 4.95 |  |  |  | Federally-Regulated Commercial & Industrial Equipment | 05/09/2018 |  | 11/06/2019
Manitowoc Ice, Inc. | Manitowoc | IYT1200A-263 | Ice-making Head | Air-Cooled Condenser | Cube | Batch | 950 | 4.75 | 4.95 |  |  |  | Federally-Regulated Commercial & Industrial Equipment | 07/18/2019 |  | 11/06/2019
Manitowoc Ice, Inc. | Manitowoc | IDF1800C-161*CVDF1800-263 | Both Remote Condensing & Remot | Air-Cooled Condenser | Cube | Batch | 1375 | 4.74 | 4.79 |  |  |  | Federally-Regulated Commercial & Industrial Equipment | 09/05/2019 |  | 11/06/2019
Manitowoc Ice, Inc. | Manitowoc | IYT0500W-161 | Ice-making Head | Water-Cooled Condenser | Cube | Batch | 460 | 3.9 | 4.92 | 130 | 189.9 |  | Federally-Regulated Commercial & Industrial Equipment | 05/09/2018 |  | 11/06/2019
Manitowoc Ice, Inc. | Manitowoc | IYF1400C-161*CVDF1400-261 | Both Remote Condensing & Remot | Air-Cooled Condenser | Cube | Batch | 1220 | 4.28 |  |  |  |  | Federally-Regulated Commercial & Industrial Equipment | 10/29/2019 |  | 11/06/2019
Manitowoc Ice, Inc. | Manitowoc | RFF2500A-263 | Ice-making Head | Air-Cooled Condenser | Flake | Continuous | 1819 | 4.1 | 5.61 |  |  | 1.3 | Federally-Regulated Commercial & Industrial Equipment | 06/10/2019 |  | 11/06/2019
Manitowoc Ice, Inc. | Manitowoc | IDT0450A-161 | Ice-making Head | Air-Cooled Condenser | Cube | Batch | 358 | 5.63 | 6.16 |  |  |  | Federally-Regulated Commercial & Industrial Equipment | 11/29/2018 |  | 11/06/2019
Manitowoc Ice, Inc. | Manitowoc | IYT0500A-261 | Ice-making Head | Air-Cooled Condenser | Cube | Batch | 440 | 4.58 | 5.95 |  |  |  | Federally-Regulated Commercial & Industrial Equipment | 12/04/2018 |  | 11/06/2019
Manitowoc Ice, Inc. | Manitowoc | RNF0620W-161 | Ice-making Head | Water-Cooled Condenser | Other | Continuous | 508 | 4.32 | 5.12 | 109 | 169.9 | 1.1 | Federally-Regulated Commercial & Industrial Equipment | 04/16/2019 |  | 11/06/2019
Manitowoc Ice, Inc. | Manitowoc | IYT1200A-261 | Ice-making Head | Air-Cooled Condenser | Cube | Batch | 950 | 4.75 | 4.95 |  |  |  | Federally-Regulated Commercial & Industrial Equipment | 05/09/2018 |  | 11/06/2019
Manitowoc Ice, Inc. | Manitowoc | SDF3000C-161*CVDF3000-263 | Both Remote Condensing & Remot | Air-Cooled Condenser | Cube | Batch | 2333 | 4.75 | 4.79 |  |  |  | Federally-Regulated Commercial & Industrial Equipment | 05/09/2018 |  | 11/06/2019
Manitowoc Ice, Inc. | Manitowoc | IDT0450W-261 | Ice-making Head | Water-Cooled Condenser | Cube | Batch | 360 | 4.75 | 5.11 | 140 | 192.1 |  | Federally-Regulated Commercial & Industrial Equipment | 05/09/2018 |  | 11/06/2019
Manitowoc Ice, Inc. | Manitowoc | IYT0620A-161 | Ice-making Head | Air-Cooled Condenser | Cube | Batch | 465 | 4.87 | 5.89 |  |  |  | Federally-Regulated Commercial & Industrial Equipment | 11/29/2018 |  | 11/06/2019
Manitowoc Ice, Inc. | Manitowoc | IDT1500W-263 | Ice-making Head | Water-Cooled Condenser | Cube | Batch | 1480 | 3.27 | 4.01 | 140 | 167.4 |  | Federally-Regulated Commercial & Industrial Equipment | 06/10/2019 |  | 11/06/2019
Manitowoc Ice, Inc. | Manitowoc | IYT1200W-261 | Ice-making Head | Water-Cooled Condenser | Cube | Batch | 965 | 4 | 4.15 | 140 | 178.8 |  | Federally-Regulated Commercial & Industrial Equipment | 05/09/2018 |  | 11/06/2019
Manitowoc Ice, Inc. | Manitowoc | UFF0200A-161 | Self-Contained | Air-Cooled Condenser | Other | Continuous | 198 | 5.31 | 8.28 |  |  | 1.35 | Federally-Regulated Commercial & Industrial Equipment | 04/16/2019 |  | 11/06/2019
Manitowoc Ice, Inc. | Manitowoc | IYT0620W-261 | Ice-making Head | Water-Cooled Condenser | Cube | Batch | 485 | 3.87 | 4.87 | 140 | 189.3 |  | Federally-Regulated Commercial & Industrial Equipment | 05/09/2018 |  | 11/06/2019
Manitowoc Ice, Inc. | Manitowoc | IDT0500W-161 | Ice-making Head | Water-Cooled Condenser | Cube | Batch | 400 | 4.41 | 5.04 | 130 | 191.2 |  | Federally-Regulated Commercial & Industrial Equipment | 05/09/2018 |  | 11/06/2019
Manitowoc Ice, Inc. | Manitowoc | RFF0620A-261 | Ice-making Head | Air-Cooled Condenser | Flake | Continuous | 540 | 4.74 | 6.5 |  |  | 1.31 | Federally-Regulated Commercial & Industrial Equipment | 04/16/2019 |  | 11/06/2019
Manitowoc Ice, Inc. | Manitowoc | IYF1800C-161*CVDF1800-261 | Both Remote Condensing & Remot | Air-Cooled Condenser | Cube | Batch | 1470 | 4.6 | 4.79 |  |  |  | Federally-Regulated Commercial & Industrial Equipment | 11/29/2018 |  | 11/06/2019
Manitowoc Ice, Inc. | Manitowoc | IYT1900W-261 | Ice-making Head | Water-Cooled Condenser | Cube | Batch | 1670 | 3.35 | 4 | 140 | 163.3 |  | Federally-Regulated Commercial & Industrial Equipment | 07/18/2019 |  | 11/06/2019
Manitowoc Ice, Inc. | Manitowoc | IYT1500N-261*JCT1500-261 | Remote Condensing w/o Remote C | Air-Cooled Condenser | Cube | Batch | 1460 | 3.9 | 4.59 |  |  |  | Federally-Regulated Commercial & Industrial Equipment | 09/05/2019 |  | 11/06/2019
Manitowoc Ice, Inc. | Manitowoc | IYT0500N-161*JCT0500-161 | Remote Condensing w/o Remote C | Air-Cooled Condenser | Cube | Batch | 500 | 5.59 |  |  |  |  | Federally-Regulated Commercial & Industrial Equipment | 10/29/2019 |  | 11/06/2019
Manitowoc Ice, Inc. | Manitowoc | IBT1020C-161*CVDT1200-263 | Both Remote Condensing & Remot | Air-Cooled Condenser | Cube | Batch | 1000 | 4.5 |  |  |  |  | Federally-Regulated Commercial & Industrial Equipment | 10/29/2019 |  | 11/06/2019
Manitowoc Ice, Inc. | Manitowoc | IDF1800C-161*CVDF1800-261 | Both Remote Condensing & Remot | Air-Cooled Condenser | Cube | Batch | 1375 | 4.74 | 4.79 |  |  |  | Federally-Regulated Commercial & Industrial Equipment | 11/29/2018 |  | 11/06/2019
Manitowoc Ice, Inc. | Manitowoc | IRT0500A-161 | Ice-making Head | Air-Cooled Condenser | Cube | Batch | 386 | 5.04 | 6.09 |  |  |  | Federally-Regulated Commercial & Industrial Equipment | 12/04/2018 |  | 11/06/2019
Manitowoc Ice, Inc. | Manitowoc | IYT1500A-263 | Ice-making Head | Air-Cooled Condenser | Cube | Batch | 1360 | 4.45 |  |  |  |  | Federally-Regulated Commercial & Industrial Equipment | 10/29/2019 |  | 11/06/2019
Manitowoc Ice, Inc. | Manitowoc | IDT1900W-261 | Ice-making Head | Water-Cooled Condenser | Cube | Batch | 1600 | 3.53 | 4 | 140 | 164.8 |  | Federally-Regulated Commercial & Industrial Equipment | 07/18/2019 |  | 11/06/2019
Manitowoc Ice, Inc. | Manitowoc | SYF3000C-161*CVDF3000-263 | Both Remote Condensing & Remot | Air-Cooled Condenser | Cube | Batch | 2400 | 4.75 | 4.79 |  |  |  | Federally-Regulated Commercial & Industrial Equipment | 05/09/2018 |  | 11/06/2019
Manitowoc Ice, Inc. | Manitowoc | UNF0200A-161 | Self-Contained | Air-Cooled Condenser | Other | Continuous | 164 | 6.65 | 9.3 |  |  | 1.14 | Federally-Regulated Commercial & Industrial Equipment | 04/16/2019 |  | 11/06/2019
Manitowoc Ice, Inc. | Manitowoc | IDT1200C-161*CVDT1200-263 | Both Remote Condensing & Remot | Air-Cooled Condenser | Cube | Batch | 975 | 4.5 |  |  |  |  | Federally-Regulated Commercial & Industrial Equipment | 10/29/2019 |  | 11/06/2019
Manitowoc Ice, Inc. | Manitowoc | IDF1400C-161*CVDF1400-263 | Both Remote Condensing & Remot | Air-Cooled Condenser | Cube | Batch | 1150 | 4.39 | 4.79 |  |  |  | Federally-Regulated Commercial & Industrial Equipment | 11/29/2018 |  | 11/06/2019
Manitowoc Ice, Inc. | Manitowoc | IDT0450W-161 | Ice-making Head | Water-Cooled Condenser | Cube | Batch | 360 | 4.75 | 5.11 | 140 | 192.1 |  | Federally-Regulated Commercial & Industrial Equipment | 05/09/2018 |  | 11/06/2019
Manitowoc Ice, Inc. | Manitowoc | IDT1500N-261*JCT1500-261 | Remote Condensing w/o Remote C | Air-Cooled Condenser | Cube | Batch | 1435 | 3.9 | 4.59 |  |  |  | Federally-Regulated Commercial & Industrial Equipment | 09/05/2019 |  | 11/06/2019
Manitowoc Ice, Inc. | Manitowoc | IDT1200C-161*CVDT1200-261 | Both Remote Condensing & Remot | Air-Cooled Condenser | Cube | Batch | 975 | 4.5 |  |  |  |  | Federally-Regulated Commercial & Industrial Equipment | 10/29/2019 |  | 11/06/2019
Manitowoc Ice, Inc. | Manitowoc | CNF0202A-161 | Self-Contained | Air-Cooled Condenser | Other | Continuous | 222 | 6.69 | 8.08 |  |  | 1.14 | Federally-Regulated Commercial & Industrial Equipment | 04/16/2019 |  | 11/06/2019
Manitowoc Ice, Inc. | Manitowoc | IYF1400C-161*CVDF1400-263 | Both Remote Condensing & Remot | Air-Cooled Condenser | Cube | Batch | 1220 | 4.28 | 4.79 |  |  |  | Federally-Regulated Commercial & Industrial Equipment | 11/29/2018 |  | 11/06/2019
Manitowoc Ice, Inc. | Manitowoc | IYT1200C-161*CVDT1200-261 | Both Remote Condensing & Remot | Air-Cooled Condenser | Cube | Batch | 1000 | 4.5 |  |  |  |  | Federally-Regulated Commercial & Industrial Equipment | 10/29/2019 |  | 11/06/2019
Manitowoc Ice, Inc. | Manitowoc | IYT0420A-161 | Ice-making Head | Air-Cooled Condenser | Cube | Batch | 375 | 5.4 | 6.11 |  |  |  | Federally-Regulated Commercial & Industrial Equipment | 11/29/2018 |  | 11/06/2019
Manitowoc Ice, Inc. | Manitowoc | IDT0420W-161 | Ice-making Head | Water-Cooled Condenser | Cube | Batch | 400 | 4.28 | 5.04 | 140 | 191.2 |  | Federally-Regulated Commercial & Industrial Equipment | 05/09/2018 |  | 11/06/2019
Manitowoc Ice, Inc. | Manitowoc | UNF0300A-161 | Self-Contained | Air-Cooled Condenser | Other | Continuous | 275 | 6.43 | 7.75 |  |  | 1.09 | Federally-Regulated Commercial & Industrial Equipment | 04/16/2019 |  | 11/06/2019
Manitowoc Ice, Inc. | Manitowoc | IDT0420A-261 | Ice-making Head | Air-Cooled Condenser | Cube | Batch | 375 | 5.6 | 6.11 |  |  |  | Federally-Regulated Commercial & Industrial Equipment | 11/29/2018 |  | 11/06/2019
Manitowoc Ice, Inc. | Manitowoc | IYT1200N-263*JCT1200-261 | Remote Condensing w/o Remote C | Air-Cooled Condenser | Cube | Batch | 1000 | 4.4 |  |  |  |  | Federally-Regulated Commercial & Industrial Equipment | 10/29/2019 |  | 11/06/2019
Manitowoc Ice, Inc. | Manitowoc | UDF0310W-161 | Self-Contained | Water-Cooled Condenser | Cube | Batch | 252 | 5.6 | 5.7 | 182 | 183.1 |  | Federally-Regulated Commercial & Industrial Equipment | 11/29/2018 |  | 11/06/2019
Manitowoc Ice, Inc. | Manitowoc | IYT1200C-161*CVDT1200-263 | Both Remote Condensing & Remot | Air-Cooled Condenser | Cube | Batch | 1000 | 4.5 |  |  |  |  | Federally-Regulated Commercial & Industrial Equipment | 10/29/2019 |  | 11/06/2019
Manitowoc Ice, Inc. | Manitowoc | RNF1100A-261 | Ice-making Head | Air-Cooled Condenser | Other | Continuous | 825 | 4.94 | 5.61 |  |  | 1.1 | Federally-Regulated Commercial & Industrial Equipment | 04/16/2019 |  | 11/06/2019
Manitowoc Ice, Inc. | Manitowoc | IDT1900A-263 | Ice-making Head | Air-Cooled Condenser | Cube | Batch | 1410 | 4.64 | 4.66 |  |  |  | Federally-Regulated Commercial & Industrial Equipment | 06/10/2019 |  | 11/06/2019
Manitowoc Ice, Inc. | Manitowoc | IYT1500N-263*JCT1500-261 | Remote Condensing w/o Remote C | Air-Cooled Condenser | Cube | Batch | 1460 | 3.9 |  |  |  |  | Federally-Regulated Commercial & Industrial Equipment | 10/29/2019 |  | 11/06/2019
Manitowoc Ice, Inc. | Manitowoc | IDF1400C-161*CVDF1400-261 | Both Remote Condensing & Remot | Air-Cooled Condenser | Cube | Batch | 1150 | 4.39 |  |  |  |  | Federally-Regulated Commercial & Industrial Equipment | 10/29/2019 |  | 11/06/2019
Manitowoc Ice, Inc. | Manitowoc | IDT1900W-263 | Ice-making Head | Water-Cooled Condenser | Cube | Batch | 1600 | 3.53 | 4 | 140 | 164.8 |  | Federally-Regulated Commercial & Industrial Equipment | 06/10/2019 |  | 11/06/2019
Manitowoc Ice, Inc. | Manitowoc | IDT0500N-161*JCT0500-161 | Remote Condensing w/o Remote C | Air-Cooled Condenser | Cube | Batch | 450 | 6.11 | 6.43 |  |  |  | Federally-Regulated Commercial & Industrial Equipment | 11/29/2018 |  | 11/06/2019
Manitowoc Ice, Inc. | Manitowoc | IYT0450A-161 | Ice-making Head | Air-Cooled Condenser | Cube | Batch | 378 | 5.52 | 6.11 |  |  |  | Federally-Regulated Commercial & Industrial Equipment | 11/29/2018 |  | 11/06/2019
Manitowoc Ice, Inc. | Manitowoc | RFF0620A-161 | Ice-making Head | Air-Cooled Condenser | Flake | Continuous | 506 | 5.19 | 6.61 |  |  | 1.27 | Federally-Regulated Commercial & Industrial Equipment | 04/16/2019 |  | 11/06/2019
Manitowoc Ice, Inc. | Koolaire | KDT0700W-261 | Ice-making Head | Water-Cooled Condenser | Cube | Batch | 550 | 4.45 | 4.75 | 160 | 187.9 |  | Federally-Regulated Commercial & Industrial Equipment | 04/26/2018 |  | 11/06/2019
Manitowoc Ice, Inc. | Koolaire | KYT1700W-261 | Ice-making Head | Water-Cooled Condenser | Cube | Batch | 1550 | 3.4 | 4 | 140 | 165.9 |  | Federally-Regulated Commercial & Industrial Equipment | 02/01/2019 |  | 11/06/2019
Manitowoc Ice, Inc. | Koolaire | KYT1700A-261 | Ice-making Head | Air-Cooled Condenser | Cube | Batch | 1380 | 4.55 | 4.68 |  |  |  | Federally-Regulated Commercial & Industrial Equipment | 04/26/2018 |  | 11/06/2019
Manitowoc Ice, Inc. | Koolaire | KDT0420A-261 | Ice-making Head | Air-Cooled Condenser | Cube | Batch | 350 | 5.8 | 6.18 |  |  |  | Federally-Regulated Commercial & Industrial Equipment | 04/26/2018 |  | 11/06/2019
Manitowoc Ice, Inc. | Koolaire | KYT0420A-161 | Ice-making Head | Air-Cooled Condenser | Cube | Batch | 360 | 5.5 | 6.15 |  |  |  | Federally-Regulated Commercial & Industrial Equipment | 12/04/2018 |  | 11/06/2019
Manitowoc Ice, Inc. | Koolaire | KYT0700A-261 | Ice-making Head | Air-Cooled Condenser | Cube | Batch | 580 | 5.12 | 5.6 |  |  |  | Federally-Regulated Commercial & Industrial Equipment | 12/04/2018 |  | 11/06/2019
Manitowoc Ice, Inc. | Koolaire | KYT0500W-161 | Ice-making Head | Water-Cooled Condenser | Cube | Batch | 460 | 4 | 4.92 | 150 | 189.9 |  | Federally-Regulated Commercial & Industrial Equipment | 04/26/2018 |  | 11/06/2019
Manitowoc Ice, Inc. | Koolaire | KDT0700A-261 | Ice-making Head | Air-Cooled Condenser | Cube | Batch | 530 | 5.35 | 5.73 |  |  |  | Federally-Regulated Commercial & Industrial Equipment | 04/26/2018 |  | 11/06/2019
Manitowoc Ice, Inc. | Koolaire | KYT0420A-261 | Ice-making Head | Air-Cooled Condenser | Cube | Batch | 360 | 5.5 | 6.15 |  |  |  | Federally-Regulated Commercial & Industrial Equipment | 12/04/2018 |  | 11/06/2019
Manitowoc Ice, Inc. | Koolaire | KYT1700A-263 | Ice-making Head | Air-Cooled Condenser | Cube | Batch | 1380 | 4.55 | 4.68 |  |  |  | Federally-Regulated Commercial & Industrial Equipment | 05/29/2019 |  | 11/06/2019
Manitowoc Ice, Inc. | Koolaire | KDT1000A-261 | Ice-making Head | Air-Cooled Condenser | Cube | Batch | 680 | 5.35 | 5.35 |  |  |  | Federally-Regulated Commercial & Industrial Equipment | 04/26/2018 |  | 11/06/2019
Manitowoc Ice, Inc. | Koolaire | KYT0420W-161 | Ice-making Head | Water-Cooled Condenser | Cube | Batch | 390 | 4.6 | 5.06 | 160 | 191.4 |  | Federally-Regulated Commercial & Industrial Equipment | 04/26/2018 |  | 11/06/2019
Manitowoc Ice, Inc. | Koolaire | KDT0500A-161 | Ice-making Head | Air-Cooled Condenser | Cube | Batch | 400 | 5.4 | 6.05 |  |  |  | Federally-Regulated Commercial & Industrial Equipment | 12/04/2018 |  | 11/06/2019
Manitowoc Ice, Inc. | Koolaire | KDT0420A-161 | Ice-making Head | Air-Cooled Condenser | Cube | Batch | 350 | 5.8 | 6.18 |  |  |  | Federally-Regulated Commercial & Industrial Equipment | 04/26/2018 |  | 11/06/2019
Manitowoc Ice, Inc. | Koolaire | KYT0400W-161 | Ice-making Head | Water-Cooled Condenser | Cube | Batch | 360 | 4.7 | 5.11 | 160 | 192.1 |  | Federally-Regulated Commercial & Industrial Equipment | 04/26/2018 |  | 11/06/2019
Manitowoc Ice, Inc. | Koolaire | KDT0400A-161 | Ice-making Head | Air-Cooled Condenser | Cube | Batch | 345 | 6.1 | 6.19 |  |  |  | Federally-Regulated Commercial & Industrial Equipment | 04/26/2018 |  | 11/06/2019
Manitowoc Ice, Inc. | Koolaire | KYT0500A-161 | Ice-making Head | Air-Cooled Condenser | Cube | Batch | 425 | 5.3 | 5.99 |  |  |  | Federally-Regulated Commercial & Industrial Equipment | 12/04/2018 |  | 11/06/2019
Manitowoc Ice, Inc. | Koolaire | KDT1000W-261 | Ice-making Head | Water-Cooled Condenser | Cube | Batch | 720 | 4.35 | 4.42 | 140 | 184.2 |  | Federally-Regulated Commercial & Industrial Equipment | 04/26/2018 |  | 11/06/2019
Manitowoc Ice, Inc. | Koolaire | KDT1000N-261*JCT1200-261 | Remote Condensing w/o Remote C | Air-Cooled Condenser | Cube | Batch | 700 | 5.3 | 5.58 |  |  |  | Federally-Regulated Commercial & Industrial Equipment | 05/29/2019 |  | 11/06/2019
Manitowoc Ice, Inc. | Koolaire | KYT0400A-261 | Ice-making Head | Air-Cooled Condenser | Cube | Batch | 350 | 5.6 | 6.18 |  |  |  | Federally-Regulated Commercial & Industrial Equipment | 12/04/2018 |  | 11/06/2019
Manitowoc Ice, Inc. | Koolaire | KDT0420W-161 | Ice-making Head | Water-Cooled Condenser | Cube | Batch | 375 | 4.6 | 5.08 | 160 | 191.8 |  | Federally-Regulated Commercial & Industrial Equipment | 04/26/2018 |  | 11/06/2019
Manitowoc Ice, Inc. | Koolaire | KDT1700A-263 | Ice-making Head | Air-Cooled Condenser | Cube | Batch | 1350 | 4.6 | 4.7 |  |  |  | Federally-Regulated Commercial & Industrial Equipment | 05/29/2019 |  | 11/06/2019
Manitowoc Ice, Inc. | Koolaire | KDT0400W-161 | Ice-making Head | Water-Cooled Condenser | Cube | Batch | 360 | 4.6 | 5.11 | 160 | 192.1 |  | Federally-Regulated Commercial & Industrial Equipment | 04/26/2018 |  | 11/06/2019
Manitowoc Ice, Inc. | Koolaire | KYT0700W-261 | Ice-making Head | Water-Cooled Condenser | Cube | Batch | 580 | 4.2 | 4.69 | 160 | 187.2 |  | Federally-Regulated Commercial & Industrial Equipment | 04/26/2018 |  | 11/06/2019
Manitowoc Ice, Inc. | Koolaire | KYT1700N-261*JCT1500-261 | Remote Condensing w/o Remote C | Air-Cooled Condenser | Cube | Batch | 1490 | 4 | 4.59 |  |  |  | Federally-Regulated Commercial & Industrial Equipment | 12/04/2018 |  | 11/06/2019
Manitowoc Ice, Inc. | Koolaire | KDT0420W-261 | Ice-making Head | Water-Cooled Condenser | Cube | Batch | 375 | 4.6 | 5.08 | 160 | 191.8 |  | Federally-Regulated Commercial & Industrial Equipment | 04/26/2018 |  | 11/06/2019
Manitowoc Ice, Inc. | Koolaire | KYT1000W-261 | Ice-making Head | Water-Cooled Condenser | Cube | Batch | 730 | 4.25 | 4.41 | 140 | 183.9 |  | Federally-Regulated Commercial & Industrial Equipment | 04/26/2018 |  | 11/06/2019
Manitowoc Ice, Inc. | Koolaire | KDT1700N-261*JCT1500-261 | Remote Condensing w/o Remote C | Air-Cooled Condenser | Cube | Batch | 1420 | 4.3 | 4.59 |  |  |  | Federally-Regulated Commercial & Industrial Equipment | 04/26/2018 |  | 11/06/2019
Manitowoc Ice, Inc. | Koolaire | KDF0250A-161 | Self-Contained | Air-Cooled Condenser | Cube | Batch | 180 | 7.5 | 7.86 |  |  |  | Federally-Regulated Commercial & Industrial Equipment | 11/29/2018 |  | 11/06/2019
Manitowoc Ice, Inc. | Koolaire | KYT1700N-263*JCT1500-261 | Remote Condensing w/o Remote C | Air-Cooled Condenser | Cube | Batch | 1490 | 4 | 4.59 |  |  |  | Federally-Regulated Commercial & Industrial Equipment | 08/06/2019 |  | 11/06/2019
Manitowoc Ice, Inc. | Koolaire | KYT1000A-261 | Ice-making Head | Air-Cooled Condenser | Cube | Batch | 775 | 4.9 | 5.11 |  |  |  | Federally-Regulated Commercial & Industrial Equipment | 04/26/2018 |  | 11/06/2019
Manitowoc Ice, Inc. | Koolaire | KDT0300A-161 | Ice-making Head | Air-Cooled Condenser | Cube | Batch | 230 | 5.85 | 7.16 |  |  |  | Federally-Regulated Commercial & Industrial Equipment | 12/04/2018 |  | 11/06/2019
Manitowoc Ice, Inc. | Koolaire | KDT0500W-161 | Ice-making Head | Water-Cooled Condenser | Cube | Batch | 420 | 4.35 | 5 | 150 | 190.8 |  | Federally-Regulated Commercial & Industrial Equipment | 04/26/2018 |  | 11/06/2019
Manitowoc Ice, Inc. | Koolaire | KYT0300A-161 | Ice-making Head | Air-Cooled Condenser | Cube | Batch | 230 | 5.85 | 7.16 |  |  |  | Federally-Regulated Commercial & Industrial Equipment | 12/04/2018 |  | 11/06/2019
Manitowoc Ice, Inc. | Koolaire | KDT1700W-261 | Ice-making Head | Water-Cooled Condenser | Cube | Batch | 1460 | 3.5 | 4.01 | 140 | 167.9 |  | Federally-Regulated Commercial & Industrial Equipment | 04/26/2018 |  | 11/06/2019
Manitowoc Ice, Inc. | Koolaire | KYF0150A-161 | Self-Contained | Air-Cooled Condenser | Cube | Batch | 114 | 9.1 | 9.53 |  |  |  | Federally-Regulated Commercial & Industrial Equipment | 11/29/2018 |  | 11/06/2019
Manitowoc Ice, Inc. | Koolaire | KDT0400A-261 | Ice-making Head | Air-Cooled Condenser | Cube | Batch | 345 | 6.1 | 6.19 |  |  |  | Federally-Regulated Commercial & Industrial Equipment | 04/26/2018 |  | 11/06/2019
Manitowoc Ice, Inc. | Koolaire | KYF0250A-161 | Self-Contained | Air-Cooled Condenser | Cube | Batch | 190 | 7.3 | 7.61 |  |  |  | Federally-Regulated Commercial & Industrial Equipment | 11/29/2018 |  | 11/06/2019
Manitowoc Ice, Inc. | Koolaire | KDF0150A-161 | Self-Contained | Air-Cooled Condenser | Cube | Batch | 110 | 9.35 | 9.63 |  |  |  | Federally-Regulated Commercial & Industrial Equipment | 11/29/2018 |  | 11/06/2019
Manitowoc Ice, Inc. | Koolaire | KYT0400A-161 | Ice-making Head | Air-Cooled Condenser | Cube | Batch | 350 | 5.6 | 6.18 |  |  |  | Federally-Regulated Commercial & Industrial Equipment | 12/04/2018 |  | 11/06/2019
Manitowoc Ice, Inc. | Koolaire | KDT1700A-261 | Ice-making Head | Air-Cooled Condenser | Cube | Batch | 1350 | 4.6 |  |  |  |  | Federally-Regulated Commercial & Industrial Equipment | 10/29/2019 |  | 11/06/2019
Manitowoc Ice, Inc. | Koolaire | KYT1000N-261*JCT1200-261 | Remote Condensing w/o Remote C | Air-Cooled Condenser | Cube | Batch | 760 | 5.2 | 5.37 |  |  |  | Federally-Regulated Commercial & Industrial Equipment | 05/29/2019 |  | 11/06/2019
Manitowoc Ice, Inc. | Koolaire | KD0500W-161 | Ice-making Head | Water-Cooled Condenser | Cube | Batch | 428 | 4.7 | 4.98 | 160 | 190.6 |  | Federally-Regulated Commercial & Industrial Equipment | 11/29/2018 |  | 11/06/2019
Manitowoc Ice, Inc. | Koolaire | KY0350A-261 | Ice-making Head | Air-Cooled Condenser | Cube | Batch | 320 | 6.2 | 6.25 |  |  |  | Federally-Regulated Commercial & Industrial Equipment | 11/29/2018 |  | 11/06/2019
Manitowoc Ice, Inc. | Koolaire | KD1000N-261*KC1000-261 | Remote Condensing w/o Remote C | Air-Cooled Condenser | Cube | Batch | 724 | 5.4 | 5.49 |  |  |  | Federally-Regulated Commercial & Industrial Equipment | 11/29/2018 |  | 11/06/2019
Manitowoc Ice, Inc. | Koolaire | KY0350W-261 | Ice-making Head | Water-Cooled Condenser | Cube | Batch | 310 | 5.2 | 5.21 | 170 | 193.2 |  | Federally-Regulated Commercial & Industrial Equipment | 11/29/2018 |  | 11/06/2019
Manitowoc Ice, Inc. | Koolaire | KD0350W-161 | Ice-making Head | Water-Cooled Condenser | Cube | Batch | 305 | 5.2 | 5.22 | 170 | 193.3 |  | Federally-Regulated Commercial & Industrial Equipment | 11/29/2018 |  | 11/06/2019
Manitowoc Ice, Inc. | Koolaire | KY0500W-161 | Ice-making Head | Water-Cooled Condenser | Cube | Batch | 430 | 4.7 | 4.98 | 160 | 190.5 |  | Federally-Regulated Commercial & Industrial Equipment | 11/29/2018 |  | 11/06/2019
Manitowoc Ice, Inc. | Koolaire | KY0350A-161 | Ice-making Head | Air-Cooled Condenser | Cube | Batch | 320 | 6.2 | 6.25 |  |  |  | Federally-Regulated Commercial & Industrial Equipment | 11/29/2018 |  | 11/06/2019
Manitowoc Ice, Inc. | Koolaire | KY0500A-161 | Ice-making Head | Air-Cooled Condenser | Cube | Batch | 405 | 5.8 | 6.04 |  |  |  | Federally-Regulated Commercial & Industrial Equipment | 11/29/2018 |  | 11/06/2019
Manitowoc Ice, Inc. | Koolaire | KD0350W-261 | Ice-making Head | Water-Cooled Condenser | Cube | Batch | 305 | 5.2 | 5.22 | 170 | 193.3 |  | Federally-Regulated Commercial & Industrial Equipment | 11/29/2018 |  | 11/06/2019
Manitowoc Ice, Inc. | Koolaire | KD0350A-261 | Ice-making Head | Air-Cooled Condenser | Cube | Batch | 300 | 6.2 | 6.3 |  |  |  | Federally-Regulated Commercial & Industrial Equipment | 11/29/2018 |  | 11/06/2019
Manitowoc Ice, Inc. | Koolaire | KD0350A-161 | Ice-making Head | Air-Cooled Condenser | Cube | Batch | 300 | 6.2 | 6.3 |  |  |  | Federally-Regulated Commercial & Industrial Equipment | 11/29/2018 |  | 11/06/2019
Manitowoc Ice, Inc. | Koolaire | KD0500A-161 | Ice-making Head | Air-Cooled Condenser | Cube | Batch | 388 | 6 | 6.08 |  |  |  | Federally-Regulated Commercial & Industrial Equipment | 11/29/2018 |  | 11/06/2019
Manitowoc Ice, Inc. | Koolaire | KY0350W-161 | Ice-making Head | Water-Cooled Condenser | Cube | Batch | 310 | 5.2 | 5.21 | 170 | 193.2 |  | Federally-Regulated Commercial & Industrial Equipment | 11/29/2018 |  | 11/06/2019
Scotsman Ice Systems | Scotsman | N1322A-32# | Ice-making Head | Air-Cooled Condenser | Flake | Continuous | 950 | 4.4 | 5.61 |  |  | 1.26 | Federally-Regulated Commercial & Industrial Equipment | 04/16/2019 |  | 11/06/2019
Scotsman Ice Systems | Scotsman | AFE424A-1# | Self-Contained | Air-Cooled Condenser | Flake | Continuous | 250 | 6 | 7.91 |  |  | 1.52 | Federally-Regulated Commercial & Industrial Equipment | 04/16/2019 |  | 11/06/2019
Scotsman Ice Systems | Scotsman | C1030SR-3#*ERC311-32# | Remote Condensing w/o Remote C | Air-Cooled Condenser | Cube | Batch | 851 | 5 | 5.06 |  |  |  | Federally-Regulated Commercial & Industrial Equipment | 05/08/2018 |  | 11/06/2019
Scotsman Ice Systems | Scotsman | F0822W-1# | Ice-making Head | Water-Cooled Condenser | Flake | Continuous | 600 | 3.9 | 4.88 | 102 | 168.1 | 1.43 | Federally-Regulated Commercial & Industrial Equipment | 04/16/2019 |  | 11/06/2019
Scotsman Ice Systems | Scotsman | F1222A-32# | Ice-making Head | Air-Cooled Condenser | Flake | Continuous | 878 | 3.22 | 5.61 |  |  | 1.43 | Federally-Regulated Commercial & Industrial Equipment | 04/16/2019 |  | 11/06/2019
Scotsman Ice Systems | Scotsman | C1448SA-3#, -32# | Ice-making Head | Air-Cooled Condenser | Cube | Batch | 1242 | 4.6 | 4.77 |  |  |  | Federally-Regulated Commercial & Industrial Equipment | 05/08/2018 |  | 11/06/2019
Scotsman Ice Systems | Scotsman | F0522W-1# | Ice-making Head | Water-Cooled Condenser | Flake | Continuous | 420 | 3.9 | 5.36 | 82 | 171.7 | 1.5 | Federally-Regulated Commercial & Industrial Equipment | 04/16/2019 |  | 11/06/2019
Scotsman Ice Systems | Scotsman | C0530SA-1# | Ice-making Head | Air-Cooled Condenser | Cube | Batch | 380 | 5.8 | 6.1 |  |  |  | Federally-Regulated Commercial & Industrial Equipment | 05/08/2018 |  | 11/06/2019
Scotsman Ice Systems | Scotsman | C1448SW-32# | Ice-making Head | Water-Cooled Condenser | Cube | Batch | 1300 | 3.7 | 4.06 | 130 | 171.4 |  | Federally-Regulated Commercial & Industrial Equipment | 05/08/2018 |  | 11/06/2019
Scotsman Ice Systems | Scotsman | C0530SA-32# | Ice-making Head | Air-Cooled Condenser | Cube | Batch | 380 | 5.8 | 6.1 |  |  |  | Federally-Regulated Commercial & Industrial Equipment | 05/08/2018 |  | 11/06/2019
Scotsman Ice Systems | Scotsman | CU0920MA-1# | Self-Contained | Air-Cooled Condenser | Cube | Batch | 80 | 10 | 11.04 |  |  |  | Federally-Regulated Commercial & Industrial Equipment | 05/08/2018 |  | 11/06/2019
Scotsman Ice Systems | Scotsman | C0530MA-1# | Ice-making Head | Air-Cooled Condenser | Cube | Batch | 380 | 5.8 | 6.1 |  |  |  | Federally-Regulated Commercial & Industrial Equipment | 05/08/2018 |  | 11/06/2019
Scotsman Ice Systems | Scotsman | F0522A-1# | Ice-making Head | Air-Cooled Condenser | Flake | Continuous | 320 | 6.1 | 7.21 |  |  | 1.38 | Federally-Regulated Commercial & Industrial Equipment | 04/16/2019 |  | 11/06/2019
Scotsman Ice Systems | Scotsman | C1448MW-3#, -32# | Ice-making Head | Water-Cooled Condenser | Cube | Batch | 1300 | 3.7 | 4.06 | 130 | 171.4 |  | Federally-Regulated Commercial & Industrial Equipment | 05/08/2018 |  | 11/06/2019
Scotsman Ice Systems | Scotsman | C0830MR-32#*ERC311-32# | Remote Condensing w/o Remote C | Air-Cooled Condenser | Cube | Batch | 780 | 4.7 | 5.3 |  |  |  | Federally-Regulated Commercial & Industrial Equipment | 05/08/2018 |  | 11/06/2019
Scotsman Ice Systems | Scotsman | N0422W-1# | Ice-making Head | Water-Cooled Condenser | Flake | Continuous | 350 | 4.9 | 5.55 | 93 | 173.1 | 1.26 | Federally-Regulated Commercial & Industrial Equipment | 04/16/2019 |  | 11/06/2019
Scotsman Ice Systems | Scotsman | C0530SR-1#*ERC111-1# | Remote Condensing w/o Remote C | Air-Cooled Condenser | Cube | Batch | 400 | 6.5 | 6.6 |  |  |  | Federally-Regulated Commercial & Industrial Equipment | 05/08/2018 |  | 11/06/2019
Scotsman Ice Systems | Scotsman | N0622W-1# | Ice-making Head | Water-Cooled Condenser | Flake | Continuous | 570 | 4.4 | 4.96 | 102 | 168.7 | 1.26 | Federally-Regulated Commercial & Industrial Equipment | 04/16/2019 |  | 11/06/2019
Scotsman Ice Systems | Scotsman | C1030SR-32#*ERC311-32# | Remote Condensing w/o Remote C | Air-Cooled Condenser | Cube | Batch | 851 | 5 | 5.06 |  |  |  | Federally-Regulated Commercial & Industrial Equipment | 05/08/2018 |  | 11/06/2019
Scotsman Ice Systems | Scotsman | C1030MR-32#*ERC311-32# | Remote Condensing w/o Remote C | Air-Cooled Condenser | Cube | Batch | 851 | 5 | 5.06 |  |  |  | Federally-Regulated Commercial & Industrial Equipment | 05/08/2018 |  | 11/06/2019
Scotsman Ice Systems | Scotsman | AFE424W-1# | Self-Contained | Water-Cooled Condenser | Flake | Continuous | 300 | 5.5 | 6.69 | 131 | 145.4 | 1.52 | Federally-Regulated Commercial & Industrial Equipment | 04/16/2019 |  | 11/06/2019
Scotsman Ice Systems | Scotsman | N0622A-32# | Ice-making Head | Air-Cooled Condenser | Flake | Continuous | 500 | 5.6 | 6.63 |  |  | 1.26 | Federally-Regulated Commercial & Industrial Equipment | 04/16/2019 |  | 11/06/2019
Scotsman Ice Systems | Scotsman | F0822A-1# | Ice-making Head | Air-Cooled Condenser | Flake | Continuous | 580 | 4.7 | 6.37 |  |  | 1.46 | Federally-Regulated Commercial & Industrial Equipment | 04/16/2019 |  | 11/06/2019
Scotsman Ice Systems | Scotsman | N0422A-1# | Ice-making Head | Air-Cooled Condenser | Flake | Continuous | 310 | 6.3 | 7.24 |  |  | 1.26 | Federally-Regulated Commercial & Industrial Equipment | 04/16/2019 |  | 11/06/2019
Scotsman Ice Systems | Scotsman | NME1854RS-32#*ERC302-32# | Remote Condensing w/o Remote C | Air-Cooled Condenser | Flake | Continuous | 1575 | 4.5 | 5.06 |  |  | 1.25 | Federally-Regulated Commercial & Industrial Equipment | 04/16/2019 |  | 11/06/2019
Scotsman Ice Systems | Scotsman | C2648SR-3#*PRC241-32# | Remote Condensing w/o Remote C | Air-Cooled Condenser | Cube | Batch | 2224 | 4.5 | 4.59 |  |  |  | Federally-Regulated Commercial & Industrial Equipment | 05/08/2018 |  | 11/06/2019
Scotsman Ice Systems | Scotsman | C0630MW-32# | Ice-making Head | Water-Cooled Condenser | Cube | Batch | 650 | 4.1 | 4.56 | 185 | 185.7 |  | Federally-Regulated Commercial & Industrial Equipment | 05/08/2018 |  | 11/06/2019
Scotsman Ice Systems | Scotsman | CU0715MA-1# | Self-Contained | Air-Cooled Condenser | Cube | Batch | 58 | 11 | 12.07 |  |  |  | Federally-Regulated Commercial & Industrial Equipment | 05/08/2018 |  | 11/06/2019
Scotsman Ice Systems | Scotsman | F0822W-32# | Ice-making Head | Water-Cooled Condenser | Flake | Continuous | 600 | 3.9 | 4.88 | 102 | 168.1 | 1.43 | Federally-Regulated Commercial & Industrial Equipment | 04/16/2019 |  | 11/06/2019
Scotsman Ice Systems | Scotsman | C0630SR-32#*ERC311-32# | Remote Condensing w/o Remote C | Air-Cooled Condenser | Cube | Batch | 616 | 5.8 | 5.86 |  |  |  | Federally-Regulated Commercial & Industrial Equipment | 05/08/2018 |  | 11/06/2019
Scotsman Ice Systems | Scotsman | C0530MA-32# | Ice-making Head | Air-Cooled Condenser | Cube | Batch | 380 | 5.8 | 6.1 |  |  |  | Federally-Regulated Commercial & Industrial Equipment | 05/08/2018 |  | 11/06/2019
Scotsman Ice Systems | Scotsman | CU3030SW-1# | Self-Contained | Water-Cooled Condenser | Cube | Batch | 285 | 5.5 | 5.7 | 180 | 182 |  | Federally-Regulated Commercial & Industrial Equipment | 05/08/2018 |  | 11/06/2019
Scotsman Ice Systems | Scotsman | F1522A-32# | Ice-making Head | Air-Cooled Condenser | Flake | Continuous | 1100 | 3.7 | 5.61 |  |  | 1.5 | Federally-Regulated Commercial & Industrial Equipment | 04/16/2019 |  | 11/06/2019
Scotsman Ice Systems | Scotsman | N1322W-32# | Ice-making Head | Water-Cooled Condenser | Flake | Continuous | 965 | 4 | 4.34 | 81 | 160.9 | 1.26 | Federally-Regulated Commercial & Industrial Equipment | 04/16/2019 |  | 11/06/2019
Scotsman Ice Systems | Scotsman | F1222A-3# | Ice-making Head | Air-Cooled Condenser | Flake | Continuous | 878 | 3.22 | 5.61 |  |  | 1.43 | Federally-Regulated Commercial & Industrial Equipment | 04/16/2019 |  | 11/06/2019
Scotsman Ice Systems | Scotsman | N1322W-3# | Ice-making Head | Water-Cooled Condenser | Flake | Continuous | 965 | 4 | 4.34 | 81 | 160.9 | 1.26 | Federally-Regulated Commercial & Industrial Equipment | 04/16/2019 |  | 11/06/2019
Scotsman Ice Systems | Scotsman | C0830SR-32#*ERC311-32# | Remote Condensing w/o Remote C | Air-Cooled Condenser | Cube | Batch | 780 | 4.7 | 5.3 |  |  |  | Federally-Regulated Commercial & Industrial Equipment | 05/08/2018 |  | 11/06/2019
Scotsman Ice Systems | Scotsman | N1322R-32#*ERC311-32# | Remote Condensing w/o Remote C | Air-Cooled Condenser | Flake | Continuous | 1030 | 4 | 5.06 |  |  | 1.26 | Federally-Regulated Commercial & Industrial Equipment | 04/16/2019 |  | 11/06/2019
Scotsman Ice Systems | Scotsman | C0830SW-32# | Ice-making Head | Water-Cooled Condenser | Cube | Batch | 832 | 4 | 4.21 | 136 | 181.7 |  | Federally-Regulated Commercial & Industrial Equipment | 05/08/2018 |  | 11/06/2019
Scotsman Ice Systems | Scotsman | C1448MA-32# | Ice-making Head | Air-Cooled Condenser | Cube | Batch | 1242 | 4.6 | 4.77 |  |  |  | Federally-Regulated Commercial & Industrial Equipment | 05/08/2018 |  | 11/06/2019
Scotsman Ice Systems | Scotsman | F0822R-1#*ERC111-1# | Remote Condensing w/o Remote C | Air-Cooled Condenser | Flake | Continuous | 610 | 5.1 | 6.16 |  |  | 1.35 | Federally-Regulated Commercial & Industrial Equipment | 04/16/2019 |  | 11/06/2019
Scotsman Ice Systems | Scotsman | C0630MR-32#*ERC311-32# | Remote Condensing w/o Remote C | Air-Cooled Condenser | Cube | Batch | 616 | 5.8 | 5.86 |  |  |  | Federally-Regulated Commercial & Industrial Equipment | 05/08/2018 |  | 11/06/2019
Scotsman Ice Systems | Scotsman | C2648MR-3#*PRC241-32# | Remote Condensing w/o Remote C | Air-Cooled Condenser | Cube | Batch | 2256 | 4.34 | 4.59 |  |  |  | Federally-Regulated Commercial & Industrial Equipment | 05/08/2018 |  | 11/06/2019
Scotsman Ice Systems | Scotsman | C0630SW-32# | Ice-making Head | Water-Cooled Condenser | Cube | Batch | 650 | 4.1 | 4.56 | 185 | 185.7 |  | Federally-Regulated Commercial & Industrial Equipment | 05/08/2018 |  | 11/06/2019
Scotsman Ice Systems | Scotsman | N0622R-1#*ERC111-1# | Remote Condensing w/o Remote C | Air-Cooled Condenser | Flake | Continuous | 530 | 5.7 | 6.63 |  |  | 1.26 | Federally-Regulated Commercial & Industrial Equipment | 04/16/2019 |  | 11/06/2019
Scotsman Ice Systems | Scotsman | N0622A-1# | Ice-making Head | Air-Cooled Condenser | Flake | Continuous | 500 | 5.6 | 6.63 |  |  | 1.26 | Federally-Regulated Commercial & Industrial Equipment | 04/16/2019 |  | 11/06/2019
Scotsman Ice Systems | Scotsman | C1030MA-32# | Ice-making Head | Air-Cooled Condenser | Cube | Batch | 844 | 5 | 5.02 |  |  |  | Federally-Regulated Commercial & Industrial Equipment | 05/08/2018 |  | 11/06/2019
Scotsman Ice Systems | Scotsman | C0530MR-1C* | Remote Condensing w/o Remote C | Air-Cooled Condenser | Cube | Batch | 400 | 6.5 | 6.6 |  |  |  | Federally-Regulated Commercial & Industrial Equipment | 05/08/2018 |  | 11/06/2019
Scotsman Ice Systems | Scotsman | FME2404AS-32# | Ice-making Head | Air-Cooled Condenser | Flake | Continuous | 1400 | 4 | 5.61 |  |  | 1.52 | Federally-Regulated Commercial & Industrial Equipment | 04/16/2019 |  | 11/06/2019
Scotsman Ice Systems | Scotsman | C1030SA-32# | Ice-making Head | Air-Cooled Condenser | Cube | Batch | 844 | 5 | 5.02 |  |  |  | Federally-Regulated Commercial & Industrial Equipment | 05/08/2018 |  | 11/06/2019
Scotsman Ice Systems | Scotsman | C1848SR-32#*ERC611-32# | Remote Condensing w/o Remote C | Air-Cooled Condenser | Cube | Batch | 1645 | 4.3 | 4.59 |  |  |  | Federally-Regulated Commercial & Industrial Equipment | 05/08/2018 |  | 11/06/2019
Scotsman Ice Systems | Scotsman | C0330MW-1# | Ice-making Head | Water-Cooled Condenser | Cube | Batch | 300 | 5.2 | 5.23 | 163 | 193.4 |  | Federally-Regulated Commercial & Industrial Equipment | 05/08/2018 |  | 11/06/2019
Scotsman Ice Systems | Scotsman | C1848SR-3#*ERC611-32# | Remote Condensing w/o Remote C | Air-Cooled Condenser | Cube | Batch | 1645 | 4.3 | 4.59 |  |  |  | Federally-Regulated Commercial & Industrial Equipment | 05/08/2018 |  | 11/06/2019
Scotsman Ice Systems | Scotsman | F1222R-3#*ERC311-32# | Remote Condensing w/o Remote C | Air-Cooled Condenser | Flake | Continuous | 907 | 3.34 | 5.06 |  |  | 1.4 | Federally-Regulated Commercial & Industrial Equipment | 05/08/2018 |  | 11/06/2019
Scotsman Ice Systems | Scotsman | F1222R-32#*ERC311-32# | Remote Condensing w/o Remote C | Air-Cooled Condenser | Flake | Continuous | 907 | 3.34 | 5.06 |  |  | 1.4 | Federally-Regulated Commercial & Industrial Equipment | 05/08/2018 |  | 11/06/2019
Scotsman Ice Systems | Scotsman | C0330SW-1# | Ice-making Head | Water-Cooled Condenser | Cube | Batch | 300 | 5.2 | 5.23 | 163 | 193.4 |  | Federally-Regulated Commercial & Industrial Equipment | 05/08/2018 |  | 11/06/2019
Scotsman Ice Systems | Scotsman | N0922W-32# | Ice-making Head | Water-Cooled Condenser | Flake | Continuous | 863 | 3.09 | 4.34 | 109 | 162.9 | 1.2 | Federally-Regulated Commercial & Industrial Equipment | 05/08/2018 |  | 11/06/2019
Scotsman Ice Systems | Scotsman | C0530SW-1# | Ice-making Head | Water-Cooled Condenser | Cube | Batch | 410 | 5 | 5.02 | 160 | 191 |  | Federally-Regulated Commercial & Industrial Equipment | 05/08/2018 |  | 11/06/2019
Scotsman Ice Systems | Scotsman | N0922R-32#*ERC311-32# | Remote Condensing w/o Remote C | Air-Cooled Condenser | Flake | Continuous | 781 | 3.82 | 5.17 |  |  | 1.2 | Federally-Regulated Commercial & Industrial Equipment | 05/08/2018 |  | 11/06/2019
Scotsman Ice Systems | Scotsman | C0530MW-1# | Ice-making Head | Water-Cooled Condenser | Cube | Batch | 410 | 5 | 5.02 | 160 | 191 |  | Federally-Regulated Commercial & Industrial Equipment | 05/08/2018 |  | 11/06/2019
Scotsman Ice Systems | Scotsman | N0922A-32# | Ice-making Head | Air-Cooled Condenser | Flake | Continuous | 784 | 3.65 | 5.72 |  |  | 1.2 | Federally-Regulated Commercial & Industrial Equipment | 05/08/2018 |  | 11/06/2019
Scotsman Ice Systems | Scotsman | C1848MR-32#*ERC611-32# | Remote Condensing w/o Remote C | Air-Cooled Condenser | Cube | Batch | 1645 | 4.3 | 4.59 |  |  |  | Federally-Regulated Commercial & Industrial Equipment | 05/08/2018 |  | 11/06/2019
Manitowoc Ice, Inc. | Manitowoc | IYT1900N-261A*JCT1500-261 | Remote Condensing w/o Remote C | Air-Cooled Condenser | Cube | Batch | 1550 | 4.53 |  |  |  |  | Federally-Regulated Commercial & Industrial Equipment | 11/06/2019 | 203925704 | 11/18/2019
Manitowoc Ice, Inc. | Manitowoc | IYT1500A-261A | Ice-making Head | Air-Cooled Condenser | Cube | Batch | 1412 | 4.49 |  |  |  |  | Federally-Regulated Commercial & Industrial Equipment | 11/06/2019 | 203966614 | 11/18/2019
Manitowoc Ice, Inc. | Manitowoc | IYF0500N-161A*JCF0500-161 | Remote Condensing w/o Remote C | Air-Cooled Condenser | Cube | Batch | 465 | 6 |  |  |  |  | Federally-Regulated Commercial & Industrial Equipment | 11/06/2019 | 203999055 | 11/18/2019
Manitowoc Ice, Inc. | Manitowoc | IYT1200N-261A*JCT1200-261 | Remote Condensing w/o Remote C | Air-Cooled Condenser | Cube | Batch | 1030 | 4.43 |  |  |  |  | Federally-Regulated Commercial & Industrial Equipment | 11/06/2019 | 203999058 | 11/18/2019
Manitowoc Ice, Inc. | Manitowoc | RNF2000C-261*RCUF2200-263 | Both Remote Condensing & Remot | Air-Cooled Condenser | Other | Continuous | 1475 | 4.42 |  |  |  | 1.14 | Federally-Regulated Commercial & Industrial Equipment | 11/06/2019 | 204743193 | 11/18/2019
Manitowoc Ice, Inc. | Manitowoc | IRT1900N-261A*JCT1500-261 | Remote Condensing w/o Remote C | Air-Cooled Condenser | Cube | Batch | 1424 | 4.59 |  |  |  |  | Federally-Regulated Commercial & Industrial Equipment | 11/06/2019 | 203925702 | 11/18/2019
Manitowoc Ice, Inc. | Manitowoc | IYT1900W-261A | Ice-making Head | Water-Cooled Condenser | Cube | Batch | 1575 | 3.8 |  | 145 |  |  | Federally-Regulated Commercial & Industrial Equipment | 11/06/2019 | 203925701 | 11/18/2019
Manitowoc Ice, Inc. | Manitowoc | IYT1500N-261A*JCT1500-261 | Remote Condensing w/o Remote C | Air-Cooled Condenser | Cube | Batch | 1450 | 4.09 |  |  |  |  | Federally-Regulated Commercial & Industrial Equipment | 11/06/2019 | 203925699 | 11/18/2019
Manitowoc Ice, Inc. | Manitowoc | IDT1500A-261A | Ice-making Head | Air-Cooled Condenser | Cube | Batch | 1350 | 4.66 |  |  |  |  | Federally-Regulated Commercial & Industrial Equipment | 11/06/2019 | 203966613 | 11/18/2019
Manitowoc Ice, Inc. | Manitowoc | IDF0500N-161A*JCF0500-161 | Remote Condensing w/o Remote C | Air-Cooled Condenser | Cube | Batch | 445 | 5.96 |  |  |  |  | Federally-Regulated Commercial & Industrial Equipment | 11/06/2019 | 203999056 | 11/18/2019
Manitowoc Ice, Inc. | Manitowoc | IYT1900N-261E*JCT1500-261 | Remote Condensing w/o Remote C | Air-Cooled Condenser | Cube | Batch | 1744 | 4 |  |  |  |  | Federally-Regulated Commercial & Industrial Equipment | 11/06/2019 | 204517897 | 11/18/2019
Manitowoc Ice, Inc. | Manitowoc | IYT1200N-263A*JCT1200-261 | Remote Condensing w/o Remote C | Air-Cooled Condenser | Cube | Batch | 1030 | 4.43 |  |  |  |  | Federally-Regulated Commercial & Industrial Equipment | 11/06/2019 | 203999059 | 11/18/2019
Manitowoc Ice, Inc. | Manitowoc | IYT1900N-263E*JCT1500-261 | Remote Condensing w/o Remote C | Air-Cooled Condenser | Cube | Batch | 1744 | 4 |  |  |  |  | Federally-Regulated Commercial & Industrial Equipment | 11/06/2019 | 204517898 | 11/18/2019
Manitowoc Ice, Inc. | Manitowoc | IDT1900N-261A*JCT1500-261 | Remote Condensing w/o Remote C | Air-Cooled Condenser | Cube | Batch | 1547 | 4.51 |  |  |  |  | Federally-Regulated Commercial & Industrial Equipment | 11/06/2019 | 203925703 | 11/18/2019
Manitowoc Ice, Inc. | Manitowoc | IDT1900W-261A | Ice-making Head | Water-Cooled Condenser | Cube | Batch | 1575 | 3.77 |  | 145 |  |  | Federally-Regulated Commercial & Industrial Equipment | 11/06/2019 | 203925700 | 11/18/2019
Manitowoc Ice, Inc. | Manitowoc | IDT1500N-261A*JCT1500-261 | Remote Condensing w/o Remote C | Air-Cooled Condenser | Cube | Batch | 1452 | 4 |  |  |  |  | Federally-Regulated Commercial & Industrial Equipment | 11/06/2019 | 203925698 | 11/18/2019
Manitowoc Ice, Inc. | Manitowoc | IDT1200N-261A*JCT1200-261 | Remote Condensing w/o Remote C | Air-Cooled Condenser | Cube | Batch | 955 | 4.63 |  |  |  |  | Federally-Regulated Commercial & Industrial Equipment | 11/06/2019 | 203999057 | 11/18/2019
Hoshizaki America | Hoshizaki | FS-1022MLJ-C*SRC-10J | Both Remote Condensing & Remot | Air-Cooled Condenser | Flake | Continuous | 730 | 5.1 |  |  |  | 1.08 | Federally-Regulated Commercial & Industrial Equipment | 11/06/2019 | 202195615 | 11/18/2019
Hoshizaki America | Hoshizaki | KM-161BWJ | Self-Contained | Water-Cooled Condenser | Cube | Batch | 135 | 6.5 |  | 162 |  |  | Federally-Regulated Commercial & Industrial Equipment | 11/06/2019 | 204140567 | 11/18/2019
Hoshizaki America | Hoshizaki | F-1501MWJ-SC | Ice-making Head | Water-Cooled Condenser | Crushed | Continuous | 1250 | 3.55 |  | 134 |  | 1.16 | Federally-Regulated Commercial & Industrial Equipment | 11/06/2019 | 204338495 | 11/18/2019
Hoshizaki America | Hoshizaki | KMD-410MAJ | Ice-making Head | Air-Cooled Condenser | Cube | Batch | 351 | 5.7 |  |  |  |  | Federally-Regulated Commercial & Industrial Equipment | 11/06/2019 | 203470224 | 11/18/2019
Hoshizaki America | Hoshizaki | KM-660MRJ*URC-5F | Remote Condensing w/o Remote C | Air-Cooled Condenser | Cube | Batch | 602 | 5.6 |  |  |  |  | Federally-Regulated Commercial & Industrial Equipment | 11/06/2019 | 202195194 | 11/18/2019
Hoshizaki America | Hoshizaki | KM-301BAJ | Self-Contained | Air-Cooled Condenser | Cube | Batch | 212 | 7.1 |  |  |  |  | Federally-Regulated Commercial & Industrial Equipment | 11/06/2019 | 203452017 | 11/18/2019
Hoshizaki America | Hoshizaki | KMD-410MWJ | Ice-making Head | Water-Cooled Condenser | Cube | Batch | 436 | 4.1 |  | 108 |  |  | Federally-Regulated Commercial & Industrial Equipment | 11/06/2019 | 203470225 | 11/18/2019
Hoshizaki America | Hoshizaki | KM-350MAJ | Ice-making Head | Air-Cooled Condenser | Cube | Batch | 393 | 5.42 |  |  |  |  | Federally-Regulated Commercial & Industrial Equipment | 11/06/2019 | 202181050 | 11/18/2019
Hoshizaki America | Hoshizaki | KMS-2000MLJ*SRK-20J | Both Remote Condensing & Remot | Air-Cooled Condenser | Cube | Batch | 1850 | 4.5 |  |  |  |  | Federally-Regulated Commercial & Industrial Equipment | 11/06/2019 | 202209123 | 11/18/2019
Hoshizaki America | Hoshizaki | KMD-530MAJ | Ice-making Head | Air-Cooled Condenser | Cube | Batch | 442 | 5.72 |  |  |  |  | Federally-Regulated Commercial & Industrial Equipment | 11/06/2019 | 204429111 | 11/18/2019
Hoshizaki America | Hoshizaki | KMD-530MWJ | Ice-making Head | Water-Cooled Condenser | Cube | Batch | 500 | 4.74 |  | 113 |  |  | Federally-Regulated Commercial & Industrial Equipment | 11/06/2019 | 204013252 | 11/18/2019
Hoshizaki America | Hoshizaki | KM-161BAJ | Self-Contained | Air-Cooled Condenser | Cube | Batch | 123 | 8.6 |  |  |  |  | Federally-Regulated Commercial & Industrial Equipment | 11/06/2019 | 203807698 | 11/18/2019
Hoshizaki America | Hoshizaki | KM-81BAJ | Self-Contained | Air-Cooled Condenser | Cube | Batch | 52 | 8.45 |  |  |  |  | Federally-Regulated Commercial & Industrial Equipment | 11/06/2019 | 204088628 | 11/18/2019
Hoshizaki America | Hoshizaki | KMD-460MAJ | Ice-making Head | Air-Cooled Condenser | Cube | Batch | 400 | 5.48 |  |  |  |  | Federally-Regulated Commercial & Industrial Equipment | 11/06/2019 | 202448102 | 11/18/2019
Hoshizaki America | Hoshizaki | KM-350MWJ | Ice-making Head | Water-Cooled Condenser | Cube | Batch | 383 | 4.9 |  | 109 |  |  | Federally-Regulated Commercial & Industrial Equipment | 11/06/2019 | 202195191 | 11/18/2019
Hoshizaki America | Hoshizaki | FS-1501MLJ-C*SRC-14J | Both Remote Condensing & Remot | Air-Cooled Condenser | Flake | Continuous | 1125 | 4.75 |  |  |  | 1.09 | Federally-Regulated Commercial & Industrial Equipment | 11/06/2019 | 203992905 | 11/18/2019
Hoshizaki America | Hoshizaki | KM-1340MRJ3*URC-14F | Remote Condensing w/o Remote C | Air-Cooled Condenser | Cube | Batch | 1266 | 4.12 |  |  |  |  | Federally-Regulated Commercial & Industrial Equipment | 11/06/2019 | 202541508 | 11/18/2019
Hoshizaki America | Hoshizaki | KM-660MAJ | Ice-making Head | Air-Cooled Condenser | Cube | Batch | 617 | 5.12 |  |  |  |  | Federally-Regulated Commercial & Industrial Equipment | 11/06/2019 | 202195195 | 11/18/2019
Hoshizaki America | Hoshizaki | IM-500SAB | Ice-making Head | Air-Cooled Condenser | Cube | Batch | 414 | 5.8 |  |  |  |  | Federally-Regulated Commercial & Industrial Equipment | 11/06/2019 | 203307200 | 11/18/2019
Hoshizaki America | Hoshizaki | KM-520MRJ*URC-5F | Remote Condensing w/o Remote C | Air-Cooled Condenser | Cube | Batch | 495 | 4.8 |  |  |  |  | Federally-Regulated Commercial & Industrial Equipment | 11/06/2019 | 202181049 | 11/18/2019
Hoshizaki America | Hoshizaki | KM-116BAJ | Self-Contained | Air-Cooled Condenser | Cube | Batch | 100 | 8.1 |  |  |  |  | Federally-Regulated Commercial & Industrial Equipment | 11/06/2019 | 203807512 | 11/18/2019
Hoshizaki America | Hoshizaki | KM-660MWJ | Ice-making Head | Water-Cooled Condenser | Cube | Batch | 668 | 4.28 |  | 152 |  |  | Federally-Regulated Commercial & Industrial Equipment | 11/06/2019 | 202195193 | 11/18/2019
Hoshizaki America | Hoshizaki | KM-520MWJ | Ice-making Head | Water-Cooled Condenser | Cube | Batch | 444 | 4.65 |  | 75 |  |  | Federally-Regulated Commercial & Industrial Equipment | 11/06/2019 | 202195192 | 11/18/2019
Hoshizaki America | Hoshizaki | KM-520MAJ | Ice-making Head | Air-Cooled Condenser | Cube | Batch | 480 | 4.68 |  |  |  |  | Federally-Regulated Commercial & Industrial Equipment | 11/06/2019 | 202181044 | 11/18/2019
Hoshizaki America | Hoshizaki | FS-1022MLJ*SRC-10J | Both Remote Condensing & Remot | Air-Cooled Condenser | Flake | Continuous | 730 | 5.1 |  |  |  | 1.08 | Federally-Regulated Commercial & Industrial Equipment | 11/06/2019 | 202195547 | 11/18/2019
Hoshizaki America | Hoshizaki | KM-231BAJ | Self-Contained | Air-Cooled Condenser | Cube | Batch | 147 | 8.4 |  |  |  |  | Federally-Regulated Commercial & Industrial Equipment | 11/06/2019 | 204031995 | 11/18/2019
Hoshizaki America | Hoshizaki | F-1501MRJ-SC*URC-14F | Remote Condensing w/o Remote C | Air-Cooled Condenser | Crushed | Continuous | 1140 | 4.4 |  |  |  | 1.14 | Federally-Regulated Commercial & Industrial Equipment | 11/06/2019 | 204457695 | 11/18/2019
Hoshizaki America | Hoshizaki | F-1002MRJ-SC*URC-5F | Remote Condensing w/o Remote C | Air-Cooled Condenser | Crushed | Continuous | 660 | 5.15 |  |  |  | 1.12 | Federally-Regulated Commercial & Industrial Equipment | 11/06/2019 | 204430394 | 11/18/2019
Hoshizaki America | Hoshizaki | KMD-460MWJ | Ice-making Head | Water-Cooled Condenser | Cube | Batch | 472 | 4.16 |  | 103 |  |  | Federally-Regulated Commercial & Industrial Equipment | 11/06/2019 | 202448103 | 11/18/2019
Hoshizaki America | Hoshizaki | KM-301BWJ | Self-Contained | Water-Cooled Condenser | Cube | Batch | 237 | 4.8 |  | 92 |  |  | Federally-Regulated Commercial & Industrial Equipment | 11/06/2019 | 204038624 | 11/18/2019
Hoshizaki America | Hoshizaki | IM-200BAC | Self-Contained | Air-Cooled Condenser | Cube | Batch | 150 | 8.4 |  |  |  |  | Federally-Regulated Commercial & Industrial Equipment | 11/06/2019 | 203405035 | 11/18/2019
Manitowoc Ice, Inc. | Manitowoc | UFF0350A-161 | Self-Contained | Air-Cooled Condenser | Flake | Continuous | 328 | 5.27 |  |  |  | 1.27 | Federally-Regulated Commercial & Industrial Equipment | 11/06/2019 | 201797137 | 11/18/2019
Manitowoc Ice, Inc. | Manitowoc | IDT0450A-261 | Ice-making Head | Air-Cooled Condenser | Cube | Batch | 358 | 5.63 |  |  |  |  | Federally-Regulated Commercial & Industrial Equipment | 11/06/2019 | 201753415 | 11/18/2019
Manitowoc Ice, Inc. | Manitowoc | IDT0620W-161 | Ice-making Head | Water-Cooled Condenser | Cube | Batch | 450 | 4.13 |  | 140 |  |  | Federally-Regulated Commercial & Industrial Equipment | 11/06/2019 | 201753783 | 11/18/2019
Manitowoc Ice, Inc. | Manitowoc | IRT1900N-263*JCT1500-261 | Remote Condensing w/o Remote C | Air-Cooled Condenser | Cube | Batch | 1530 | 4.08 |  |  |  |  | Federally-Regulated Commercial & Industrial Equipment | 11/06/2019 | 201755341 | 11/18/2019
Manitowoc Ice, Inc. | Manitowoc | IDT1500W-261 | Ice-making Head | Water-Cooled Condenser | Cube | Batch | 1480 | 3.27 |  | 140 |  |  | Federally-Regulated Commercial & Industrial Equipment | 11/06/2019 | 10568268 | 11/18/2019
Manitowoc Ice, Inc. | Manitowoc | IDT0500A-161 | Ice-making Head | Air-Cooled Condenser | Cube | Batch | 400 | 5.25 |  |  |  |  | Federally-Regulated Commercial & Industrial Equipment | 11/06/2019 | 201753788 | 11/18/2019
Manitowoc Ice, Inc. | Manitowoc | IBT1020C-161*CVDT1200-261 | Both Remote Condensing & Remot | Air-Cooled Condenser | Cube | Batch | 1000 | 4.5 |  |  |  |  | Federally-Regulated Commercial & Industrial Equipment | 11/06/2019 | 201755793 | 11/18/2019
Manitowoc Ice, Inc. | Manitowoc | RNF1100W-261 | Ice-making Head | Water-Cooled Condenser | Other | Continuous | 960 | 3.67 |  | 131 |  | 1.1 | Federally-Regulated Commercial & Industrial Equipment | 11/06/2019 | 201797130 | 11/18/2019
Manitowoc Ice, Inc. | Manitowoc | UYF0310A-161 | Self-Contained | Air-Cooled Condenser | Cube | Batch | 235 | 7.2 |  |  |  |  | Federally-Regulated Commercial & Industrial Equipment | 11/06/2019 | 10612542 | 11/18/2019
Manitowoc Ice, Inc. | Manitowoc | IDT0500A-261 | Ice-making Head | Air-Cooled Condenser | Cube | Batch | 400 | 5.25 |  |  |  |  | Federally-Regulated Commercial & Industrial Equipment | 11/06/2019 | 201753789 | 11/18/2019
Manitowoc Ice, Inc. | Manitowoc | IYT0450W-161 | Ice-making Head | Water-Cooled Condenser | Cube | Batch | 420 | 4.2 |  | 140 |  |  | Federally-Regulated Commercial & Industrial Equipment | 11/06/2019 | 201753776 | 11/18/2019
Manitowoc Ice, Inc. | Manitowoc | IYT1500W-263 | Ice-making Head | Water-Cooled Condenser | Cube | Batch | 1420 | 3.5 |  | 140 |  |  | Federally-Regulated Commercial & Industrial Equipment | 11/06/2019 | 10568271 | 11/18/2019
Manitowoc Ice, Inc. | Manitowoc | IYT0500A-161 | Ice-making Head | Air-Cooled Condenser | Cube | Batch | 440 | 4.58 |  |  |  |  | Federally-Regulated Commercial & Industrial Equipment | 11/06/2019 | 201753790 | 11/18/2019
Manitowoc Ice, Inc. | Manitowoc | IRT0500A-261 | Ice-making Head | Air-Cooled Condenser | Cube | Batch | 386 | 5.04 |  |  |  |  | Federally-Regulated Commercial & Industrial Equipment | 11/06/2019 | 201753787 | 11/18/2019
Manitowoc Ice, Inc. | Manitowoc | UDE0080A-161 | Self-Contained | Air-Cooled Condenser | Cube | Batch | 71 | 10.7 |  |  |  |  | Federally-Regulated Commercial & Industrial Equipment | 11/06/2019 | 201986963 | 11/18/2019
Manitowoc Ice, Inc. | Manitowoc | IYF1800C-161*CVDF1800-263 | Both Remote Condensing & Remot | Air-Cooled Condenser | Cube | Batch | 1470 | 4.6 |  |  |  |  | Federally-Regulated Commercial & Industrial Equipment | 11/06/2019 | 202358893 | 11/18/2019
Manitowoc Ice, Inc. | Manitowoc | IYT0620W-161 | Ice-making Head | Water-Cooled Condenser | Cube | Batch | 485 | 3.87 |  | 140 |  |  | Federally-Regulated Commercial & Industrial Equipment | 11/06/2019 | 201753784 | 11/18/2019
Manitowoc Ice, Inc. | Manitowoc | UDF0310A-261 | Self-Contained | Air-Cooled Condenser | Cube | Batch | 237 | 7.2 |  |  |  |  | Federally-Regulated Commercial & Industrial Equipment | 11/06/2019 | 10612543 | 11/18/2019
Manitowoc Ice, Inc. | Manitowoc | RNF1020C-161*RCUF1000-261 | Both Remote Condensing & Remot | Air-Cooled Condenser | Other | Continuous | 900 | 4.5 |  |  |  | 1.1 | Federally-Regulated Commercial & Industrial Equipment | 11/06/2019 | 201797133 | 11/18/2019
Manitowoc Ice, Inc. | Manitowoc | IRT0620A-161 | Ice-making Head | Air-Cooled Condenser | Cube | Batch | 410 | 5.29 |  |  |  |  | Federally-Regulated Commercial & Industrial Equipment | 11/06/2019 | 201753777 | 11/18/2019
Manitowoc Ice, Inc. | Manitowoc | CNF0201A-161 | Self-Contained | Air-Cooled Condenser | Other | Continuous | 222 | 6.69 |  |  |  | 1.14 | Federally-Regulated Commercial & Industrial Equipment | 11/06/2019 | 201862973 | 11/18/2019
Manitowoc Ice, Inc. | Manitowoc | IRT1900A-261 | Ice-making Head | Air-Cooled Condenser | Cube | Batch | 1350 | 4.68 |  |  |  |  | Federally-Regulated Commercial & Industrial Equipment | 11/06/2019 | 10568275 | 11/18/2019
Manitowoc Ice, Inc. | Manitowoc | IRT0500W-161 | Ice-making Head | Water-Cooled Condenser | Cube | Batch | 406 | 4.3 |  | 130 |  |  | Federally-Regulated Commercial & Industrial Equipment | 11/06/2019 | 201753792 | 11/18/2019
Manitowoc Ice, Inc. | Manitowoc | IDT0620A-261 | Ice-making Head | Air-Cooled Condenser | Cube | Batch | 450 | 5.18 |  |  |  |  | Federally-Regulated Commercial & Industrial Equipment | 11/06/2019 | 201753779 | 11/18/2019
Manitowoc Ice, Inc. | Manitowoc | UYF0310W-161 | Self-Contained | Water-Cooled Condenser | Cube | Batch | 267 | 5.5 |  | 182 |  |  | Federally-Regulated Commercial & Industrial Equipment | 11/06/2019 | 10612545 | 11/18/2019
Manitowoc Ice, Inc. | Manitowoc | RFF2200C-261*RCUF2200-263 | Both Remote Condensing & Remot | Air-Cooled Condenser | Flake | Continuous | 1702 | 3.87 |  |  |  | 1.34 | Federally-Regulated Commercial & Industrial Equipment | 11/06/2019 | 201797131 | 11/18/2019
Manitowoc Ice, Inc. | Manitowoc | UDF0310A-161 | Self-Contained | Air-Cooled Condenser | Cube | Batch | 233 | 7 |  |  |  |  | Federally-Regulated Commercial & Industrial Equipment | 11/06/2019 | 10612541 | 11/18/2019
Manitowoc Ice, Inc. | Manitowoc | RFF0620W-161 | Ice-making Head | Water-Cooled Condenser | Flake | Continuous | 597 | 3.75 |  | 106 |  | 1.25 | Federally-Regulated Commercial & Industrial Equipment | 11/06/2019 | 201797138 | 11/18/2019
Manitowoc Ice, Inc. | Manitowoc | IYT0420W-161 | Ice-making Head | Water-Cooled Condenser | Cube | Batch | 425 | 4.24 |  | 140 |  |  | Federally-Regulated Commercial & Industrial Equipment | 11/06/2019 | 201753772 | 11/18/2019
Manitowoc Ice, Inc. | Manitowoc | IYT1500W-261 | Ice-making Head | Water-Cooled Condenser | Cube | Batch | 1420 | 3.5 |  | 140 |  |  | Federally-Regulated Commercial & Industrial Equipment | 11/06/2019 | 10568270 | 11/18/2019
Manitowoc Ice, Inc. | Manitowoc | RFF1220C-261*RCUF1200-261 | Both Remote Condensing & Remot | Air-Cooled Condenser | Flake | Continuous | 958 | 3.98 |  |  |  | 1.28 | Federally-Regulated Commercial & Industrial Equipment | 11/06/2019 | 201797132 | 11/18/2019
Manitowoc Ice, Inc. | Manitowoc | IDT1200N-261*JCT1200-261 | Remote Condensing w/o Remote C | Air-Cooled Condenser | Cube | Batch | 960 | 4.4 |  |  |  |  | Federally-Regulated Commercial & Industrial Equipment | 11/06/2019 | 201755788 | 11/18/2019
Manitowoc Ice, Inc. | Manitowoc | IDT1900A-261 | Ice-making Head | Air-Cooled Condenser | Cube | Batch | 1410 | 4.64 |  |  |  |  | Federally-Regulated Commercial & Industrial Equipment | 11/06/2019 | 10568277 | 11/18/2019
Manitowoc Ice, Inc. | Manitowoc | IYT0620A-261 | Ice-making Head | Air-Cooled Condenser | Cube | Batch | 465 | 4.87 |  |  |  |  | Federally-Regulated Commercial & Industrial Equipment | 11/06/2019 | 201753782 | 11/18/2019
Manitowoc Ice, Inc. | Manitowoc | IDT1200W-261 | Ice-making Head | Water-Cooled Condenser | Cube | Batch | 900 | 4.16 |  | 140 |  |  | Federally-Regulated Commercial & Industrial Equipment | 11/06/2019 | 201755784 | 11/18/2019
Manitowoc Ice, Inc. | Manitowoc | IYT1900A-263 | Ice-making Head | Air-Cooled Condenser | Cube | Batch | 1450 | 4.48 |  |  |  |  | Federally-Regulated Commercial & Industrial Equipment | 11/06/2019 | 10568280 | 11/18/2019
Manitowoc Ice, Inc. | Manitowoc | IDF0600A-261 | Ice-making Head | Air-Cooled Condenser | Cube | Batch | 490 | 5.41 |  |  |  |  | Federally-Regulated Commercial & Industrial Equipment | 11/06/2019 | 202147757 | 11/18/2019
Manitowoc Ice, Inc. | Manitowoc | RNF0620A-161 | Ice-making Head | Air-Cooled Condenser | Other | Continuous | 451 | 5.81 |  |  |  | 1.1 | Federally-Regulated Commercial & Industrial Equipment | 11/06/2019 | 201810258 | 11/18/2019
Manitowoc Ice, Inc. | Manitowoc | IRT1900A-263 | Ice-making Head | Air-Cooled Condenser | Cube | Batch | 1350 | 4.68 |  |  |  |  | Federally-Regulated Commercial & Industrial Equipment | 11/06/2019 | 10568276 | 11/18/2019
Manitowoc Ice, Inc. | Manitowoc | IYT1200W-263 | Ice-making Head | Water-Cooled Condenser | Cube | Batch | 965 | 4 |  | 140 |  |  | Federally-Regulated Commercial & Industrial Equipment | 11/06/2019 | 201755787 | 11/18/2019
Manitowoc Ice, Inc. | Manitowoc | IYT1200N-261*JCT1200-261 | Remote Condensing w/o Remote C | Air-Cooled Condenser | Cube | Batch | 1000 | 4.4 |  |  |  |  | Federally-Regulated Commercial & Industrial Equipment | 11/06/2019 | 201755789 | 11/18/2019
Manitowoc Ice, Inc. | Manitowoc | RNF0320A-161 | Ice-making Head | Air-Cooled Condenser | Other | Continuous | 236 | 6.88 |  |  |  | 1.11 | Federally-Regulated Commercial & Industrial Equipment | 11/06/2019 | 201797126 | 11/18/2019
Manitowoc Ice, Inc. | Manitowoc | IDT0620A-161 | Ice-making Head | Air-Cooled Condenser | Cube | Batch | 450 | 5.18 |  |  |  |  | Federally-Regulated Commercial & Industrial Equipment | 11/06/2019 | 201753778 | 11/18/2019
Manitowoc Ice, Inc. | Manitowoc | IDT0420A-161 | Ice-making Head | Air-Cooled Condenser | Cube | Batch | 375 | 5.6 |  |  |  |  | Federally-Regulated Commercial & Industrial Equipment | 11/06/2019 | 201753767 | 11/18/2019
Manitowoc Ice, Inc. | Manitowoc | IYT1900A-261 | Ice-making Head | Air-Cooled Condenser | Cube | Batch | 1450 | 4.48 |  |  |  |  | Federally-Regulated Commercial & Industrial Equipment | 11/06/2019 | 10568279 | 11/18/2019
Manitowoc Ice, Inc. | Manitowoc | IYT0450A-261 | Ice-making Head | Air-Cooled Condenser | Cube | Batch | 378 | 5.52 |  |  |  |  | Federally-Regulated Commercial & Industrial Equipment | 11/06/2019 | 201753416 | 11/18/2019
Manitowoc Ice, Inc. | Manitowoc | RFF320A-161 | Ice-making Head | Air-Cooled Condenser | Flake | Continuous | 287 | 5.58 |  |  |  | 1.3 | Federally-Regulated Commercial & Industrial Equipment | 11/06/2019 | 201797124 | 11/18/2019
Manitowoc Ice, Inc. | Manitowoc | IDT1200A-261 | Ice-making Head | Air-Cooled Condenser | Cube | Batch | 950 | 4.8 |  |  |  |  | Federally-Regulated Commercial & Industrial Equipment | 11/06/2019 | 201755781 | 11/18/2019
Manitowoc Ice, Inc. | Manitowoc | IYT1200A-263 | Ice-making Head | Air-Cooled Condenser | Cube | Batch | 950 | 4.75 |  |  |  |  | Federally-Regulated Commercial & Industrial Equipment | 11/06/2019 | 201755783 | 11/18/2019
Manitowoc Ice, Inc. | Manitowoc | IDF1800C-161*CVDF1800-263 | Both Remote Condensing & Remot | Air-Cooled Condenser | Cube | Batch | 1375 | 4.74 |  |  |  |  | Federally-Regulated Commercial & Industrial Equipment | 11/06/2019 | 202358895 | 11/18/2019
Manitowoc Ice, Inc. | Manitowoc | IYT0500W-161 | Ice-making Head | Water-Cooled Condenser | Cube | Batch | 460 | 3.9 |  | 130 |  |  | Federally-Regulated Commercial & Industrial Equipment | 11/06/2019 | 201753795 | 11/18/2019
Manitowoc Ice, Inc. | Manitowoc | IYF1400C-161*CVDF1400-261 | Both Remote Condensing & Remot | Air-Cooled Condenser | Cube | Batch | 1220 | 4.28 |  |  |  |  | Federally-Regulated Commercial & Industrial Equipment | 11/06/2019 | 202358888 | 11/18/2019
Manitowoc Ice, Inc. | Manitowoc | RFF2500A-263 | Ice-making Head | Air-Cooled Condenser | Flake | Continuous | 1819 | 4.1 |  |  |  | 1.3 | Federally-Regulated Commercial & Industrial Equipment | 11/06/2019 | 201797123 | 11/18/2019
Manitowoc Ice, Inc. | Manitowoc | IDT0450A-161 | Ice-making Head | Air-Cooled Condenser | Cube | Batch | 358 | 5.63 |  |  |  |  | Federally-Regulated Commercial & Industrial Equipment | 11/06/2019 | 201753414 | 11/18/2019
Manitowoc Ice, Inc. | Manitowoc | IYT0500A-261 | Ice-making Head | Air-Cooled Condenser | Cube | Batch | 440 | 4.58 |  |  |  |  | Federally-Regulated Commercial & Industrial Equipment | 11/06/2019 | 201753791 | 11/18/2019
Manitowoc Ice, Inc. | Manitowoc | RNF0620W-161 | Ice-making Head | Water-Cooled Condenser | Other | Continuous | 508 | 4.32 |  | 109 |  | 1.1 | Federally-Regulated Commercial & Industrial Equipment | 11/06/2019 | 201797129 | 11/18/2019
Manitowoc Ice, Inc. | Manitowoc | IYT1200A-261 | Ice-making Head | Air-Cooled Condenser | Cube | Batch | 950 | 4.75 |  |  |  |  | Federally-Regulated Commercial & Industrial Equipment | 11/06/2019 | 201755782 | 11/18/2019
Manitowoc Ice, Inc. | Manitowoc | SDF3000C-161*CVDF3000-263 | Both Remote Condensing & Remot | Air-Cooled Condenser | Cube | Batch | 2333 | 4.75 |  |  |  |  | Federally-Regulated Commercial & Industrial Equipment | 11/06/2019 | 201872168 | 11/18/2019
Manitowoc Ice, Inc. | Manitowoc | IDT0450W-261 | Ice-making Head | Water-Cooled Condenser | Cube | Batch | 360 | 4.75 |  | 140 |  |  | Federally-Regulated Commercial & Industrial Equipment | 11/06/2019 | 201753775 | 11/18/2019
Manitowoc Ice, Inc. | Manitowoc | IYT0620A-161 | Ice-making Head | Air-Cooled Condenser | Cube | Batch | 465 | 4.87 |  |  |  |  | Federally-Regulated Commercial & Industrial Equipment | 11/06/2019 | 201753780 | 11/18/2019
Manitowoc Ice, Inc. | Manitowoc | IDT1500W-263 | Ice-making Head | Water-Cooled Condenser | Cube | Batch | 1480 | 3.27 |  | 140 |  |  | Federally-Regulated Commercial & Industrial Equipment | 11/06/2019 | 10568269 | 11/18/2019
Manitowoc Ice, Inc. | Manitowoc | IYT1200W-261 | Ice-making Head | Water-Cooled Condenser | Cube | Batch | 965 | 4 |  | 140 |  |  | Federally-Regulated Commercial & Industrial Equipment | 11/06/2019 | 201755785 | 11/18/2019
Manitowoc Ice, Inc. | Manitowoc | UFF0200A-161 | Self-Contained | Air-Cooled Condenser | Other | Continuous | 198 | 5.31 |  |  |  | 1.35 | Federally-Regulated Commercial & Industrial Equipment | 11/06/2019 | 201862975 | 11/18/2019
Manitowoc Ice, Inc. | Manitowoc | IYT0620W-261 | Ice-making Head | Water-Cooled Condenser | Cube | Batch | 485 | 3.87 |  | 140 |  |  | Federally-Regulated Commercial & Industrial Equipment | 11/06/2019 | 201753785 | 11/18/2019
Manitowoc Ice, Inc. | Manitowoc | IDT0500W-161 | Ice-making Head | Water-Cooled Condenser | Cube | Batch | 400 | 4.41 |  | 130 |  |  | Federally-Regulated Commercial & Industrial Equipment | 11/06/2019 | 201753794 | 11/18/2019
Manitowoc Ice, Inc. | Manitowoc | RFF0620A-261 | Ice-making Head | Air-Cooled Condenser | Flake | Continuous | 540 | 4.74 |  |  |  | 1.31 | Federally-Regulated Commercial & Industrial Equipment | 11/06/2019 | 201797125 | 11/18/2019
Manitowoc Ice, Inc. | Manitowoc | IYF1800C-161*CVDF1800-261 | Both Remote Condensing & Remot | Air-Cooled Condenser | Cube | Batch | 1470 | 4.6 |  |  |  |  | Federally-Regulated Commercial & Industrial Equipment | 11/06/2019 | 202358892 | 11/18/2019
Manitowoc Ice, Inc. | Manitowoc | IYT1900W-261 | Ice-making Head | Water-Cooled Condenser | Cube | Batch | 1670 | 3.35 |  | 140 |  |  | Federally-Regulated Commercial & Industrial Equipment | 11/06/2019 | 10568283 | 11/18/2019
Manitowoc Ice, Inc. | Manitowoc | IYT1500N-261*JCT1500-261 | Remote Condensing w/o Remote C | Air-Cooled Condenser | Cube | Batch | 1460 | 3.9 |  |  |  |  | Federally-Regulated Commercial & Industrial Equipment | 11/06/2019 | 10568273 | 11/18/2019
Manitowoc Ice, Inc. | Manitowoc | IYT0500N-161*JCT0500-161 | Remote Condensing w/o Remote C | Air-Cooled Condenser | Cube | Batch | 500 | 5.59 |  |  |  |  | Federally-Regulated Commercial & Industrial Equipment | 11/06/2019 | 201753797 | 11/18/2019
Manitowoc Ice, Inc. | Manitowoc | IBT1020C-161*CVDT1200-263 | Both Remote Condensing & Remot | Air-Cooled Condenser | Cube | Batch | 1000 | 4.5 |  |  |  |  | Federally-Regulated Commercial & Industrial Equipment | 11/06/2019 | 201885321 | 11/18/2019
Manitowoc Ice, Inc. | Manitowoc | IDF1800C-161*CVDF1800-261 | Both Remote Condensing & Remot | Air-Cooled Condenser | Cube | Batch | 1375 | 4.74 |  |  |  |  | Federally-Regulated Commercial & Industrial Equipment | 11/06/2019 | 202358894 | 11/18/2019
Manitowoc Ice, Inc. | Manitowoc | IRT0500A-161 | Ice-making Head | Air-Cooled Condenser | Cube | Batch | 386 | 5.04 |  |  |  |  | Federally-Regulated Commercial & Industrial Equipment | 11/06/2019 | 201753786 | 11/18/2019
Manitowoc Ice, Inc. | Manitowoc | IYT1500A-263 | Ice-making Head | Air-Cooled Condenser | Cube | Batch | 1360 | 4.45 |  |  |  |  | Federally-Regulated Commercial & Industrial Equipment | 11/06/2019 | 10568267 | 11/18/2019
Manitowoc Ice, Inc. | Manitowoc | IDT1900W-261 | Ice-making Head | Water-Cooled Condenser | Cube | Batch | 1600 | 3.53 |  | 140 |  |  | Federally-Regulated Commercial & Industrial Equipment | 11/06/2019 | 10568281 | 11/18/2019
Manitowoc Ice, Inc. | Manitowoc | SYF3000C-161*CVDF3000-263 | Both Remote Condensing & Remot | Air-Cooled Condenser | Cube | Batch | 2400 | 4.75 |  |  |  |  | Federally-Regulated Commercial & Industrial Equipment | 11/06/2019 | 201872167 | 11/18/2019
Manitowoc Ice, Inc. | Manitowoc | UNF0200A-161 | Self-Contained | Air-Cooled Condenser | Other | Continuous | 164 | 6.65 |  |  |  | 1.14 | Federally-Regulated Commercial & Industrial Equipment | 11/06/2019 | 201797134 | 11/18/2019
Manitowoc Ice, Inc. | Manitowoc | IDT1200C-161*CVDT1200-263 | Both Remote Condensing & Remot | Air-Cooled Condenser | Cube | Batch | 975 | 4.5 |  |  |  |  | Federally-Regulated Commercial & Industrial Equipment | 11/06/2019 | 201885319 | 11/18/2019
Manitowoc Ice, Inc. | Manitowoc | IDF1400C-161*CVDF1400-263 | Both Remote Condensing & Remot | Air-Cooled Condenser | Cube | Batch | 1150 | 4.39 |  |  |  |  | Federally-Regulated Commercial & Industrial Equipment | 11/06/2019 | 202358891 | 11/18/2019
Manitowoc Ice, Inc. | Manitowoc | IDT0450W-161 | Ice-making Head | Water-Cooled Condenser | Cube | Batch | 360 | 4.75 |  | 140 |  |  | Federally-Regulated Commercial & Industrial Equipment | 11/06/2019 | 201753774 | 11/18/2019
Manitowoc Ice, Inc. | Manitowoc | IDT1500N-261*JCT1500-261 | Remote Condensing w/o Remote C | Air-Cooled Condenser | Cube | Batch | 1435 | 3.9 |  |  |  |  | Federally-Regulated Commercial & Industrial Equipment | 11/06/2019 | 10568272 | 11/18/2019
Manitowoc Ice, Inc. | Manitowoc | IDT1200C-161*CVDT1200-261 | Both Remote Condensing & Remot | Air-Cooled Condenser | Cube | Batch | 975 | 4.5 |  |  |  |  | Federally-Regulated Commercial & Industrial Equipment | 11/06/2019 | 201755791 | 11/18/2019
Manitowoc Ice, Inc. | Manitowoc | CNF0202A-161 | Self-Contained | Air-Cooled Condenser | Other | Continuous | 222 | 6.69 |  |  |  | 1.14 | Federally-Regulated Commercial & Industrial Equipment | 11/06/2019 | 201862974 | 11/18/2019
Manitowoc Ice, Inc. | Manitowoc | IYF1400C-161*CVDF1400-263 | Both Remote Condensing & Remot | Air-Cooled Condenser | Cube | Batch | 1220 | 4.28 |  |  |  |  | Federally-Regulated Commercial & Industrial Equipment | 11/06/2019 | 202358889 | 11/18/2019
Manitowoc Ice, Inc. | Manitowoc | IYT1200C-161*CVDT1200-261 | Both Remote Condensing & Remot | Air-Cooled Condenser | Cube | Batch | 1000 | 4.5 |  |  |  |  | Federally-Regulated Commercial & Industrial Equipment | 11/06/2019 | 201755792 | 11/18/2019
Manitowoc Ice, Inc. | Manitowoc | IYT0420A-161 | Ice-making Head | Air-Cooled Condenser | Cube | Batch | 375 | 5.4 |  |  |  |  | Federally-Regulated Commercial & Industrial Equipment | 11/06/2019 | 201753769 | 11/18/2019
Manitowoc Ice, Inc. | Manitowoc | IDT0420W-161 | Ice-making Head | Water-Cooled Condenser | Cube | Batch | 400 | 4.28 |  | 140 |  |  | Federally-Regulated Commercial & Industrial Equipment | 11/06/2019 | 201753771 | 11/18/2019
Manitowoc Ice, Inc. | Manitowoc | UNF0300A-161 | Self-Contained | Air-Cooled Condenser | Other | Continuous | 275 | 6.43 |  |  |  | 1.09 | Federally-Regulated Commercial & Industrial Equipment | 11/06/2019 | 201797135 | 11/18/2019
Manitowoc Ice, Inc. | Manitowoc | IDT0420A-261 | Ice-making Head | Air-Cooled Condenser | Cube | Batch | 375 | 5.6 |  |  |  |  | Federally-Regulated Commercial & Industrial Equipment | 11/06/2019 | 201753768 | 11/18/2019
Manitowoc Ice, Inc. | Manitowoc | IYT1200N-263*JCT1200-261 | Remote Condensing w/o Remote C | Air-Cooled Condenser | Cube | Batch | 1000 | 4.4 |  |  |  |  | Federally-Regulated Commercial & Industrial Equipment | 11/06/2019 | 201755790 | 11/18/2019
Manitowoc Ice, Inc. | Manitowoc | UDF0310W-161 | Self-Contained | Water-Cooled Condenser | Cube | Batch | 252 | 5.6 |  | 182 |  |  | Federally-Regulated Commercial & Industrial Equipment | 11/06/2019 | 10612544 | 11/18/2019
Manitowoc Ice, Inc. | Manitowoc | IYT1200C-161*CVDT1200-263 | Both Remote Condensing & Remot | Air-Cooled Condenser | Cube | Batch | 1000 | 4.5 |  |  |  |  | Federally-Regulated Commercial & Industrial Equipment | 11/06/2019 | 201885320 | 11/18/2019
Manitowoc Ice, Inc. | Manitowoc | RNF1100A-261 | Ice-making Head | Air-Cooled Condenser | Other | Continuous | 825 | 4.94 |  |  |  | 1.1 | Federally-Regulated Commercial & Industrial Equipment | 11/06/2019 | 201797128 | 11/18/2019
Manitowoc Ice, Inc. | Manitowoc | IDT1900A-263 | Ice-making Head | Air-Cooled Condenser | Cube | Batch | 1410 | 4.64 |  |  |  |  | Federally-Regulated Commercial & Industrial Equipment | 11/06/2019 | 10568278 | 11/18/2019
Manitowoc Ice, Inc. | Manitowoc | IYT1500N-263*JCT1500-261 | Remote Condensing w/o Remote C | Air-Cooled Condenser | Cube | Batch | 1460 | 3.9 |  |  |  |  | Federally-Regulated Commercial & Industrial Equipment | 11/06/2019 | 10568274 | 11/18/2019
Manitowoc Ice, Inc. | Manitowoc | IDF1400C-161*CVDF1400-261 | Both Remote Condensing & Remot | Air-Cooled Condenser | Cube | Batch | 1150 | 4.39 |  |  |  |  | Federally-Regulated Commercial & Industrial Equipment | 11/06/2019 | 202358890 | 11/18/2019
Manitowoc Ice, Inc. | Manitowoc | IDT1900W-263 | Ice-making Head | Water-Cooled Condenser | Cube | Batch | 1600 | 3.53 |  | 140 |  |  | Federally-Regulated Commercial & Industrial Equipment | 11/06/2019 | 10568282 | 11/18/2019
Manitowoc Ice, Inc. | Manitowoc | IDT0500N-161*JCT0500-161 | Remote Condensing w/o Remote C | Air-Cooled Condenser | Cube | Batch | 450 | 6.11 |  |  |  |  | Federally-Regulated Commercial & Industrial Equipment | 11/06/2019 | 201753796 | 11/18/2019
Manitowoc Ice, Inc. | Manitowoc | IYT0450A-161 | Ice-making Head | Air-Cooled Condenser | Cube | Batch | 378 | 5.52 |  |  |  |  | Federally-Regulated Commercial & Industrial Equipment | 11/06/2019 | 201753773 | 11/18/2019
Manitowoc Ice, Inc. | Manitowoc | RFF0620A-161 | Ice-making Head | Air-Cooled Condenser | Flake | Continuous | 506 | 5.19 |  |  |  | 1.27 | Federally-Regulated Commercial & Industrial Equipment | 11/06/2019 | 201797136 | 11/18/2019
Manitowoc Ice, Inc. | Manitowoc | IB0894YC-161*ICVD0996-261 | Both Remote Condensing & Remot | Air-Cooled Condenser | Cube | Batch | 732 | 4.86 |  |  |  |  | Federally-Regulated Commercial & Industrial Equipment | 11/06/2019 | 6112573 | 11/18/2019
Manitowoc Ice, Inc. | Manitowoc | UYF0240W-161 | Self-Contained | Water-Cooled Condenser | Cube | Batch | 180 | 5.8 |  | 147 |  |  | Federally-Regulated Commercial & Industrial Equipment | 11/06/2019 | 10612539 | 11/18/2019
Manitowoc Ice, Inc. | Manitowoc | IY1176C-161*ICVD1195-261 | Both Remote Condensing & Remot | Air-Cooled Condenser | Cube | Batch | 900 | 4.84 |  |  |  |  | Federally-Regulated Commercial & Industrial Equipment | 11/06/2019 | 7181367 | 11/18/2019
Manitowoc Ice, Inc. | Manitowoc | RFF1300W-261 | Ice-making Head | Water-Cooled Condenser | Flake | Continuous | 1115 | 3.12 |  | 116 |  | 1.25 | Federally-Regulated Commercial & Industrial Equipment | 11/06/2019 | 10591299 | 11/18/2019
Manitowoc Ice, Inc. | Manitowoc | RNS1078C-161*RCU1098-261 | Both Remote Condensing & Remot | Air-Cooled Condenser | Other | Continuous | 900 | 4.5 |  |  |  | 1.1 | Federally-Regulated Commercial & Industrial Equipment | 11/06/2019 | 7440163 | 11/18/2019
Manitowoc Ice, Inc. | Manitowoc | ID1106W-261 | Ice-making Head | Water-Cooled Condenser | Cube | Batch | 906 | 4.08 |  | 144 |  |  | Federally-Regulated Commercial & Industrial Equipment | 11/06/2019 | 7163546 | 11/18/2019
Manitowoc Ice, Inc. | Manitowoc | UY0240W-261 | Self-Contained | Water-Cooled Condenser | Cube | Batch | 170 | 6.03 |  | 185 |  |  | Federally-Regulated Commercial & Industrial Equipment | 11/06/2019 | 6464184 | 11/18/2019
Manitowoc Ice, Inc. | Manitowoc | IY-1874C-161*ICVD-18953-263 | Both Remote Condensing & Remot | Air-Cooled Condenser | Cube | Batch | 1470 | 4.6 |  |  |  |  | Federally-Regulated Commercial & Industrial Equipment | 11/06/2019 | 5439878 | 11/18/2019
Manitowoc Ice, Inc. | Manitowoc | UDF0240A-261 | Self-Contained | Air-Cooled Condenser | Cube | Batch | 148 | 7.95 |  |  |  |  | Federally-Regulated Commercial & Industrial Equipment | 11/06/2019 | 10612536 | 11/18/2019
Manitowoc Ice, Inc. | Manitowoc | IY0976C-161*ICVD09963-263 | Both Remote Condensing & Remot | Air-Cooled Condenser | Cube | Batch | 714 | 4.93 |  |  |  |  | Federally-Regulated Commercial & Industrial Equipment | 11/06/2019 | 6112572 | 11/18/2019
Manitowoc Ice, Inc. | Manitowoc | IYT1900W-263 | Ice-making Head | Water-Cooled Condenser | Cube | Batch | 1670 | 3.35 |  | 140 |  |  | Federally-Regulated Commercial & Industrial Equipment | 11/06/2019 | 10568284 | 11/18/2019
Manitowoc Ice, Inc. | Manitowoc | IDT1500A-261 | Ice-making Head | Air-Cooled Condenser | Cube | Batch | 1320 | 4.45 |  |  |  |  | Federally-Regulated Commercial & Industrial Equipment | 11/06/2019 | 10568264 | 11/18/2019
Manitowoc Ice, Inc. | Manitowoc | RNS0609W-161 | Ice-making Head | Water-Cooled Condenser | Other | Continuous | 508 | 4.32 |  | 109 |  | 1.1 | Federally-Regulated Commercial & Industrial Equipment | 11/06/2019 | 7440160 | 11/18/2019
Manitowoc Ice, Inc. | Manitowoc | IB0894YC-161*ICVD09963-263 | Both Remote Condensing & Remot | Air-Cooled Condenser | Cube | Batch | 732 | 4.86 |  |  |  |  | Federally-Regulated Commercial & Industrial Equipment | 11/06/2019 | 6112574 | 11/18/2019
Manitowoc Ice, Inc. | Manitowoc | ID1472C-161*ICVD1496-261 | Both Remote Condensing & Remot | Air-Cooled Condenser | Cube | Batch | 1132 | 4.47 |  |  |  |  | Federally-Regulated Commercial & Industrial Equipment | 11/06/2019 | 6608447 | 11/18/2019
Manitowoc Ice, Inc. | Manitowoc | IY0906W-261 | Ice-making Head | Water-Cooled Condenser | Cube | Batch | 786 | 4.04 |  | 145 |  |  | Federally-Regulated Commercial & Industrial Equipment | 11/06/2019 | 6109186 | 11/18/2019
Manitowoc Ice, Inc. | Manitowoc | IY0906W3-263 | Ice-making Head | Water-Cooled Condenser | Cube | Batch | 786 | 4.04 |  | 145 |  |  | Federally-Regulated Commercial & Industrial Equipment | 11/06/2019 | 6109187 | 11/18/2019
Manitowoc Ice, Inc. | Manitowoc | UYF0140A-161 | Self-Contained | Air-Cooled Condenser | Cube | Batch | 100 | 9.2 |  |  |  |  | Federally-Regulated Commercial & Industrial Equipment | 11/06/2019 | 10612533 | 11/18/2019
Manitowoc Ice, Inc. | Manitowoc | UYF0240A-161 | Self-Contained | Air-Cooled Condenser | Cube | Batch | 160 | 7.8 |  |  |  |  | Federally-Regulated Commercial & Industrial Equipment | 11/06/2019 | 10612535 | 11/18/2019
Manitowoc Ice, Inc. | Manitowoc | RNS1078C-261*RCU1098-261 | Both Remote Condensing & Remot | Air-Cooled Condenser | Other | Continuous | 900 | 4.5 |  |  |  | 1.1 | Federally-Regulated Commercial & Industrial Equipment | 11/06/2019 | 7440165 | 11/18/2019
Manitowoc Ice, Inc. | Manitowoc | ID0996N-261*JC0995-261 | Remote Condensing w/o Remote C | Air-Cooled Condenser | Cube | Batch | 727 | 4.91 |  |  |  |  | Federally-Regulated Commercial & Industrial Equipment | 11/06/2019 | 6112565 | 11/18/2019
Manitowoc Ice, Inc. | Manitowoc | RFF1300A-261 | Ice-making Head | Air-Cooled Condenser | Flake | Continuous | 950 | 4.24 |  |  |  | 1.27 | Federally-Regulated Commercial & Industrial Equipment | 11/06/2019 | 10591298 | 11/18/2019
Manitowoc Ice, Inc. | Manitowoc | UD0190A-161 | Self-Contained | Air-Cooled Condenser | Cube | Batch | 140 | 8.4 |  |  |  |  | Federally-Regulated Commercial & Industrial Equipment | 11/06/2019 | 5937286 | 11/18/2019
Manitowoc Ice, Inc. | Manitowoc | ID0906W-261 | Ice-making Head | Water-Cooled Condenser | Cube | Batch | 701 | 4.35 |  | 145 |  |  | Federally-Regulated Commercial & Industrial Equipment | 11/06/2019 | 6109184 | 11/18/2019
Manitowoc Ice, Inc. | Manitowoc | UY0140A-261 | Self-Contained | Air-Cooled Condenser | Cube | Batch | 95 | 10.19 |  |  |  |  | Federally-Regulated Commercial & Industrial Equipment | 11/06/2019 | 6464175 | 11/18/2019
Manitowoc Ice, Inc. | Manitowoc | ID1196N-261*JC0995-261 | Remote Condensing w/o Remote C | Air-Cooled Condenser | Cube | Batch | 867 | 4.99 |  |  |  |  | Federally-Regulated Commercial & Industrial Equipment | 11/06/2019 | 7163570 | 11/18/2019
Manitowoc Ice, Inc. | Manitowoc | UD0240A-261 | Self-Contained | Air-Cooled Condenser | Cube | Batch | 160 | 7.2 |  |  |  |  | Federally-Regulated Commercial & Industrial Equipment | 11/06/2019 | 6464182 | 11/18/2019
Manitowoc Ice, Inc. | Manitowoc | URF0140A-161 | Self-Contained | Air-Cooled Condenser | Cube | Batch | 95 | 9.66 |  |  |  |  | Federally-Regulated Commercial & Industrial Equipment | 11/06/2019 | 10612531 | 11/18/2019
Manitowoc Ice, Inc. | Manitowoc | IY1474C-161*ICVD14963-263 | Both Remote Condensing & Remot | Air-Cooled Condenser | Cube | Batch | 1200 | 4.31 |  |  |  |  | Federally-Regulated Commercial & Industrial Equipment | 11/06/2019 | 6608450 | 11/18/2019
Manitowoc Ice, Inc. | Manitowoc | UY0240A-261 | Self-Contained | Air-Cooled Condenser | Cube | Batch | 160 | 7.2 |  |  |  |  | Federally-Regulated Commercial & Industrial Equipment | 11/06/2019 | 6464181 | 11/18/2019
Manitowoc Ice, Inc. | Manitowoc | ID1472C-161*ICVD14963-263 | Both Remote Condensing & Remot | Air-Cooled Condenser | Cube | Batch | 1132 | 4.47 |  |  |  |  | Federally-Regulated Commercial & Industrial Equipment | 11/06/2019 | 6608448 | 11/18/2019
Manitowoc Ice, Inc. | Manitowoc | ID-0606A-261 | Ice-making Head | Air-Cooled Condenser | Cube | Batch | 490 | 5.41 |  |  |  |  | Federally-Regulated Commercial & Industrial Equipment | 11/06/2019 | 5440528 | 11/18/2019
Manitowoc Ice, Inc. | Manitowoc | IY0906A-261 | Ice-making Head | Air-Cooled Condenser | Cube | Batch | 710 | 5.02 |  |  |  |  | Federally-Regulated Commercial & Industrial Equipment | 11/06/2019 | 6109180 | 11/18/2019
Manitowoc Ice, Inc. | Manitowoc | IY0906A3-263 | Ice-making Head | Air-Cooled Condenser | Cube | Batch | 710 | 5.02 |  |  |  |  | Federally-Regulated Commercial & Industrial Equipment | 11/06/2019 | 6109181 | 11/18/2019
Manitowoc Ice, Inc. | Manitowoc | IDT1900N-261*JCT1500-261 | Remote Condensing w/o Remote C | Air-Cooled Condenser | Cube | Batch | 1540 | 4.08 |  |  |  |  | Federally-Regulated Commercial & Industrial Equipment | 11/06/2019 | 10568286 | 11/18/2019
Manitowoc Ice, Inc. | Manitowoc | RNS1008A-261 | Ice-making Head | Air-Cooled Condenser | Other | Continuous | 825 | 4.94 |  |  |  | 1.1 | Federally-Regulated Commercial & Industrial Equipment | 11/06/2019 | 7440161 | 11/18/2019
Manitowoc Ice, Inc. | Manitowoc | IDT1900N-263*JCT1500-261 | Remote Condensing w/o Remote C | Air-Cooled Condenser | Cube | Batch | 1540 | 4.08 |  |  |  |  | Federally-Regulated Commercial & Industrial Equipment | 11/06/2019 | 10568287 | 11/18/2019
Manitowoc Ice, Inc. | Manitowoc | IR0996N-261*JC0995-261 | Remote Condensing w/o Remote C | Air-Cooled Condenser | Cube | Batch | 665 | 5.29 |  |  |  |  | Federally-Regulated Commercial & Industrial Equipment | 11/06/2019 | 6112563 | 11/18/2019
Manitowoc Ice, Inc. | Manitowoc | RNS1078C-161*RCU10983-263 | Both Remote Condensing & Remot | Air-Cooled Condenser | Other | Continuous | 900 | 4.5 |  |  |  | 1.1 | Federally-Regulated Commercial & Industrial Equipment | 11/06/2019 | 7440164 | 11/18/2019
Manitowoc Ice, Inc. | Manitowoc | IYT1500A-261 | Ice-making Head | Air-Cooled Condenser | Cube | Batch | 1360 | 4.45 |  |  |  |  | Federally-Regulated Commercial & Industrial Equipment | 11/06/2019 | 10568266 | 11/18/2019
Manitowoc Ice, Inc. | Manitowoc | IY0996N3-263*JC0995-261 | Remote Condensing w/o Remote C | Air-Cooled Condenser | Cube | Batch | 752 | 4.9 |  |  |  |  | Federally-Regulated Commercial & Industrial Equipment | 11/06/2019 | 6112568 | 11/18/2019
Manitowoc Ice, Inc. | Manitowoc | IDT1500A-263 | Ice-making Head | Air-Cooled Condenser | Cube | Batch | 1320 | 4.45 |  |  |  |  | Federally-Regulated Commercial & Industrial Equipment | 11/06/2019 | 10568265 | 11/18/2019
Manitowoc Ice, Inc. | Manitowoc | IY0996N-261*JC0995-261 | Remote Condensing w/o Remote C | Air-Cooled Condenser | Cube | Batch | 752 | 4.9 |  |  |  |  | Federally-Regulated Commercial & Industrial Equipment | 11/06/2019 | 6112567 | 11/18/2019
Manitowoc Ice, Inc. | Manitowoc | UD0240W-261 | Self-Contained | Water-Cooled Condenser | Cube | Batch | 170 | 6.03 |  | 185 |  |  | Federally-Regulated Commercial & Industrial Equipment | 11/06/2019 | 6464185 | 11/18/2019
Manitowoc Ice, Inc. | Manitowoc | IY1474C-161*ICVD1496-261 | Both Remote Condensing & Remot | Air-Cooled Condenser | Cube | Batch | 1200 | 4.31 |  |  |  |  | Federally-Regulated Commercial & Industrial Equipment | 11/06/2019 | 6608449 | 11/18/2019
Manitowoc Ice, Inc. | Manitowoc | IY1176C-161*ICVD11953-263 | Both Remote Condensing & Remot | Air-Cooled Condenser | Cube | Batch | 900 | 4.84 |  |  |  |  | Federally-Regulated Commercial & Industrial Equipment | 11/06/2019 | 7181368 | 11/18/2019
Manitowoc Ice, Inc. | Manitowoc | UY0190A-161 | Self-Contained | Air-Cooled Condenser | Cube | Batch | 140 | 8.3 |  |  |  |  | Federally-Regulated Commercial & Industrial Equipment | 11/06/2019 | 5937285 | 11/18/2019
Manitowoc Ice, Inc. | Manitowoc | RNS1078C-261*RCU10983-263 | Both Remote Condensing & Remot | Air-Cooled Condenser | Other | Continuous | 900 | 4.5 |  |  |  | 1.1 | Federally-Regulated Commercial & Industrial Equipment | 11/06/2019 | 7440166 | 11/18/2019
Manitowoc Ice, Inc. | Manitowoc | IRT1900N-261*JCT1500-261 | Remote Condensing w/o Remote C | Air-Cooled Condenser | Cube | Batch | 1530 | 4.08 |  |  |  |  | Federally-Regulated Commercial & Industrial Equipment | 11/06/2019 | 10568285 | 11/18/2019
Manitowoc Ice, Inc. | Manitowoc | IY0976C-161*ICVD0996-261 | Both Remote Condensing & Remot | Air-Cooled Condenser | Cube | Batch | 714 | 4.93 |  |  |  |  | Federally-Regulated Commercial & Industrial Equipment | 11/06/2019 | 6112571 | 11/18/2019
Manitowoc Ice, Inc. | Manitowoc | UDF0240A-161 | Self-Contained | Air-Cooled Condenser | Cube | Batch | 160 | 7.9 |  |  |  |  | Federally-Regulated Commercial & Industrial Equipment | 11/06/2019 | 10612534 | 11/18/2019
Manitowoc Ice, Inc. | Manitowoc | IY1106W-261 | Ice-making Head | Water-Cooled Condenser | Cube | Batch | 965 | 3.9 |  | 144 |  |  | Federally-Regulated Commercial & Industrial Equipment | 11/06/2019 | 7163548 | 11/18/2019
Manitowoc Ice, Inc. | Manitowoc | IY1106W3-263 | Ice-making Head | Water-Cooled Condenser | Cube | Batch | 965 | 3.9 |  | 144 |  |  | Federally-Regulated Commercial & Industrial Equipment | 11/06/2019 | 7163549 | 11/18/2019
Manitowoc Ice, Inc. | Manitowoc | UD0190A-261 | Self-Contained | Air-Cooled Condenser | Cube | Batch | 140 | 7.87 |  |  |  |  | Federally-Regulated Commercial & Industrial Equipment | 11/06/2019 | 6464180 | 11/18/2019
Manitowoc Ice, Inc. | Manitowoc | UDF0240W-161 | Self-Contained | Water-Cooled Condenser | Cube | Batch | 174 | 5.95 |  | 147 |  |  | Federally-Regulated Commercial & Industrial Equipment | 11/06/2019 | 10612538 | 11/18/2019
Manitowoc Ice, Inc. | Manitowoc | RNS1009W-261 | Ice-making Head | Water-Cooled Condenser | Other | Continuous | 960 | 3.67 |  | 131 |  | 1.1 | Federally-Regulated Commercial & Industrial Equipment | 11/06/2019 | 7440162 | 11/18/2019
Manitowoc Ice, Inc. | Manitowoc | ID0906A-261 | Ice-making Head | Air-Cooled Condenser | Cube | Batch | 664 | 5.1 |  |  |  |  | Federally-Regulated Commercial & Industrial Equipment | 11/06/2019 | 6109178 | 11/18/2019
Manitowoc Ice, Inc. | Manitowoc | IR0906A-261 | Ice-making Head | Air-Cooled Condenser | Cube | Batch | 639 | 5.33 |  |  |  |  | Federally-Regulated Commercial & Industrial Equipment | 11/06/2019 | 6109176 | 11/18/2019
Manitowoc Ice, Inc. | Manitowoc | URF0310A-161 | Self-Contained | Air-Cooled Condenser | Cube | Batch | 221 | 7 |  |  |  |  | Federally-Regulated Commercial & Industrial Equipment | 11/06/2019 | 10612540 | 11/18/2019
Manitowoc Ice, Inc. | Manitowoc | ID0906A3-263 | Ice-making Head | Air-Cooled Condenser | Cube | Batch | 664 | 5.1 |  |  |  |  | Federally-Regulated Commercial & Industrial Equipment | 11/06/2019 | 6109179 | 11/18/2019
Manitowoc Ice, Inc. | Manitowoc | IYT1900N-263*JCT1500-261 | Remote Condensing w/o Remote C | Air-Cooled Condenser | Cube | Batch | 1560 | 4.08 |  |  |  |  | Federally-Regulated Commercial & Industrial Equipment | 11/06/2019 | 10568289 | 11/18/2019
Manitowoc Ice, Inc. | Manitowoc | UYF0240A-261 | Self-Contained | Air-Cooled Condenser | Cube | Batch | 148 | 7.95 |  |  |  |  | Federally-Regulated Commercial & Industrial Equipment | 11/06/2019 | 10612537 | 11/18/2019
Manitowoc Ice, Inc. | Manitowoc | IYT1900N-261*JCT1500-261 | Remote Condensing w/o Remote C | Air-Cooled Condenser | Cube | Batch | 1560 | 4.08 |  |  |  |  | Federally-Regulated Commercial & Industrial Equipment | 11/06/2019 | 10568288 | 11/18/2019
Manitowoc Ice, Inc. | Manitowoc | IR0906W-261 | Ice-making Head | Water-Cooled Condenser | Cube | Batch | 683 | 4.32 |  | 145 |  |  | Federally-Regulated Commercial & Industrial Equipment | 11/06/2019 | 6109182 | 11/18/2019
Manitowoc Ice, Inc. | Manitowoc | RNS0608A-161 | Ice-making Head | Air-Cooled Condenser | Other | Continuous | 451 | 5.81 |  |  |  | 1.1 | Federally-Regulated Commercial & Industrial Equipment | 11/06/2019 | 7440159 | 11/18/2019
Manitowoc Ice, Inc. | Manitowoc | UDF0140A-161 | Self-Contained | Air-Cooled Condenser | Cube | Batch | 95 | 9.83 |  |  |  |  | Federally-Regulated Commercial & Industrial Equipment | 11/06/2019 | 10612532 | 11/18/2019
Hoshizaki America | Hoshizaki | FS-1500MLH-C*SRC-14H | Both Remote Condensing & Remot | Air-Cooled Condenser | Crushed | Continuous | 1165 | 4.51 |  |  |  | 1.16 | Federally-Regulated Commercial & Industrial Equipment | 11/06/2019 | 5622932 | 11/18/2019
Hoshizaki America | Hoshizaki | F-1002MAJ | Ice-making Head | Air-Cooled Condenser | Flake | Continuous | 758 | 4.36 |  |  |  | 1.19 | Federally-Regulated Commercial & Industrial Equipment | 11/06/2019 | 9136987 | 11/18/2019
Hoshizaki America | Hoshizaki | DCM-270BAH | Self-Contained | Air-Cooled Condenser | Crushed | Continuous | 200 | 7.5 |  |  |  | 1.09 | Federally-Regulated Commercial & Industrial Equipment | 11/06/2019 | 5622938 | 11/18/2019
Hoshizaki America | Hoshizaki | C-101BAH-AD | Self-Contained | Air-Cooled Condenser | Crushed | Continuous | 62 | 12.1 |  |  |  | 1.17 | Federally-Regulated Commercial & Industrial Equipment | 11/06/2019 | 6992503 | 11/18/2019
Hoshizaki America | Hoshizaki | F-801MAJ | Ice-making Head | Air-Cooled Condenser | Flake | Continuous | 566 | 4.5 |  |  |  | 1.19 | Federally-Regulated Commercial & Industrial Equipment | 11/06/2019 | 9101892 | 11/18/2019
Hoshizaki America | Hoshizaki | DCM-270BAH-OS | Self-Contained | Air-Cooled Condenser | Crushed | Continuous | 200 | 7.5 |  |  |  | 1.09 | Federally-Regulated Commercial & Industrial Equipment | 11/06/2019 | 5622939 | 11/18/2019
Hoshizaki America | Hoshizaki | DCM-751BWH | Self-Contained | Water-Cooled Condenser | Crushed | Continuous | 678 | 4.76 |  | 96 |  | 1.14 | Federally-Regulated Commercial & Industrial Equipment | 11/06/2019 | 5628548 | 11/18/2019
Hoshizaki America | Hoshizaki | C-101BAH-ADDS | Self-Contained | Air-Cooled Condenser | Crushed | Continuous | 62 | 12.1 |  |  |  | 1.17 | Federally-Regulated Commercial & Industrial Equipment | 11/06/2019 | 6992504 | 11/18/2019
Hoshizaki America | Hoshizaki | F-1501MAJ-C | Ice-making Head | Air-Cooled Condenser | Flake | Continuous | 1020 | 4.61 |  |  |  | 1.1 | Federally-Regulated Commercial & Industrial Equipment | 11/06/2019 | 9118274 | 11/18/2019
Hoshizaki America | Hoshizaki | DCM-500BAH | Self-Contained | Air-Cooled Condenser | Crushed | Continuous | 427 | 5.85 |  |  |  | 1.15 | Federally-Regulated Commercial & Industrial Equipment | 11/06/2019 | 5622943 | 11/18/2019
Hoshizaki America | Hoshizaki | F-1501MAJ | Ice-making Head | Air-Cooled Condenser | Flake | Continuous | 1154 | 4 |  |  |  | 1.24 | Federally-Regulated Commercial & Industrial Equipment | 11/06/2019 | 9118273 | 11/18/2019
Hoshizaki America | Hoshizaki | F-801MAJ-C | Ice-making Head | Air-Cooled Condenser | Flake | Continuous | 532 | 5 |  |  |  | 1.12 | Federally-Regulated Commercial & Industrial Equipment | 11/06/2019 | 9102378 | 11/18/2019
Hoshizaki America | Hoshizaki | F-801MWJ | Ice-making Head | Water-Cooled Condenser | Flake | Continuous | 605 | 3.9 |  | 119 |  | 1.22 | Federally-Regulated Commercial & Industrial Equipment | 11/06/2019 | 9102379 | 11/18/2019
Hoshizaki America | Hoshizaki | F-1501MRJ-C*URC-14F | Remote Condensing w/o Remote C | Air-Cooled Condenser | Flake | Continuous | 1125 | 4.35 |  |  |  | 1.12 | Federally-Regulated Commercial & Industrial Equipment | 11/06/2019 | 9118276 | 11/18/2019
Hoshizaki America | Hoshizaki | DCM-500BWH-OS | Self-Contained | Water-Cooled Condenser | Crushed | Continuous | 512 | 4.48 |  | 112 |  | 1.13 | Federally-Regulated Commercial & Industrial Equipment | 11/06/2019 | 5628546 | 11/18/2019
Hoshizaki America | Hoshizaki | DCM-500BWH | Self-Contained | Water-Cooled Condenser | Crushed | Continuous | 512 | 4.48 |  | 112 |  | 1.13 | Federally-Regulated Commercial & Industrial Equipment | 11/06/2019 | 5628545 | 11/18/2019
Hoshizaki America | Hoshizaki | FD-1002MAJ-C | Ice-making Head | Air-Cooled Condenser | Flake | Continuous | 726 | 4.57 |  |  |  | 1.11 | Federally-Regulated Commercial & Industrial Equipment | 11/06/2019 | 9135449 | 11/18/2019
Hoshizaki America | Hoshizaki | F-1501MRJ*URC-14F | Remote Condensing w/o Remote C | Air-Cooled Condenser | Flake | Continuous | 1370 | 3.44 |  |  |  | 1.36 | Federally-Regulated Commercial & Industrial Equipment | 11/06/2019 | 9118275 | 11/18/2019
Hoshizaki America | Hoshizaki | F-1002MRJ*URC-5F | Remote Condensing w/o Remote C | Air-Cooled Condenser | Flake | Continuous | 722 | 4.51 |  |  |  | 1.19 | Federally-Regulated Commercial & Industrial Equipment | 11/06/2019 | 9135446 | 11/18/2019
Hoshizaki America | Hoshizaki | F-1002MRJ-C*URC-5F | Remote Condensing w/o Remote C | Air-Cooled Condenser | Flake | Continuous | 680 | 4.94 |  |  |  | 1.13 | Federally-Regulated Commercial & Industrial Equipment | 11/06/2019 | 9135447 | 11/18/2019
Hoshizaki America | Hoshizaki | F-450MAJ-C | Ice-making Head | Air-Cooled Condenser | Flake | Continuous | 316 | 6.1 |  |  |  | 1.18 | Federally-Regulated Commercial & Industrial Equipment | 11/06/2019 | 9102155 | 11/18/2019
Hoshizaki America | Hoshizaki | F-1501MWJ-C | Ice-making Head | Water-Cooled Condenser | Flake | Continuous | 1218 | 3.76 |  | 123 |  | 1.15 | Federally-Regulated Commercial & Industrial Equipment | 11/06/2019 | 9118278 | 11/18/2019
Hoshizaki America | Hoshizaki | FD-1002MRJ-C*URC-5F | Remote Condensing w/o Remote C | Air-Cooled Condenser | Flake | Continuous | 680 | 4.94 |  |  |  | 1.13 | Federally-Regulated Commercial & Industrial Equipment | 11/06/2019 | 9135448 | 11/18/2019
Hoshizaki America | Hoshizaki | DCM-300BAH-OS | Self-Contained | Air-Cooled Condenser | Crushed | Continuous | 219 | 7.06 |  |  |  | 1.09 | Federally-Regulated Commercial & Industrial Equipment | 11/06/2019 | 5622940 | 11/18/2019
Hoshizaki America | Hoshizaki | F-450MAJ | Ice-making Head | Air-Cooled Condenser | Flake | Continuous | 395 | 4.94 |  |  |  | 1.34 | Federally-Regulated Commercial & Industrial Equipment | 11/06/2019 | 9097347 | 11/18/2019
Hoshizaki America | Hoshizaki | F-330BAJ | Self-Contained | Air-Cooled Condenser | Flake | Continuous | 243 | 5.91 |  |  |  | 1.18 | Federally-Regulated Commercial & Industrial Equipment | 11/06/2019 | 8915180 | 11/18/2019
Hoshizaki America | Hoshizaki | DCM-500BAH-OS | Self-Contained | Air-Cooled Condenser | Crushed | Continuous | 427 | 5.85 |  |  |  | 1.15 | Federally-Regulated Commercial & Industrial Equipment | 11/06/2019 | 5622944 | 11/18/2019
Hoshizaki America | Hoshizaki | F-1501MWJ | Ice-making Head | Water-Cooled Condenser | Flake | Continuous | 1410 | 3.2 |  | 105 |  | 1.31 | Federally-Regulated Commercial & Industrial Equipment | 11/06/2019 | 9118277 | 11/18/2019
Hoshizaki America | Hoshizaki | C-101BAH-DS | Self-Contained | Air-Cooled Condenser | Crushed | Continuous | 62 | 12.1 |  |  |  | 1.17 | Federally-Regulated Commercial & Industrial Equipment | 11/06/2019 | 6992505 | 11/18/2019
Hoshizaki America | Hoshizaki | DCM-751BWH-OS | Self-Contained | Water-Cooled Condenser | Crushed | Continuous | 678 | 4.76 |  | 96 |  | 1.14 | Federally-Regulated Commercial & Industrial Equipment | 11/06/2019 | 5628547 | 11/18/2019
Hoshizaki America | Hoshizaki | F-801MWJ-C | Ice-making Head | Water-Cooled Condenser | Flake | Continuous | 580 | 4.13 |  | 120 |  | 1.17 | Federally-Regulated Commercial & Industrial Equipment | 11/06/2019 | 9102380 | 11/18/2019
Hoshizaki America | Hoshizaki | DCM-300BAH | Self-Contained | Air-Cooled Condenser | Crushed | Continuous | 219 | 7.06 |  |  |  | 1.09 | Federally-Regulated Commercial & Industrial Equipment | 11/06/2019 | 5622941 | 11/18/2019
Hoshizaki America | Hoshizaki | C-101BAH | Self-Contained | Air-Cooled Condenser | Crushed | Continuous | 62 | 12.1 |  |  |  | 1.17 | Federally-Regulated Commercial & Industrial Equipment | 11/06/2019 | 6992502 | 11/18/2019
Hoshizaki America | Hoshizaki | F-330BAJ-C | Self-Contained | Air-Cooled Condenser | Flake | Continuous | 214 | 7.3 |  |  |  | 1.1 | Federally-Regulated Commercial & Industrial Equipment | 11/06/2019 | 8915179 | 11/18/2019
Manitowoc Ice, Inc. | Manitowoc | IDF2100C-161*CVDF2100-261 | Both Remote Condensing & Remot | Air-Cooled Condenser | Cube | Batch | 1625 | 4.54 |  |  |  |  | Federally-Regulated Commercial & Industrial Equipment | 11/06/2019 | 202358898 | 11/18/2019
Manitowoc Ice, Inc. | Manitowoc | IYF2100C-161*CVDF2100-261 | Both Remote Condensing & Remot | Air-Cooled Condenser | Cube | Batch | 1600 | 4.74 |  |  |  |  | Federally-Regulated Commercial & Industrial Equipment | 11/06/2019 | 202358896 | 11/18/2019
Manitowoc Ice, Inc. | Manitowoc | IDT1500N-261A*JCT1500-261 | Remote Condensing w/o Remote C | Air-Cooled Condenser | Cube | Batch | 1452 | 4 |  |  |  |  | Federally-Regulated Commercial & Industrial Equipment | 11/18/2019 | 203925698 | 11/18/2019
Manitowoc Ice, Inc. | Manitowoc | IDT1500N-261A*JCT1500-261 | Remote Condensing w/o Remote C | Air-Cooled Condenser | Cube | Batch | 1452 | 4 | 4.59 |  |  |  | Federally-Regulated Commercial & Industrial Equipment | 11/18/2019 | 203925698 | 11/18/2019
Manitowoc Ice, Inc. | Manitowoc | IDT1500N-261A*JCT1500-261 | Remote Condensing w/o Remote C | Air-Cooled Condenser | Cube | Batch | 1452 | 4 |  |  |  |  | Federally-Regulated Commercial & Industrial Equipment | 11/18/2019 | 203925698 | 11/18/2019
Manitowoc Ice, Inc. | Manitowoc | IDF2100C-161*CVDF2100-261 | Both Remote Condensing & Remot | Air-Cooled Condenser | Cube | Batch | 1625 | 4.54 | 4.79 |  |  |  | Federally-Regulated Commercial & Industrial Equipment | 11/18/2019 | 202358898 | 11/18/2019
Manitowoc Ice, Inc. | Manitowoc | IYF2100C-161*CVDF2100-261 | Both Remote Condensing & Remot | Air-Cooled Condenser | Cube | Batch | 1600 | 4.74 | 4.79 |  |  |  | Federally-Regulated Commercial & Industrial Equipment | 11/18/2019 | 202358896 | 11/18/2019
Manitowoc Ice, Inc. | Manitowoc | IDT1500N-261A*JCT1500-261 | Remote Condensing w/o Remote C | Air-Cooled Condenser | Cube | Batch | 1452 | 4 |  |  |  |  | Federally-Regulated Commercial & Industrial Equipment | 11/18/2019 | 203925698 | 11/18/2019
Manitowoc Ice, Inc. | Koolaire | KYT1700N-261E*JCT1500-261 | Remote Condensing w/o Remote C | Air-Cooled Condenser | Cube | Batch | 1477 | 4.06 | 4.59 |  |  |  | Federally-Regulated Commercial & Industrial Equipment | 11/06/2019 | 204517900 | 11/18/2019
Manitowoc Ice, Inc. | Manitowoc | IDT1900N-261E*JCT1500-261 | Remote Condensing w/o Remote C | Air-Cooled Condenser | Cube | Batch | 1643 | 4.02 |  |  |  |  | Federally-Regulated Commercial & Industrial Equipment | 11/06/2019 | 204517895 | 11/18/2019
Manitowoc Ice, Inc. | Manitowoc | IYT1500N-261E*JCT1500-261 | Remote Condensing w/o Remote C | Air-Cooled Condenser | Cube | Batch | 1533 | 4 |  |  |  |  | Federally-Regulated Commercial & Industrial Equipment | 11/06/2019 | 204517891 | 11/18/2019
Manitowoc Ice, Inc. | Manitowoc | IDT1500N-261E*JCT1500-261 | Remote Condensing w/o Remote C | Air-Cooled Condenser | Cube | Batch | 1523 | 3.9 |  |  |  |  | Federally-Regulated Commercial & Industrial Equipment | 11/06/2019 | 204517890 | 11/18/2019
Manitowoc Ice, Inc. | Manitowoc | IYT1900N-261E*JCT1500-261 | Remote Condensing w/o Remote C | Air-Cooled Condenser | Cube | Batch | 1744 | 4 |  |  |  |  | Federally-Regulated Commercial & Industrial Equipment | 11/18/2019 | 204517897 | 11/18/2019
Manitowoc Ice, Inc. | Manitowoc | IYT1900N-263E*JCT1500-261 | Remote Condensing w/o Remote C | Air-Cooled Condenser | Cube | Batch | 1744 | 4 |  |  |  |  | Federally-Regulated Commercial & Industrial Equipment | 11/18/2019 | 204517898 | 11/18/2019
Manitowoc Ice, Inc. | Manitowoc | IYT1500N-263E*JCT1500-261 | Remote Condensing w/o Remote C | Air-Cooled Condenser | Cube | Batch | 1533 | 4 |  |  |  |  | Federally-Regulated Commercial & Industrial Equipment | 11/06/2019 | 204517892 | 11/18/2019
Manitowoc Ice, Inc. | Manitowoc | IDT1900N-263E*JCT1500-261 | Remote Condensing w/o Remote C | Air-Cooled Condenser | Cube | Batch | 1643 | 4.02 |  |  |  |  | Federally-Regulated Commercial & Industrial Equipment | 11/06/2019 | 204517896 | 11/18/2019
Manitowoc Ice, Inc. | Koolaire | KYT1700N-261E*JCT1500-261 | Remote Condensing w/o Remote C | Air-Cooled Condenser | Cube | Batch | 1477 | 4.06 | 4.59 |  |  |  | Federally-Regulated Commercial & Industrial Equipment | 11/18/2019 | 204517900 | 11/18/2019
Manitowoc Ice, Inc. | Manitowoc | IDT1900N-261E*JCT1500-261 | Remote Condensing w/o Remote C | Air-Cooled Condenser | Cube | Batch | 1643 | 4.02 |  |  |  |  | Federally-Regulated Commercial & Industrial Equipment | 11/18/2019 | 204517895 | 11/18/2019
Manitowoc Ice, Inc. | Manitowoc | IYT1500N-261E*JCT1500-261 | Remote Condensing w/o Remote C | Air-Cooled Condenser | Cube | Batch | 1533 | 4 |  |  |  |  | Federally-Regulated Commercial & Industrial Equipment | 11/18/2019 | 204517891 | 11/18/2019
Manitowoc Ice, Inc. | Manitowoc | IDT1500N-261E*JCT1500-261 | Remote Condensing w/o Remote C | Air-Cooled Condenser | Cube | Batch | 1523 | 3.9 |  |  |  |  | Federally-Regulated Commercial & Industrial Equipment | 11/18/2019 | 204517890 | 11/18/2019
Manitowoc Ice, Inc. | Manitowoc | IYT1900N-261E*JCT1500-261 | Remote Condensing w/o Remote C | Air-Cooled Condenser | Cube | Batch | 1744 | 4 |  |  |  |  | Federally-Regulated Commercial & Industrial Equipment | 11/18/2019 | 204517897 | 11/18/2019
Manitowoc Ice, Inc. | Manitowoc | IYT1900N-263E*JCT1500-261 | Remote Condensing w/o Remote C | Air-Cooled Condenser | Cube | Batch | 1744 | 4 |  |  |  |  | Federally-Regulated Commercial & Industrial Equipment | 11/18/2019 | 204517898 | 11/18/2019
Manitowoc Ice, Inc. | Manitowoc | IYT1500N-263E*JCT1500-261 | Remote Condensing w/o Remote C | Air-Cooled Condenser | Cube | Batch | 1533 | 4 |  |  |  |  | Federally-Regulated Commercial & Industrial Equipment | 11/18/2019 | 204517892 | 11/18/2019
Manitowoc Ice, Inc. | Manitowoc | IDT1900N-263E*JCT1500-261 | Remote Condensing w/o Remote C | Air-Cooled Condenser | Cube | Batch | 1643 | 4.02 |  |  |  |  | Federally-Regulated Commercial & Industrial Equipment | 11/18/2019 | 204517896 | 11/18/2019
Manitowoc Ice, Inc. | Manitowoc | IDT1500N-261A*JCT1500-261 | Remote Condensing w/o Remote C | Air-Cooled Condenser | Cube | Batch | 1452 | 4 | 4.59 |  |  |  | Federally-Regulated Commercial & Industrial Equipment | 11/18/2019 | 203925698 | 11/19/2019
Manitowoc Ice, Inc. | Manitowoc | IDT1500N-261A*JCT1500-261 | Remote Condensing w/o Remote C | Air-Cooled Condenser | Cube | Batch | 1452 | 4 | 4.59 |  |  |  | Federally-Regulated Commercial & Industrial Equipment | 11/19/2019 | 203925698 | 11/19/2019
Manitowoc Ice, Inc. | Manitowoc | IYT1200N-261*JCT1200-261 | Remote Condensing w/o Remote C | Air-Cooled Condenser | Cube | Batch | 1000 | 4.4 |  |  |  |  | Federally-Regulated Commercial & Industrial Equipment | 11/18/2019 | 201755789 | 11/19/2019
Manitowoc Ice, Inc. | Koolaire | KDT1700N-261*JCT1500-261 | Remote Condensing w/o Remote C | Air-Cooled Condenser | Cube | Batch | 1420 | 4.3 |  |  |  |  | Federally-Regulated Commercial & Industrial Equipment | 11/06/2019 | 10525742 | 11/19/2019
Manitowoc Ice, Inc. | Koolaire | KYT1700W-261 | Ice-making Head | Water-Cooled Condenser | Cube | Batch | 1550 | 3.4 |  | 140 |  |  | Federally-Regulated Commercial & Industrial Equipment | 11/06/2019 | 10525572 | 11/19/2019
Manitowoc Ice, Inc. | Koolaire | KYT1700N-261*JCT1500-261 | Remote Condensing w/o Remote C | Air-Cooled Condenser | Cube | Batch | 1490 | 4 |  |  |  |  | Federally-Regulated Commercial & Industrial Equipment | 11/06/2019 | 10525743 | 11/19/2019
Manitowoc Ice, Inc. | Koolaire | KDT1700W-261 | Ice-making Head | Water-Cooled Condenser | Cube | Batch | 1460 | 3.5 |  | 140 |  |  | Federally-Regulated Commercial & Industrial Equipment | 11/06/2019 | 10525516 | 11/19/2019
Manitowoc Ice, Inc. | Koolaire | KYT1700A-261 | Ice-making Head | Air-Cooled Condenser | Cube | Batch | 1380 | 4.55 |  |  |  |  | Federally-Regulated Commercial & Industrial Equipment | 11/06/2019 | 10525508 | 11/19/2019
Manitowoc Ice, Inc. | Manitowoc | IYT1200N-261*JCT1200-261 | Remote Condensing w/o Remote C | Air-Cooled Condenser | Cube | Batch | 1000 | 4.4 | 4.59 |  |  |  | Federally-Regulated Commercial & Industrial Equipment | 11/19/2019 | 201755789 | 11/19/2019
Manitowoc Ice, Inc. | Koolaire | KDT1700N-261*JCT1500-261 | Remote Condensing w/o Remote C | Air-Cooled Condenser | Cube | Batch | 1420 | 4.3 |  |  |  |  | Federally-Regulated Commercial & Industrial Equipment | 11/19/2019 | 10525742 | 11/19/2019
Manitowoc Ice, Inc. | Koolaire | KYT1700W-261 | Ice-making Head | Water-Cooled Condenser | Cube | Batch | 1550 | 3.4 |  | 140 |  |  | Federally-Regulated Commercial & Industrial Equipment | 11/19/2019 | 10525572 | 11/19/2019
Manitowoc Ice, Inc. | Koolaire | KYT1700N-261*JCT1500-261 | Remote Condensing w/o Remote C | Air-Cooled Condenser | Cube | Batch | 1490 | 4 |  |  |  |  | Federally-Regulated Commercial & Industrial Equipment | 11/19/2019 | 10525743 | 11/19/2019
Manitowoc Ice, Inc. | Koolaire | KDT1700W-261 | Ice-making Head | Water-Cooled Condenser | Cube | Batch | 1460 | 3.5 |  | 140 |  |  | Federally-Regulated Commercial & Industrial Equipment | 11/19/2019 | 10525516 | 11/19/2019
Manitowoc Ice, Inc. | Koolaire | KYT1700A-261 | Ice-making Head | Air-Cooled Condenser | Cube | Batch | 1380 | 4.55 |  |  |  |  | Federally-Regulated Commercial & Industrial Equipment | 11/19/2019 | 10525508 | 11/19/2019
Manitowoc Ice, Inc. | Koolaire | KYT1700N-261*JCT1500-261 | Remote Condensing w/o Remote C | Air-Cooled Condenser | Cube | Batch | 1490 | 4 |  |  |  |  | Federally-Regulated Commercial & Industrial Equipment | 11/19/2019 | 10525743 | 11/25/2019
Manitowoc Ice, Inc. | Koolaire | KYT1700N-261*JCT1500-261 | Remote Condensing w/o Remote C | Air-Cooled Condenser | Cube | Batch | 1490 | 4 | 4.59 |  |  |  | Federally-Regulated Commercial & Industrial Equipment | 11/25/2019 | 10525743 | 11/25/2019
Hoshizaki America | Hoshizaki | KML-700MAJ | Ice-making Head | Air-Cooled Condenser | Cube | Batch | 572 | 5.16 | 5.62 |  |  |  | Federally-Regulated Commercial & Industrial Equipment | 01/02/2019 |  | 12/03/2019
Hoshizaki America | Hoshizaki | KML-700MAJ | Ice-making Head | Air-Cooled Condenser | Cube | Batch | 572 | 5.16 | 5.62 |  |  |  | Federally-Regulated Commercial & Industrial Equipment | 12/03/2019 | 9956557 | 12/03/2019
Hoshizaki America | Hoshizaki | KM-300BAJ | Self-Contained | Air-Cooled Condenser | Cube | Batch | 210 | 7.02 | 7.35 |  |  |  | Federally-Regulated Commercial & Industrial Equipment | 11/28/2018 |  | 12/03/2019
Hoshizaki America | Hoshizaki | KM-160BAJ | Self-Contained | Air-Cooled Condenser | Cube | Batch | 130 | 8.27 | 9.13 |  |  |  | Federally-Regulated Commercial & Industrial Equipment | 11/28/2018 |  | 12/03/2019
Hoshizaki America | Hoshizaki | KM-300BWJ | Self-Contained | Water-Cooled Condenser | Cube | Batch | 230 | 4.9 | 5.7 | 95 | 183.8 |  | Federally-Regulated Commercial & Industrial Equipment | 11/28/2018 |  | 12/03/2019
Hoshizaki America | Hoshizaki | KM-160BWJ | Self-Contained | Water-Cooled Condenser | Cube | Batch | 147 | 6.23 | 6.71 | 162 | 186.4 |  | Federally-Regulated Commercial & Industrial Equipment | 11/28/2018 |  | 12/03/2019
Hoshizaki America | Hoshizaki | KM-80BAJ | Self-Contained | Air-Cooled Condenser | Cube | Batch | 60 | 7.95 | 11.98 |  |  |  | Federally-Regulated Commercial & Industrial Equipment | 12/04/2018 |  | 12/03/2019
Hoshizaki America | Hoshizaki | KM-115BAJ | Self-Contained | Air-Cooled Condenser | Cube | Batch | 102 | 8.1 | 10.01 |  |  |  | Federally-Regulated Commercial & Industrial Equipment | 12/04/2018 |  | 12/03/2019
Hoshizaki America | Hoshizaki | KM-230BAJ | Self-Contained | Air-Cooled Condenser | Cube | Batch | 165 | 7.78 | 8.24 |  |  |  | Federally-Regulated Commercial & Industrial Equipment | 11/28/2018 |  | 12/03/2019
Hoshizaki America | Hoshizaki | KM-300BAJ | Self-Contained | Air-Cooled Condenser | Cube | Batch | 210 | 7.02 | 7.35 |  |  |  | Federally-Regulated Commercial & Industrial Equipment | 12/03/2019 | 10340494 | 12/03/2019
Hoshizaki America | Hoshizaki | KM-160BAJ | Self-Contained | Air-Cooled Condenser | Cube | Batch | 130 | 8.27 | 9.13 |  |  |  | Federally-Regulated Commercial & Industrial Equipment | 12/03/2019 | 10340492 | 12/03/2019
Hoshizaki America | Hoshizaki | KM-300BWJ | Self-Contained | Water-Cooled Condenser | Cube | Batch | 230 | 4.9 | 5.7 | 95 | 183.8 |  | Federally-Regulated Commercial & Industrial Equipment | 12/03/2019 | 10340496 | 12/03/2019
Hoshizaki America | Hoshizaki | KM-160BWJ | Self-Contained | Water-Cooled Condenser | Cube | Batch | 147 | 6.23 | 6.71 | 162 | 186.4 |  | Federally-Regulated Commercial & Industrial Equipment | 12/03/2019 | 10340495 | 12/03/2019
Hoshizaki America | Hoshizaki | KM-80BAJ | Self-Contained | Air-Cooled Condenser | Cube | Batch | 60 | 7.95 | 11.98 |  |  |  | Federally-Regulated Commercial & Industrial Equipment | 12/03/2019 | 10340490 | 12/03/2019
Hoshizaki America | Hoshizaki | KM-115BAJ | Self-Contained | Air-Cooled Condenser | Cube | Batch | 102 | 8.1 | 10.01 |  |  |  | Federally-Regulated Commercial & Industrial Equipment | 12/03/2019 | 10340491 | 12/03/2019
Hoshizaki America | Hoshizaki | KM-230BAJ | Self-Contained | Air-Cooled Condenser | Cube | Batch | 165 | 7.78 | 8.24 |  |  |  | Federally-Regulated Commercial & Industrial Equipment | 12/03/2019 | 10340493 | 12/03/2019
Manitowoc Ice, Inc. | Koolaire | KYT1700N-261*JCT1500-261 | Remote Condensing w/o Remote C | Air-Cooled Condenser | Cube | Batch | 1490 | 4 | 4.59 |  |  |  | Federally-Regulated Commercial & Industrial Equipment | 11/25/2019 | 10525743 | 12/03/2019
Manitowoc Ice, Inc. | Koolaire | KYT1700N-261*JCT1500-261 | Remote Condensing w/o Remote C | Air-Cooled Condenser | Cube | Batch | 1490 | 4 | 4.59 |  |  |  | Federally-Regulated Commercial & Industrial Equipment | 12/03/2019 | 10525743 | 12/03/2019
Follett Corporation | Follett | 7CI100A | Self-Contained | Air-Cooled Condenser | Other | Continuous | 94 | 10.57 | 11.4 |  |  | 69 | Federally-Regulated Commercial & Industrial Equipment | 02/27/2018 |  | 12/05/2019
Follett Corporation | Follett | 7FS100A | Self-Contained | Air-Cooled Condenser | Other | Continuous | 94 | 10.57 | 11.4 |  |  | 69 | Federally-Regulated Commercial & Industrial Equipment | 02/27/2018 |  | 12/05/2019
Follett Corporation | Follett | 7UC100A | Self-Contained | Air-Cooled Condenser | Other | Continuous | 94 | 10.57 | 11.4 |  |  | 69 | Federally-Regulated Commercial & Industrial Equipment | 02/27/2018 |  | 12/05/2019
Follett Corporation | Follett | 7UD100A | Self-Contained | Air-Cooled Condenser | Other | Continuous | 94 | 10.57 | 11.4 |  |  | 69 | Federally-Regulated Commercial & Industrial Equipment | 02/27/2018 |  | 12/05/2019
Follett Corporation | Follett | 7CI100A-** | Self-Contained | Air-Cooled Condenser | Other | Continuous | 94 | 10.57 | 11.4 |  |  | 69 | Federally-Regulated Commercial & Industrial Equipment | 02/27/2018 |  | 12/05/2019
Follett Corporation | Follett | 7FS100A-** | Self-Contained | Air-Cooled Condenser | Other | Continuous | 94 | 10.57 | 11.4 |  |  | 69 | Federally-Regulated Commercial & Industrial Equipment | 02/27/2018 |  | 12/05/2019
Follett Corporation | Follett | 15CI100A | Self-Contained | Air-Cooled Condenser | Other | Continuous | 95 | 9.64 | 11.37 |  |  | 72 | Federally-Regulated Commercial & Industrial Equipment | 02/27/2018 |  | 12/05/2019
Follett Corporation | Follett | 15FS100A | Self-Contained | Air-Cooled Condenser | Other | Continuous | 95 | 9.64 | 11.37 |  |  | 72 | Federally-Regulated Commercial & Industrial Equipment | 02/27/2018 |  | 12/05/2019
Follett Corporation | Follett | 15CI100A-** | Self-Contained | Air-Cooled Condenser | Other | Continuous | 95 | 9.64 | 11.37 |  |  | 72 | Federally-Regulated Commercial & Industrial Equipment | 02/27/2018 |  | 12/05/2019
Follett Corporation | Follett | 15FS100A-** | Self-Contained | Air-Cooled Condenser | Other | Continuous | 95 | 9.64 | 11.37 |  |  | 72 | Federally-Regulated Commercial & Industrial Equipment | 02/27/2018 |  | 12/05/2019
Follett Corporation | Follett | 12CI425A | Self-Contained | Air-Cooled Condenser | Other | Continuous | 322 | 7.06 | 7.46 |  |  | 81 | Federally-Regulated Commercial & Industrial Equipment | 02/27/2018 |  | 12/05/2019
Follett Corporation | Follett | 12HI425A | Self-Contained | Air-Cooled Condenser | Other | Continuous | 322 | 7.06 | 7.46 |  |  | 81 | Federally-Regulated Commercial & Industrial Equipment | 02/27/2018 |  | 12/05/2019
Follett Corporation | Follett | 25CI425A | Self-Contained | Air-Cooled Condenser | Other | Continuous | 327 | 6.85 | 7.43 |  |  | 81 | Federally-Regulated Commercial & Industrial Equipment | 02/27/2018 |  | 12/05/2019
Follett Corporation | Follett | 25FB425A | Self-Contained | Air-Cooled Condenser | Other | Continuous | 327 | 6.85 | 7.43 |  |  | 81 | Federally-Regulated Commercial & Industrial Equipment | 02/27/2018 |  | 12/05/2019
Follett Corporation | Follett | 25HI425A | Self-Contained | Air-Cooled Condenser | Other | Continuous | 327 | 6.85 | 7.43 |  |  | 81 | Federally-Regulated Commercial & Industrial Equipment | 02/27/2018 |  | 12/05/2019
Follett Corporation | Follett | 50CI425A | Self-Contained | Air-Cooled Condenser | Other | Continuous | 327 | 6.85 | 7.43 |  |  | 81 | Federally-Regulated Commercial & Industrial Equipment | 02/27/2018 |  | 12/05/2019
Follett Corporation | Follett | 50FB425A | Self-Contained | Air-Cooled Condenser | Other | Continuous | 327 | 6.85 | 7.43 |  |  | 81 | Federally-Regulated Commercial & Industrial Equipment | 02/27/2018 |  | 12/05/2019
Follett Corporation | Follett | 50HI425A | Self-Contained | Air-Cooled Condenser | Other | Continuous | 327 | 6.85 | 7.43 |  |  | 81 | Federally-Regulated Commercial & Industrial Equipment | 02/27/2018 |  | 12/05/2019
Follett Corporation | Follett | 100CT425A | Self-Contained | Air-Cooled Condenser | Other | Continuous | 327 | 6.85 | 7.43 |  |  | 81 | Federally-Regulated Commercial & Industrial Equipment | 02/27/2018 |  | 12/05/2019
Follett Corporation | Follett | 100FB425A | Self-Contained | Air-Cooled Condenser | Other | Continuous | 327 | 6.85 | 7.43 |  |  | 81 | Federally-Regulated Commercial & Industrial Equipment | 02/27/2018 |  | 12/05/2019
Follett Corporation | Follett | 25CI425W | Self-Contained | Water-Cooled Condenser | Other | Continuous | 416 | 4.64 | 6.34 | 126.6 | 142.5 | 86 | Federally-Regulated Commercial & Industrial Equipment | 02/27/2018 |  | 12/05/2019
Follett Corporation | Follett | 25FB425W | Self-Contained | Water-Cooled Condenser | Other | Continuous | 416 | 4.64 | 6.34 | 126.6 | 142.5 | 86 | Federally-Regulated Commercial & Industrial Equipment | 02/27/2018 |  | 12/05/2019
Follett Corporation | Follett | 50CI425W | Self-Contained | Water-Cooled Condenser | Other | Continuous | 416 | 4.64 | 6.34 | 126.6 | 142.5 | 86 | Federally-Regulated Commercial & Industrial Equipment | 02/27/2018 |  | 12/05/2019
Follett Corporation | Follett | 50FB425W | Self-Contained | Water-Cooled Condenser | Other | Continuous | 416 | 4.64 | 6.34 | 126.6 | 142.5 | 86 | Federally-Regulated Commercial & Industrial Equipment | 02/27/2018 |  | 12/05/2019
Follett Corporation | Follett | 100CT425W | Self-Contained | Water-Cooled Condenser | Other | Continuous | 416 | 4.64 | 6.34 | 126.6 | 142.5 | 86 | Federally-Regulated Commercial & Industrial Equipment | 02/27/2018 |  | 12/05/2019
Follett Corporation | Follett | 100FB425W | Self-Contained | Water-Cooled Condenser | Other | Continuous | 416 | 4.64 | 6.34 | 126.6 | 142.5 | 86 | Federally-Regulated Commercial & Industrial Equipment | 02/27/2018 |  | 12/05/2019
Follett Corporation | Follett | UMD425A80 | Self-Contained | Air-Cooled Condenser | Other | Continuous | 319 | 6.17 | 7.48 |  |  | 84 | Federally-Regulated Commercial & Industrial Equipment | 02/27/2018 |  | 12/05/2019
Follett Corporation | Follett | UMD425A80 | Self-Contained | Air-Cooled Condenser | Flake | Continuous | 478 | 5.19 | 6.49 |  |  | 62 | Federally-Regulated Commercial & Industrial Equipment | 02/27/2018 |  | 12/05/2019
Follett Corporation | Follett | MCD425A** | Ice-making Head | Air-Cooled Condenser | Other | Continuous | 351 | 6.06 | 7.11 |  |  | 84 | Federally-Regulated Commercial & Industrial Equipment | 02/27/2018 |  | 12/05/2019
Follett Corporation | Follett | MFD425A** | Ice-making Head | Air-Cooled Condenser | Flake | Continuous | 521 | 6.23 | 6.56 |  |  | 47 | Federally-Regulated Commercial & Industrial Equipment | 02/27/2018 |  | 12/05/2019
Follett Corporation | Follett | MCD425W** | Ice-making Head | Water-Cooled Condenser | Other | Continuous | 416 | 4.64 | 5.37 | 127.1 | 171.8 | 86 | Federally-Regulated Commercial & Industrial Equipment | 02/27/2018 |  | 12/05/2019
Follett Corporation | Follett | MFD425W** | Ice-making Head | Water-Cooled Condenser | Flake | Continuous | 591 | 4.72 | 4.9 | 154.2 | 168.3 | 50 | Federally-Regulated Commercial & Industrial Equipment | 02/27/2018 |  | 12/05/2019
Follett Corporation | Follett | HCC700A** | Ice-making Head | Air-Cooled Condenser | Other | Continuous | 474 | 5.61 | 6.71 |  |  | 87 | Federally-Regulated Commercial & Industrial Equipment | 02/27/2018 |  | 12/05/2019
Follett Corporation | Follett | HMC700A** | Ice-making Head | Air-Cooled Condenser | Other | Continuous | 474 | 5.61 | 6.71 |  |  | 87 | Federally-Regulated Commercial & Industrial Equipment | 02/27/2018 |  | 12/05/2019
Follett Corporation | Follett | HCD700A** | Ice-making Head | Air-Cooled Condenser | Other | Continuous | 498 | 5.81 | 6.64 |  |  | 85 | Federally-Regulated Commercial & Industrial Equipment | 02/27/2018 |  | 12/05/2019
Follett Corporation | Follett | HMD700A** | Ice-making Head | Air-Cooled Condenser | Other | Continuous | 498 | 5.81 | 6.64 |  |  | 85 | Federally-Regulated Commercial & Industrial Equipment | 02/27/2018 |  | 12/05/2019
Follett Corporation | Follett | HCC700W** | Ice-making Head | Water-Cooled Condenser | Other | Continuous | 595 | 4.26 | 4.89 | 132.6 | 168.2 | 87 | Federally-Regulated Commercial & Industrial Equipment | 02/27/2018 |  | 12/05/2019
Follett Corporation | Follett | HMC700W** | Ice-making Head | Water-Cooled Condenser | Other | Continuous | 595 | 4.26 | 4.89 | 132.6 | 168.2 | 87 | Federally-Regulated Commercial & Industrial Equipment | 02/27/2018 |  | 12/05/2019
Follett Corporation | Follett | HCD700W** | Ice-making Head | Water-Cooled Condenser | Other | Continuous | 586 | 4.49 | 4.92 | 132.8 | 168.4 | 87 | Federally-Regulated Commercial & Industrial Equipment | 02/27/2018 |  | 12/05/2019
Follett Corporation | Follett | HMD700W** | Ice-making Head | Water-Cooled Condenser | Other | Continuous | 586 | 4.49 | 4.92 | 132.8 | 168.4 | 87 | Federally-Regulated Commercial & Industrial Equipment | 02/27/2018 |  | 12/05/2019
Follett Corporation | Follett | HCD700R** | Both Remote Condensing & Remot | Air-Cooled Condenser | Other | Continuous | 564 | 5.48 | 6.63 |  |  | 88 | Federally-Regulated Commercial & Industrial Equipment | 02/27/2018 |  | 12/05/2019
Follett Corporation | Follett | HMD700R** | Both Remote Condensing & Remot | Air-Cooled Condenser | Other | Continuous | 564 | 5.48 | 6.63 |  |  | 88 | Federally-Regulated Commercial & Industrial Equipment | 02/27/2018 |  | 12/05/2019
Follett Corporation | Follett | HCC1010A** | Ice-making Head | Air-Cooled Condenser | Other | Continuous | 770 | 5.18 | 5.77 |  |  | 91 | Federally-Regulated Commercial & Industrial Equipment | 02/27/2018 |  | 12/05/2019
Follett Corporation | Follett | HMC1010A** | Ice-making Head | Air-Cooled Condenser | Other | Continuous | 770 | 5.18 | 5.77 |  |  | 91 | Federally-Regulated Commercial & Industrial Equipment | 02/27/2018 |  | 12/05/2019
Follett Corporation | Follett | HCC1010W** | Ice-making Head | Water-Cooled Condenser | Other | Continuous | 885 | 3.87 | 4.34 | 159 | 162.5 | 90 | Federally-Regulated Commercial & Industrial Equipment | 02/27/2018 |  | 12/05/2019
Follett Corporation | Follett | HMC1010W** | Ice-making Head | Water-Cooled Condenser | Other | Continuous | 885 | 3.87 | 4.34 | 159 | 162.5 | 90 | Federally-Regulated Commercial & Industrial Equipment | 02/27/2018 |  | 12/05/2019
Follett Corporation | Follett | HCD1010R** | Both Remote Condensing & Remot | Air-Cooled Condenser | Other | Continuous | 791 | 5.06 | 5.31 |  |  | 90 | Federally-Regulated Commercial & Industrial Equipment | 02/27/2018 |  | 12/05/2019
Follett Corporation | Follett | HMD1010R** | Both Remote Condensing & Remot | Air-Cooled Condenser | Other | Continuous | 791 | 5.06 | 5.31 |  |  | 90 | Federally-Regulated Commercial & Industrial Equipment | 02/27/2018 |  | 12/05/2019
Follett Corporation | Follett | HCF1010R** | Both Remote Condensing & Remot | Air-Cooled Condenser | Other | Continuous | 770 | 3.88 | 5.43 |  |  | 90 | Federally-Regulated Commercial & Industrial Equipment | 02/27/2018 |  | 12/05/2019
Follett Corporation | Follett | HMF1010R** | Both Remote Condensing & Remot | Air-Cooled Condenser | Other | Continuous | 770 | 3.88 | 5.43 |  |  | 90 | Federally-Regulated Commercial & Industrial Equipment | 02/27/2018 |  | 12/05/2019
Follett Corporation | Follett | HCC1410A** | Ice-making Head | Air-Cooled Condenser | Other | Continuous | 1110 | 5.24 | 5.61 |  |  | 90 | Federally-Regulated Commercial & Industrial Equipment | 02/27/2018 |  | 12/05/2019
Follett Corporation | Follett | HMC1410A** | Ice-making Head | Air-Cooled Condenser | Other | Continuous | 1110 | 5.24 | 5.61 |  |  | 90 | Federally-Regulated Commercial & Industrial Equipment | 02/27/2018 |  | 12/05/2019
Follett Corporation | Follett | HCC1410W** | Ice-making Head | Water-Cooled Condenser | Other | Continuous | 1245 | 3.99 | 4.34 | 126.3 | 155.3 | 91 | Federally-Regulated Commercial & Industrial Equipment | 02/27/2018 |  | 12/05/2019
Follett Corporation | Follett | HMC1410W** | Ice-making Head | Water-Cooled Condenser | Other | Continuous | 1245 | 3.99 | 4.34 | 126.3 | 155.3 | 91 | Federally-Regulated Commercial & Industrial Equipment | 02/27/2018 |  | 12/05/2019
Follett Corporation | Follett | HCD1410R** | Both Remote Condensing & Remot | Air-Cooled Condenser | Other | Continuous | 1102 | 5 | 5.26 |  |  | 91 | Federally-Regulated Commercial & Industrial Equipment | 02/27/2018 |  | 12/05/2019
Follett Corporation | Follett | HMD1410R** | Both Remote Condensing & Remot | Air-Cooled Condenser | Other | Continuous | 1102 | 5 | 5.26 |  |  | 91 | Federally-Regulated Commercial & Industrial Equipment | 02/27/2018 |  | 12/05/2019
Follett Corporation | Follett | HCF1410R** | Both Remote Condensing & Remot | Air-Cooled Condenser | Other | Continuous | 1156 | 3.26 | 5.26 |  |  | 90 | Federally-Regulated Commercial & Industrial Equipment | 02/27/2018 |  | 12/05/2019
Follett Corporation | Follett | HMF1410R** | Both Remote Condensing & Remot | Air-Cooled Condenser | Other | Continuous | 1156 | 3.26 | 5.26 |  |  | 90 | Federally-Regulated Commercial & Industrial Equipment | 02/27/2018 |  | 12/05/2019
Follett Corporation | Follett | HCD1650R** | Both Remote Condensing & Remot | Air-Cooled Condenser | Other | Continuous | 1284 | 5.24 | 5.26 |  |  | 90 | Federally-Regulated Commercial & Industrial Equipment | 02/27/2018 |  | 12/05/2019
Follett Corporation | Follett | HMD1650R** | Both Remote Condensing & Remot | Air-Cooled Condenser | Other | Continuous | 1284 | 5.24 | 5.26 |  |  | 90 | Federally-Regulated Commercial & Industrial Equipment | 02/27/2018 |  | 12/05/2019
Follett Corporation | Follett | HCF1650R** | Both Remote Condensing & Remot | Air-Cooled Condenser | Other | Continuous | 1441 | 4.14 | 5.26 |  |  | 89 | Federally-Regulated Commercial & Industrial Equipment | 02/27/2018 |  | 12/05/2019
Follett Corporation | Follett | HMF1650R** | Both Remote Condensing & Remot | Air-Cooled Condenser | Other | Continuous | 1441 | 4.14 | 5.26 |  |  | 89 | Federally-Regulated Commercial & Industrial Equipment | 02/27/2018 |  | 12/05/2019
Follett Corporation | Follett | HCD1810R** | Both Remote Condensing & Remot | Air-Cooled Condenser | Other | Continuous | 1413 | 4.97 | 5.26 |  |  | 90 | Federally-Regulated Commercial & Industrial Equipment | 02/27/2018 |  | 12/05/2019
Follett Corporation | Follett | HMD1810R** | Both Remote Condensing & Remot | Air-Cooled Condenser | Other | Continuous | 1413 | 4.97 | 5.26 |  |  | 90 | Federally-Regulated Commercial & Industrial Equipment | 02/27/2018 |  | 12/05/2019
Follett Corporation | Follett | HCF1810R** | Both Remote Condensing & Remot | Air-Cooled Condenser | Other | Continuous | 1445 | 3.63 | 5.26 |  |  | 90 | Federally-Regulated Commercial & Industrial Equipment | 02/27/2018 |  | 12/05/2019
Follett Corporation | Follett | HMF1810R** | Both Remote Condensing & Remot | Air-Cooled Condenser | Other | Continuous | 1445 | 3.63 | 5.26 |  |  | 90 | Federally-Regulated Commercial & Industrial Equipment | 02/27/2018 |  | 12/05/2019
Follett Corporation | Follett | HCD2110R** | Both Remote Condensing & Remot | Air-Cooled Condenser | Other | Continuous | 1610 | 5.09 | 5.26 |  |  | 89 | Federally-Regulated Commercial & Industrial Equipment | 02/27/2018 |  | 12/05/2019
Follett Corporation | Follett | HMD2110R** | Both Remote Condensing & Remot | Air-Cooled Condenser | Other | Continuous | 1610 | 5.09 | 5.26 |  |  | 89 | Federally-Regulated Commercial & Industrial Equipment | 02/27/2018 |  | 12/05/2019
Follett Corporation | Follett | HCF2110R** | Both Remote Condensing & Remot | Air-Cooled Condenser | Other | Continuous | 1633 | 3.21 | 5.26 |  |  | 89 | Federally-Regulated Commercial & Industrial Equipment | 02/27/2018 |  | 12/05/2019
Follett Corporation | Follett | HMF2110R** | Both Remote Condensing & Remot | Air-Cooled Condenser | Other | Continuous | 1633 | 3.21 | 5.26 |  |  | 89 | Federally-Regulated Commercial & Industrial Equipment | 02/27/2018 |  | 12/05/2019
Follett Corporation | Follett | HCD710A** | Ice-making Head | Air-Cooled Condenser | Other | Continuous | 586 | 4.78 | 6.35 |  |  | 90 | Federally-Regulated Commercial & Industrial Equipment | 04/17/2018 |  | 12/05/2019
Follett Corporation | Follett | HMD710A** | Ice-making Head | Air-Cooled Condenser | Other | Continuous | 586 | 4.78 | 6.35 |  |  | 90 | Federally-Regulated Commercial & Industrial Equipment | 04/17/2018 |  | 12/05/2019
Hoshizaki America | Hoshizaki | KM-80BAJ | Self-Contained | Air-Cooled Condenser | Cube | Batch | 60 | 7.95 | 11.98 |  |  |  | Federally-Regulated Commercial & Industrial Equipment | 12/03/2019 | 10340490 | 12/09/2019
Hoshizaki America | Hoshizaki | KML-700MAJ | Ice-making Head | Air-Cooled Condenser | Cube | Batch | 572 | 5.16 | 5.62 |  |  |  | Federally-Regulated Commercial & Industrial Equipment | 12/03/2019 | 9956557 | 12/09/2019
Hoshizaki America | Hoshizaki | KM-115BAJ | Self-Contained | Air-Cooled Condenser | Cube | Batch | 102 | 8.1 | 10.01 |  |  |  | Federally-Regulated Commercial & Industrial Equipment | 12/03/2019 | 10340491 | 12/09/2019
Manitowoc Ice, Inc. | Manitowoc | RFF320A-161 | Ice-making Head | Air-Cooled Condenser | Flake | Continuous | 287 | 5.58 |  |  |  | 1.3 | Federally-Regulated Commercial & Industrial Equipment | 11/18/2019 | 201797124 | 12/09/2019
Manitowoc Ice, Inc. | Manitowoc | RFF320A-161 | Ice-making Head | Air-Cooled Condenser | Flake | Continuous | 287 | 5.58 |  |  |  | 1.3 | Federally-Regulated Commercial & Industrial Equipment | 12/09/2019 | 201797124 | 12/09/2019
Hoshizaki America | Hoshizaki | KM-80BAJ | Self-Contained | Air-Cooled Condenser | Cube | Batch | 60 | 7.95 | 11.98 |  |  |  | Federally-Regulated Commercial & Industrial Equipment | 12/09/2019 | 10340490 | 12/09/2019
Hoshizaki America | Hoshizaki | KML-700MAJ | Ice-making Head | Air-Cooled Condenser | Cube | Batch | 572 | 5.16 | 5.62 |  |  |  | Federally-Regulated Commercial & Industrial Equipment | 12/09/2019 | 9956557 | 12/09/2019
Hoshizaki America | Hoshizaki | KM-115BAJ | Self-Contained | Air-Cooled Condenser | Cube | Batch | 102 | 8.1 | 10.01 |  |  |  | Federally-Regulated Commercial & Industrial Equipment | 12/09/2019 | 10340491 | 12/09/2019
Hoshizaki America | Hoshizaki | KM-115BAJ | Self-Contained | Air-Cooled Condenser | Cube | Batch | 102 | 8.1 | 10.01 |  |  |  | Federally-Regulated Commercial & Industrial Equipment | 12/09/2019 | 10340491 | 12/10/2019
Hoshizaki America | Hoshizaki | KM-80BAJ | Self-Contained | Air-Cooled Condenser | Cube | Batch | 60 | 7.95 | 11.98 |  |  |  | Federally-Regulated Commercial & Industrial Equipment | 12/09/2019 | 10340490 | 12/10/2019
Hoshizaki America | Hoshizaki | KM-115BAJ | Self-Contained | Air-Cooled Condenser | Cube | Batch | 102 | 8.1 |  |  |  |  | Federally-Regulated Commercial & Industrial Equipment | 12/10/2019 | 10340491 | 12/10/2019
Hoshizaki America | Hoshizaki | KM-80BAJ | Self-Contained | Air-Cooled Condenser | Cube | Batch | 60 | 7.95 |  |  |  |  | Federally-Regulated Commercial & Industrial Equipment | 12/10/2019 | 10340490 | 12/10/2019
Manitowoc Ice, Inc. | Manitowoc | IYT1500N-261A*JCT1500-261 | Remote Condensing w/o Remote C | Air-Cooled Condenser | Cube | Batch | 1450 | 4.09 |  |  |  |  | Federally-Regulated Commercial & Industrial Equipment | 11/18/2019 | 203925699 | 12/23/2019
Manitowoc Ice, Inc. | Manitowoc | IYT1900W-261A | Ice-making Head | Water-Cooled Condenser | Cube | Batch | 1575 | 3.8 |  | 145 |  |  | Federally-Regulated Commercial & Industrial Equipment | 11/18/2019 | 203925701 | 12/23/2019
Manitowoc Ice, Inc. | Manitowoc | IDT1900N-261A*JCT1500-261 | Remote Condensing w/o Remote C | Air-Cooled Condenser | Cube | Batch | 1547 | 4.51 |  |  |  |  | Federally-Regulated Commercial & Industrial Equipment | 11/18/2019 | 203925703 | 12/23/2019
Manitowoc Ice, Inc. | Manitowoc | RFF0620A-261 | Ice-making Head | Air-Cooled Condenser | Flake | Continuous | 540 | 4.74 |  |  |  | 1.31 | Federally-Regulated Commercial & Industrial Equipment | 11/18/2019 | 201797125 | 01/06/2020
Manitowoc Ice, Inc. | Manitowoc | IYT1900N-261A*JCT1500-261 | Remote Condensing w/o Remote C | Air-Cooled Condenser | Cube | Batch | 1550 | 4.53 |  |  |  |  | Federally-Regulated Commercial & Industrial Equipment | 11/18/2019 | 203925704 | 01/06/2020
Manitowoc Ice, Inc. | Manitowoc | RFF0620A-261 | Ice-making Head | Air-Cooled Condenser | Flake | Continuous | 540 | 4.74 | 6.5 |  |  | 1.31 | Federally-Regulated Commercial & Industrial Equipment | 01/06/2020 | 201797125 | 01/06/2020
Manitowoc Ice, Inc. | Manitowoc | IYT1900N-261A*JCT1500-261 | Remote Condensing w/o Remote C | Air-Cooled Condenser | Cube | Batch | 1550 | 4.53 | 4.59 |  |  |  | Federally-Regulated Commercial & Industrial Equipment | 01/06/2020 | 203925704 | 01/06/2020
Manitowoc Ice, Inc. | Manitowoc | IDT1900W-261A | Ice-making Head | Water-Cooled Condenser | Cube | Batch | 1575 | 3.77 |  | 145 |  |  | Federally-Regulated Commercial & Industrial Equipment | 11/18/2019 | 203925700 | 01/13/2020
Manitowoc Ice, Inc. | Manitowoc | IYT1500N-261A*JCT1500-261 | Remote Condensing w/o Remote C | Air-Cooled Condenser | Cube | Batch | 1450 | 4.09 | 4.59 |  |  |  | Federally-Regulated Commercial & Industrial Equipment | 12/23/2019 | 203925699 | 01/13/2020
Hoshizaki America | Hoshizaki | DCM-300BAH | Self-Contained | Air-Cooled Condenser | Crushed | Continuous | 219 | 7.06 |  |  |  | 1.09 | Federally-Regulated Commercial & Industrial Equipment | 11/18/2019 | 5622941 | 01/13/2020
Hoshizaki America | Hoshizaki | KM-301BWJ | Self-Contained | Water-Cooled Condenser | Cube | Batch | 237 | 4.8 |  | 92 |  |  | Federally-Regulated Commercial & Industrial Equipment | 11/18/2019 | 204038624 | 01/13/2020
Hoshizaki America | Hoshizaki | DCM-500BAH-OS | Self-Contained | Air-Cooled Condenser | Crushed | Continuous | 427 | 5.85 |  |  |  | 1.15 | Federally-Regulated Commercial & Industrial Equipment | 11/18/2019 | 5622944 | 01/13/2020
Hoshizaki America | Hoshizaki | KMD-530MWH | Ice-making Head | Water-Cooled Condenser | Cube | Batch | 520 | 4.4 | 4.81 | 102 | 188.6 |  | Federally-Regulated Commercial & Industrial Equipment | 01/02/2019 |  | 01/13/2020
Hoshizaki America | Hoshizaki | DCM-500BWH | Self-Contained | Water-Cooled Condenser | Crushed | Continuous | 512 | 4.48 |  | 112 |  | 1.13 | Federally-Regulated Commercial & Industrial Equipment | 11/18/2019 | 5628545 | 01/13/2020
Hoshizaki America | Hoshizaki | FS-1500MLH-C*SRC-14H | Both Remote Condensing & Remot | Air-Cooled Condenser | Crushed | Continuous | 1165 | 4.51 |  |  |  | 1.16 | Federally-Regulated Commercial & Industrial Equipment | 11/18/2019 | 5622932 | 01/13/2020
Hoshizaki America | Hoshizaki | DCM-270BAH-OS | Self-Contained | Air-Cooled Condenser | Crushed | Continuous | 200 | 7.5 |  |  |  | 1.09 | Federally-Regulated Commercial & Industrial Equipment | 11/18/2019 | 5622939 | 01/13/2020
Hoshizaki America | Hoshizaki | FS-1500MLJ-C*SRC-14J | Both Remote Condensing & Remot | Air-Cooled Condenser | Flake | Continuous | 1125 | 4.75 | 5.26 |  |  | 1.09 | Federally-Regulated Commercial & Industrial Equipment | 04/16/2019 |  | 01/13/2020
Hoshizaki America | Hoshizaki | KMD-530MRH*URC-5F | Remote Condensing w/o Remote C | Air-Cooled Condenser | Cube | Batch | 488 | 5.8 | 6.3 |  |  |  | Federally-Regulated Commercial & Industrial Equipment | 01/02/2019 |  | 01/13/2020
Hoshizaki America | Hoshizaki | FS-1022MLJ*SRC-10J | Both Remote Condensing & Remot | Air-Cooled Condenser | Flake | Continuous | 730 | 5.1 |  |  |  | 1.08 | Federally-Regulated Commercial & Industrial Equipment | 11/18/2019 | 202195547 | 01/13/2020
Hoshizaki America | Hoshizaki | DCM-500BAH | Self-Contained | Air-Cooled Condenser | Crushed | Continuous | 427 | 5.85 |  |  |  | 1.15 | Federally-Regulated Commercial & Industrial Equipment | 11/18/2019 | 5622943 | 01/13/2020
Hoshizaki America | Hoshizaki | KMD-530MAH | Ice-making Head | Air-Cooled Condenser | Cube | Batch | 462 | 5.7 | 5.9 |  |  |  | Federally-Regulated Commercial & Industrial Equipment | 01/02/2019 |  | 01/13/2020
Hoshizaki America | Hoshizaki | DCM-270BAH | Self-Contained | Air-Cooled Condenser | Crushed | Continuous | 200 | 7.5 |  |  |  | 1.09 | Federally-Regulated Commercial & Industrial Equipment | 11/18/2019 | 5622938 | 01/13/2020
Hoshizaki America | Hoshizaki | DCM-500BWH-OS | Self-Contained | Water-Cooled Condenser | Crushed | Continuous | 512 | 4.48 |  | 112 |  | 1.13 | Federally-Regulated Commercial & Industrial Equipment | 11/18/2019 | 5628546 | 01/13/2020
Hoshizaki America | Hoshizaki | DCM-300BAH-OS | Self-Contained | Air-Cooled Condenser | Crushed | Continuous | 219 | 7.06 |  |  |  | 1.09 | Federally-Regulated Commercial & Industrial Equipment | 11/18/2019 | 5622940 | 01/13/2020
Hoshizaki America | Hoshizaki | DCM-300BAH | Self-Contained | Air-Cooled Condenser | Crushed | Continuous | 232 | 6.84 |  |  |  | 1.09 | Federally-Regulated Commercial & Industrial Equipment | 01/13/2020 | 5622941 | 01/13/2020
Hoshizaki America | Hoshizaki | KM-301BWJ | Self-Contained | Water-Cooled Condenser | Cube | Batch | 237 | 4.9 |  | 92 |  |  | Federally-Regulated Commercial & Industrial Equipment | 01/13/2020 | 204038624 | 01/13/2020
Hoshizaki America | Hoshizaki | DCM-500BAH-OS | Self-Contained | Air-Cooled Condenser | Crushed | Continuous | 450 | 5.62 |  |  |  | 1.15 | Federally-Regulated Commercial & Industrial Equipment | 01/13/2020 | 5622944 | 01/13/2020
Hoshizaki America | Hoshizaki | KMD-530MWH | Ice-making Head | Water-Cooled Condenser | Cube | Batch | 520 | 4.4 |  | 102 |  |  | Federally-Regulated Commercial & Industrial Equipment | 01/13/2020 | 8849321 | 01/13/2020
Hoshizaki America | Hoshizaki | DCM-500BWH | Self-Contained | Water-Cooled Condenser | Crushed | Continuous | 512 | 4.48 |  | 112 |  | 1.13 | Federally-Regulated Commercial & Industrial Equipment | 01/13/2020 | 5628545 | 01/13/2020
Hoshizaki America | Hoshizaki | FS-1500MLH-C*SRC-14H | Both Remote Condensing & Remot | Air-Cooled Condenser | Crushed | Continuous | 1165 | 4.51 |  |  |  | 1.16 | Federally-Regulated Commercial & Industrial Equipment | 01/13/2020 | 5622932 | 01/13/2020
Hoshizaki America | Hoshizaki | DCM-270BAH-OS | Self-Contained | Air-Cooled Condenser | Crushed | Continuous | 210 | 7.2 |  |  |  | 1.09 | Federally-Regulated Commercial & Industrial Equipment | 01/13/2020 | 5622939 | 01/13/2020
Hoshizaki America | Hoshizaki | FS-1500MLJ-C*SRC-14J | Both Remote Condensing & Remot | Air-Cooled Condenser | Flake | Continuous | 1125 | 4.75 |  |  |  | 1.09 | Federally-Regulated Commercial & Industrial Equipment | 01/13/2020 | 202326848 | 01/13/2020
Hoshizaki America | Hoshizaki | KMD-530MRH*URC-5F | Remote Condensing w/o Remote C | Air-Cooled Condenser | Cube | Batch | 488 | 5.8 |  |  |  |  | Federally-Regulated Commercial & Industrial Equipment | 01/13/2020 | 8849320 | 01/13/2020
Hoshizaki America | Hoshizaki | FS-1022MLJ*SRC-10J | Both Remote Condensing & Remot | Air-Cooled Condenser | Flake | Continuous | 730 | 5.1 |  |  |  | 1.08 | Federally-Regulated Commercial & Industrial Equipment | 01/13/2020 | 202195547 | 01/13/2020
Hoshizaki America | Hoshizaki | DCM-500BAH | Self-Contained | Air-Cooled Condenser | Crushed | Continuous | 450 | 5.62 |  |  |  | 1.15 | Federally-Regulated Commercial & Industrial Equipment | 01/13/2020 | 5622943 | 01/13/2020
Hoshizaki America | Hoshizaki | KMD-530MAH | Ice-making Head | Air-Cooled Condenser | Cube | Batch | 462 | 5.7 |  |  |  |  | Federally-Regulated Commercial & Industrial Equipment | 01/13/2020 | 8849319 | 01/13/2020
Hoshizaki America | Hoshizaki | DCM-270BAH | Self-Contained | Air-Cooled Condenser | Crushed | Continuous | 210 | 7.2 |  |  |  | 1.09 | Federally-Regulated Commercial & Industrial Equipment | 01/13/2020 | 5622938 | 01/13/2020
Hoshizaki America | Hoshizaki | DCM-500BWH-OS | Self-Contained | Water-Cooled Condenser | Crushed | Continuous | 512 | 4.48 |  | 112 |  | 1.13 | Federally-Regulated Commercial & Industrial Equipment | 01/13/2020 | 5628546 | 01/13/2020
Hoshizaki America | Hoshizaki | DCM-300BAH-OS | Self-Contained | Air-Cooled Condenser | Crushed | Continuous | 232 | 6.84 |  |  |  | 1.09 | Federally-Regulated Commercial & Industrial Equipment | 01/13/2020 | 5622940 | 01/13/2020
Manitowoc Ice, Inc. | Manitowoc | IDT1900W-261A | Ice-making Head | Water-Cooled Condenser | Cube | Batch | 1575 | 3.77 | 4 | 145 | 165.4 |  | Federally-Regulated Commercial & Industrial Equipment | 01/13/2020 | 203925700 | 01/13/2020
Manitowoc Ice, Inc. | Manitowoc | IYT1500N-261A*JCT1500-261 | Remote Condensing w/o Remote C | Air-Cooled Condenser | Cube | Batch | 1450 | 4.09 | 4.59 |  |  |  | Federally-Regulated Commercial & Industrial Equipment | 01/13/2020 | 203925699 | 01/13/2020
Manitowoc Ice, Inc. | Manitowoc | IRT1900N-261A*JCT1500-261 | Remote Condensing w/o Remote C | Air-Cooled Condenser | Cube | Batch | 1424 | 4.59 |  |  |  |  | Federally-Regulated Commercial & Industrial Equipment | 11/18/2019 | 203925702 | 01/20/2020
Manitowoc Ice, Inc. | Manitowoc | IRT1900N-261A*JCT1500-261 | Remote Condensing w/o Remote C | Air-Cooled Condenser | Cube | Batch | 1424 | 4.59 | 4.59 |  |  |  | Federally-Regulated Commercial & Industrial Equipment | 01/20/2020 | 203925702 | 01/20/2020
Manitowoc Ice, Inc. | Manitowoc | IYT1500N-261A*JCT1500-261 | Remote Condensing w/o Remote C | Air-Cooled Condenser | Cube | Batch | 1450 | 4.09 | 4.59 |  |  |  | Federally-Regulated Commercial & Industrial Equipment | 01/13/2020 | 203925699 | 01/27/2020
Manitowoc Ice, Inc. | Manitowoc | ID1106W-261 | Ice-making Head | Water-Cooled Condenser | Cube | Batch | 906 | 4.08 |  | 144 |  |  | Federally-Regulated Commercial & Industrial Equipment | 11/18/2019 | 7163546 | 01/27/2020
Manitowoc Ice, Inc. | Manitowoc | UD0240A-261 | Self-Contained | Air-Cooled Condenser | Cube | Batch | 160 | 7.2 |  |  |  |  | Federally-Regulated Commercial & Industrial Equipment | 11/18/2019 | 6464182 | 01/27/2020
Manitowoc Ice, Inc. | Manitowoc | IY1106W3-263 | Ice-making Head | Water-Cooled Condenser | Cube | Batch | 965 | 3.9 |  | 144 |  |  | Federally-Regulated Commercial & Industrial Equipment | 11/18/2019 | 7163549 | 01/27/2020
Manitowoc Ice, Inc. | Manitowoc | IR-0501W-161 | Ice-making Head | Water-Cooled Condenser | Cube | Batch | 420 | 4.58 | 5 | 165 | 190.8 |  | Federally-Regulated Commercial & Industrial Equipment | 02/05/2019 |  | 01/27/2020
Manitowoc Ice, Inc. | Manitowoc | IR-0500A-261 | Ice-making Head | Air-Cooled Condenser | Cube | Batch | 370 | 5.94 | 6.13 |  |  |  | Federally-Regulated Commercial & Industrial Equipment | 02/05/2019 |  | 01/27/2020
Manitowoc Ice, Inc. | Manitowoc | IY-0504A-161 | Ice-making Head | Air-Cooled Condenser | Cube | Batch | 410 | 5.73 | 6.03 |  |  |  | Federally-Regulated Commercial & Industrial Equipment | 02/05/2019 |  | 01/27/2020
Manitowoc Ice, Inc. | Manitowoc | IB-1094YC-161*ICVD-1195-261 | Both Remote Condensing & Remot | Air-Cooled Condenser | Cube | Batch | 910 | 4.85 | 4.86 |  |  |  | Federally-Regulated Commercial & Industrial Equipment | 02/05/2019 |  | 01/27/2020
Manitowoc Ice, Inc. | Manitowoc | IY1176C-161*ICVD11953-263 | Both Remote Condensing & Remot | Air-Cooled Condenser | Cube | Batch | 900 | 4.84 |  |  |  |  | Federally-Regulated Commercial & Industrial Equipment | 11/18/2019 | 7181368 | 01/27/2020
Manitowoc Ice, Inc. | Manitowoc | IY1176C-161*ICVD1195-261 | Both Remote Condensing & Remot | Air-Cooled Condenser | Cube | Batch | 900 | 4.84 |  |  |  |  | Federally-Regulated Commercial & Industrial Equipment | 11/18/2019 | 7181367 | 01/27/2020
Manitowoc Ice, Inc. | Manitowoc | IY-0505W-261 | Ice-making Head | Water-Cooled Condenser | Cube | Batch | 440 | 4.52 | 4.96 | 165 | 190.3 |  | Federally-Regulated Commercial & Industrial Equipment | 02/05/2019 |  | 01/27/2020
Manitowoc Ice, Inc. | Manitowoc | IY-0525W-161 | Ice-making Head | Water-Cooled Condenser | Cube | Batch | 395 | 4.87 | 5.05 | 190 | 191.3 |  | Federally-Regulated Commercial & Industrial Equipment | 02/05/2019 |  | 01/27/2020
Manitowoc Ice, Inc. | Manitowoc | ID-0503W-161 | Ice-making Head | Water-Cooled Condenser | Cube | Batch | 430 | 4.58 | 4.98 | 165 | 190.5 |  | Federally-Regulated Commercial & Industrial Equipment | 02/05/2019 |  | 01/27/2020
Manitowoc Ice, Inc. | Manitowoc | IY-0594N-161*JC-0495-161 | Remote Condensing w/o Remote C | Air-Cooled Condenser | Cube | Batch | 432 | 6.09 | 6.49 |  |  |  | Federally-Regulated Commercial & Industrial Equipment | 02/05/2019 |  | 01/27/2020
Manitowoc Ice, Inc. | Manitowoc | ID-0592N-161*JC-0495-161 | Remote Condensing w/o Remote C | Air-Cooled Condenser | Cube | Batch | 418 | 6.11 | 6.54 |  |  |  | Federally-Regulated Commercial & Industrial Equipment | 02/05/2019 |  | 01/27/2020
Manitowoc Ice, Inc. | Manitowoc | IB-1094YC-161*ICVD-11953-263 | Both Remote Condensing & Remot | Air-Cooled Condenser | Cube | Batch | 910 | 4.85 | 4.86 |  |  |  | Federally-Regulated Commercial & Industrial Equipment | 02/05/2019 |  | 01/27/2020
Manitowoc Ice, Inc. | Manitowoc | IY-0525W-261 | Ice-making Head | Water-Cooled Condenser | Cube | Batch | 395 | 4.87 | 5.05 | 190 | 191.3 |  | Federally-Regulated Commercial & Industrial Equipment | 02/05/2019 |  | 01/27/2020
Manitowoc Ice, Inc. | Manitowoc | ID-0502A-261 | Ice-making Head | Air-Cooled Condenser | Cube | Batch | 390 | 5.79 | 6.08 |  |  |  | Federally-Regulated Commercial & Industrial Equipment | 02/05/2019 |  | 01/27/2020
Manitowoc Ice, Inc. | Manitowoc | ID1196N-261*JC0995-261 | Remote Condensing w/o Remote C | Air-Cooled Condenser | Cube | Batch | 867 | 4.99 |  |  |  |  | Federally-Regulated Commercial & Industrial Equipment | 11/18/2019 | 7163570 | 01/27/2020
Manitowoc Ice, Inc. | Manitowoc | UY0240A-261 | Self-Contained | Air-Cooled Condenser | Cube | Batch | 160 | 7.2 |  |  |  |  | Federally-Regulated Commercial & Industrial Equipment | 11/18/2019 | 6464181 | 01/27/2020
Manitowoc Ice, Inc. | Manitowoc | UY0140A-261 | Self-Contained | Air-Cooled Condenser | Cube | Batch | 95 | 10.19 |  |  |  |  | Federally-Regulated Commercial & Industrial Equipment | 11/18/2019 | 6464175 | 01/27/2020
Manitowoc Ice, Inc. | Manitowoc | IY-0454A-261 | Ice-making Head | Air-Cooled Condenser | Cube | Batch | 335 | 5.97 | 6.21 |  |  |  | Federally-Regulated Commercial & Industrial Equipment | 02/05/2019 |  | 01/27/2020
Manitowoc Ice, Inc. | Manitowoc | ID-0453W-261 | Ice-making Head | Water-Cooled Condenser | Cube | Batch | 360 | 4.7 | 5.11 | 169 | 192.1 |  | Federally-Regulated Commercial & Industrial Equipment | 02/05/2019 |  | 01/27/2020
Manitowoc Ice, Inc. | Manitowoc | IY1106W-261 | Ice-making Head | Water-Cooled Condenser | Cube | Batch | 965 | 3.9 |  | 144 |  |  | Federally-Regulated Commercial & Industrial Equipment | 11/18/2019 | 7163548 | 01/27/2020
Manitowoc Ice, Inc. | Manitowoc | IY-0454A-161 | Ice-making Head | Air-Cooled Condenser | Cube | Batch | 335 | 5.97 | 6.21 |  |  |  | Federally-Regulated Commercial & Industrial Equipment | 02/05/2019 |  | 01/27/2020
Manitowoc Ice, Inc. | Manitowoc | IY-0505W-161 | Ice-making Head | Water-Cooled Condenser | Cube | Batch | 440 | 4.52 | 4.96 | 165 | 190.3 |  | Federally-Regulated Commercial & Industrial Equipment | 02/05/2019 |  | 01/27/2020
Manitowoc Ice, Inc. | Manitowoc | ID-0453W-161 | Ice-making Head | Water-Cooled Condenser | Cube | Batch | 360 | 4.7 | 5.11 | 169 | 192.1 |  | Federally-Regulated Commercial & Industrial Equipment | 02/05/2019 |  | 01/27/2020
Manitowoc Ice, Inc. | Manitowoc | IR-0500A-161 | Ice-making Head | Air-Cooled Condenser | Cube | Batch | 370 | 5.94 | 6.13 |  |  |  | Federally-Regulated Commercial & Industrial Equipment | 02/05/2019 |  | 01/27/2020
Manitowoc Ice, Inc. | Manitowoc | IY-0455W-161 | Ice-making Head | Water-Cooled Condenser | Cube | Batch | 360 | 4.7 | 5.11 | 169 | 192.1 |  | Federally-Regulated Commercial & Industrial Equipment | 02/05/2019 |  | 01/27/2020
Manitowoc Ice, Inc. | Manitowoc | IY-0504A-261 | Ice-making Head | Air-Cooled Condenser | Cube | Batch | 410 | 5.73 | 6.03 |  |  |  | Federally-Regulated Commercial & Industrial Equipment | 02/05/2019 |  | 01/27/2020
Manitowoc Ice, Inc. | Manitowoc | ID-0502A-161 | Ice-making Head | Air-Cooled Condenser | Cube | Batch | 390 | 5.79 | 6.08 |  |  |  | Federally-Regulated Commercial & Industrial Equipment | 02/05/2019 |  | 01/27/2020
Manitowoc Ice, Inc. | Manitowoc | IYF2100C-161*CVDF2100-263 | Both Remote Condensing & Remot | Air-Cooled Condenser | Cube | Batch | 1600 | 4.74 |  |  |  |  | Federally-Regulated Commercial & Industrial Equipment | 11/06/2019 | 202358897 | 02/03/2020
Manitowoc Ice, Inc. | Manitowoc | IDT0500N-161*JCT0500-161 | Remote Condensing w/o Remote C | Air-Cooled Condenser | Cube | Batch | 450 | 6.11 |  |  |  |  | Federally-Regulated Commercial & Industrial Equipment | 11/18/2019 | 201753796 | 02/03/2020
Manitowoc Ice, Inc. | Manitowoc | ID-0303W-161 | Ice-making Head | Water-Cooled Condenser | Cube | Batch | 260 | 5.45 | 5.45 | 193 | 194.3 |  | Federally-Regulated Commercial & Industrial Equipment | 11/29/2018 |  | 02/03/2020
Manitowoc Ice, Inc. | Manitowoc | IY-0304A-261 | Ice-making Head | Air-Cooled Condenser | Cube | Batch | 235 | 7 | 7.1 |  |  |  | Federally-Regulated Commercial & Industrial Equipment | 11/29/2018 |  | 02/03/2020
Manitowoc Ice, Inc. | Manitowoc | ID-0302A-261 | Ice-making Head | Air-Cooled Condenser | Cube | Batch | 225 | 7 | 7.23 |  |  |  | Federally-Regulated Commercial & Industrial Equipment | 11/29/2018 |  | 02/03/2020
Manitowoc Ice, Inc. | Manitowoc | IDT1500A-263E | Ice-making Head | Air-Cooled Condenser | Cube | Batch | 1380 | 4.33 |  |  |  |  | Federally-Regulated Commercial & Industrial Equipment | 11/06/2019 | 204517886 | 02/03/2020
Manitowoc Ice, Inc. | Manitowoc | IDF2100C-161*CVDF2100-263 | Both Remote Condensing & Remot | Air-Cooled Condenser | Cube | Batch | 1625 | 4.54 |  |  |  |  | Federally-Regulated Commercial & Industrial Equipment | 11/06/2019 | 202358899 | 02/03/2020
Manitowoc Ice, Inc. | Manitowoc | RNS1078C-161*RCU1098-261 | Both Remote Condensing & Remot | Air-Cooled Condenser | Other | Continuous | 900 | 4.5 |  |  |  | 1.1 | Federally-Regulated Commercial & Industrial Equipment | 11/18/2019 | 7440163 | 02/03/2020
Manitowoc Ice, Inc. | Manitowoc | RNS1009W-261 | Ice-making Head | Water-Cooled Condenser | Other | Continuous | 960 | 3.67 |  | 131 |  | 1.1 | Federally-Regulated Commercial & Industrial Equipment | 11/18/2019 | 7440162 | 02/03/2020
Manitowoc Ice, Inc. | Manitowoc | RNS0609W-161 | Ice-making Head | Water-Cooled Condenser | Other | Continuous | 508 | 4.32 |  | 109 |  | 1.1 | Federally-Regulated Commercial & Industrial Equipment | 11/18/2019 | 7440160 | 02/03/2020
Manitowoc Ice, Inc. | Manitowoc | RNS1078C-161*RCU10983-263 | Both Remote Condensing & Remot | Air-Cooled Condenser | Other | Continuous | 900 | 4.5 |  |  |  | 1.1 | Federally-Regulated Commercial & Industrial Equipment | 11/18/2019 | 7440164 | 02/03/2020
Manitowoc Ice, Inc. | Manitowoc | RFS0650W-261 | Ice-making Head | Water-Cooled Condenser | Flake | Continuous | 596 | 3.93 | 4.89 | 70 | 168.2 | 1.31 | Federally-Regulated Commercial & Industrial Equipment | 04/16/2019 |  | 02/03/2020
Manitowoc Ice, Inc. | Manitowoc | RFS0650A-161 | Ice-making Head | Air-Cooled Condenser | Flake | Continuous | 530 | 5.08 | 6.53 |  |  | 1.31 | Federally-Regulated Commercial & Industrial Equipment | 04/16/2019 |  | 02/03/2020
Manitowoc Ice, Inc. | Manitowoc | RNS20A-161 | Self-Contained | Air-Cooled Condenser | Other | Continuous | 187 | 8.55 | 8.61 |  |  | 1.19 | Federally-Regulated Commercial & Industrial Equipment | 04/16/2019 |  | 02/03/2020
Manitowoc Ice, Inc. | Manitowoc | RNS1078C-261*RCU1098-261 | Both Remote Condensing & Remot | Air-Cooled Condenser | Other | Continuous | 900 | 4.5 |  |  |  | 1.1 | Federally-Regulated Commercial & Industrial Equipment | 11/18/2019 | 7440165 | 02/03/2020
Manitowoc Ice, Inc. | Manitowoc | RFS0650W-161 | Ice-making Head | Water-Cooled Condenser | Flake | Continuous | 586 | 3.98 | 4.92 | 73 | 168.4 | 1.31 | Federally-Regulated Commercial & Industrial Equipment | 04/16/2019 |  | 02/03/2020
Manitowoc Ice, Inc. | Manitowoc | RFS1200W-261 | Ice-making Head | Water-Cooled Condenser | Flake | Continuous | 1128 | 3.65 | 4.34 | 118 | 157.7 | 1.27 | Federally-Regulated Commercial & Industrial Equipment | 04/16/2019 |  | 02/03/2020
Manitowoc Ice, Inc. | Manitowoc | RFS2378C-261*RCU2375-261 | Both Remote Condensing & Remot | Air-Cooled Condenser | Flake | Continuous | 1702 | 3.87 | 5.26 |  |  | 1.34 | Federally-Regulated Commercial & Industrial Equipment | 04/16/2019 |  | 02/03/2020
Manitowoc Ice, Inc. | Manitowoc | RFS0650A-261 | Ice-making Head | Air-Cooled Condenser | Flake | Continuous | 540 | 4.74 | 6.5 |  |  | 1.31 | Federally-Regulated Commercial & Industrial Equipment | 04/16/2019 |  | 02/03/2020
Manitowoc Ice, Inc. | Manitowoc | RF2300A-263 | Ice-making Head | Air-Cooled Condenser | Flake | Continuous | 1819 | 4.1 | 5.61 |  |  | 1.3 | Federally-Regulated Commercial & Industrial Equipment | 04/16/2019 |  | 02/03/2020
Manitowoc Ice, Inc. | Manitowoc | IR0996N-261*JC0995-261 | Remote Condensing w/o Remote C | Air-Cooled Condenser | Cube | Batch | 665 | 5.29 |  |  |  |  | Federally-Regulated Commercial & Industrial Equipment | 11/18/2019 | 6112563 | 02/03/2020
Manitowoc Ice, Inc. | Manitowoc | RFS1278C-261*RCU1075-261 | Both Remote Condensing & Remot | Air-Cooled Condenser | Flake | Continuous | 958 | 3.98 | 5.26 |  |  | 1.28 | Federally-Regulated Commercial & Industrial Equipment | 04/16/2019 |  | 02/03/2020
Manitowoc Ice, Inc. | Manitowoc | RF0385A-161 | Self-Contained | Air-Cooled Condenser | Flake | Continuous | 273 | 6.32 | 7.77 |  |  | 1.28 | Federally-Regulated Commercial & Industrial Equipment | 04/16/2019 |  | 02/03/2020
Manitowoc Ice, Inc. | Manitowoc | RFS0300A-161 | Ice-making Head | Air-Cooled Condenser | Flake | Continuous | 286 | 6.65 | 7.39 |  |  | 1.35 | Federally-Regulated Commercial & Industrial Equipment | 04/16/2019 |  | 02/03/2020
Manitowoc Ice, Inc. | Manitowoc | RNS0385A-161 | Self-Contained | Air-Cooled Condenser | Other | Continuous | 248 | 6.89 | 7.92 |  |  | 1.12 | Federally-Regulated Commercial & Industrial Equipment | 04/16/2019 |  | 02/03/2020
Manitowoc Ice, Inc. | Manitowoc | RNS0244A-161 | Self-Contained | Air-Cooled Condenser | Other | Continuous | 147 | 7.82 | 9.81 |  |  | 1.13 | Federally-Regulated Commercial & Industrial Equipment | 04/16/2019 |  | 02/03/2020
Manitowoc Ice, Inc. | Manitowoc | RNS12A-161 | Self-Contained | Air-Cooled Condenser | Other | Continuous | 187 | 8.55 | 8.61 |  |  | 1.19 | Federally-Regulated Commercial & Industrial Equipment | 04/16/2019 |  | 02/03/2020
Manitowoc Ice, Inc. | Manitowoc | RNS1078C-261*RCU10983-263 | Both Remote Condensing & Remot | Air-Cooled Condenser | Other | Continuous | 900 | 4.5 |  |  |  | 1.1 | Federally-Regulated Commercial & Industrial Equipment | 11/18/2019 | 7440166 | 02/03/2020
Manitowoc Ice, Inc. | Manitowoc | RNS0608A-161 | Ice-making Head | Air-Cooled Condenser | Other | Continuous | 451 | 5.81 |  |  |  | 1.1 | Federally-Regulated Commercial & Industrial Equipment | 11/18/2019 | 7440159 | 02/03/2020
Manitowoc Ice, Inc. | Manitowoc | RF0266A-161 | Self-Contained | Air-Cooled Condenser | Flake | Continuous | 151 | 7.37 | 9.69 |  |  | 1.38 | Federally-Regulated Commercial & Industrial Equipment | 04/16/2019 |  | 02/03/2020
Manitowoc Ice, Inc. | Manitowoc | RNS1008A-261 | Ice-making Head | Air-Cooled Condenser | Other | Continuous | 825 | 4.94 |  |  |  | 1.1 | Federally-Regulated Commercial & Industrial Equipment | 11/18/2019 | 7440161 | 02/03/2020
Hoshizaki America | Hoshizaki | C-101BAH | Self-Contained | Air-Cooled Condenser | Crushed | Continuous | 62 | 12.1 |  |  |  | 1.17 | Federally-Regulated Commercial & Industrial Equipment | 11/18/2019 | 6992502 | 02/03/2020
Hoshizaki America | Hoshizaki | C-101BAH-DS | Self-Contained | Air-Cooled Condenser | Crushed | Continuous | 62 | 12.1 |  |  |  | 1.17 | Federally-Regulated Commercial & Industrial Equipment | 11/18/2019 | 6992505 | 02/03/2020
Hoshizaki America | Hoshizaki | C-101BAH-AD | Self-Contained | Air-Cooled Condenser | Crushed | Continuous | 62 | 12.1 |  |  |  | 1.17 | Federally-Regulated Commercial & Industrial Equipment | 11/18/2019 | 6992503 | 02/03/2020
Hoshizaki America | Hoshizaki | C-101BAH-ADDS | Self-Contained | Air-Cooled Condenser | Crushed | Continuous | 62 | 12.1 |  |  |  | 1.17 | Federally-Regulated Commercial & Industrial Equipment | 11/18/2019 | 6992504 | 02/03/2020
Scotsman Ice Systems | Scotsman | C0630SW-32# | Ice-making Head | Water-Cooled Condenser | Cube | Batch | 650 | 4.1 | 4.56 | 185 | 185.7 |  | Federally-Regulated Commercial & Industrial Equipment | 11/06/2019 | 3298981 | 02/03/2020
Scotsman Ice Systems | Scotsman | N0622R-1#*ERC111-1# | Remote Condensing w/o Remote C | Air-Cooled Condenser | Flake | Continuous | 530 | 5.7 | 6.63 |  |  | 1.26 | Federally-Regulated Commercial & Industrial Equipment | 11/06/2019 | 5020563 | 02/03/2020
Scotsman Ice Systems | Scotsman | C1030SR-32#*ERC311-32# | Remote Condensing w/o Remote C | Air-Cooled Condenser | Cube | Batch | 851 | 5 | 5.06 |  |  |  | Federally-Regulated Commercial & Industrial Equipment | 11/06/2019 | 5820780 | 02/03/2020
Scotsman Ice Systems | Scotsman | F0822R-1#*ERC111-1# | Remote Condensing w/o Remote C | Air-Cooled Condenser | Flake | Continuous | 610 | 5.1 | 6.16 |  |  | 1.35 | Federally-Regulated Commercial & Industrial Equipment | 11/06/2019 | 5020536 | 02/03/2020
Scotsman Ice Systems | Scotsman | C1448SA-3#, -32# | Ice-making Head | Air-Cooled Condenser | Cube | Batch | 1242 | 4.6 | 4.77 |  |  |  | Federally-Regulated Commercial & Industrial Equipment | 11/06/2019 | 3298966 | 02/03/2020
Scotsman Ice Systems | Scotsman | F0822W-32# | Ice-making Head | Water-Cooled Condenser | Flake | Continuous | 600 | 3.9 | 4.88 | 102 | 168.1 | 1.43 | Federally-Regulated Commercial & Industrial Equipment | 11/06/2019 | 5020538 | 02/03/2020
Scotsman Ice Systems | Scotsman | AFE424A-1# | Self-Contained | Air-Cooled Condenser | Flake | Continuous | 250 | 6 | 7.91 |  |  | 1.52 | Federally-Regulated Commercial & Industrial Equipment | 11/06/2019 | 5020530 | 02/03/2020
Scotsman Ice Systems | Scotsman | FME2404AS-32# | Ice-making Head | Air-Cooled Condenser | Flake | Continuous | 1400 | 4 | 5.61 |  |  | 1.52 | Federally-Regulated Commercial & Industrial Equipment | 11/06/2019 | 5020548 | 02/03/2020
Scotsman Ice Systems | Scotsman | N0422W-1# | Ice-making Head | Water-Cooled Condenser | Flake | Continuous | 350 | 4.9 | 5.55 | 93 | 173.1 | 1.26 | Federally-Regulated Commercial & Industrial Equipment | 11/06/2019 | 5020560 | 02/03/2020
Scotsman Ice Systems | Scotsman | C0630MW-32# | Ice-making Head | Water-Cooled Condenser | Cube | Batch | 650 | 4.1 | 4.56 | 185 | 185.7 |  | Federally-Regulated Commercial & Industrial Equipment | 11/06/2019 | 3298980 | 02/03/2020
Scotsman Ice Systems | Scotsman | C2648SR-3#*PRC241-32# | Remote Condensing w/o Remote C | Air-Cooled Condenser | Cube | Batch | 2224 | 4.5 | 4.59 |  |  |  | Federally-Regulated Commercial & Industrial Equipment | 11/06/2019 | 4376146 | 02/03/2020
Scotsman Ice Systems | Scotsman | C0630SR-32#*ERC311-32# | Remote Condensing w/o Remote C | Air-Cooled Condenser | Cube | Batch | 616 | 5.8 | 5.86 |  |  |  | Federally-Regulated Commercial & Industrial Equipment | 11/06/2019 | 3299005 | 02/03/2020
Scotsman Ice Systems | Scotsman | C0530MR-1C* | Remote Condensing w/o Remote C | Air-Cooled Condenser | Cube | Batch | 400 | 6.5 | 6.6 |  |  |  | Federally-Regulated Commercial & Industrial Equipment | 11/06/2019 | 4660306 | 02/03/2020
Scotsman Ice Systems | Scotsman | AFE424W-1# | Self-Contained | Water-Cooled Condenser | Flake | Continuous | 300 | 5.5 | 6.69 | 131 | 145.4 | 1.52 | Federally-Regulated Commercial & Industrial Equipment | 11/06/2019 | 5020531 | 02/03/2020
Scotsman Ice Systems | Scotsman | C1030SA-32# | Ice-making Head | Air-Cooled Condenser | Cube | Batch | 844 | 5 | 5.02 |  |  |  | Federally-Regulated Commercial & Industrial Equipment | 11/06/2019 | 5628496 | 02/03/2020
Scotsman Ice Systems | Scotsman | N0622W-1# | Ice-making Head | Water-Cooled Condenser | Flake | Continuous | 570 | 4.4 | 4.96 | 102 | 168.7 | 1.26 | Federally-Regulated Commercial & Industrial Equipment | 11/06/2019 | 5020564 | 02/03/2020
Scotsman Ice Systems | Scotsman | CU3030SW-1# | Self-Contained | Water-Cooled Condenser | Cube | Batch | 285 | 5.5 | 5.7 | 180 | 182 |  | Federally-Regulated Commercial & Industrial Equipment | 11/06/2019 | 3299062 | 02/03/2020
Scotsman Ice Systems | Scotsman | NME1854RS-32#*ERC302-32# | Remote Condensing w/o Remote C | Air-Cooled Condenser | Flake | Continuous | 1575 | 4.5 | 5.06 |  |  | 1.25 | Federally-Regulated Commercial & Industrial Equipment | 11/06/2019 | 5020574 | 02/03/2020
Scotsman Ice Systems | Scotsman | C2648MR-3#*PRC241-32# | Remote Condensing w/o Remote C | Air-Cooled Condenser | Cube | Batch | 2256 | 4.34 | 4.59 |  |  |  | Federally-Regulated Commercial & Industrial Equipment | 11/06/2019 | 4376145 | 02/03/2020
Scotsman Ice Systems | Scotsman | C0630MR-32#*ERC311-32# | Remote Condensing w/o Remote C | Air-Cooled Condenser | Cube | Batch | 616 | 5.8 | 5.86 |  |  |  | Federally-Regulated Commercial & Industrial Equipment | 11/06/2019 | 3299004 | 02/03/2020
Scotsman Ice Systems | Scotsman | C1030MA-32# | Ice-making Head | Air-Cooled Condenser | Cube | Batch | 844 | 5 | 5.02 |  |  |  | Federally-Regulated Commercial & Industrial Equipment | 11/06/2019 | 5820776 | 02/03/2020
Scotsman Ice Systems | Scotsman | N1322W-32# | Ice-making Head | Water-Cooled Condenser | Flake | Continuous | 965 | 4 | 4.34 | 81 | 160.9 | 1.26 | Federally-Regulated Commercial & Industrial Equipment | 11/06/2019 | 5020573 | 02/03/2020
Scotsman Ice Systems | Scotsman | C1448MW-3#, -32# | Ice-making Head | Water-Cooled Condenser | Cube | Batch | 1300 | 3.7 | 4.06 | 130 | 171.4 |  | Federally-Regulated Commercial & Industrial Equipment | 11/06/2019 | 3298990 | 02/03/2020
Scotsman Ice Systems | Scotsman | C1448MA-32# | Ice-making Head | Air-Cooled Condenser | Cube | Batch | 1242 | 4.6 | 4.77 |  |  |  | Federally-Regulated Commercial & Industrial Equipment | 11/06/2019 | 5629017 | 02/03/2020
Scotsman Ice Systems | Scotsman | F0822A-1# | Ice-making Head | Air-Cooled Condenser | Flake | Continuous | 580 | 4.7 | 6.37 |  |  | 1.46 | Federally-Regulated Commercial & Industrial Equipment | 11/06/2019 | 5020534 | 02/03/2020
Scotsman Ice Systems | Scotsman | N0622A-32# | Ice-making Head | Air-Cooled Condenser | Flake | Continuous | 500 | 5.6 | 6.63 |  |  | 1.26 | Federally-Regulated Commercial & Industrial Equipment | 11/06/2019 | 5020562 | 02/03/2020
Scotsman Ice Systems | Scotsman | F0522A-1# | Ice-making Head | Air-Cooled Condenser | Flake | Continuous | 320 | 6.1 | 7.21 |  |  | 1.38 | Federally-Regulated Commercial & Industrial Equipment | 11/06/2019 | 5020532 | 02/03/2020
Scotsman Ice Systems | Scotsman | F0822W-1# | Ice-making Head | Water-Cooled Condenser | Flake | Continuous | 600 | 3.9 | 4.88 | 102 | 168.1 | 1.43 | Federally-Regulated Commercial & Industrial Equipment | 11/06/2019 | 5020537 | 02/03/2020
Scotsman Ice Systems | Scotsman | C1030MR-32#*ERC311-32# | Remote Condensing w/o Remote C | Air-Cooled Condenser | Cube | Batch | 851 | 5 | 5.06 |  |  |  | Federally-Regulated Commercial & Industrial Equipment | 11/06/2019 | 5628494 | 02/03/2020
Scotsman Ice Systems | Scotsman | C1030SR-3#*ERC311-32# | Remote Condensing w/o Remote C | Air-Cooled Condenser | Cube | Batch | 851 | 5 | 5.06 |  |  |  | Federally-Regulated Commercial & Industrial Equipment | 11/06/2019 | 5820779 | 02/03/2020
Scotsman Ice Systems | Scotsman | F0522W-1# | Ice-making Head | Water-Cooled Condenser | Flake | Continuous | 420 | 3.9 | 5.36 | 82 | 171.7 | 1.5 | Federally-Regulated Commercial & Industrial Equipment | 11/06/2019 | 5020533 | 02/03/2020
Scotsman Ice Systems | Scotsman | N1322A-32# | Ice-making Head | Air-Cooled Condenser | Flake | Continuous | 950 | 4.4 | 5.61 |  |  | 1.26 | Federally-Regulated Commercial & Industrial Equipment | 11/06/2019 | 5020571 | 02/03/2020
Scotsman Ice Systems | Scotsman | N1322W-3# | Ice-making Head | Water-Cooled Condenser | Flake | Continuous | 965 | 4 | 4.34 | 81 | 160.9 | 1.26 | Federally-Regulated Commercial & Industrial Equipment | 11/06/2019 | 7038002 | 02/03/2020
Scotsman Ice Systems | Scotsman | C1448SW-32# | Ice-making Head | Water-Cooled Condenser | Cube | Batch | 1300 | 3.7 | 4.06 | 130 | 171.4 |  | Federally-Regulated Commercial & Industrial Equipment | 11/06/2019 | 5628497 | 02/03/2020
Scotsman Ice Systems | Scotsman | N0422A-1# | Ice-making Head | Air-Cooled Condenser | Flake | Continuous | 310 | 6.3 | 7.24 |  |  | 1.26 | Federally-Regulated Commercial & Industrial Equipment | 11/06/2019 | 5020559 | 02/03/2020
Scotsman Ice Systems | Scotsman | F1522A-32# | Ice-making Head | Air-Cooled Condenser | Flake | Continuous | 1100 | 3.7 | 5.61 |  |  | 1.5 | Federally-Regulated Commercial & Industrial Equipment | 11/06/2019 | 5020545 | 02/03/2020
Scotsman Ice Systems | Scotsman | N1322R-32#*ERC311-32# | Remote Condensing w/o Remote C | Air-Cooled Condenser | Flake | Continuous | 1030 | 4 | 5.06 |  |  | 1.26 | Federally-Regulated Commercial & Industrial Equipment | 11/06/2019 | 5020572 | 02/03/2020
Scotsman Ice Systems | Scotsman | N0622A-1# | Ice-making Head | Air-Cooled Condenser | Flake | Continuous | 500 | 5.6 | 6.63 |  |  | 1.26 | Federally-Regulated Commercial & Industrial Equipment | 11/06/2019 | 5020561 | 02/03/2020
Hoshizaki America | Hoshizaki | KM-80BAJ | Self-Contained | Air-Cooled Condenser | Cube | Batch | 60 | 7.95 |  |  |  |  | Federally-Regulated Commercial & Industrial Equipment | 12/10/2019 | 10340490 | 02/17/2020
Hoshizaki America | Hoshizaki | KM-115BAJ | Self-Contained | Air-Cooled Condenser | Cube | Batch | 102 | 8.1 |  |  |  |  | Federally-Regulated Commercial & Industrial Equipment | 12/10/2019 | 10340491 | 02/17/2020
Manitowoc Ice, Inc. | Manitowoc | IBF0820C-161*CVDF0900-261 | Both Remote Condensing & Remot | Air-Cooled Condenser | Cube | Batch | 728 | 4.88 |  |  |  |  | Federally-Regulated Commercial & Industrial Equipment | 11/06/2019 | 202147780 | 02/17/2020
Manitowoc Ice, Inc. | Manitowoc | IYF0900C-161*CVDF0900-261 | Both Remote Condensing & Remot | Air-Cooled Condenser | Cube | Batch | 714 | 4.93 |  |  |  |  | Federally-Regulated Commercial & Industrial Equipment | 11/06/2019 | 202147778 | 02/17/2020
Manitowoc Ice, Inc. | Manitowoc | IBF0820C-161*CVDF0900-263 | Both Remote Condensing & Remot | Air-Cooled Condenser | Cube | Batch | 728 | 4.88 |  |  |  |  | Federally-Regulated Commercial & Industrial Equipment | 11/06/2019 | 202147781 | 02/17/2020
Manitowoc Ice, Inc. | Manitowoc | IDT1500N-261A*JCT1500-261 | Remote Condensing w/o Remote C | Air-Cooled Condenser | Cube | Batch | 1452 | 4 | 4.59 |  |  |  | Federally-Regulated Commercial & Industrial Equipment | 11/19/2019 | 203925698 | 02/17/2020
Manitowoc Ice, Inc. | Manitowoc | IYF0600C-161*CVDF0600-261 | Both Remote Condensing & Remot | Air-Cooled Condenser | Cube | Batch | 530 | 5.53 |  |  |  |  | Federally-Regulated Commercial & Industrial Equipment | 11/06/2019 | 202147763 | 02/17/2020
Manitowoc Ice, Inc. | Manitowoc | IYF0900C-161*CVDF0900-263 | Both Remote Condensing & Remot | Air-Cooled Condenser | Cube | Batch | 714 | 4.93 |  |  |  |  | Federally-Regulated Commercial & Industrial Equipment | 11/06/2019 | 202147779 | 02/17/2020
Manitowoc Ice, Inc. | Manitowoc | IBF0820C-161*CVDF0900-261 | Both Remote Condensing & Remot | Air-Cooled Condenser | Cube | Batch | 728 | 4.88 |  |  |  |  | Federally-Regulated Commercial & Industrial Equipment | 02/17/2020 | 202147780 | 02/17/2020
Manitowoc Ice, Inc. | Manitowoc | IYF0900C-161*CVDF0900-261 | Both Remote Condensing & Remot | Air-Cooled Condenser | Cube | Batch | 714 | 4.93 |  |  |  |  | Federally-Regulated Commercial & Industrial Equipment | 02/17/2020 | 202147778 | 02/17/2020
Manitowoc Ice, Inc. | Manitowoc | IBF0820C-161*CVDF0900-263 | Both Remote Condensing & Remot | Air-Cooled Condenser | Cube | Batch | 728 | 4.88 |  |  |  |  | Federally-Regulated Commercial & Industrial Equipment | 02/17/2020 | 202147781 | 02/17/2020
Manitowoc Ice, Inc. | Manitowoc | IDT1500N-261A*JCT1500-261 | Remote Condensing w/o Remote C | Air-Cooled Condenser | Cube | Batch | 1452 | 4 |  |  |  |  | Federally-Regulated Commercial & Industrial Equipment | 02/17/2020 | 203925698 | 02/17/2020
Manitowoc Ice, Inc. | Manitowoc | IYF0600C-161*CVDF0600-261 | Both Remote Condensing & Remot | Air-Cooled Condenser | Cube | Batch | 530 | 5.53 |  |  |  |  | Federally-Regulated Commercial & Industrial Equipment | 02/17/2020 | 202147763 | 02/17/2020
Manitowoc Ice, Inc. | Manitowoc | IYF0900C-161*CVDF0900-263 | Both Remote Condensing & Remot | Air-Cooled Condenser | Cube | Batch | 714 | 4.93 |  |  |  |  | Federally-Regulated Commercial & Industrial Equipment | 02/17/2020 | 202147779 | 02/17/2020
Hoshizaki America | Hoshizaki | KM-80BAJ | Self-Contained | Air-Cooled Condenser | Cube | Batch | 60 | 7.95 | 11.98 |  |  |  | Federally-Regulated Commercial & Industrial Equipment | 02/17/2020 | 10340490 | 02/17/2020
Hoshizaki America | Hoshizaki | KM-115BAJ | Self-Contained | Air-Cooled Condenser | Cube | Batch | 102 | 8.1 | 10.01 |  |  |  | Federally-Regulated Commercial & Industrial Equipment | 02/17/2020 | 10340491 | 02/17/2020
Hoshizaki America | Hoshizaki | KMD-530MAH | Ice-making Head | Air-Cooled Condenser | Cube | Batch | 462 | 5.7 |  |  |  |  | Federally-Regulated Commercial & Industrial Equipment | 01/13/2020 | 8849319 | 02/19/2020
Hoshizaki America | Hoshizaki | KM-301BWJ | Self-Contained | Water-Cooled Condenser | Cube | Batch | 237 | 4.9 |  | 92 |  |  | Federally-Regulated Commercial & Industrial Equipment | 01/13/2020 | 204038624 | 02/19/2020
Hoshizaki America | Hoshizaki | FS-1500MLJ-C*SRC-14J | Both Remote Condensing & Remot | Air-Cooled Condenser | Flake | Continuous | 1125 | 4.75 |  |  |  | 1.09 | Federally-Regulated Commercial & Industrial Equipment | 01/13/2020 | 202326848 | 02/19/2020
Hoshizaki America | Hoshizaki | KMD-530MWH | Ice-making Head | Water-Cooled Condenser | Cube | Batch | 520 | 4.4 |  | 102 |  |  | Federally-Regulated Commercial & Industrial Equipment | 01/13/2020 | 8849321 | 02/19/2020
Hoshizaki America | Hoshizaki | FS-1022MLJ*SRC-10J | Both Remote Condensing & Remot | Air-Cooled Condenser | Flake | Continuous | 730 | 5.1 |  |  |  | 1.08 | Federally-Regulated Commercial & Industrial Equipment | 01/13/2020 | 202195547 | 02/19/2020
Hoshizaki America | Hoshizaki | DCM-500BWH | Self-Contained | Water-Cooled Condenser | Crushed | Continuous | 512 | 4.48 |  | 112 |  | 1.13 | Federally-Regulated Commercial & Industrial Equipment | 01/13/2020 | 5628545 | 02/19/2020
Hoshizaki America | Hoshizaki | DCM-500BWH-OS | Self-Contained | Water-Cooled Condenser | Crushed | Continuous | 512 | 4.48 |  | 112 |  | 1.13 | Federally-Regulated Commercial & Industrial Equipment | 01/13/2020 | 5628546 | 02/19/2020
Hoshizaki America | Hoshizaki | KMD-530MRH*URC-5F | Remote Condensing w/o Remote C | Air-Cooled Condenser | Cube | Batch | 488 | 5.8 |  |  |  |  | Federally-Regulated Commercial & Industrial Equipment | 01/13/2020 | 8849320 | 02/19/2020
Hoshizaki America | Hoshizaki | DCM-500BAH-OS | Self-Contained | Air-Cooled Condenser | Crushed | Continuous | 450 | 5.62 |  |  |  | 1.15 | Federally-Regulated Commercial & Industrial Equipment | 01/13/2020 | 5622944 | 02/19/2020
Hoshizaki America | Hoshizaki | DCM-300BAH | Self-Contained | Air-Cooled Condenser | Crushed | Continuous | 232 | 6.84 |  |  |  | 1.09 | Federally-Regulated Commercial & Industrial Equipment | 01/13/2020 | 5622941 | 02/19/2020
Hoshizaki America | Hoshizaki | DCM-500BAH | Self-Contained | Air-Cooled Condenser | Crushed | Continuous | 450 | 5.62 |  |  |  | 1.15 | Federally-Regulated Commercial & Industrial Equipment | 01/13/2020 | 5622943 | 02/19/2020
Hoshizaki America | Hoshizaki | DCM-300BAH-OS | Self-Contained | Air-Cooled Condenser | Crushed | Continuous | 232 | 6.84 |  |  |  | 1.09 | Federally-Regulated Commercial & Industrial Equipment | 01/13/2020 | 5622940 | 02/19/2020
Hoshizaki America | Hoshizaki | DCM-270BAH-OS | Self-Contained | Air-Cooled Condenser | Crushed | Continuous | 210 | 7.2 |  |  |  | 1.09 | Federally-Regulated Commercial & Industrial Equipment | 01/13/2020 | 5622939 | 02/19/2020
Hoshizaki America | Hoshizaki | DCM-270BAH | Self-Contained | Air-Cooled Condenser | Crushed | Continuous | 210 | 7.2 |  |  |  | 1.09 | Federally-Regulated Commercial & Industrial Equipment | 01/13/2020 | 5622938 | 02/19/2020
Hoshizaki America | Hoshizaki | FS-1500MLH-C*SRC-14H | Both Remote Condensing & Remot | Air-Cooled Condenser | Crushed | Continuous | 1165 | 4.51 |  |  |  | 1.16 | Federally-Regulated Commercial & Industrial Equipment | 01/13/2020 | 5622932 | 02/19/2020
Scotsman Ice Systems | Scotsman | EH222SL-1#*ECC0800-3# | Remote Condensing w/o Remote C | Air-Cooled Condenser | Cube | Batch | 700 | 5.2 | 5.58 |  |  |  | Federally-Regulated Commercial & Industrial Equipment | 11/06/2019 | 6749891 | 02/24/2020
Scotsman Ice Systems | Scotsman | EH222SL-1#*ECC1410-32# | Remote Condensing w/o Remote C | Air-Cooled Condenser | Cube | Batch | 865 | 5 | 5.01 |  |  |  | Federally-Regulated Commercial & Industrial Equipment | 11/06/2019 | 6749892 | 02/24/2020
Manitowoc Ice, Inc. | Manitowoc | SY-3074C*CVD-30853 | Both Remote Condensing & Remot | Air-Cooled Condenser | Cube | Batch | 2400 | 4.75 | 4.79 |  |  |  | Federally-Regulated Commercial & Industrial Equipment | 11/29/2018 |  | 03/16/2020
Manitowoc Ice, Inc. | Manitowoc | SD-3072C*CVD-30853 | Both Remote Condensing & Remot | Air-Cooled Condenser | Cube | Batch | 2333 | 4.75 | 4.79 |  |  |  | Federally-Regulated Commercial & Industrial Equipment | 05/09/2018 |  | 03/16/2020
Manitowoc Ice, Inc. | Koolaire | KYT1700A-263 | Ice-making Head | Air-Cooled Condenser | Cube | Batch | 1380 | 4.55 |  |  |  |  | Federally-Regulated Commercial & Industrial Equipment | 11/06/2019 | 10525509 | 05/06/2020
Manitowoc Ice, Inc. | Koolaire | KDT1700A-263 | Ice-making Head | Air-Cooled Condenser | Cube | Batch | 1350 | 4.6 |  |  |  |  | Federally-Regulated Commercial & Industrial Equipment | 11/06/2019 | 10525507 | 05/06/2020
Hoshizaki America | Hoshizaki | F-1501MRJ-C*URC-14F | Remote Condensing w/o Remote C | Air-Cooled Condenser | Flake | Continuous | 1125 | 4.35 |  |  |  | 1.12 | Federally-Regulated Commercial & Industrial Equipment | 11/18/2019 | 9118276 | 05/13/2020
Hoshizaki America | Hoshizaki | F-1501MRJ*URC-14F | Remote Condensing w/o Remote C | Air-Cooled Condenser | Flake | Continuous | 1370 | 3.44 |  |  |  | 1.36 | Federally-Regulated Commercial & Industrial Equipment | 11/18/2019 | 9118275 | 05/13/2020
Hoshizaki America | Hoshizaki | KM-115BAJ | Self-Contained | Air-Cooled Condenser | Cube | Batch | 102 | 8.1 | 10.01 |  |  |  | Federally-Regulated Commercial & Industrial Equipment | 02/17/2020 | 10340491 | 05/13/2020
Hoshizaki America | Hoshizaki | KMD-530MAH | Ice-making Head | Air-Cooled Condenser | Cube | Batch | 462 | 5.7 | 5.9 |  |  |  | Federally-Regulated Commercial & Industrial Equipment | 02/19/2020 | 8849319 | 05/13/2020
Hoshizaki America | Hoshizaki | KM-80BAJ | Self-Contained | Air-Cooled Condenser | Cube | Batch | 60 | 7.95 | 11.98 |  |  |  | Federally-Regulated Commercial & Industrial Equipment | 02/17/2020 | 10340490 | 05/13/2020
Hoshizaki America | Hoshizaki | KMD-530MWH | Ice-making Head | Water-Cooled Condenser | Cube | Batch | 520 | 4.4 | 4.81 | 102 | 188.6 |  | Federally-Regulated Commercial & Industrial Equipment | 02/19/2020 | 8849321 | 05/13/2020
Hoshizaki America | Hoshizaki | FS-1500MLJ-C*SRC-14J | Both Remote Condensing & Remot | Air-Cooled Condenser | Flake | Continuous | 1125 | 4.75 | 5.26 |  |  | 1.09 | Federally-Regulated Commercial & Industrial Equipment | 02/19/2020 | 202326848 | 05/13/2020
Hoshizaki America | Hoshizaki | KM-160BAJ | Self-Contained | Air-Cooled Condenser | Cube | Batch | 130 | 8.27 | 9.13 |  |  |  | Federally-Regulated Commercial & Industrial Equipment | 12/03/2019 | 10340492 | 05/13/2020
Hoshizaki America | Hoshizaki | KM-230BAJ | Self-Contained | Air-Cooled Condenser | Cube | Batch | 165 | 7.78 | 8.24 |  |  |  | Federally-Regulated Commercial & Industrial Equipment | 12/03/2019 | 10340493 | 05/13/2020
Hoshizaki America | Hoshizaki | FS-1500MLH-C*SRC-14H | Both Remote Condensing & Remot | Air-Cooled Condenser | Crushed | Continuous | 1165 | 4.51 | 5.26 |  |  | 1.16 | Federally-Regulated Commercial & Industrial Equipment | 02/19/2020 | 5622932 | 05/13/2020
Hoshizaki America | Hoshizaki | KM-160BWJ | Self-Contained | Water-Cooled Condenser | Cube | Batch | 147 | 6.23 | 6.71 | 162 | 186.4 |  | Federally-Regulated Commercial & Industrial Equipment | 12/03/2019 | 10340495 | 05/13/2020
Hoshizaki America | Hoshizaki | KMD-530MRH*URC-5F | Remote Condensing w/o Remote C | Air-Cooled Condenser | Cube | Batch | 488 | 5.8 | 6.3 |  |  |  | Federally-Regulated Commercial & Industrial Equipment | 02/19/2020 | 8849320 | 05/13/2020
Hoshizaki America | Hoshizaki | KM-300BAJ | Self-Contained | Air-Cooled Condenser | Cube | Batch | 210 | 7.02 | 7.35 |  |  |  | Federally-Regulated Commercial & Industrial Equipment | 12/03/2019 | 10340494 | 05/13/2020
Hoshizaki America | Hoshizaki | KM-300BWJ | Self-Contained | Water-Cooled Condenser | Cube | Batch | 230 | 4.9 | 5.7 | 95 | 183.8 |  | Federally-Regulated Commercial & Industrial Equipment | 12/03/2019 | 10340496 | 05/13/2020
Manitowoc Ice, Inc. | Manitowoc | IDT1500A-263 | Ice-making Head | Air-Cooled Condenser | Cube | Batch | 1320 | 4.45 |  |  |  |  | Federally-Regulated Commercial & Industrial Equipment | 11/18/2019 | 10568265 | 05/13/2020
Manitowoc Ice, Inc. | Manitowoc | IDT1500A-263E | Ice-making Head | Air-Cooled Condenser | Cube | Batch | 1380 | 4.33 | 4.68 |  |  |  | Federally-Regulated Commercial & Industrial Equipment | 02/03/2020 | 204517886 | 05/13/2020
Manitowoc Ice, Inc. | Manitowoc | IDT1500A-263 | Ice-making Head | Air-Cooled Condenser | Cube | Batch | 1320 | 4.45 |  |  |  |  | Federally-Regulated Commercial & Industrial Equipment | 05/13/2020 | 10568265 | 05/13/2020
Manitowoc Ice, Inc. | Manitowoc | IDT1500A-263E | Ice-making Head | Air-Cooled Condenser | Cube | Batch | 1380 | 4.33 |  |  |  |  | Federally-Regulated Commercial & Industrial Equipment | 05/13/2020 | 204517886 | 05/13/2020
U-Line Corporation | Marvel | MS15NPS1XS | Self-Contained | Air-Cooled Condenser | Other | Continuous | 90 | 10 | 11.52 |  |  | 85.27 | Federally-Regulated Commercial & Industrial Equipment | 10/08/2019 |  | 06/02/2020
Manitowoc Ice, Inc. | Manitowoc | IBT1020C-161*CVDT1200-263A | Both Remote Condensing & Remot | Air-Cooled Condenser | Cube | Batch | 1030 | 4.49 |  |  |  |  | Federally-Regulated Commercial & Industrial Equipment | 11/06/2019 | 203401619 | 07/15/2020
Manitowoc Ice, Inc. | Manitowoc | IYT1900N-263*JCT1500-261 | Remote Condensing w/o Remote C | Air-Cooled Condenser | Cube | Batch | 1560 | 4.08 |  |  |  |  | Federally-Regulated Commercial & Industrial Equipment | 11/18/2019 | 10568289 | 07/15/2020
Manitowoc Ice, Inc. | Manitowoc | IYF0300A-261 | Ice-making Head | Air-Cooled Condenser | Cube | Batch | 240 | 6.95 |  |  |  |  | Federally-Regulated Commercial & Industrial Equipment | 11/06/2019 | 203999065 | 07/15/2020
Manitowoc Ice, Inc. | Manitowoc | IYT1500N-263*JCT1500-261 | Remote Condensing w/o Remote C | Air-Cooled Condenser | Cube | Batch | 1460 | 3.9 |  |  |  |  | Federally-Regulated Commercial & Industrial Equipment | 11/18/2019 | 10568274 | 07/15/2020
Manitowoc Ice, Inc. | Manitowoc | IYT1200C-161*CVDT1200-261 | Both Remote Condensing & Remot | Air-Cooled Condenser | Cube | Batch | 1000 | 4.5 |  |  |  |  | Federally-Regulated Commercial & Industrial Equipment | 11/18/2019 | 201755792 | 07/15/2020
Manitowoc Ice, Inc. | Manitowoc | IDT1200C-161*CVDT1200-263 | Both Remote Condensing & Remot | Air-Cooled Condenser | Cube | Batch | 975 | 4.5 |  |  |  |  | Federally-Regulated Commercial & Industrial Equipment | 11/18/2019 | 201885319 | 07/15/2020
Manitowoc Ice, Inc. | Manitowoc | RFF2500A-263 | Ice-making Head | Air-Cooled Condenser | Flake | Continuous | 1819 | 4.1 |  |  |  | 1.3 | Federally-Regulated Commercial & Industrial Equipment | 11/18/2019 | 201797123 | 07/15/2020
Manitowoc Ice, Inc. | Manitowoc | IRT1900A-261 | Ice-making Head | Air-Cooled Condenser | Cube | Batch | 1350 | 4.68 |  |  |  |  | Federally-Regulated Commercial & Industrial Equipment | 11/18/2019 | 10568275 | 07/15/2020
Manitowoc Ice, Inc. | Manitowoc | IYT1500N-261*JCT1500-261 | Remote Condensing w/o Remote C | Air-Cooled Condenser | Cube | Batch | 1460 | 3.9 |  |  |  |  | Federally-Regulated Commercial & Industrial Equipment | 11/18/2019 | 10568273 | 07/15/2020
Manitowoc Ice, Inc. | Manitowoc | IYT1200N-263*JCT1200-261 | Remote Condensing w/o Remote C | Air-Cooled Condenser | Cube | Batch | 1000 | 4.4 |  |  |  |  | Federally-Regulated Commercial & Industrial Equipment | 11/18/2019 | 201755790 | 07/15/2020
Manitowoc Ice, Inc. | Manitowoc | IDT1900W-261 | Ice-making Head | Water-Cooled Condenser | Cube | Batch | 1600 | 3.53 |  | 140 |  |  | Federally-Regulated Commercial & Industrial Equipment | 11/18/2019 | 10568281 | 07/15/2020
Manitowoc Ice, Inc. | Manitowoc | IYT1200C-161*CVDT1200-261A | Both Remote Condensing & Remot | Air-Cooled Condenser | Cube | Batch | 1000 | 4.6 |  |  |  |  | Federally-Regulated Commercial & Industrial Equipment | 11/06/2019 | 203401614 | 07/15/2020
Manitowoc Ice, Inc. | Manitowoc | IYT1200C-161*CVDT1200-263 | Both Remote Condensing & Remot | Air-Cooled Condenser | Cube | Batch | 1000 | 4.5 |  |  |  |  | Federally-Regulated Commercial & Industrial Equipment | 11/18/2019 | 201885320 | 07/15/2020
Manitowoc Ice, Inc. | Manitowoc | IYT0300A-161 | Ice-making Head | Air-Cooled Condenser | Cube | Batch | 230 | 5.99 |  |  |  |  | Federally-Regulated Commercial & Industrial Equipment | 04/14/2020 | 205574627 | 07/15/2020
Manitowoc Ice, Inc. | Manitowoc | IYT1500W-263 | Ice-making Head | Water-Cooled Condenser | Cube | Batch | 1420 | 3.5 |  | 140 |  |  | Federally-Regulated Commercial & Industrial Equipment | 11/18/2019 | 10568271 | 07/15/2020
Manitowoc Ice, Inc. | Manitowoc | IDF1400C-161*CVDF1400-261A | Both Remote Condensing & Remot | Air-Cooled Condenser | Cube | Batch | 1120 | 4.79 |  |  |  |  | Federally-Regulated Commercial & Industrial Equipment | 11/06/2019 | 202634441 | 07/15/2020
Manitowoc Ice, Inc. | Manitowoc | IDF1800C-161*CVDF1800-261A | Both Remote Condensing & Remot | Air-Cooled Condenser | Cube | Batch | 1375 | 4.63 |  |  |  |  | Federally-Regulated Commercial & Industrial Equipment | 11/06/2019 | 202634433 | 07/15/2020
Manitowoc Ice, Inc. | Manitowoc | IYT1200W-263 | Ice-making Head | Water-Cooled Condenser | Cube | Batch | 965 | 4 |  | 140 |  |  | Federally-Regulated Commercial & Industrial Equipment | 11/18/2019 | 201755787 | 07/15/2020
Manitowoc Ice, Inc. | Manitowoc | IYT1900N-261*JCT1500-261 | Remote Condensing w/o Remote C | Air-Cooled Condenser | Cube | Batch | 1560 | 4.08 |  |  |  |  | Federally-Regulated Commercial & Industrial Equipment | 11/18/2019 | 10568288 | 07/15/2020
Manitowoc Ice, Inc. | Manitowoc | IYT1200C-161*CVDT1200-263A | Both Remote Condensing & Remot | Air-Cooled Condenser | Cube | Batch | 1000 | 4.6 |  |  |  |  | Federally-Regulated Commercial & Industrial Equipment | 11/06/2019 | 203401615 | 07/15/2020
Manitowoc Ice, Inc. | Manitowoc | IDT1900A-263 | Ice-making Head | Air-Cooled Condenser | Cube | Batch | 1410 | 4.64 |  |  |  |  | Federally-Regulated Commercial & Industrial Equipment | 11/18/2019 | 10568278 | 07/15/2020
Manitowoc Ice, Inc. | Manitowoc | IYF1400C-161*CVDF1400-263A | Both Remote Condensing & Remot | Air-Cooled Condenser | Cube | Batch | 1230 | 4.4 |  |  |  |  | Federally-Regulated Commercial & Industrial Equipment | 11/06/2019 | 202634430 | 07/15/2020
Manitowoc Ice, Inc. | Manitowoc | IBT1020C-161*CVDT1200-261 | Both Remote Condensing & Remot | Air-Cooled Condenser | Cube | Batch | 1000 | 4.5 |  |  |  |  | Federally-Regulated Commercial & Industrial Equipment | 11/18/2019 | 201755793 | 07/15/2020
Manitowoc Ice, Inc. | Manitowoc | IBT1020C-161*CVDT1200-263 | Both Remote Condensing & Remot | Air-Cooled Condenser | Cube | Batch | 1000 | 4.5 |  |  |  |  | Federally-Regulated Commercial & Industrial Equipment | 11/18/2019 | 201885321 | 07/15/2020
Manitowoc Ice, Inc. | Manitowoc | RNF1020C-161*RCUF1000-261 | Both Remote Condensing & Remot | Air-Cooled Condenser | Other | Continuous | 900 | 4.5 |  |  |  | 1.1 | Federally-Regulated Commercial & Industrial Equipment | 11/18/2019 | 201797133 | 07/15/2020
Manitowoc Ice, Inc. | Manitowoc | IDF1800C-161*CVDF1800-261 | Both Remote Condensing & Remot | Air-Cooled Condenser | Cube | Batch | 1375 | 4.74 |  |  |  |  | Federally-Regulated Commercial & Industrial Equipment | 11/18/2019 | 202358894 | 07/15/2020
Manitowoc Ice, Inc. | Manitowoc | IDT1200C-161*CVDT1200-261A | Both Remote Condensing & Remot | Air-Cooled Condenser | Cube | Batch | 975 | 4.6 |  |  |  |  | Federally-Regulated Commercial & Industrial Equipment | 11/06/2019 | 203401616 | 07/15/2020
Manitowoc Ice, Inc. | Manitowoc | IYT1500A-261 | Ice-making Head | Air-Cooled Condenser | Cube | Batch | 1360 | 4.45 |  |  |  |  | Federally-Regulated Commercial & Industrial Equipment | 11/18/2019 | 10568266 | 07/15/2020
Manitowoc Ice, Inc. | Manitowoc | IYT1900A-263 | Ice-making Head | Air-Cooled Condenser | Cube | Batch | 1450 | 4.48 |  |  |  |  | Federally-Regulated Commercial & Industrial Equipment | 11/18/2019 | 10568280 | 07/15/2020
Manitowoc Ice, Inc. | Manitowoc | IYT1200N-261*JCT1200-261 | Remote Condensing w/o Remote C | Air-Cooled Condenser | Cube | Batch | 1000 | 4.4 | 4.59 |  |  |  | Federally-Regulated Commercial & Industrial Equipment | 11/19/2019 | 201755789 | 07/15/2020
Manitowoc Ice, Inc. | Manitowoc | IDT1900A-261 | Ice-making Head | Air-Cooled Condenser | Cube | Batch | 1410 | 4.64 |  |  |  |  | Federally-Regulated Commercial & Industrial Equipment | 11/18/2019 | 10568277 | 07/15/2020
Manitowoc Ice, Inc. | Manitowoc | IYT1500A-263 | Ice-making Head | Air-Cooled Condenser | Cube | Batch | 1360 | 4.45 |  |  |  |  | Federally-Regulated Commercial & Industrial Equipment | 11/18/2019 | 10568267 | 07/15/2020
Manitowoc Ice, Inc. | Manitowoc | SYF3000C-161*CVDF3000-263 | Both Remote Condensing & Remot | Air-Cooled Condenser | Cube | Batch | 2400 | 4.75 |  |  |  |  | Federally-Regulated Commercial & Industrial Equipment | 11/18/2019 | 201872167 | 07/15/2020
Manitowoc Ice, Inc. | Manitowoc | IYF1800C-161*CVDF1800-261A | Both Remote Condensing & Remot | Air-Cooled Condenser | Cube | Batch | 1440 | 4.49 |  |  |  |  | Federally-Regulated Commercial & Industrial Equipment | 11/06/2019 | 202634431 | 07/15/2020
Manitowoc Ice, Inc. | Manitowoc | IYT1200A-263 | Ice-making Head | Air-Cooled Condenser | Cube | Batch | 950 | 4.75 |  |  |  |  | Federally-Regulated Commercial & Industrial Equipment | 11/18/2019 | 201755783 | 07/15/2020
Manitowoc Ice, Inc. | Manitowoc | IYT0500N-161*JCT0500-161 | Remote Condensing w/o Remote C | Air-Cooled Condenser | Cube | Batch | 500 | 5.59 |  |  |  |  | Federally-Regulated Commercial & Industrial Equipment | 11/18/2019 | 201753797 | 07/15/2020
Manitowoc Ice, Inc. | Manitowoc | IYT1900W-261 | Ice-making Head | Water-Cooled Condenser | Cube | Batch | 1670 | 3.35 |  | 140 |  |  | Federally-Regulated Commercial & Industrial Equipment | 11/18/2019 | 10568283 | 07/15/2020
Manitowoc Ice, Inc. | Manitowoc | IRT1900A-263 | Ice-making Head | Air-Cooled Condenser | Cube | Batch | 1350 | 4.68 |  |  |  |  | Federally-Regulated Commercial & Industrial Equipment | 11/18/2019 | 10568276 | 07/15/2020
Manitowoc Ice, Inc. | Manitowoc | IYF1800C-161*CVDF1800-263A | Both Remote Condensing & Remot | Air-Cooled Condenser | Cube | Batch | 1440 | 4.49 |  |  |  |  | Federally-Regulated Commercial & Industrial Equipment | 11/06/2019 | 202634432 | 07/15/2020
Manitowoc Ice, Inc. | Manitowoc | IDT1200C-161*CVDT1200-261 | Both Remote Condensing & Remot | Air-Cooled Condenser | Cube | Batch | 975 | 4.5 |  |  |  |  | Federally-Regulated Commercial & Industrial Equipment | 11/18/2019 | 201755791 | 07/15/2020
Manitowoc Ice, Inc. | Manitowoc | IDT0300A-261 | Ice-making Head | Air-Cooled Condenser | Cube | Batch | 230 | 6.35 |  |  |  |  | Federally-Regulated Commercial & Industrial Equipment | 04/14/2020 | 205574626 | 07/15/2020
Manitowoc Ice, Inc. | Manitowoc | IDT1500A-261 | Ice-making Head | Air-Cooled Condenser | Cube | Batch | 1320 | 4.45 |  |  |  |  | Federally-Regulated Commercial & Industrial Equipment | 11/18/2019 | 10568264 | 07/15/2020
Manitowoc Ice, Inc. | Manitowoc | IDT1500A-263 | Ice-making Head | Air-Cooled Condenser | Cube | Batch | 1320 | 4.45 |  |  |  |  | Federally-Regulated Commercial & Industrial Equipment | 05/13/2020 | 10568265 | 07/15/2020
Manitowoc Ice, Inc. | Manitowoc | IDT1900N-263*JCT1500-261 | Remote Condensing w/o Remote C | Air-Cooled Condenser | Cube | Batch | 1540 | 4.08 |  |  |  |  | Federally-Regulated Commercial & Industrial Equipment | 11/18/2019 | 10568287 | 07/15/2020
Manitowoc Ice, Inc. | Manitowoc | IYF1400C-161*CVDF1400-261A | Both Remote Condensing & Remot | Air-Cooled Condenser | Cube | Batch | 1230 | 4.4 |  |  |  |  | Federally-Regulated Commercial & Industrial Equipment | 11/06/2019 | 202634429 | 07/15/2020
Manitowoc Ice, Inc. | Manitowoc | IDF1800C-161*CVDF1800-263A | Both Remote Condensing & Remot | Air-Cooled Condenser | Cube | Batch | 1375 | 4.63 |  |  |  |  | Federally-Regulated Commercial & Industrial Equipment | 11/06/2019 | 202634434 | 07/15/2020
Manitowoc Ice, Inc. | Manitowoc | IDT0500N-161*JCT0500-161 | Remote Condensing w/o Remote C | Air-Cooled Condenser | Cube | Batch | 450 | 6.11 | 6.43 |  |  |  | Federally-Regulated Commercial & Industrial Equipment | 02/03/2020 | 201753796 | 07/15/2020
Manitowoc Ice, Inc. | Manitowoc | SDF3000C-161*CVDF3000-263 | Both Remote Condensing & Remot | Air-Cooled Condenser | Cube | Batch | 2333 | 4.75 |  |  |  |  | Federally-Regulated Commercial & Industrial Equipment | 11/18/2019 | 201872168 | 07/15/2020
Manitowoc Ice, Inc. | Manitowoc | IRT1900N-261*JCT1500-261 | Remote Condensing w/o Remote C | Air-Cooled Condenser | Cube | Batch | 1530 | 4.08 |  |  |  |  | Federally-Regulated Commercial & Industrial Equipment | 11/18/2019 | 10568285 | 07/15/2020
Manitowoc Ice, Inc. | Manitowoc | IDT1500W-263 | Ice-making Head | Water-Cooled Condenser | Cube | Batch | 1480 | 3.27 |  | 140 |  |  | Federally-Regulated Commercial & Industrial Equipment | 11/18/2019 | 10568269 | 07/15/2020
Manitowoc Ice, Inc. | Manitowoc | IYF1800C-161*CVDF1800-261 | Both Remote Condensing & Remot | Air-Cooled Condenser | Cube | Batch | 1470 | 4.6 |  |  |  |  | Federally-Regulated Commercial & Industrial Equipment | 11/18/2019 | 202358892 | 07/15/2020
Manitowoc Ice, Inc. | Manitowoc | IDF1400C-161*CVDF1400-263 | Both Remote Condensing & Remot | Air-Cooled Condenser | Cube | Batch | 1150 | 4.39 |  |  |  |  | Federally-Regulated Commercial & Industrial Equipment | 11/18/2019 | 202358891 | 07/15/2020
Manitowoc Ice, Inc. | Manitowoc | IDT1500W-261 | Ice-making Head | Water-Cooled Condenser | Cube | Batch | 1480 | 3.27 |  | 140 |  |  | Federally-Regulated Commercial & Industrial Equipment | 11/18/2019 | 10568268 | 07/15/2020
Manitowoc Ice, Inc. | Manitowoc | IRT1900N-263*JCT1500-261 | Remote Condensing w/o Remote C | Air-Cooled Condenser | Cube | Batch | 1530 | 4.08 |  |  |  |  | Federally-Regulated Commercial & Industrial Equipment | 11/18/2019 | 201755341 | 07/15/2020
Manitowoc Ice, Inc. | Manitowoc | IDT1200N-261*JCT1200-261 | Remote Condensing w/o Remote C | Air-Cooled Condenser | Cube | Batch | 960 | 4.4 |  |  |  |  | Federally-Regulated Commercial & Industrial Equipment | 11/18/2019 | 201755788 | 07/15/2020
Manitowoc Ice, Inc. | Manitowoc | IBT1020C-161*CVDT1200-261A | Both Remote Condensing & Remot | Air-Cooled Condenser | Cube | Batch | 1030 | 4.49 |  |  |  |  | Federally-Regulated Commercial & Industrial Equipment | 11/06/2019 | 203401618 | 07/15/2020
Manitowoc Ice, Inc. | Manitowoc | IDF1400C-161*CVDF1400-263A | Both Remote Condensing & Remot | Air-Cooled Condenser | Cube | Batch | 1120 | 4.79 |  |  |  |  | Federally-Regulated Commercial & Industrial Equipment | 11/06/2019 | 202634442 | 07/15/2020
Manitowoc Ice, Inc. | Manitowoc | IDT0300A-161 | Ice-making Head | Air-Cooled Condenser | Cube | Batch | 230 | 6.35 |  |  |  |  | Federally-Regulated Commercial & Industrial Equipment | 04/14/2020 | 205574625 | 07/15/2020
Manitowoc Ice, Inc. | Manitowoc | IDF0300A-261 | Ice-making Head | Air-Cooled Condenser | Cube | Batch | 240 | 6.95 |  |  |  |  | Federally-Regulated Commercial & Industrial Equipment | 11/06/2019 | 203999067 | 07/15/2020
Manitowoc Ice, Inc. | Manitowoc | IDT1500N-261*JCT1500-261 | Remote Condensing w/o Remote C | Air-Cooled Condenser | Cube | Batch | 1435 | 3.9 |  |  |  |  | Federally-Regulated Commercial & Industrial Equipment | 11/18/2019 | 10568272 | 07/15/2020
Manitowoc Ice, Inc. | Manitowoc | IDT1900W-263 | Ice-making Head | Water-Cooled Condenser | Cube | Batch | 1600 | 3.53 |  | 140 |  |  | Federally-Regulated Commercial & Industrial Equipment | 11/18/2019 | 10568282 | 07/15/2020
Manitowoc Ice, Inc. | Manitowoc | IDT1200C-161*CVDT1200-263A | Both Remote Condensing & Remot | Air-Cooled Condenser | Cube | Batch | 975 | 4.6 |  |  |  |  | Federally-Regulated Commercial & Industrial Equipment | 11/06/2019 | 203401617 | 07/15/2020
Manitowoc Ice, Inc. | Manitowoc | IYT1900A-261 | Ice-making Head | Air-Cooled Condenser | Cube | Batch | 1450 | 4.48 |  |  |  |  | Federally-Regulated Commercial & Industrial Equipment | 11/18/2019 | 10568279 | 07/15/2020
Manitowoc Ice, Inc. | Manitowoc | IDT1900N-261*JCT1500-261 | Remote Condensing w/o Remote C | Air-Cooled Condenser | Cube | Batch | 1540 | 4.08 |  |  |  |  | Federally-Regulated Commercial & Industrial Equipment | 11/18/2019 | 10568286 | 07/15/2020
Manitowoc Ice, Inc. | Manitowoc | IYT1500W-261 | Ice-making Head | Water-Cooled Condenser | Cube | Batch | 1420 | 3.5 |  | 140 |  |  | Federally-Regulated Commercial & Industrial Equipment | 11/18/2019 | 10568270 | 07/15/2020
Manitowoc Ice, Inc. | Manitowoc | IYT0300A-261 | Ice-making Head | Air-Cooled Condenser | Cube | Batch | 230 | 5.99 |  |  |  |  | Federally-Regulated Commercial & Industrial Equipment | 04/14/2020 | 205574628 | 07/15/2020
Manitowoc Ice, Inc. | Manitowoc | IYF1400C-161*CVDF1400-263 | Both Remote Condensing & Remot | Air-Cooled Condenser | Cube | Batch | 1220 | 4.28 |  |  |  |  | Federally-Regulated Commercial & Industrial Equipment | 11/18/2019 | 202358889 | 07/15/2020
Manitowoc Ice, Inc. | Manitowoc | IYT1900W-263 | Ice-making Head | Water-Cooled Condenser | Cube | Batch | 1670 | 3.35 |  | 140 |  |  | Federally-Regulated Commercial & Industrial Equipment | 11/18/2019 | 10568284 | 07/15/2020
Manitowoc Ice, Inc. | Koolaire | KYT1700A-261 | Ice-making Head | Air-Cooled Condenser | Cube | Batch | 1380 | 4.55 |  |  |  |  | Federally-Regulated Commercial & Industrial Equipment | 11/19/2019 | 10525508 | 07/15/2020
Manitowoc Ice, Inc. | Koolaire | KYT1700N-261*JCT1500-261 | Remote Condensing w/o Remote C | Air-Cooled Condenser | Cube | Batch | 1490 | 4 | 4.59 |  |  |  | Federally-Regulated Commercial & Industrial Equipment | 12/03/2019 | 10525743 | 07/15/2020
Manitowoc Ice, Inc. | Koolaire | KYT1000N-261*JCT1200-261 | Remote Condensing w/o Remote C | Air-Cooled Condenser | Cube | Batch | 760 | 5.2 |  |  |  |  | Federally-Regulated Commercial & Industrial Equipment | 11/06/2019 | 10525505 | 07/15/2020
Manitowoc Ice, Inc. | Koolaire | KDT1000N-261*JCT1200-261 | Remote Condensing w/o Remote C | Air-Cooled Condenser | Cube | Batch | 700 | 5.3 |  |  |  |  | Federally-Regulated Commercial & Industrial Equipment | 11/06/2019 | 10525504 | 07/15/2020
Manitowoc Ice, Inc. | Koolaire | KYT1700W-261 | Ice-making Head | Water-Cooled Condenser | Cube | Batch | 1550 | 3.4 |  | 140 |  |  | Federally-Regulated Commercial & Industrial Equipment | 11/19/2019 | 10525572 | 07/15/2020
Manitowoc Ice, Inc. | Koolaire | KDT1700A-261 | Ice-making Head | Air-Cooled Condenser | Cube | Batch | 1350 | 4.6 |  |  |  |  | Federally-Regulated Commercial & Industrial Equipment | 11/06/2019 | 10525506 | 07/15/2020
Manitowoc Ice, Inc. | Koolaire | KDT1700W-261 | Ice-making Head | Water-Cooled Condenser | Cube | Batch | 1460 | 3.5 |  | 140 |  |  | Federally-Regulated Commercial & Industrial Equipment | 11/19/2019 | 10525516 | 07/15/2020
Manitowoc Ice, Inc. | Koolaire | KDT1700N-261*JCT1500-261 | Remote Condensing w/o Remote C | Air-Cooled Condenser | Cube | Batch | 1420 | 4.3 |  |  |  |  | Federally-Regulated Commercial & Industrial Equipment | 11/19/2019 | 10525742 | 07/15/2020
Scotsman Ice Systems | Scotsman | HID540A-1# | Self-Contained | Air-Cooled Condenser | Flake | Continuous | 365 | 5.5 | 7.19 |  |  | 1.16 | Federally-Regulated Commercial & Industrial Equipment | 11/06/2019 | 8200986 | 07/15/2020
Scotsman Ice Systems | Scotsman | HID312A-1# | Self-Contained | Air-Cooled Condenser | Flake | Continuous | 220 | 4.9 | 8.1 |  |  | 1.19 | Federally-Regulated Commercial & Industrial Equipment | 11/06/2019 | 8200982 | 07/15/2020
Scotsman Ice Systems | Scotsman | SCN60PA-1SS, -1SU | Self-Contained | Air-Cooled Condenser | Flake | Continuous | 56 | 10.52 | 12.54 |  |  | 1.18 | Federally-Regulated Commercial & Industrial Equipment | 11/06/2019 | 10221205 | 07/15/2020
Scotsman Ice Systems | Scotsman | HID525W-1# | Self-Contained | Water-Cooled Condenser | Flake | Continuous | 400 | 4.3 | 6.39 | 120 | 142.9 | 1.13 | Federally-Regulated Commercial & Industrial Equipment | 11/06/2019 | 8200988 | 07/15/2020
Scotsman Ice Systems | Scotsman | CU2026MA-1E | Self-Contained | Air-Cooled Condenser | Cube | Batch | 145 | 7.23 |  |  |  |  | Federally-Regulated Commercial & Industrial Equipment | 11/06/2019 | 10447378 | 07/15/2020
Scotsman Ice Systems | Scotsman | CU1526MA-1E | Self-Contained | Air-Cooled Condenser | Cube | Batch | 101 | 9.49 |  |  |  |  | Federally-Regulated Commercial & Industrial Equipment | 11/06/2019 | 10447376 | 07/15/2020
Scotsman Ice Systems | Scotsman | HID525AW-1# | Self-Contained | Air-Cooled Condenser | Flake | Continuous | 365 | 5.5 | 7.19 |  |  | 1.16 | Federally-Regulated Commercial & Industrial Equipment | 11/06/2019 | 8200985 | 07/15/2020
Scotsman Ice Systems | Scotsman | UN324W-1A | Self-Contained | Water-Cooled Condenser | Flake | Continuous | 281 | 4.55 |  | 95 |  | 1.12 | Federally-Regulated Commercial & Industrial Equipment | 11/06/2019 | 10581271 | 07/15/2020
Scotsman Ice Systems | Scotsman | CU0920MA-1# | Self-Contained | Air-Cooled Condenser | Cube | Batch | 80 | 10 | 11.04 |  |  |  | Federally-Regulated Commercial & Industrial Equipment | 11/06/2019 | 6970224 | 07/15/2020
Scotsman Ice Systems | Scotsman | HID312AW-1# | Self-Contained | Air-Cooled Condenser | Flake | Continuous | 220 | 4.9 | 8.1 |  |  | 1.19 | Federally-Regulated Commercial & Industrial Equipment | 11/06/2019 | 8200983 | 07/15/2020
Scotsman Ice Systems | Scotsman | GEMU090 | Self-Contained | Air-Cooled Condenser | Flake | Continuous | 56 | 10.52 |  |  |  | 1.18 | Federally-Regulated Commercial & Industrial Equipment | 11/06/2019 | 10581094 | 07/15/2020
Scotsman Ice Systems | Scotsman | HID525A-1# | Self-Contained | Air-Cooled Condenser | Flake | Continuous | 365 | 5.5 | 7.19 |  |  | 1.16 | Federally-Regulated Commercial & Industrial Equipment | 11/06/2019 | 8200984 | 07/15/2020
Scotsman Ice Systems | Scotsman | CU2026SW-1E | Self-Contained | Water-Cooled Condenser | Cube | Batch | 172 | 5.28 | 6.23 | 105 | 185.6 |  | Federally-Regulated Commercial & Industrial Equipment | 11/06/2019 | 10447387 | 07/15/2020
Scotsman Ice Systems | Scotsman | CU3030SW-1E | Self-Contained | Water-Cooled Condenser | Cube | Batch | 282 | 5.22 | 5.7 | 150 | 182.1 |  | Federally-Regulated Commercial & Industrial Equipment | 11/06/2019 | 10447389 | 07/15/2020
Scotsman Ice Systems | Scotsman | SCN60GA-1SS, -1SU | Self-Contained | Air-Cooled Condenser | Flake | Continuous | 56 | 10.52 | 12.54 |  |  | 1.18 | Federally-Regulated Commercial & Industrial Equipment | 11/06/2019 | 10221206 | 07/15/2020
Scotsman Ice Systems | Scotsman | CU3030MA-1E | Self-Contained | Air-Cooled Condenser | Cube | Batch | 224 | 7.35 |  |  |  |  | Federally-Regulated Commercial & Industrial Equipment | 11/06/2019 | 10447381 | 07/15/2020
Scotsman Ice Systems | Scotsman | CU2026SA-1E | Self-Contained | Air-Cooled Condenser | Cube | Batch | 145 | 7.23 |  |  |  |  | Federally-Regulated Commercial & Industrial Equipment | 11/06/2019 | 10447379 | 07/15/2020
Scotsman Ice Systems | Scotsman | HID540W-1# | Self-Contained | Water-Cooled Condenser | Flake | Continuous | 400 | 4.3 | 6.39 | 120 | 142.9 | 1.13 | Federally-Regulated Commercial & Industrial Equipment | 11/06/2019 | 8200989 | 07/15/2020
Scotsman Ice Systems | Scotsman | CU3030SA-1E | Self-Contained | Air-Cooled Condenser | Cube | Batch | 224 | 7.35 | 7.35 |  |  |  | Federally-Regulated Commercial & Industrial Equipment | 11/06/2019 | 10447382 | 07/15/2020
Scotsman Ice Systems | Scotsman | CU1526SA-1E | Self-Contained | Air-Cooled Condenser | Cube | Batch | 101 | 9.49 |  |  |  |  | Federally-Regulated Commercial & Industrial Equipment | 11/06/2019 | 10447377 | 07/15/2020
Scotsman Ice Systems | Scotsman | CU0715MA-1# | Self-Contained | Air-Cooled Condenser | Cube | Batch | 58 | 11 | 12.07 |  |  |  | Federally-Regulated Commercial & Industrial Equipment | 11/06/2019 | 6970223 | 07/15/2020
Scotsman Ice Systems | Scotsman | CU1526SW-1E | Self-Contained | Water-Cooled Condenser | Cube | Batch | 130 | 6.58 | 7.03 | 135 | 186.9 |  | Federally-Regulated Commercial & Industrial Equipment | 11/06/2019 | 10447386 | 07/15/2020
Scotsman Ice Systems | Scotsman | UN324A-1A | Self-Contained | Air-Cooled Condenser | Flake | Continuous | 266 | 5.47 |  |  |  | 1.12 | Federally-Regulated Commercial & Industrial Equipment | 11/06/2019 | 10581202 | 07/15/2020
Scotsman Ice Systems | Scotsman | CU3030MA-32E | Self-Contained | Air-Cooled Condenser | Cube | Batch | 224 | 7.35 | 7.35 |  |  |  | Federally-Regulated Commercial & Industrial Equipment | 11/06/2019 | 10447383 | 07/15/2020
Scotsman Ice Systems | Scotsman | CU3030SA-32E | Self-Contained | Air-Cooled Condenser | Cube | Batch | 224 | 7.35 | 7.35 |  |  |  | Federally-Regulated Commercial & Industrial Equipment | 11/06/2019 | 10447384 | 07/15/2020
Scotsman Ice Systems | Scotsman | CU1526MW-1E | Self-Contained | Water-Cooled Condenser | Cube | Batch | 130 | 6.58 | 7.03 | 135 | 186.9 |  | Federally-Regulated Commercial & Industrial Equipment | 11/06/2019 | 10447385 | 07/15/2020
Scotsman Ice Systems | Scotsman | HID540AW-1# | Self-Contained | Air-Cooled Condenser | Flake | Continuous | 365 | 5.5 | 7.19 |  |  | 1.16 | Federally-Regulated Commercial & Industrial Equipment | 11/06/2019 | 8200987 | 07/15/2020
Manitowoc Ice, Inc. | Koolaire | KYT1700A-261 | Ice-making Head | Air-Cooled Condenser | Cube | Batch | 1380 | 4.55 |  |  |  |  | Federally-Regulated Commercial & Industrial Equipment | 07/15/2020 | 10525508 | 07/15/2020
Manitowoc Ice, Inc. | Koolaire | KYT1700N-261*JCT1500-261 | Remote Condensing w/o Remote C | Air-Cooled Condenser | Cube | Batch | 1490 | 4 |  |  |  |  | Federally-Regulated Commercial & Industrial Equipment | 07/15/2020 | 10525743 | 07/15/2020
Manitowoc Ice, Inc. | Koolaire | KYT1000N-261*JCT1200-261 | Remote Condensing w/o Remote C | Air-Cooled Condenser | Cube | Batch | 760 | 5.2 |  |  |  |  | Federally-Regulated Commercial & Industrial Equipment | 07/15/2020 | 10525505 | 07/15/2020
Manitowoc Ice, Inc. | Koolaire | KDT1000N-261*JCT1200-261 | Remote Condensing w/o Remote C | Air-Cooled Condenser | Cube | Batch | 700 | 5.3 |  |  |  |  | Federally-Regulated Commercial & Industrial Equipment | 07/15/2020 | 10525504 | 07/15/2020
Manitowoc Ice, Inc. | Koolaire | KYT1700W-261 | Ice-making Head | Water-Cooled Condenser | Cube | Batch | 1550 | 3.4 |  | 140 |  |  | Federally-Regulated Commercial & Industrial Equipment | 07/15/2020 | 10525572 | 07/15/2020
Manitowoc Ice, Inc. | Koolaire | KDT1700A-261 | Ice-making Head | Air-Cooled Condenser | Cube | Batch | 1350 | 4.6 |  |  |  |  | Federally-Regulated Commercial & Industrial Equipment | 07/15/2020 | 10525506 | 07/15/2020
Manitowoc Ice, Inc. | Koolaire | KDT1700W-261 | Ice-making Head | Water-Cooled Condenser | Cube | Batch | 1460 | 3.5 |  | 140 |  |  | Federally-Regulated Commercial & Industrial Equipment | 07/15/2020 | 10525516 | 07/15/2020
Manitowoc Ice, Inc. | Koolaire | KDT1700N-261*JCT1500-261 | Remote Condensing w/o Remote C | Air-Cooled Condenser | Cube | Batch | 1420 | 4.3 |  |  |  |  | Federally-Regulated Commercial & Industrial Equipment | 07/15/2020 | 10525742 | 07/15/2020
Manitowoc Ice, Inc. | Manitowoc | IY0906W3-263 | Ice-making Head | Water-Cooled Condenser | Cube | Batch | 786 | 4.04 |  | 145 |  |  | Federally-Regulated Commercial & Industrial Equipment | 11/18/2019 | 6109187 | 07/22/2020
Manitowoc Ice, Inc. | Manitowoc | IY0906A3-263 | Ice-making Head | Air-Cooled Condenser | Cube | Batch | 710 | 5.02 |  |  |  |  | Federally-Regulated Commercial & Industrial Equipment | 11/18/2019 | 6109181 | 07/22/2020
Manitowoc Ice, Inc. | Manitowoc | IY0976C-161*ICVD0996-261 | Both Remote Condensing & Remot | Air-Cooled Condenser | Cube | Batch | 714 | 4.93 |  |  |  |  | Federally-Regulated Commercial & Industrial Equipment | 11/18/2019 | 6112571 | 07/22/2020
Manitowoc Ice, Inc. | Manitowoc | IR0906W-261 | Ice-making Head | Water-Cooled Condenser | Cube | Batch | 683 | 4.32 |  | 145 |  |  | Federally-Regulated Commercial & Industrial Equipment | 11/18/2019 | 6109182 | 07/22/2020
Manitowoc Ice, Inc. | Manitowoc | ID-0686C-161*ICVD-06963-263 | Both Remote Condensing & Remot | Air-Cooled Condenser | Cube | Batch | 520 | 5.57 | 6.19 |  |  |  | Federally-Regulated Commercial & Industrial Equipment | 07/18/2019 |  | 07/22/2020
Manitowoc Ice, Inc. | Manitowoc | IR0906A-261 | Ice-making Head | Air-Cooled Condenser | Cube | Batch | 639 | 5.33 |  |  |  |  | Federally-Regulated Commercial & Industrial Equipment | 11/18/2019 | 6109176 | 07/22/2020
Manitowoc Ice, Inc. | Manitowoc | IY0996N3-263*JC0995-261 | Remote Condensing w/o Remote C | Air-Cooled Condenser | Cube | Batch | 752 | 4.9 |  |  |  |  | Federally-Regulated Commercial & Industrial Equipment | 11/18/2019 | 6112568 | 07/22/2020
Manitowoc Ice, Inc. | Manitowoc | ID0996N-261*JC0995-261 | Remote Condensing w/o Remote C | Air-Cooled Condenser | Cube | Batch | 727 | 4.91 |  |  |  |  | Federally-Regulated Commercial & Industrial Equipment | 11/18/2019 | 6112565 | 07/22/2020
Manitowoc Ice, Inc. | Manitowoc | ID0906A3-263 | Ice-making Head | Air-Cooled Condenser | Cube | Batch | 664 | 5.1 |  |  |  |  | Federally-Regulated Commercial & Industrial Equipment | 11/18/2019 | 6109179 | 07/22/2020
Manitowoc Ice, Inc. | Manitowoc | IB0894YC-161*ICVD09963-263 | Both Remote Condensing & Remot | Air-Cooled Condenser | Cube | Batch | 732 | 4.86 |  |  |  |  | Federally-Regulated Commercial & Industrial Equipment | 11/18/2019 | 6112574 | 07/22/2020
Manitowoc Ice, Inc. | Manitowoc | IY-0686C-161*ICVD-0696-261 | Both Remote Condensing & Remot | Air-Cooled Condenser | Cube | Batch | 530 | 5.54 | 6.16 |  |  |  | Federally-Regulated Commercial & Industrial Equipment | 07/18/2019 |  | 07/22/2020
Manitowoc Ice, Inc. | Manitowoc | ID-0696N-261*JC-0895-261 | Remote Condensing w/o Remote C | Air-Cooled Condenser | Cube | Batch | 535 | 5.85 | 6.14 |  |  |  | Federally-Regulated Commercial & Industrial Equipment | 07/18/2019 |  | 07/22/2020
Manitowoc Ice, Inc. | Manitowoc | IY0996N-261*JC0995-261 | Remote Condensing w/o Remote C | Air-Cooled Condenser | Cube | Batch | 752 | 4.9 |  |  |  |  | Federally-Regulated Commercial & Industrial Equipment | 11/18/2019 | 6112567 | 07/22/2020
Manitowoc Ice, Inc. | Manitowoc | ID0906W-261 | Ice-making Head | Water-Cooled Condenser | Cube | Batch | 701 | 4.35 |  | 145 |  |  | Federally-Regulated Commercial & Industrial Equipment | 11/18/2019 | 6109184 | 07/22/2020
Manitowoc Ice, Inc. | Manitowoc | IB0894YC-161*ICVD0996-261 | Both Remote Condensing & Remot | Air-Cooled Condenser | Cube | Batch | 732 | 4.86 |  |  |  |  | Federally-Regulated Commercial & Industrial Equipment | 11/18/2019 | 6112573 | 07/22/2020
Manitowoc Ice, Inc. | Manitowoc | ID-0606W-261 | Ice-making Head | Water-Cooled Condenser | Cube | Batch | 575 | 4.44 | 4.7 | 140 | 187.4 |  | Federally-Regulated Commercial & Industrial Equipment | 07/18/2019 |  | 07/22/2020
Manitowoc Ice, Inc. | Manitowoc | IY0906W-261 | Ice-making Head | Water-Cooled Condenser | Cube | Batch | 786 | 4.04 |  | 145 |  |  | Federally-Regulated Commercial & Industrial Equipment | 11/18/2019 | 6109186 | 07/22/2020
Manitowoc Ice, Inc. | Manitowoc | IB0696YC-161*ICVD-06963-263 | Both Remote Condensing & Remot | Air-Cooled Condenser | Cube | Batch | 555 | 5.48 | 6.07 |  |  |  | Federally-Regulated Commercial & Industrial Equipment | 07/18/2019 |  | 07/22/2020
Manitowoc Ice, Inc. | Manitowoc | IY0906A-261 | Ice-making Head | Air-Cooled Condenser | Cube | Batch | 710 | 5.02 |  |  |  |  | Federally-Regulated Commercial & Industrial Equipment | 11/18/2019 | 6109180 | 07/22/2020
Manitowoc Ice, Inc. | Manitowoc | IY0976C-161*ICVD09963-263 | Both Remote Condensing & Remot | Air-Cooled Condenser | Cube | Batch | 714 | 4.93 |  |  |  |  | Federally-Regulated Commercial & Industrial Equipment | 11/18/2019 | 6112572 | 07/22/2020
Manitowoc Ice, Inc. | Manitowoc | IB0696YC-161*ICVD-0696-261 | Both Remote Condensing & Remot | Air-Cooled Condenser | Cube | Batch | 555 | 5.48 | 6.07 |  |  |  | Federally-Regulated Commercial & Industrial Equipment | 07/18/2019 |  | 07/22/2020
Manitowoc Ice, Inc. | Manitowoc | IY-0606W-261 | Ice-making Head | Water-Cooled Condenser | Cube | Batch | 580 | 4.45 | 4.69 | 140 | 187.2 |  | Federally-Regulated Commercial & Industrial Equipment | 07/18/2019 |  | 07/22/2020
Manitowoc Ice, Inc. | Manitowoc | ID-0606A-261 | Ice-making Head | Air-Cooled Condenser | Cube | Batch | 490 | 5.41 |  |  |  |  | Federally-Regulated Commercial & Industrial Equipment | 11/18/2019 | 5440528 | 07/22/2020
Manitowoc Ice, Inc. | Manitowoc | IY-0696N-261*JC-0895-261 | Remote Condensing w/o Remote C | Air-Cooled Condenser | Cube | Batch | 565 | 5.76 | 6.04 |  |  |  | Federally-Regulated Commercial & Industrial Equipment | 07/18/2019 |  | 07/22/2020
Manitowoc Ice, Inc. | Manitowoc | IY-0606A-261 | Ice-making Head | Air-Cooled Condenser | Cube | Batch | 555 | 5.29 | 5.66 |  |  |  | Federally-Regulated Commercial & Industrial Equipment | 07/18/2019 |  | 07/22/2020
Manitowoc Ice, Inc. | Manitowoc | IY-0686C-161*ICVD-06963-263 | Both Remote Condensing & Remot | Air-Cooled Condenser | Cube | Batch | 530 | 5.54 | 6.16 |  |  |  | Federally-Regulated Commercial & Industrial Equipment | 07/18/2019 |  | 07/22/2020
Manitowoc Ice, Inc. | Manitowoc | ID-0686C-161*ICVD-0696-261 | Both Remote Condensing & Remot | Air-Cooled Condenser | Cube | Batch | 520 | 5.57 | 6.19 |  |  |  | Federally-Regulated Commercial & Industrial Equipment | 07/18/2019 |  | 07/22/2020
Manitowoc Ice, Inc. | Manitowoc | ID0906A-261 | Ice-making Head | Air-Cooled Condenser | Cube | Batch | 664 | 5.1 |  |  |  |  | Federally-Regulated Commercial & Industrial Equipment | 11/18/2019 | 6109178 | 07/22/2020
Hoshizaki America | Hoshizaki | FS-1022MLJ*SRC-10J | Both Remote Condensing & Remot | Air-Cooled Condenser | Flake | Continuous | 730 | 5.1 | 5.67 |  |  | 1.08 | Federally-Regulated Commercial & Industrial Equipment | 02/19/2020 | 202195547 | 07/22/2020
Manitowoc Ice, Inc. | Koolaire | KYT1700N-263*JCT1500-261 | Remote Condensing w/o Remote C | Air-Cooled Condenser | Cube | Batch | 1490 | 4 |  |  |  |  | Federally-Regulated Commercial & Industrial Equipment | 11/06/2019 | 10594416 | 07/22/2020
Manitowoc Ice, Inc. | Koolaire | KDT1700N-263*JCT1500-261 | Remote Condensing w/o Remote C | Air-Cooled Condenser | Cube | Batch | 1420 | 4.3 | 4.59 |  |  |  | Federally-Regulated Commercial & Industrial Equipment | 11/06/2019 | 10594415 | 07/22/2020
Scotsman Ice Systems | Scotsman | CU2026SW-32E | Self-Contained | Water-Cooled Condenser | Cube | Batch | 172 | 5.28 | 6.23 | 105 | 185.6 |  | Federally-Regulated Commercial & Industrial Equipment | 11/06/2019 | 10447388 | 07/22/2020
Hoshizaki America | Hoshizaki | FS-1022MLJ*SRC-10J | Both Remote Condensing & Remot | Air-Cooled Condenser | Flake | Continuous | 730 | 5.1 |  |  |  | 1.08 | Federally-Regulated Commercial & Industrial Equipment | 07/22/2020 | 202195547 | 07/22/2020
Scotsman Ice Systems | Scotsman | CU2026SW-32E | Self-Contained | Water-Cooled Condenser | Cube | Batch | 172 | 5.28 |  | 105 |  |  | Federally-Regulated Commercial & Industrial Equipment | 07/22/2020 | 10447388 | 07/22/2020
Scotsman Ice Systems | Scotsman | CU3030MA-32E | Self-Contained | Air-Cooled Condenser | Cube | Batch | 224 | 7.35 | 7.35 |  |  |  | Federally-Regulated Commercial & Industrial Equipment | 07/15/2020 | 10447383 | 08/05/2020
Scotsman Ice Systems | Scotsman | CU3030MA-32E | Self-Contained | Air-Cooled Condenser | Cube | Batch | 226 | 7.02 | 7.35 |  |  |  | Federally-Regulated Commercial & Industrial Equipment | 08/05/2020 | 10447383 | 08/05/2020
Hoshizaki America | Hoshizaki | KML-700MAJ | Ice-making Head | Air-Cooled Condenser | Cube | Batch | 572 | 5.16 | 5.62 |  |  |  | Federally-Regulated Commercial & Industrial Equipment | 12/09/2019 | 9956557 | 08/27/2020
Hoshizaki America | Hoshizaki | KML-700MWJ | Ice-making Head | Water-Cooled Condenser | Cube | Batch | 730 | 3.61 | 4.41 | 111 | 183.9 |  | Federally-Regulated Commercial & Industrial Equipment | 01/02/2019 |  | 08/27/2020
Hoshizaki America | Hoshizaki | KML-700MRJ*URC-9F | Remote Condensing w/o Remote C | Air-Cooled Condenser | Cube | Batch | 643 | 4.7 | 5.77 |  |  |  | Federally-Regulated Commercial & Industrial Equipment | 03/14/2019 |  | 08/27/2020
Hoshizaki America | Hoshizaki | KML-700MWJ | Ice-making Head | Water-Cooled Condenser | Cube | Batch | 660 | 3.79 | 4.54 | 110 | 185.5 |  | Federally-Regulated Commercial & Industrial Equipment | 08/27/2020 |  | 09/02/2020
Hoshizaki America | Hoshizaki | KML-700MRJ*URC-9F | Remote Condensing w/o Remote C | Air-Cooled Condenser | Cube | Batch | 614 | 4.9 | 5.87 |  |  |  | Federally-Regulated Commercial & Industrial Equipment | 08/27/2020 |  | 09/02/2020
Hoshizaki America | Hoshizaki | KML-700MWJ | Ice-making Head | Water-Cooled Condenser | Cube | Batch | 660 | 3.79 | 4.54 | 110 | 185.5 |  | Federally-Regulated Commercial & Industrial Equipment | 09/02/2020 | 9956465 | 09/02/2020
Hoshizaki America | Hoshizaki | KML-700MRJ*URC-9F | Remote Condensing w/o Remote C | Air-Cooled Condenser | Cube | Batch | 614 | 4.9 | 5.87 |  |  |  | Federally-Regulated Commercial & Industrial Equipment | 09/02/2020 | 9956464 | 09/02/2020
Hoshizaki America | Hoshizaki | KML-700MAJ | Ice-making Head | Air-Cooled Condenser | Cube | Batch | 610 | 4.9 | 5.53 |  |  |  | Federally-Regulated Commercial & Industrial Equipment | 08/27/2020 |  | 09/09/2020
Hoshizaki America | Hoshizaki | KML-700MAJ | Ice-making Head | Air-Cooled Condenser | Cube | Batch | 572 | 5.16 | 5.62 |  |  |  | Federally-Regulated Commercial & Industrial Equipment | 09/09/2020 | 9956557 | 09/09/2020
Hoshizaki America | Hoshizaki | KML-700MAJ | Ice-making Head | Air-Cooled Condenser | Cube | Batch | 572 | 5.16 | 5.62 |  |  |  | Federally-Regulated Commercial & Industrial Equipment | 09/09/2020 | 9956557 | 09/23/2020
Hoshizaki America | Hoshizaki | KML-700MAJ | Ice-making Head | Air-Cooled Condenser | Cube | Batch | 610 | 4.9 |  |  |  |  | Federally-Regulated Commercial & Industrial Equipment | 09/23/2020 | 9956557 | 09/23/2020
Scotsman Ice Systems | Scotsman | UNC15NJ### | Self-Contained | Air-Cooled Condenser | Flake | Continuous | 56 | 10.52 | 12.54 |  |  | 1.18 | Federally-Regulated Commercial & Industrial Equipment | 11/06/2019 | 10238968 | 09/30/2020
Scotsman Ice Systems | Scotsman | CU2026SW-32E | Self-Contained | Water-Cooled Condenser | Cube | Batch | 172 | 5.28 |  | 105 |  |  | Federally-Regulated Commercial & Industrial Equipment | 07/22/2020 | 10447388 | 09/30/2020
Hoshizaki America | Hoshizaki | F-500BAJ | Self-Contained | Air-Cooled Condenser | Flake | Continuous | 420 | 5.05 | 6.85 |  |  | 1.31 | Federally-Regulated Commercial & Industrial Equipment | 04/16/2019 |  | 09/30/2020
Hoshizaki America | Hoshizaki | KMS-822MLJ* | Both Remote Condensing & Remot | Air-Cooled Condenser | Cube | Batch | 770 | 5.3 | 5.34 |  |  |  | Federally-Regulated Commercial & Industrial Equipment | 10/01/2018 |  | 09/30/2020
Hoshizaki America | Hoshizaki | F-500BAJ | Self-Contained | Air-Cooled Condenser | Flake | Continuous | 420 | 5.05 |  |  |  | 1.31 | Federally-Regulated Commercial & Industrial Equipment | 09/30/2020 | 10061809 | 09/30/2020
Hoshizaki America | Hoshizaki | KMS-822MLJ* | Both Remote Condensing & Remot | Air-Cooled Condenser | Cube | Batch | 770 | 5.3 |  |  |  |  | Federally-Regulated Commercial & Industrial Equipment | 09/30/2020 | 202142546 | 09/30/2020
Manitowoc Ice, Inc. | Manitowoc | IYF0300W-161 | Ice-making Head | Water-Cooled Condenser | Cube | Batch | 260 | 5.45 |  | 180 |  |  | Federally-Regulated Commercial & Industrial Equipment | 11/06/2019 | 203999068 | 11/25/2020
Manitowoc Ice, Inc. | Manitowoc | IDF0300W-161 | Ice-making Head | Water-Cooled Condenser | Cube | Batch | 250 | 5.45 |  | 180 |  |  | Federally-Regulated Commercial & Industrial Equipment | 11/06/2019 | 203999069 | 11/25/2020
Manitowoc Ice, Inc. | Manitowoc | IYF0300A-161 | Ice-making Head | Air-Cooled Condenser | Cube | Batch | 240 | 6.95 |  |  |  |  | Federally-Regulated Commercial & Industrial Equipment | 11/06/2019 | 203999064 | 11/25/2020
Manitowoc Ice, Inc. | Manitowoc | IDF0300A-161 | Ice-making Head | Air-Cooled Condenser | Cube | Batch | 240 | 6.95 |  |  |  |  | Federally-Regulated Commercial & Industrial Equipment | 11/06/2019 | 203999066 | 11/25/2020
Manitowoc Ice, Inc. | Manitowoc | IYF0300W-161 | Ice-making Head | Water-Cooled Condenser | Cube | Batch | 260 | 5.45 |  | 180 |  |  | Federally-Regulated Commercial & Industrial Equipment | 11/25/2020 | 203999068 | 11/25/2020
Manitowoc Ice, Inc. | Manitowoc | IDF0300W-161 | Ice-making Head | Water-Cooled Condenser | Cube | Batch | 250 | 5.45 |  | 180 |  |  | Federally-Regulated Commercial & Industrial Equipment | 11/25/2020 | 203999069 | 11/25/2020
Manitowoc Ice, Inc. | Manitowoc | IYF0300A-161 | Ice-making Head | Air-Cooled Condenser | Cube | Batch | 240 | 6.95 |  |  |  |  | Federally-Regulated Commercial & Industrial Equipment | 11/25/2020 | 203999064 | 11/25/2020
Manitowoc Ice, Inc. | Manitowoc | IDF0300A-161 | Ice-making Head | Air-Cooled Condenser | Cube | Batch | 240 | 6.95 |  |  |  |  | Federally-Regulated Commercial & Industrial Equipment | 11/25/2020 | 203999066 | 11/25/2020
Hoshizaki America | Hoshizaki | KM-901MWJ | Ice-making Head | Water-Cooled Condenser | Cube | Batch | 870 | 3.56 | 4.18 | 113 | 180.9 |  | Federally-Regulated Commercial & Industrial Equipment | 01/02/2019 |  | 12/23/2020
Hoshizaki America | Hoshizaki | F-1501MRJ-SC*URC-14F | Remote Condensing w/o Remote C | Air-Cooled Condenser | Crushed | Continuous | 1140 | 4.4 |  |  |  | 1.14 | Federally-Regulated Commercial & Industrial Equipment | 11/18/2019 | 204457695 | 12/23/2020
Hoshizaki America | Hoshizaki | KM-901MWJ | Ice-making Head | Water-Cooled Condenser | Cube | Batch | 890 | 3.65 | 4.17 | 129 | 180.4 |  | Federally-Regulated Commercial & Industrial Equipment | 12/23/2020 | 10565732 | 12/23/2020
Hoshizaki America | Hoshizaki | F-1501MRJ-SC*URC-14F | Remote Condensing w/o Remote C | Air-Cooled Condenser | Crushed | Continuous | 1101 | 4.3 | 5.06 |  |  | 1.14 | Federally-Regulated Commercial & Industrial Equipment | 12/23/2020 | 204457695 | 12/23/2020
Scotsman Ice Systems | Scotsman | F0822A-1E | Ice-making Head | Air-Cooled Condenser | Flake | Continuous | 641 | 4 | 6.18 |  |  | 1.38 | Federally-Regulated Commercial & Industrial Equipment | 11/06/2019 | 10271670 | 01/20/2021
Scotsman Ice Systems | Scotsman | N0922R-32E*ERC311-32E | Remote Condensing w/o Remote C | Air-Cooled Condenser | Flake | Continuous | 781 | 3.82 |  |  |  | 1.21 | Federally-Regulated Commercial & Industrial Equipment | 11/06/2019 | 201785788 | 01/20/2021
Scotsman Ice Systems | Scotsman | F1222A-32# | Ice-making Head | Air-Cooled Condenser | Flake | Continuous | 878 | 3.22 | 5.61 |  |  | 1.43 | Federally-Regulated Commercial & Industrial Equipment | 11/06/2019 | 5020540 | 01/20/2021
Scotsman Ice Systems | Scotsman | F1222A-32E | Ice-making Head | Air-Cooled Condenser | Flake | Continuous | 878 | 3.22 |  |  |  | 1.43 | Federally-Regulated Commercial & Industrial Equipment | 11/06/2019 | 202277120 | 01/20/2021
Scotsman Ice Systems | Scotsman | F0822W-32E | Ice-making Head | Water-Cooled Condenser | Flake | Continuous | 643 | 3.32 |  | 91 |  | 1.37 | Federally-Regulated Commercial & Industrial Equipment | 11/06/2019 | 201753645 | 01/20/2021
Scotsman Ice Systems | Scotsman | N1322W-3E | Ice-making Head | Water-Cooled Condenser | Flake | Continuous | 1056 | 3.17 | 4.34 | 78 | 159.1 | 1.27 | Federally-Regulated Commercial & Industrial Equipment | 11/06/2019 | 10498242 | 01/20/2021
Scotsman Ice Systems | Scotsman | N1322A-32E | Ice-making Head | Air-Cooled Condenser | Flake | Continuous | 940 | 3.85 | 5.61 |  |  | 1.25 | Federally-Regulated Commercial & Industrial Equipment | 11/06/2019 | 10498184 | 01/20/2021
Scotsman Ice Systems | Scotsman | F0522A-1E | Ice-making Head | Air-Cooled Condenser | Flake | Continuous | 343 | 4.61 | 7.13 |  |  | 1.34 | Federally-Regulated Commercial & Industrial Equipment | 11/06/2019 | 10271668 | 01/20/2021
Scotsman Ice Systems | Scotsman | N1322R-32E*ERC311-32E | Remote Condensing w/o Remote C | Air-Cooled Condenser | Flake | Continuous | 1022 | 3.78 | 5.06 |  |  | 1.21 | Federally-Regulated Commercial & Industrial Equipment | 11/06/2019 | 10498244 | 01/20/2021
Scotsman Ice Systems | Scotsman | N1322W-32E | Ice-making Head | Water-Cooled Condenser | Flake | Continuous | 1056 | 3.17 | 4.34 | 78 | 159.1 | 1.27 | Federally-Regulated Commercial & Industrial Equipment | 11/06/2019 | 10498243 | 01/20/2021
Scotsman Ice Systems | Scotsman | F0822W-1E | Ice-making Head | Water-Cooled Condenser | Flake | Continuous | 654 | 3.31 | 4.73 | 85 | 167.1 | 1.37 | Federally-Regulated Commercial & Industrial Equipment | 11/06/2019 | 10267543 | 01/20/2021
Scotsman Ice Systems | Scotsman | F1222A-3E | Ice-making Head | Air-Cooled Condenser | Flake | Continuous | 878 | 3.22 |  |  |  | 1.43 | Federally-Regulated Commercial & Industrial Equipment | 11/06/2019 | 202277121 | 01/20/2021
Scotsman Ice Systems | Scotsman | F1222A-3# | Ice-making Head | Air-Cooled Condenser | Flake | Continuous | 878 | 3.22 | 5.61 |  |  | 1.43 | Federally-Regulated Commercial & Industrial Equipment | 11/06/2019 | 5020539 | 01/20/2021
Scotsman Ice Systems | Scotsman | N0622R-1E*ERC111-1E | Remote Condensing w/o Remote C | Air-Cooled Condenser | Flake | Continuous | 579 | 4.95 | 6.34 |  |  | 1.17 | Federally-Regulated Commercial & Industrial Equipment | 11/06/2019 | 10272647 | 01/20/2021
Scotsman Ice Systems | Scotsman | F1222R-32E*ERC311-32E | Remote Condensing w/o Remote C | Air-Cooled Condenser | Flake | Continuous | 907 | 3.34 |  |  |  | 1.45 | Federally-Regulated Commercial & Industrial Equipment | 11/06/2019 | 201785790 | 01/20/2021
Scotsman Ice Systems | Scotsman | F0522W-1E | Ice-making Head | Water-Cooled Condenser | Flake | Continuous | 429 | 3.73 | 5.33 | 112 | 171.5 | 1.34 | Federally-Regulated Commercial & Industrial Equipment | 11/06/2019 | 10267545 | 01/20/2021
Scotsman Ice Systems | Scotsman | N0922W-32E | Ice-making Head | Water-Cooled Condenser | Flake | Continuous | 863 | 3.09 |  | 109 |  | 1.21 | Federally-Regulated Commercial & Industrial Equipment | 11/06/2019 | 201785786 | 01/20/2021
Scotsman Ice Systems | Scotsman | N0922A-32E | Ice-making Head | Air-Cooled Condenser | Flake | Continuous | 784 | 3.85 |  |  |  | 1.25 | Federally-Regulated Commercial & Industrial Equipment | 11/06/2019 | 201785110 | 01/20/2021
Scotsman Ice Systems | Scotsman | F1222W-32E | Ice-making Head | Water-Cooled Condenser | Flake | Continuous | 967 | 2.52 |  | 105 |  | 1.45 | Federally-Regulated Commercial & Industrial Equipment | 11/06/2019 | 201785787 | 01/20/2021
Scotsman Ice Systems | Scotsman | N0422W-1E | Ice-making Head | Water-Cooled Condenser | Flake | Continuous | 397 | 3.95 | 5.42 | 124 | 172.1 | 1.2 | Federally-Regulated Commercial & Industrial Equipment | 11/06/2019 | 10267556 | 01/20/2021
Scotsman Ice Systems | Scotsman | F1522A-32E | Ice-making Head | Air-Cooled Condenser | Flake | Continuous | 1066 | 3.36 | 5.61 |  |  | 1.46 | Federally-Regulated Commercial & Industrial Equipment | 11/06/2019 | 10498183 | 01/20/2021
Scotsman Ice Systems | Scotsman | N0622A-1E | Ice-making Head | Air-Cooled Condenser | Flake | Continuous | 552 | 4.71 | 6.46 |  |  | 1.21 | Federally-Regulated Commercial & Industrial Equipment | 11/06/2019 | 10271669 | 01/20/2021
Scotsman Ice Systems | Scotsman | N0622W-1E | Ice-making Head | Water-Cooled Condenser | Flake | Continuous | 581 | 3.8 | 4.93 | 102 | 168.5 | 1.21 | Federally-Regulated Commercial & Industrial Equipment | 11/06/2019 | 10267544 | 01/20/2021
Scotsman Ice Systems | Scotsman | F1222R-3E*ERC311-32E | Remote Condensing w/o Remote C | Air-Cooled Condenser | Flake | Continuous | 907 | 3.34 |  |  |  | 1.45 | Federally-Regulated Commercial & Industrial Equipment | 11/06/2019 | 201785789 | 01/20/2021
Scotsman Ice Systems | Scotsman | N0622A-32E | Ice-making Head | Air-Cooled Condenser | Flake | Continuous | 552 | 4.71 | 6.46 |  |  | 1.21 | Federally-Regulated Commercial & Industrial Equipment | 11/06/2019 | 10349182 | 01/20/2021
Scotsman Ice Systems | Scotsman | N0422A-1E | Ice-making Head | Air-Cooled Condenser | Flake | Continuous | 348 | 5.36 | 7.12 |  |  | 1.22 | Federally-Regulated Commercial & Industrial Equipment | 11/06/2019 | 10271667 | 01/20/2021
Hoshizaki America | Hoshizaki | KMD-860MAJ | Ice-making Head | Air-Cooled Condenser | Cube | Batch | 665 | 5.16 | 5.39 |  |  |  | Federally-Regulated Commercial & Industrial Equipment | 01/02/2019 |  | 01/20/2021
Hoshizaki America | Hoshizaki | KM-660MAJ | Ice-making Head | Air-Cooled Condenser | Cube | Batch | 617 | 5.12 |  |  |  |  | Federally-Regulated Commercial & Industrial Equipment | 11/18/2019 | 202195195 | 01/20/2021
Hoshizaki America | Hoshizaki | KM-660MWJ | Ice-making Head | Water-Cooled Condenser | Cube | Batch | 668 | 4.28 |  | 152 |  |  | Federally-Regulated Commercial & Industrial Equipment | 11/18/2019 | 202195193 | 01/20/2021
Hoshizaki America | Hoshizaki | KMD-860MWJ | Ice-making Head | Water-Cooled Condenser | Cube | Batch | 862 | 3.9 | 4.18 | 139 | 181 |  | Federally-Regulated Commercial & Industrial Equipment | 01/02/2019 |  | 01/20/2021
Hoshizaki America | Hoshizaki | IM-500SAB | Ice-making Head | Air-Cooled Condenser | Cube | Batch | 414 | 5.8 |  |  |  |  | Federally-Regulated Commercial & Industrial Equipment | 11/18/2019 | 203307200 | 01/20/2021
Hoshizaki America | Hoshizaki | KM-901MRJ*URC-14F | Remote Condensing w/o Remote C | Air-Cooled Condenser | Cube | Batch | 853 | 4.52 | 5.05 |  |  |  | Federally-Regulated Commercial & Industrial Equipment | 03/14/2019 |  | 01/20/2021
Scotsman Ice Systems | Scotsman | F0822A-1E | Ice-making Head | Air-Cooled Condenser | Flake | Continuous | 641 | 4 | 6.18 |  |  | 1.38 | Federally-Regulated Commercial & Industrial Equipment | 01/20/2021 | 10271670 | 01/20/2021
Scotsman Ice Systems | Scotsman | N0922R-32E*ERC311-32E | Remote Condensing w/o Remote C | Air-Cooled Condenser | Flake | Continuous | 781 | 3.82 | 5.17 |  |  | 1.21 | Federally-Regulated Commercial & Industrial Equipment | 01/20/2021 | 201785788 | 01/20/2021
Scotsman Ice Systems | Scotsman | F1222A-32# | Ice-making Head | Air-Cooled Condenser | Flake | Continuous | 878 | 3.22 | 5.61 |  |  | 1.43 | Federally-Regulated Commercial & Industrial Equipment | 01/20/2021 | 5020540 | 01/20/2021
Scotsman Ice Systems | Scotsman | F1222A-32E | Ice-making Head | Air-Cooled Condenser | Flake | Continuous | 878 | 3.22 | 5.61 |  |  | 1.43 | Federally-Regulated Commercial & Industrial Equipment | 01/20/2021 | 202277120 | 01/20/2021
Scotsman Ice Systems | Scotsman | F0822W-32E | Ice-making Head | Water-Cooled Condenser | Flake | Continuous | 643 | 3.32 | 4.76 | 91 | 167.3 | 1.37 | Federally-Regulated Commercial & Industrial Equipment | 01/20/2021 | 201753645 | 01/20/2021
Scotsman Ice Systems | Scotsman | N1322W-3E | Ice-making Head | Water-Cooled Condenser | Flake | Continuous | 1056 | 3.17 | 4.34 | 78 | 159.1 | 1.27 | Federally-Regulated Commercial & Industrial Equipment | 01/20/2021 | 10498242 | 01/20/2021
Scotsman Ice Systems | Scotsman | N1322A-32E | Ice-making Head | Air-Cooled Condenser | Flake | Continuous | 940 | 3.85 | 5.61 |  |  | 1.25 | Federally-Regulated Commercial & Industrial Equipment | 01/20/2021 | 10498184 | 01/20/2021
Scotsman Ice Systems | Scotsman | F0522A-1E | Ice-making Head | Air-Cooled Condenser | Flake | Continuous | 343 | 4.61 | 7.13 |  |  | 1.34 | Federally-Regulated Commercial & Industrial Equipment | 01/20/2021 | 10271668 | 01/20/2021
Scotsman Ice Systems | Scotsman | N1322R-32E*ERC311-32E | Remote Condensing w/o Remote C | Air-Cooled Condenser | Flake | Continuous | 1022 | 3.78 | 5.06 |  |  | 1.21 | Federally-Regulated Commercial & Industrial Equipment | 01/20/2021 | 10498244 | 01/20/2021
Scotsman Ice Systems | Scotsman | N1322W-32E | Ice-making Head | Water-Cooled Condenser | Flake | Continuous | 1056 | 3.17 | 4.34 | 78 | 159.1 | 1.27 | Federally-Regulated Commercial & Industrial Equipment | 01/20/2021 | 10498243 | 01/20/2021
Scotsman Ice Systems | Scotsman | F0822W-1E | Ice-making Head | Water-Cooled Condenser | Flake | Continuous | 654 | 3.31 | 4.73 | 85 | 167.1 | 1.37 | Federally-Regulated Commercial & Industrial Equipment | 01/20/2021 | 10267543 | 01/20/2021
Scotsman Ice Systems | Scotsman | F1222A-3E | Ice-making Head | Air-Cooled Condenser | Flake | Continuous | 878 | 3.22 | 5.61 |  |  | 1.43 | Federally-Regulated Commercial & Industrial Equipment | 01/20/2021 | 202277121 | 01/20/2021
Scotsman Ice Systems | Scotsman | F1222A-3# | Ice-making Head | Air-Cooled Condenser | Flake | Continuous | 878 | 3.22 | 5.61 |  |  | 1.43 | Federally-Regulated Commercial & Industrial Equipment | 01/20/2021 | 5020539 | 01/20/2021
Scotsman Ice Systems | Scotsman | N0622R-1E*ERC111-1E | Remote Condensing w/o Remote C | Air-Cooled Condenser | Flake | Continuous | 579 | 4.95 | 6.34 |  |  | 1.17 | Federally-Regulated Commercial & Industrial Equipment | 01/20/2021 | 10272647 | 01/20/2021
Scotsman Ice Systems | Scotsman | F1222R-32E*ERC311-32E | Remote Condensing w/o Remote C | Air-Cooled Condenser | Flake | Continuous | 907 | 3.34 | 5.06 |  |  | 1.45 | Federally-Regulated Commercial & Industrial Equipment | 01/20/2021 | 201785790 | 01/20/2021
Scotsman Ice Systems | Scotsman | F0522W-1E | Ice-making Head | Water-Cooled Condenser | Flake | Continuous | 429 | 3.73 | 5.33 | 112 | 171.5 | 1.34 | Federally-Regulated Commercial & Industrial Equipment | 01/20/2021 | 10267545 | 01/20/2021
Scotsman Ice Systems | Scotsman | N0922W-32E | Ice-making Head | Water-Cooled Condenser | Flake | Continuous | 863 | 3.09 | 4.34 | 109 | 162.9 | 1.21 | Federally-Regulated Commercial & Industrial Equipment | 01/20/2021 | 201785786 | 01/20/2021
Scotsman Ice Systems | Scotsman | N0922A-32E | Ice-making Head | Air-Cooled Condenser | Flake | Continuous | 784 | 3.85 | 5.72 |  |  | 1.25 | Federally-Regulated Commercial & Industrial Equipment | 01/20/2021 | 201785110 | 01/20/2021
Scotsman Ice Systems | Scotsman | F1222W-32E | Ice-making Head | Water-Cooled Condenser | Flake | Continuous | 967 | 2.52 | 4.34 | 105 | 160.9 | 1.45 | Federally-Regulated Commercial & Industrial Equipment | 01/20/2021 | 201785787 | 01/20/2021
Scotsman Ice Systems | Scotsman | N0422W-1E | Ice-making Head | Water-Cooled Condenser | Flake | Continuous | 397 | 3.95 | 5.42 | 124 | 172.1 | 1.2 | Federally-Regulated Commercial & Industrial Equipment | 01/20/2021 | 10267556 | 01/20/2021
Scotsman Ice Systems | Scotsman | F1522A-32E | Ice-making Head | Air-Cooled Condenser | Flake | Continuous | 1066 | 3.36 | 5.61 |  |  | 1.46 | Federally-Regulated Commercial & Industrial Equipment | 01/20/2021 | 10498183 | 01/20/2021
Scotsman Ice Systems | Scotsman | N0622A-1E | Ice-making Head | Air-Cooled Condenser | Flake | Continuous | 552 | 4.71 | 6.46 |  |  | 1.21 | Federally-Regulated Commercial & Industrial Equipment | 01/20/2021 | 10271669 | 01/20/2021
Scotsman Ice Systems | Scotsman | N0622W-1E | Ice-making Head | Water-Cooled Condenser | Flake | Continuous | 581 | 3.8 | 4.93 | 102 | 168.5 | 1.21 | Federally-Regulated Commercial & Industrial Equipment | 01/20/2021 | 10267544 | 01/20/2021
Scotsman Ice Systems | Scotsman | F1222R-3E*ERC311-32E | Remote Condensing w/o Remote C | Air-Cooled Condenser | Flake | Continuous | 907 | 3.34 | 5.06 |  |  | 1.45 | Federally-Regulated Commercial & Industrial Equipment | 01/20/2021 | 201785789 | 01/20/2021
Scotsman Ice Systems | Scotsman | N0622A-32E | Ice-making Head | Air-Cooled Condenser | Flake | Continuous | 552 | 4.71 | 6.46 |  |  | 1.21 | Federally-Regulated Commercial & Industrial Equipment | 01/20/2021 | 10349182 | 01/20/2021
Scotsman Ice Systems | Scotsman | N0422A-1E | Ice-making Head | Air-Cooled Condenser | Flake | Continuous | 348 | 5.36 | 7.12 |  |  | 1.22 | Federally-Regulated Commercial & Industrial Equipment | 01/20/2021 | 10271667 | 01/20/2021
Hoshizaki America | Hoshizaki | KMD-860MAJ | Ice-making Head | Air-Cooled Condenser | Cube | Batch | 655 | 5.3 |  |  |  |  | Federally-Regulated Commercial & Industrial Equipment | 01/20/2021 | 201791841 | 01/20/2021
Hoshizaki America | Hoshizaki | KM-660MAJ | Ice-making Head | Air-Cooled Condenser | Cube | Batch | 560 | 5.3 |  |  |  |  | Federally-Regulated Commercial & Industrial Equipment | 01/20/2021 | 202195195 | 01/20/2021
Hoshizaki America | Hoshizaki | KM-660MWJ | Ice-making Head | Water-Cooled Condenser | Cube | Batch | 630 | 4.28 |  | 152 |  |  | Federally-Regulated Commercial & Industrial Equipment | 01/20/2021 | 202195193 | 01/20/2021
Hoshizaki America | Hoshizaki | KMD-860MWJ | Ice-making Head | Water-Cooled Condenser | Cube | Batch | 845 | 4.05 |  | 139 |  |  | Federally-Regulated Commercial & Industrial Equipment | 01/20/2021 | 201796790 | 01/20/2021
Hoshizaki America | Hoshizaki | IM-500SAB | Ice-making Head | Air-Cooled Condenser | Cube | Batch | 414 | 5.6 |  |  |  |  | Federally-Regulated Commercial & Industrial Equipment | 01/20/2021 | 203307200 | 01/20/2021
Hoshizaki America | Hoshizaki | KM-901MRJ*URC-14F | Remote Condensing w/o Remote C | Air-Cooled Condenser | Cube | Batch | 780 | 4.75 |  |  |  |  | Federally-Regulated Commercial & Industrial Equipment | 01/20/2021 | 10565731 | 01/20/2021
Hoshizaki America | Hoshizaki | DCM-270BAH-OS | Self-Contained | Air-Cooled Condenser | Crushed | Continuous | 210 | 7.2 | 8.16 |  |  | 1.09 | Federally-Regulated Commercial & Industrial Equipment | 02/19/2020 | 5622939 | 03/10/2021
Hoshizaki America | Hoshizaki | FD-650MWJ-C | Ice-making Head | Water-Cooled Condenser | Flake | Continuous | 520 | 4.02 | 5.09 | 95 | 169.7 | 1.08 | Federally-Regulated Commercial & Industrial Equipment | 04/16/2019 |  | 03/10/2021
Hoshizaki America | Hoshizaki | KMS-830MLJ*SRK-10J | Both Remote Condensing & Remot | Air-Cooled Condenser | Cube | Batch | 810 | 4.6 | 5.2 |  |  |  | Federally-Regulated Commercial & Industrial Equipment | 11/28/2018 |  | 03/10/2021
Hoshizaki America | Hoshizaki | DCM-270BAH | Self-Contained | Air-Cooled Condenser | Crushed | Continuous | 210 | 7.2 | 8.16 |  |  | 1.09 | Federally-Regulated Commercial & Industrial Equipment | 02/19/2020 | 5622938 | 03/10/2021
Hoshizaki America | Hoshizaki | FD-650MAJ-C | Ice-making Head | Air-Cooled Condenser | Flake | Continuous | 495 | 5.5 | 6.65 |  |  | 1.07 | Federally-Regulated Commercial & Industrial Equipment | 04/16/2019 |  | 03/10/2021
Hoshizaki America | Hoshizaki | DCM-270BAH-OS | Self-Contained | Air-Cooled Condenser | Crushed | Continuous | 210 | 7.2 | 8.16 |  |  | 1.09 | Federally-Regulated Commercial & Industrial Equipment | 03/10/2021 | 5622939 | 03/10/2021
Hoshizaki America | Hoshizaki | FD-650MWJ-C | Ice-making Head | Water-Cooled Condenser | Flake | Continuous | 520 | 4.02 | 5.09 | 95 | 169.7 | 1.08 | Federally-Regulated Commercial & Industrial Equipment | 03/10/2021 | 202326769 | 03/10/2021
Hoshizaki America | Hoshizaki | KMS-830MLJ*SRK-10J | Both Remote Condensing & Remot | Air-Cooled Condenser | Cube | Batch | 810 | 4.6 | 5.2 |  |  |  | Federally-Regulated Commercial & Industrial Equipment | 03/10/2021 | 202262511 | 03/10/2021
Hoshizaki America | Hoshizaki | DCM-270BAH | Self-Contained | Air-Cooled Condenser | Crushed | Continuous | 210 | 7.2 | 8.16 |  |  | 1.09 | Federally-Regulated Commercial & Industrial Equipment | 03/10/2021 | 5622938 | 03/10/2021
Hoshizaki America | Hoshizaki | FD-650MAJ-C | Ice-making Head | Air-Cooled Condenser | Flake | Continuous | 495 | 5.5 | 6.65 |  |  | 1.07 | Federally-Regulated Commercial & Industrial Equipment | 03/10/2021 | 202326768 | 03/10/2021
Manitowoc Ice, Inc. | Manitowoc | IDT1500A-263E | Ice-making Head | Air-Cooled Condenser | Cube | Batch | 1380 | 4.33 |  |  |  |  | Federally-Regulated Commercial & Industrial Equipment | 05/13/2020 | 204517886 | 03/17/2021
Manitowoc Ice, Inc. | Manitowoc | IDT1500A-263E | Ice-making Head | Air-Cooled Condenser | Cube | Batch | 1380 | 4.33 | 4.68 |  |  |  | Federally-Regulated Commercial & Industrial Equipment | 03/17/2021 | 204517886 | 03/17/2021
Manitowoc Ice, Inc. | Manitowoc | ID-0302A-161 | Ice-making Head | Air-Cooled Condenser | Cube | Batch | 225 | 7 | 7.23 |  |  |  | Federally-Regulated Commercial & Industrial Equipment | 09/05/2019 |  | 07/31/2021
Manitowoc Ice, Inc. | Manitowoc | IY-0305W-161 | Ice-making Head | Water-Cooled Condenser | Cube | Batch | 260 | 5.45 | 5.45 | 193 | 194.3 |  | Federally-Regulated Commercial & Industrial Equipment | 09/05/2019 |  | 07/31/2021
Manitowoc Ice, Inc. | Manitowoc | IYF0600C-161*CVDF0600-261 | Both Remote Condensing & Remot | Air-Cooled Condenser | Cube | Batch | 530 | 5.53 |  |  |  |  | Federally-Regulated Commercial & Industrial Equipment | 02/17/2020 | 202147763 | 07/31/2021
Manitowoc Ice, Inc. | Manitowoc | IBF0620C-161*CVDF0600-261 | Both Remote Condensing & Remot | Air-Cooled Condenser | Cube | Batch | 555 | 5.79 |  |  |  |  | Federally-Regulated Commercial & Industrial Equipment | 11/06/2019 | 202147765 | 07/31/2021
Manitowoc Ice, Inc. | Manitowoc | IY-0304A-161 | Ice-making Head | Air-Cooled Condenser | Cube | Batch | 235 | 7 | 7.1 |  |  |  | Federally-Regulated Commercial & Industrial Equipment | 09/05/2019 |  | 07/31/2021
Manitowoc Ice, Inc. | Manitowoc | IYF0600C-161*CVDF0600-263 | Both Remote Condensing & Remot | Air-Cooled Condenser | Cube | Batch | 530 | 5.53 |  |  |  |  | Federally-Regulated Commercial & Industrial Equipment | 11/06/2019 | 202147764 | 07/31/2021
Manitowoc Ice, Inc. | Manitowoc | IYF0900C-161*CVDF0900-263 | Both Remote Condensing & Remot | Air-Cooled Condenser | Cube | Batch | 714 | 4.93 |  |  |  |  | Federally-Regulated Commercial & Industrial Equipment | 02/17/2020 | 202147779 | 07/31/2021
Manitowoc Ice, Inc. | Manitowoc | ID2176C-161*ICVD20963-263 | Both Remote Condensing & Remot | Air-Cooled Condenser | Cube | Batch | 1653 | 4.53 | 4.79 |  |  |  | Federally-Regulated Commercial & Industrial Equipment | 03/14/2019 |  | 07/31/2021
Manitowoc Ice, Inc. | Manitowoc | IY1474C-161*ICVD1496-261 | Both Remote Condensing & Remot | Air-Cooled Condenser | Cube | Batch | 1200 | 4.31 |  |  |  |  | Federally-Regulated Commercial & Industrial Equipment | 11/18/2019 | 6608449 | 07/31/2021
Manitowoc Ice, Inc. | Manitowoc | IYF0900N-263*JCF0900-261 | Remote Condensing w/o Remote C | Air-Cooled Condenser | Cube | Batch | 745 | 4.9 |  |  |  |  | Federally-Regulated Commercial & Industrial Equipment | 11/06/2019 | 202147776 | 07/31/2021
Manitowoc Ice, Inc. | Manitowoc | IYF0600W-261 | Ice-making Head | Water-Cooled Condenser | Cube | Batch | 580 | 4.45 |  | 140 |  |  | Federally-Regulated Commercial & Industrial Equipment | 11/06/2019 | 202147760 | 07/31/2021
Manitowoc Ice, Inc. | Manitowoc | IYF0600N-261*JCF0900-261 | Remote Condensing w/o Remote C | Air-Cooled Condenser | Cube | Batch | 565 | 5.76 |  |  |  |  | Federally-Regulated Commercial & Industrial Equipment | 11/06/2019 | 202147762 | 07/31/2021
Manitowoc Ice, Inc. | Manitowoc | IBF0620C-161*CVDF0600-263 | Both Remote Condensing & Remot | Air-Cooled Condenser | Cube | Batch | 555 | 5.79 |  |  |  |  | Federally-Regulated Commercial & Industrial Equipment | 11/06/2019 | 202147766 | 07/31/2021
Manitowoc Ice, Inc. | Manitowoc | IBF0820C-161*CVDF0900-261 | Both Remote Condensing & Remot | Air-Cooled Condenser | Cube | Batch | 728 | 4.88 |  |  |  |  | Federally-Regulated Commercial & Industrial Equipment | 02/17/2020 | 202147780 | 07/31/2021
Manitowoc Ice, Inc. | Manitowoc | RNF1020C-161*RCUF1200-261 | Both Remote Condensing & Remot | Air-Cooled Condenser | Other | Continuous | 840 | 4.53 |  |  |  | 1.14 | Federally-Regulated Commercial & Industrial Equipment | 11/06/2019 | 202491246 | 07/31/2021
Manitowoc Ice, Inc. | Manitowoc | IBF0820C-161*CVDF0900-263 | Both Remote Condensing & Remot | Air-Cooled Condenser | Cube | Batch | 728 | 4.88 |  |  |  |  | Federally-Regulated Commercial & Industrial Equipment | 02/17/2020 | 202147781 | 07/31/2021
Manitowoc Ice, Inc. | Manitowoc | UD0190A-261 | Self-Contained | Air-Cooled Condenser | Cube | Batch | 140 | 7.87 |  |  |  |  | Federally-Regulated Commercial & Industrial Equipment | 11/18/2019 | 6464180 | 07/31/2021
Manitowoc Ice, Inc. | Manitowoc | IDF0600A-261 | Ice-making Head | Air-Cooled Condenser | Cube | Batch | 490 | 5.41 |  |  |  |  | Federally-Regulated Commercial & Industrial Equipment | 11/18/2019 | 202147757 | 07/31/2021
Manitowoc Ice, Inc. | Manitowoc | ID2176C-161*ICVD2096-261 | Both Remote Condensing & Remot | Air-Cooled Condenser | Cube | Batch | 1653 | 4.53 | 4.79 |  |  |  | Federally-Regulated Commercial & Industrial Equipment | 03/14/2019 |  | 07/31/2021
Manitowoc Ice, Inc. | Manitowoc | UY0190A-161 | Self-Contained | Air-Cooled Condenser | Cube | Batch | 140 | 8.3 |  |  |  |  | Federally-Regulated Commercial & Industrial Equipment | 11/18/2019 | 5937285 | 07/31/2021
Manitowoc Ice, Inc. | Manitowoc | IYF0900C-161*CVDF0900-261 | Both Remote Condensing & Remot | Air-Cooled Condenser | Cube | Batch | 714 | 4.93 |  |  |  |  | Federally-Regulated Commercial & Industrial Equipment | 02/17/2020 | 202147778 | 07/31/2021
Manitowoc Ice, Inc. | Manitowoc | UY0240W-261 | Self-Contained | Water-Cooled Condenser | Cube | Batch | 170 | 6.03 |  | 185 |  |  | Federally-Regulated Commercial & Industrial Equipment | 11/18/2019 | 6464184 | 07/31/2021
Manitowoc Ice, Inc. | Manitowoc | ID-1872C-161*ICVD-1895-261 | Both Remote Condensing & Remot | Air-Cooled Condenser | Cube | Batch | 1375 | 4.74 | 4.79 |  |  |  | Federally-Regulated Commercial & Industrial Equipment | 03/14/2019 |  | 07/31/2021
Manitowoc Ice, Inc. | Manitowoc | ID-1872C-161*ICVD-18953-263 | Both Remote Condensing & Remot | Air-Cooled Condenser | Cube | Batch | 1375 | 4.74 | 4.79 |  |  |  | Federally-Regulated Commercial & Industrial Equipment | 03/14/2019 |  | 07/31/2021
Manitowoc Ice, Inc. | Manitowoc | IY2176C-161*ICVD2096-261 | Both Remote Condensing & Remot | Air-Cooled Condenser | Cube | Batch | 1691 | 4.62 | 4.79 |  |  |  | Federally-Regulated Commercial & Industrial Equipment | 03/14/2019 |  | 07/31/2021
Manitowoc Ice, Inc. | Manitowoc | UD0240W-261 | Self-Contained | Water-Cooled Condenser | Cube | Batch | 170 | 6.03 |  | 185 |  |  | Federally-Regulated Commercial & Industrial Equipment | 11/18/2019 | 6464185 | 07/31/2021
Manitowoc Ice, Inc. | Manitowoc | ID1472C-161*ICVD14963-263 | Both Remote Condensing & Remot | Air-Cooled Condenser | Cube | Batch | 1132 | 4.47 |  |  |  |  | Federally-Regulated Commercial & Industrial Equipment | 11/18/2019 | 6608448 | 07/31/2021
Manitowoc Ice, Inc. | Manitowoc | IY-1874C-161*ICVD-1895-261 | Both Remote Condensing & Remot | Air-Cooled Condenser | Cube | Batch | 1470 | 4.6 | 4.79 |  |  |  | Federally-Regulated Commercial & Industrial Equipment | 03/14/2019 |  | 07/31/2021
Manitowoc Ice, Inc. | Manitowoc | IY1474C-161*ICVD14963-263 | Both Remote Condensing & Remot | Air-Cooled Condenser | Cube | Batch | 1200 | 4.31 |  |  |  |  | Federally-Regulated Commercial & Industrial Equipment | 11/18/2019 | 6608450 | 07/31/2021
Manitowoc Ice, Inc. | Manitowoc | IY2176C-161*ICVD20963-263 | Both Remote Condensing & Remot | Air-Cooled Condenser | Cube | Batch | 1691 | 4.62 | 4.79 |  |  |  | Federally-Regulated Commercial & Industrial Equipment | 03/14/2019 |  | 07/31/2021
Manitowoc Ice, Inc. | Manitowoc | IY-1874C-161*ICVD-18953-263 | Both Remote Condensing & Remot | Air-Cooled Condenser | Cube | Batch | 1470 | 4.6 |  |  |  |  | Federally-Regulated Commercial & Industrial Equipment | 11/18/2019 | 5439878 | 07/31/2021
Manitowoc Ice, Inc. | Manitowoc | ID1472C-161*ICVD1496-261 | Both Remote Condensing & Remot | Air-Cooled Condenser | Cube | Batch | 1132 | 4.47 |  |  |  |  | Federally-Regulated Commercial & Industrial Equipment | 11/18/2019 | 6608447 | 07/31/2021
Manitowoc Ice, Inc. | Manitowoc | UD0190A-161 | Self-Contained | Air-Cooled Condenser | Cube | Batch | 140 | 8.4 |  |  |  |  | Federally-Regulated Commercial & Industrial Equipment | 11/18/2019 | 5937286 | 07/31/2021
Manitowoc Ice, Inc. | Manitowoc | IYF1800C-161*CVDF1800-263 | Both Remote Condensing & Remot | Air-Cooled Condenser | Cube | Batch | 1470 | 4.6 |  |  |  |  | Federally-Regulated Commercial & Industrial Equipment | 11/18/2019 | 202358893 | 08/11/2021
Manitowoc Ice, Inc. | Manitowoc | IDF1800C-161*CVDF1800-263 | Both Remote Condensing & Remot | Air-Cooled Condenser | Cube | Batch | 1375 | 4.74 |  |  |  |  | Federally-Regulated Commercial & Industrial Equipment | 11/18/2019 | 202358895 | 08/11/2021
Manitowoc Ice, Inc. | Manitowoc | UFF0200A-161 | Self-Contained | Air-Cooled Condenser | Other | Continuous | 198 | 5.31 |  |  |  | 1.35 | Federally-Regulated Commercial & Industrial Equipment | 11/18/2019 | 201862975 | 09/01/2021
Manitowoc Ice, Inc. | Manitowoc | UFF0200A-161 | Self-Contained | Air-Cooled Condenser | Other | Continuous | 198 | 5.31 | 8.28 |  |  | 1.35 | Federally-Regulated Commercial & Industrial Equipment | 09/01/2021 | 201862975 | 09/01/2021
Scotsman Ice Systems | Scotsman | NH0422A-1A | Ice-making Head | Air-Cooled Condenser | Flake | Continuous | 327 | 5.21 | 7.18 |  |  | 1.17 | Federally-Regulated Commercial & Industrial Equipment | 12/09/2020 | 206362460 | 09/15/2021
Scotsman Ice Systems | Scotsman | NH0922A-1A | Ice-making Head | Air-Cooled Condenser | Flake | Continuous | 676 | 4.23 | 6.07 |  |  | 1.15 | Federally-Regulated Commercial & Industrial Equipment | 12/09/2020 | 206362478 | 09/15/2021
Scotsman Ice Systems | Scotsman | FS0822W-32A | Ice-making Head | Water-Cooled Condenser | Flake | Continuous | 581 | 3.41 | 4.93 | 87 | 168.5 | 1.38 | Federally-Regulated Commercial & Industrial Equipment | 12/09/2020 | 206362474 | 09/15/2021
Scotsman Ice Systems | Scotsman | NH0422W-1A | Ice-making Head | Water-Cooled Condenser | Flake | Continuous | 370 | 4.12 | 5.49 | 107 | 172.7 | 1.16 | Federally-Regulated Commercial & Industrial Equipment | 12/09/2020 | 206362463 | 09/15/2021
Scotsman Ice Systems | Scotsman | FS0822A-1A | Ice-making Head | Air-Cooled Condenser | Flake | Continuous | 606 | 4.11 | 6.29 |  |  | 1.38 | Federally-Regulated Commercial & Industrial Equipment | 12/09/2020 | 206362470 | 09/15/2021
Scotsman Ice Systems | Scotsman | FS0822W-1A | Ice-making Head | Water-Cooled Condenser | Flake | Continuous | 581 | 3.41 | 4.93 | 87 | 168.5 | 1.38 | Federally-Regulated Commercial & Industrial Equipment | 12/09/2020 | 206362473 | 09/15/2021
Scotsman Ice Systems | Scotsman | FS1222R-3A*ERC311-32E | Remote Condensing w/o Remote C | Air-Cooled Condenser | Flake | Continuous | 875 | 3.35 | 5.06 |  |  | 1.37 | Federally-Regulated Commercial & Industrial Equipment | 12/09/2020 | 206362492 | 09/15/2021
Scotsman Ice Systems | Scotsman | NH1322R-32A*ERC311-32E | Remote Condensing w/o Remote C | Air-Cooled Condenser | Flake | Continuous | 1000 | 4.19 | 5.06 |  |  | 1.14 | Federally-Regulated Commercial & Industrial Equipment | 12/09/2020 | 206362501 | 09/15/2021
Scotsman Ice Systems | Scotsman | NH1322W-32A | Ice-making Head | Water-Cooled Condenser | Flake | Continuous | 1033 | 3.38 | 4.34 | 109 | 159.5 | 1.14 | Federally-Regulated Commercial & Industrial Equipment | 12/09/2020 | 206362498 | 09/15/2021
Scotsman Ice Systems | Scotsman | NH0622W-1A | Ice-making Head | Water-Cooled Condenser | Flake | Continuous | 505 | 4.43 | 5.13 | 105 | 170 | 1.14 | Federally-Regulated Commercial & Industrial Equipment | 12/09/2020 | 206362471 | 09/15/2021
Scotsman Ice Systems | Scotsman | FS1222W-32A | Ice-making Head | Water-Cooled Condenser | Flake | Continuous | 933 | 2.59 | 4.34 | 112 | 161.5 | 1.4 | Federally-Regulated Commercial & Industrial Equipment | 12/09/2020 | 206362487 | 09/15/2021
Scotsman Ice Systems | Scotsman | FS1222A-32A | Ice-making Head | Air-Cooled Condenser | Flake | Continuous | 861 | 3.24 | 5.61 |  |  | 1.42 | Federally-Regulated Commercial & Industrial Equipment | 12/09/2020 | 206362483 | 09/15/2021
Scotsman Ice Systems | Scotsman | FS0522W-1A | Ice-making Head | Water-Cooled Condenser | Flake | Continuous | 409 | 3.56 | 5.39 | 96 | 171.9 | 1.42 | Federally-Regulated Commercial & Industrial Equipment | 12/09/2020 | 206362465 | 09/15/2021
Scotsman Ice Systems | Scotsman | NH0622R-1A*ERC111-1E | Remote Condensing w/o Remote C | Air-Cooled Condenser | Flake | Continuous | 494 | 5.11 | 6.83 |  |  | 1.14 | Federally-Regulated Commercial & Industrial Equipment | 12/09/2020 | 206362475 | 09/15/2021
Scotsman Ice Systems | Scotsman | NH0922R-1A*ERC111-1E | Remote Condensing w/o Remote C | Air-Cooled Condenser | Flake | Continuous | 717 | 4.36 | 5.54 |  |  | 1.15 | Federally-Regulated Commercial & Industrial Equipment | 12/09/2020 | 206362488 | 09/15/2021
Scotsman Ice Systems | Scotsman | NH0622A-1A | Ice-making Head | Air-Cooled Condenser | Flake | Continuous | 466 | 5.65 | 6.74 |  |  | 1.15 | Federally-Regulated Commercial & Industrial Equipment | 12/09/2020 | 206362466 | 09/15/2021
Scotsman Ice Systems | Scotsman | FS1522A-32A | Ice-making Head | Air-Cooled Condenser | Flake | Continuous | 1100 | 3.64 | 5.61 |  |  | 1.37 | Federally-Regulated Commercial & Industrial Equipment | 12/09/2020 | 206362496 | 09/15/2021
Scotsman Ice Systems | Scotsman | FS0522A-1A | Ice-making Head | Air-Cooled Condenser | Flake | Continuous | 372 | 4.65 | 7.04 |  |  | 1.41 | Federally-Regulated Commercial & Industrial Equipment | 12/09/2020 | 206362462 | 09/15/2021
Scotsman Ice Systems | Scotsman | NH0922W-32A | Ice-making Head | Water-Cooled Condenser | Flake | Continuous | 740 | 3.28 | 4.5 | 133 | 165.3 | 1.17 | Federally-Regulated Commercial & Industrial Equipment | 12/09/2020 | 206362484 | 09/15/2021
Scotsman Ice Systems | Scotsman | NH0922A-32A | Ice-making Head | Air-Cooled Condenser | Flake | Continuous | 676 | 4.23 | 6.07 |  |  | 1.15 | Federally-Regulated Commercial & Industrial Equipment | 12/09/2020 | 206362479 | 09/15/2021
Scotsman Ice Systems | Scotsman | NH1322W-3A | Ice-making Head | Water-Cooled Condenser | Flake | Continuous | 1033 | 3.38 | 4.34 | 109 | 159.5 | 1.14 | Federally-Regulated Commercial & Industrial Equipment | 12/09/2020 | 206362497 | 09/15/2021
Scotsman Ice Systems | Scotsman | FS0822R-1A*ERC111-1E | Remote Condensing w/o Remote C | Air-Cooled Condenser | Flake | Continuous | 589 | 4.22 | 6.28 |  |  | 1.38 | Federally-Regulated Commercial & Industrial Equipment | 12/09/2020 | 206362477 | 09/15/2021
Scotsman Ice Systems | Scotsman | FS1222A-3A | Ice-making Head | Air-Cooled Condenser | Flake | Continuous | 861 | 3.24 | 5.61 |  |  | 1.42 | Federally-Regulated Commercial & Industrial Equipment | 12/09/2020 | 206362482 | 09/15/2021
Scotsman Ice Systems | Scotsman | NH1322A-32A | Ice-making Head | Air-Cooled Condenser | Flake | Continuous | 866 | 4.55 | 5.61 |  |  | 1.17 | Federally-Regulated Commercial & Industrial Equipment | 12/09/2020 | 206362494 | 09/15/2021
Scotsman Ice Systems | Scotsman | FS1522R-32A*ERC311-32E | Remote Condensing w/o Remote C | Air-Cooled Condenser | Flake | Continuous | 1133 | 3.66 | 5.06 |  |  | 1.35 | Federally-Regulated Commercial & Industrial Equipment | 12/09/2020 | 206362503 | 09/15/2021
Scotsman Ice Systems | Scotsman | FS1222R-32A*ERC311-32E | Remote Condensing w/o Remote C | Air-Cooled Condenser | Flake | Continuous | 875 | 3.35 | 5.06 |  |  | 1.37 | Federally-Regulated Commercial & Industrial Equipment | 12/09/2020 | 206362493 | 09/15/2021
Scotsman Ice Systems | Scotsman | NH0922R-32A*ERC311-32E | Remote Condensing w/o Remote C | Air-Cooled Condenser | Flake | Continuous | 717 | 4.36 | 5.54 |  |  | 1.15 | Federally-Regulated Commercial & Industrial Equipment | 12/09/2020 | 206362489 | 09/15/2021
Scotsman Ice Systems | Scotsman | NH0622A-32A | Ice-making Head | Air-Cooled Condenser | Flake | Continuous | 466 | 5.65 | 6.74 |  |  | 1.15 | Federally-Regulated Commercial & Industrial Equipment | 12/09/2020 | 206362467 | 09/15/2021
Manitowoc Ice, Inc. | Manitowoc | IDF0900N-261*JCF0900-261 | Remote Condensing w/o Remote C | Air-Cooled Condenser | Cube | Batch | 720 | 4.91 |  |  |  |  | Federally-Regulated Commercial & Industrial Equipment | 11/06/2019 | 202147777 | 09/22/2021
Manitowoc Ice, Inc. | Manitowoc | IDF0600W-261 | Ice-making Head | Water-Cooled Condenser | Cube | Batch | 565 | 4.54 |  | 140 |  |  | Federally-Regulated Commercial & Industrial Equipment | 11/06/2019 | 202147759 | 09/22/2021
Manitowoc Ice, Inc. | Manitowoc | IYF1400C-161*CVDF1400-261 | Both Remote Condensing & Remot | Air-Cooled Condenser | Cube | Batch | 1220 | 4.28 |  |  |  |  | Federally-Regulated Commercial & Industrial Equipment | 11/18/2019 | 202358888 | 09/29/2021
Manitowoc Ice, Inc. | Manitowoc | IYF0900A-263 | Ice-making Head | Air-Cooled Condenser | Cube | Batch | 710 | 5.02 |  |  |  |  | Federally-Regulated Commercial & Industrial Equipment | 11/06/2019 | 202147771 | 09/29/2021
Manitowoc Ice, Inc. | Manitowoc | IYF0600A-261 | Ice-making Head | Air-Cooled Condenser | Cube | Batch | 555 | 5.29 |  |  |  |  | Federally-Regulated Commercial & Industrial Equipment | 11/06/2019 | 202147758 | 09/29/2021
Manitowoc Ice, Inc. | Manitowoc | IDF0600N-261*JCF0900-261 | Remote Condensing w/o Remote C | Air-Cooled Condenser | Cube | Batch | 535 | 5.85 |  |  |  |  | Federally-Regulated Commercial & Industrial Equipment | 11/06/2019 | 202147761 | 09/29/2021
Manitowoc Ice, Inc. | Manitowoc | IDF0900A-263 | Ice-making Head | Air-Cooled Condenser | Cube | Batch | 664 | 5.1 |  |  |  |  | Federally-Regulated Commercial & Industrial Equipment | 11/06/2019 | 202147769 | 09/29/2021
Manitowoc Ice, Inc. | Manitowoc | IDF0900W-261 | Ice-making Head | Water-Cooled Condenser | Cube | Batch | 701 | 4.35 |  | 145 |  |  | Federally-Regulated Commercial & Industrial Equipment | 11/06/2019 | 202147773 | 09/29/2021
Manitowoc Ice, Inc. | Manitowoc | IYF0900N-261*JCF0900-261 | Remote Condensing w/o Remote C | Air-Cooled Condenser | Cube | Batch | 745 | 4.9 |  |  |  |  | Federally-Regulated Commercial & Industrial Equipment | 11/06/2019 | 202147775 | 09/29/2021
Manitowoc Ice, Inc. | Manitowoc | IYF0900W-261 | Ice-making Head | Water-Cooled Condenser | Cube | Batch | 786 | 4.04 |  | 145 |  |  | Federally-Regulated Commercial & Industrial Equipment | 11/06/2019 | 202147774 | 09/29/2021
Manitowoc Ice, Inc. | Manitowoc | IYF0900A-261 | Ice-making Head | Air-Cooled Condenser | Cube | Batch | 710 | 5.02 |  |  |  |  | Federally-Regulated Commercial & Industrial Equipment | 11/06/2019 | 202147770 | 09/29/2021
Manitowoc Ice, Inc. | Manitowoc | IRF0900A-261 | Ice-making Head | Air-Cooled Condenser | Cube | Batch | 639 | 5.33 |  |  |  |  | Federally-Regulated Commercial & Industrial Equipment | 11/06/2019 | 202147767 | 09/29/2021
Manitowoc Ice, Inc. | Manitowoc | IRF0900W-261 | Ice-making Head | Water-Cooled Condenser | Cube | Batch | 683 | 4.32 |  | 145 |  |  | Federally-Regulated Commercial & Industrial Equipment | 11/06/2019 | 202147772 | 09/29/2021
Manitowoc Ice, Inc. | Manitowoc | IDF1400C-161*CVDF1400-261 | Both Remote Condensing & Remot | Air-Cooled Condenser | Cube | Batch | 1150 | 4.39 |  |  |  |  | Federally-Regulated Commercial & Industrial Equipment | 11/18/2019 | 202358890 | 09/29/2021
Manitowoc Ice, Inc. | Manitowoc | IDF0900A-261 | Ice-making Head | Air-Cooled Condenser | Cube | Batch | 664 | 5.1 |  |  |  |  | Federally-Regulated Commercial & Industrial Equipment | 11/06/2019 | 202147768 | 09/29/2021
Hoshizaki America | Hoshizaki | KM-1340MAJ | Ice-making Head | Air-Cooled Condenser | Cube | Batch | 1089 | 4.81 | 4.86 |  |  |  | Federally-Regulated Commercial & Industrial Equipment | 01/02/2019 |  | 10/13/2021
Hoshizaki America | Hoshizaki | FD-650MWJ-C | Ice-making Head | Water-Cooled Condenser | Flake | Continuous | 520 | 4.02 | 5.09 | 95 | 169.7 | 1.08 | Federally-Regulated Commercial & Industrial Equipment | 03/10/2021 | 202326769 | 10/13/2021
Hoshizaki America | Hoshizaki | KM-660MRJ*URC-5F | Remote Condensing w/o Remote C | Air-Cooled Condenser | Cube | Batch | 602 | 5.6 |  |  |  |  | Federally-Regulated Commercial & Industrial Equipment | 11/18/2019 | 202195194 | 10/13/2021
Hoshizaki America | Hoshizaki | FD-650MAJ-C | Ice-making Head | Air-Cooled Condenser | Flake | Continuous | 495 | 5.5 | 6.65 |  |  | 1.07 | Federally-Regulated Commercial & Industrial Equipment | 03/10/2021 | 202326768 | 10/13/2021
Manitowoc Ice, Inc. | Manitowoc | UFP0350A-161 | Self-Contained | Air-Cooled Condenser | Flake | Continuous | 321 | 4.7 | 7.47 |  |  | 1.3 | Federally-Regulated Commercial & Industrial Equipment | 08/11/2021 | 207252365 | 10/20/2021
Manitowoc Ice, Inc. | Manitowoc | UFP0350A-161 | Self-Contained | Air-Cooled Condenser | Flake | Continuous | 321 | 4.7 | 7.47 |  |  | 1.3 | Federally-Regulated Commercial & Industrial Equipment | 10/20/2021 | 207252365 | 10/20/2021
Manitowoc Ice, Inc. | Manitowoc | UFP0200A-161 | Self-Contained | Air-Cooled Condenser | Flake | Continuous | 201 | 5.05 | 8.22 |  |  | 1.37 | Federally-Regulated Commercial & Industrial Equipment | 08/04/2021 | 207237531 | 10/27/2021
Manitowoc Ice, Inc. | Manitowoc | SDF3000C-161*CVDF3000-263 | Both Remote Condensing & Remot | Air-Cooled Condenser | Cube | Batch | 2333 | 4.75 | 4.79 |  |  |  | Federally-Regulated Commercial & Industrial Equipment | 07/15/2020 | 201872168 | 10/27/2021
Manitowoc Ice, Inc. | Manitowoc | UNP0200A-161 | Self-Contained | Air-Cooled Condenser | Cube | Continuous | 164 | 6.38 | 9.3 |  |  | 1.14 | Federally-Regulated Commercial & Industrial Equipment | 08/11/2021 | 207252366 | 10/27/2021
Manitowoc Ice, Inc. | Manitowoc | RFP0320A-161 | Ice-making Head | Air-Cooled Condenser | Flake | Continuous | 331 | 4.59 | 7.17 |  |  | 1.38 | Federally-Regulated Commercial & Industrial Equipment | 08/11/2021 | 207252364 | 10/27/2021
Manitowoc Ice, Inc. | Manitowoc | UNP0300A-161 | Self-Contained | Air-Cooled Condenser | Cube | Continuous | 286 | 5.42 | 7.69 |  |  | 1.11 | Federally-Regulated Commercial & Industrial Equipment | 08/04/2021 | 207237532 | 10/27/2021
Manitowoc Ice, Inc. | Manitowoc | UFP0200A-161 | Self-Contained | Air-Cooled Condenser | Flake | Continuous | 201 | 5.05 | 8.22 |  |  | 1.37 | Federally-Regulated Commercial & Industrial Equipment | 10/27/2021 | 207237531 | 10/27/2021
Manitowoc Ice, Inc. | Manitowoc | SDF3000C-161*CVDF3000-263 | Both Remote Condensing & Remot | Air-Cooled Condenser | Cube | Batch | 2333 | 4.75 | 4.79 |  |  |  | Federally-Regulated Commercial & Industrial Equipment | 10/27/2021 | 201872168 | 10/27/2021
Manitowoc Ice, Inc. | Manitowoc | UNP0200A-161 | Self-Contained | Air-Cooled Condenser | Cube | Continuous | 164 | 6.38 | 9.3 |  |  | 1.14 | Federally-Regulated Commercial & Industrial Equipment | 10/27/2021 | 207252366 | 10/27/2021
Manitowoc Ice, Inc. | Manitowoc | RFP0320A-161 | Ice-making Head | Air-Cooled Condenser | Flake | Continuous | 331 | 4.59 | 7.17 |  |  | 1.38 | Federally-Regulated Commercial & Industrial Equipment | 10/27/2021 | 207252364 | 10/27/2021
Manitowoc Ice, Inc. | Manitowoc | UNP0300A-161 | Self-Contained | Air-Cooled Condenser | Cube | Continuous | 286 | 5.42 | 7.69 |  |  | 1.11 | Federally-Regulated Commercial & Industrial Equipment | 10/27/2021 | 207237532 | 10/27/2021
Manitowoc Ice, Inc. | Manitowoc | IDT1500N-261A*JCT1500-261 | Remote Condensing w/o Remote C | Air-Cooled Condenser | Cube | Batch | 1452 | 4 |  |  |  |  | Federally-Regulated Commercial & Industrial Equipment | 02/17/2020 | 203925698 | 11/03/2021
Manitowoc Ice, Inc. | Manitowoc | IDT1500N-261A*JCT1500-261 | Remote Condensing w/o Remote C | Air-Cooled Condenser | Cube | Batch | 1452 | 4 |  |  |  |  | Federally-Regulated Commercial & Industrial Equipment | 11/03/2021 | 203925698 | 11/03/2021
Scotsman Ice Systems | Scotsman | BC0530A-1A | Ice-making Head | Air-Cooled Condenser | Cube | Batch | 383 | 5.92 | 6.09 |  |  |  | Federally-Regulated Commercial & Industrial Equipment | 05/06/2020 | 205707978 | 11/17/2021
Manitowoc Ice, Inc. | Manitowoc | IYF2100C-161*CVDF2100-261 | Both Remote Condensing & Remot | Air-Cooled Condenser | Cube | Batch | 1600 | 4.74 | 4.79 |  |  |  | Federally-Regulated Commercial & Industrial Equipment | 11/18/2019 | 202358896 | 11/17/2021
Manitowoc Ice, Inc. | Manitowoc | IDF2100C-161*CVDF2100-261 | Both Remote Condensing & Remot | Air-Cooled Condenser | Cube | Batch | 1625 | 4.54 | 4.79 |  |  |  | Federally-Regulated Commercial & Industrial Equipment | 11/18/2019 | 202358898 | 11/17/2021
Scotsman Ice Systems | Scotsman | BC0530A-1A | Ice-making Head | Air-Cooled Condenser | Cube | Batch | 383 | 5.92 |  |  |  |  | Federally-Regulated Commercial & Industrial Equipment | 11/17/2021 | 205707978 | 11/17/2021
Manitowoc Ice, Inc. | Manitowoc | RNP0320A-161 | Ice-making Head | Air-Cooled Condenser | Cube | Continuous | 259 | 6.04 | 7.56 |  |  | 1.13 | Federally-Regulated Commercial & Industrial Equipment | 07/31/2021 | 207203470 | 11/24/2021
Manitowoc Ice, Inc. | Manitowoc | RNP0320A-161 | Ice-making Head | Air-Cooled Condenser | Cube | Continuous | 259 | 6.04 | 7.56 |  |  | 1.13 | Federally-Regulated Commercial & Industrial Equipment | 11/24/2021 | 207203470 | 11/24/2021
Manitowoc Ice, Inc. | Manitowoc | IYT1500N-261A*JCT1500-261 | Remote Condensing w/o Remote C | Air-Cooled Condenser | Cube | Batch | 1450 | 4.09 | 4.59 |  |  |  | Federally-Regulated Commercial & Industrial Equipment | 01/27/2020 | 203925699 | 12/08/2021
Manitowoc Ice, Inc. | Manitowoc | IYT1500N-261A*JCT1500-261 | Remote Condensing w/o Remote C | Air-Cooled Condenser | Cube | Batch | 1450 | 4.09 | 4.59 |  |  |  | Federally-Regulated Commercial & Industrial Equipment | 12/08/2021 | 203925699 | 12/08/2021
Manitowoc Ice, Inc. | Manitowoc | IYT1900W-261A | Ice-making Head | Water-Cooled Condenser | Cube | Batch | 1575 | 3.8 | 4 | 145 | 165.4 |  | Federally-Regulated Commercial & Industrial Equipment | 12/23/2019 | 203925701 | 12/22/2021
Manitowoc Ice, Inc. | Manitowoc | IDT1900N-261A*JCT1500-261 | Remote Condensing w/o Remote C | Air-Cooled Condenser | Cube | Batch | 1547 | 4.51 | 4.59 |  |  |  | Federally-Regulated Commercial & Industrial Equipment | 12/23/2019 | 203925703 | 12/22/2021
Mile High Equipment, LLC | Ice-O-Matic | GEM0450A | Ice-making Head | Air-Cooled Condenser | Other | Continuous | 354 | 5.97 | 7.1 |  |  | 0.86 | Federally-Regulated Commercial & Industrial Equipment | 08/20/2019 |  | 12/30/2021
Mile High Equipment, LLC | Ice-O-Matic | CIM0430FA | Ice-making Head | Air-Cooled Condenser | Cube | Batch | 310 | 5.6 | 6.28 |  |  |  | Federally-Regulated Commercial & Industrial Equipment | 08/20/2019 |  | 12/30/2021
Mile High Equipment, LLC | Ice-O-Matic | CIM0430HA | Ice-making Head | Air-Cooled Condenser | Cube | Batch | 310 | 5.6 | 6.28 |  |  |  | Federally-Regulated Commercial & Industrial Equipment | 08/20/2019 |  | 12/30/2021
Mile High Equipment, LLC | Ice-O-Matic | CIM0436FA | Ice-making Head | Air-Cooled Condenser | Cube | Batch | 340 | 5.63 | 6.2 |  |  |  | Federally-Regulated Commercial & Industrial Equipment | 08/20/2019 |  | 12/30/2021
Mile High Equipment, LLC | Ice-O-Matic | CIM0436HA | Ice-making Head | Air-Cooled Condenser | Cube | Batch | 340 | 5.63 | 6.2 |  |  |  | Federally-Regulated Commercial & Industrial Equipment | 08/20/2019 |  | 12/30/2021
Mile High Equipment, LLC | Ice-O-Matic | CIM0530FA | Ice-making Head | Air-Cooled Condenser | Cube | Batch | 420 | 6 | 6 |  |  |  | Federally-Regulated Commercial & Industrial Equipment | 08/20/2019 |  | 12/30/2021
Mile High Equipment, LLC | Ice-O-Matic | CIM0530HA | Ice-making Head | Air-Cooled Condenser | Cube | Batch | 420 | 6 | 6 |  |  |  | Federally-Regulated Commercial & Industrial Equipment | 08/20/2019 |  | 12/30/2021
Mile High Equipment, LLC | Ice-O-Matic | CIM0520FA | Ice-making Head | Air-Cooled Condenser | Cube | Batch | 420 | 6 | 6 |  |  |  | Federally-Regulated Commercial & Industrial Equipment | 08/20/2019 |  | 12/30/2021
Mile High Equipment, LLC | Ice-O-Matic | CIM0520HA | Ice-making Head | Air-Cooled Condenser | Cube | Batch | 420 | 6 | 6 |  |  |  | Federally-Regulated Commercial & Industrial Equipment | 08/20/2019 |  | 12/30/2021
Mile High Equipment, LLC | Ice-O-Matic | CIM0526FA | Ice-making Head | Air-Cooled Condenser | Cube | Batch | 419 | 6 | 6 |  |  |  | Federally-Regulated Commercial & Industrial Equipment | 08/20/2019 |  | 12/30/2021
Mile High Equipment, LLC | Ice-O-Matic | CIM0526HA | Ice-making Head | Air-Cooled Condenser | Cube | Batch | 419 | 6 | 6 |  |  |  | Federally-Regulated Commercial & Industrial Equipment | 08/20/2019 |  | 12/30/2021
Mile High Equipment, LLC | Ice-O-Matic | CIM0636FA | Ice-making Head | Air-Cooled Condenser | Cube | Batch | 440 | 5.8 | 5.95 |  |  |  | Federally-Regulated Commercial & Industrial Equipment | 08/20/2019 |  | 12/30/2021
Mile High Equipment, LLC | Ice-O-Matic | CIM0636HA | Ice-making Head | Air-Cooled Condenser | Cube | Batch | 440 | 5.8 | 5.95 |  |  |  | Federally-Regulated Commercial & Industrial Equipment | 08/20/2019 |  | 12/30/2021
Mile High Equipment, LLC | Ice-O-Matic | CIM0636FR | Remote Condensing w/o Remote C | Air-Cooled Condenser | Cube | Batch | 520 | 5.45 | 6.19 |  |  |  | Federally-Regulated Commercial & Industrial Equipment | 08/20/2019 |  | 12/30/2021
Mile High Equipment, LLC | Ice-O-Matic | CIM0636HR | Remote Condensing w/o Remote C | Air-Cooled Condenser | Cube | Batch | 520 | 5.45 | 6.19 |  |  |  | Federally-Regulated Commercial & Industrial Equipment | 08/20/2019 |  | 12/30/2021
Mile High Equipment, LLC | Ice-O-Matic | CIM0836FR | Remote Condensing w/o Remote C | Air-Cooled Condenser | Cube | Batch | 793 | 4.9 | 5.1 |  |  |  | Federally-Regulated Commercial & Industrial Equipment | 03/19/2018 |  | 12/30/2021
Mile High Equipment, LLC | Ice-O-Matic | CIM0836HR | Remote Condensing w/o Remote C | Air-Cooled Condenser | Cube | Batch | 793 | 4.9 | 5.1 |  |  |  | Federally-Regulated Commercial & Industrial Equipment | 03/19/2018 |  | 12/30/2021
Mile High Equipment, LLC | Ice-O-Matic | CIM0826FR | Remote Condensing w/o Remote C | Air-Cooled Condenser | Cube | Batch | 769 | 5.05 | 5.34 |  |  |  | Federally-Regulated Commercial & Industrial Equipment | 08/20/2019 |  | 12/30/2021
Mile High Equipment, LLC | Ice-O-Matic | CIM0826HR | Remote Condensing w/o Remote C | Air-Cooled Condenser | Cube | Batch | 769 | 5.05 | 5.34 |  |  |  | Federally-Regulated Commercial & Industrial Equipment | 08/20/2019 |  | 12/30/2021
Mile High Equipment, LLC | Ice-O-Matic | GEM0956A | Ice-making Head | Air-Cooled Condenser | Other | Continuous | 753 | 5.06 | 5.82 |  |  | 0.75 | Federally-Regulated Commercial & Industrial Equipment | 08/20/2019 |  | 12/30/2021
Mile High Equipment, LLC | Ice-O-Matic | GEM1306A | Ice-making Head | Air-Cooled Condenser | Other | Continuous | 1000 | 4.74 | 5.61 |  |  | 0.75 | Federally-Regulated Commercial & Industrial Equipment | 08/20/2019 |  | 12/30/2021
Mile High Equipment, LLC | Ice-O-Matic | MFI1256A | Ice-making Head | Air-Cooled Condenser | Flake | Continuous | 885 | 4.98 | 5.61 |  |  | 0.65 | Federally-Regulated Commercial & Industrial Equipment | 08/20/2019 |  | 12/30/2021
Mile High Equipment, LLC | Ice-O-Matic | MFI1506A | Ice-making Head | Air-Cooled Condenser | Flake | Continuous | 1050 | 5.12 | 5.61 |  |  | 0.6 | Federally-Regulated Commercial & Industrial Equipment | 08/20/2019 |  | 12/30/2021
Hoshizaki America | Hoshizaki | KMS-822MLJ* | Both Remote Condensing & Remot | Air-Cooled Condenser | Cube | Batch | 770 | 5.3 |  |  |  |  | Federally-Regulated Commercial & Industrial Equipment | 09/30/2020 | 202142546 | 03/03/2022
Hoshizaki America | Hoshizaki | F-2001MRJZ3-C*URC-22FZ | Remote Condensing w/o Remote C | Air-Cooled Condenser | Flake | Continuous | 1500 | 4.35 |  |  |  | 1.09 | Federally-Regulated Commercial & Industrial Equipment | 11/10/2021 | 207591158 | 03/03/2022
Hoshizaki America | Hoshizaki | F-1002MRJZ-SC*URC-5FZ | Remote Condensing w/o Remote C | Air-Cooled Condenser | Flake | Continuous | 680 | 4.94 |  |  |  | 1.13 | Federally-Regulated Commercial & Industrial Equipment | 10/27/2021 | 207254985 | 03/03/2022
Hoshizaki America | Hoshizaki | FS-1022MLJ*SRC-10J | Both Remote Condensing & Remot | Air-Cooled Condenser | Flake | Continuous | 730 | 5.1 |  |  |  | 1.08 | Federally-Regulated Commercial & Industrial Equipment | 07/22/2020 | 202195547 | 03/03/2022
Manitowoc Ice, Inc. | Manitowoc | ID-0302A-261 | Ice-making Head | Air-Cooled Condenser | Cube | Batch | 225 | 7 | 7.23 |  |  |  | Federally-Regulated Commercial & Industrial Equipment | 02/03/2020 | 4475747 | 03/03/2022
Manitowoc Ice, Inc. | Manitowoc | IYF2100C-161*CVDF2100-263 | Both Remote Condensing & Remot | Air-Cooled Condenser | Cube | Batch | 1600 | 4.74 | 4.79 |  |  |  | Federally-Regulated Commercial & Industrial Equipment | 02/03/2020 | 202358897 | 03/03/2022
Manitowoc Ice, Inc. | Manitowoc | IDT0500N-161*JCT0500-161 | Remote Condensing w/o Remote C | Air-Cooled Condenser | Cube | Batch | 450 | 6.11 | 6.43 |  |  |  | Federally-Regulated Commercial & Industrial Equipment | 07/15/2020 | 201753796 | 03/03/2022
Manitowoc Ice, Inc. | Manitowoc | IDF2100C-161*CVDF2100-263 | Both Remote Condensing & Remot | Air-Cooled Condenser | Cube | Batch | 1625 | 4.54 | 4.79 |  |  |  | Federally-Regulated Commercial & Industrial Equipment | 02/03/2020 | 202358899 | 03/03/2022
Manitowoc Ice, Inc. | Manitowoc | IY-0304A-261 | Ice-making Head | Air-Cooled Condenser | Cube | Batch | 235 | 7 | 7.1 |  |  |  | Federally-Regulated Commercial & Industrial Equipment | 02/03/2020 | 4475764 | 03/03/2022
Manitowoc Ice, Inc. | Manitowoc | ID-0303W-161 | Ice-making Head | Water-Cooled Condenser | Cube | Batch | 260 | 5.45 | 5.45 | 193 | 194.3 |  | Federally-Regulated Commercial & Industrial Equipment | 02/03/2020 | 4475780 | 03/03/2022
Manitowoc Ice, Inc. | Manitowoc | RFF0620A-261 | Ice-making Head | Air-Cooled Condenser | Flake | Continuous | 540 | 4.74 | 6.5 |  |  | 1.31 | Federally-Regulated Commercial & Industrial Equipment | 01/06/2020 | 201797125 | 03/03/2022
Manitowoc Ice, Inc. | Manitowoc | IRT1900N-261A*JCT1500-261 | Remote Condensing w/o Remote C | Air-Cooled Condenser | Cube | Batch | 1424 | 4.59 | 4.59 |  |  |  | Federally-Regulated Commercial & Industrial Equipment | 01/20/2020 | 203925702 | 03/03/2022
Manitowoc Ice, Inc. | Manitowoc | IYT1900N-261A*JCT1500-261 | Remote Condensing w/o Remote C | Air-Cooled Condenser | Cube | Batch | 1550 | 4.53 | 4.59 |  |  |  | Federally-Regulated Commercial & Industrial Equipment | 01/06/2020 | 203925704 | 03/03/2022
Manitowoc Ice, Inc. | Manitowoc | IDT1900W-261A | Ice-making Head | Water-Cooled Condenser | Cube | Batch | 1575 | 3.77 | 4 | 145 | 165.4 |  | Federally-Regulated Commercial & Industrial Equipment | 01/13/2020 | 203925700 | 03/03/2022
Hoshizaki America | Hoshizaki | DCM-300BAH | Self-Contained | Air-Cooled Condenser | Crushed | Continuous | 232 | 6.84 | 8.02 |  |  | 1.09 | Federally-Regulated Commercial & Industrial Equipment | 02/19/2020 | 5622941 | 04/05/2022
Hoshizaki America | Hoshizaki | DCM-500BAH-OS | Self-Contained | Air-Cooled Condenser | Crushed | Continuous | 450 | 5.62 | 6.66 |  |  | 1.15 | Federally-Regulated Commercial & Industrial Equipment | 02/19/2020 | 5622944 | 04/05/2022
Hoshizaki America | Hoshizaki | DCM-500BAH | Self-Contained | Air-Cooled Condenser | Crushed | Continuous | 450 | 5.62 | 6.66 |  |  | 1.15 | Federally-Regulated Commercial & Industrial Equipment | 02/19/2020 | 5622943 | 04/05/2022
Hoshizaki America | Hoshizaki | F-1501MRJ-SC*URC-14F | Remote Condensing w/o Remote C | Air-Cooled Condenser | Crushed | Continuous | 1101 | 4.3 | 5.06 |  |  | 1.14 | Federally-Regulated Commercial & Industrial Equipment | 12/23/2020 | 204457695 | 04/05/2022
Hoshizaki America | Hoshizaki | F-1501MRJ-C*URC-14F | Remote Condensing w/o Remote C | Air-Cooled Condenser | Flake | Continuous | 1054 | 4.5 | 5.06 |  |  | 1.12 | Federally-Regulated Commercial & Industrial Equipment | 05/13/2020 | 9118276 | 04/05/2022
Hoshizaki America | Hoshizaki | DCM-300BAH-OS | Self-Contained | Air-Cooled Condenser | Crushed | Continuous | 232 | 6.84 | 8.02 |  |  | 1.09 | Federally-Regulated Commercial & Industrial Equipment | 02/19/2020 | 5622940 | 04/05/2022
Hoshizaki America | Hoshizaki | F-1501MRJ*URC-14F | Remote Condensing w/o Remote C | Air-Cooled Condenser | Flake | Continuous | 1181 | 4 | 5.06 |  |  | 1.36 | Federally-Regulated Commercial & Industrial Equipment | 05/13/2020 | 9118275 | 04/05/2022
Manitowoc Ice, Inc. | Manitowoc | UDE0080A-161 | Self-Contained | Air-Cooled Condenser | Cube | Batch | 71 | 10.7 |  |  |  |  | Federally-Regulated Commercial & Industrial Equipment | 11/18/2019 | 201986963 | 04/05/2022
Manitowoc Ice, Inc. | Manitowoc | IDF2100C-161*CVDF2100-263 | Both Remote Condensing & Remot | Air-Cooled Condenser | Cube | Batch | 1625 | 4.54 |  |  |  |  | Federally-Regulated Commercial & Industrial Equipment | 03/03/2022 | 202358899 | 04/05/2022
Manitowoc Ice, Inc. | Manitowoc | IYF2100C-161*CVDF2100-263 | Both Remote Condensing & Remot | Air-Cooled Condenser | Cube | Batch | 1600 | 4.74 |  |  |  |  | Federally-Regulated Commercial & Industrial Equipment | 03/03/2022 | 202358897 | 04/05/2022
Mile High Equipment, LLC | Ice-O-Matic | CIM2047FW | Ice-making Head | Water-Cooled Condenser | Cube | Batch | 1639 | 3.63 | 4 | 134 | 163.9 |  | Federally-Regulated Commercial & Industrial Equipment | 08/20/2019 |  | 04/20/2022
Mile High Equipment, LLC | Ice-O-Matic | CIM2047HW | Ice-making Head | Water-Cooled Condenser | Cube | Batch | 1639 | 3.63 | 4 | 134 | 163.9 |  | Federally-Regulated Commercial & Industrial Equipment | 08/20/2019 |  | 04/20/2022
Mile High Equipment, LLC | Ice-O-Matic | GEM0650W | Ice-making Head | Water-Cooled Condenser | Other | Continuous | 633 | 3.82 | 4.79 | 130 | 167.5 | 0.86 | Federally-Regulated Commercial & Industrial Equipment | 08/20/2019 |  | 04/20/2022
Mile High Equipment, LLC | Ice-O-Matic | MFI0800W | Ice-making Head | Water-Cooled Condenser | Flake | Continuous | 740 | 3.97 | 4.5 | 133 | 165.3 | 0.69 | Federally-Regulated Commercial & Industrial Equipment | 08/20/2019 |  | 04/20/2022
Manitowoc Ice, Inc. | Koolaire | KDT1700W-261 | Ice-making Head | Water-Cooled Condenser | Cube | Batch | 1460 | 3.5 |  | 140 |  |  | Federally-Regulated Commercial & Industrial Equipment | 07/15/2020 | 10525516 | 05/18/2022
Manitowoc Ice, Inc. | Koolaire | KDT1000N-261*JCT1200-261 | Remote Condensing w/o Remote C | Air-Cooled Condenser | Cube | Batch | 700 | 5.3 |  |  |  |  | Federally-Regulated Commercial & Industrial Equipment | 07/15/2020 | 10525504 | 05/18/2022
Manitowoc Ice, Inc. | Koolaire | KDT1700N-261*JCT1500-261 | Remote Condensing w/o Remote C | Air-Cooled Condenser | Cube | Batch | 1420 | 4.3 |  |  |  |  | Federally-Regulated Commercial & Industrial Equipment | 07/15/2020 | 10525742 | 05/18/2022
Manitowoc Ice, Inc. | Koolaire | KDT1700A-261 | Ice-making Head | Air-Cooled Condenser | Cube | Batch | 1350 | 4.6 |  |  |  |  | Federally-Regulated Commercial & Industrial Equipment | 07/15/2020 | 10525506 | 05/18/2022
Manitowoc Ice, Inc. | Koolaire | KYT1700A-261 | Ice-making Head | Air-Cooled Condenser | Cube | Batch | 1380 | 4.55 |  |  |  |  | Federally-Regulated Commercial & Industrial Equipment | 07/15/2020 | 10525508 | 05/18/2022
Manitowoc Ice, Inc. | Koolaire | KYT1700N-261*JCT1500-261 | Remote Condensing w/o Remote C | Air-Cooled Condenser | Cube | Batch | 1490 | 4 |  |  |  |  | Federally-Regulated Commercial & Industrial Equipment | 07/15/2020 | 10525743 | 05/18/2022
Manitowoc Ice, Inc. | Koolaire | KYT1000N-261*JCT1200-261 | Remote Condensing w/o Remote C | Air-Cooled Condenser | Cube | Batch | 760 | 5.2 |  |  |  |  | Federally-Regulated Commercial & Industrial Equipment | 07/15/2020 | 10525505 | 05/18/2022
Manitowoc Ice, Inc. | Koolaire | KYT1700W-261 | Ice-making Head | Water-Cooled Condenser | Cube | Batch | 1550 | 3.4 |  | 140 |  |  | Federally-Regulated Commercial & Industrial Equipment | 07/15/2020 | 10525572 | 05/18/2022
Manitowoc Ice, Inc. | Manitowoc | IDT1200N-261*JCT1200-261 | Remote Condensing w/o Remote C | Air-Cooled Condenser | Cube | Batch | 960 | 4.4 | 4.69 |  |  |  | Federally-Regulated Commercial & Industrial Equipment | 07/15/2020 | 201755788 | 05/18/2022
Manitowoc Ice, Inc. | Manitowoc | IDT1200N-261*JCT1200-261 | Remote Condensing w/o Remote C | Air-Cooled Condenser | Cube | Batch | 960 | 4.4 |  |  |  |  | Federally-Regulated Commercial & Industrial Equipment | 05/18/2022 | 201755788 | 05/18/2022
Manitowoc Ice, Inc. | Koolaire | KDT1700W-261 | Ice-making Head | Water-Cooled Condenser | Cube | Batch | 1460 | 3.5 | 4.01 | 140 | 167.9 |  | Federally-Regulated Commercial & Industrial Equipment | 05/18/2022 | 10525516 | 05/18/2022
Manitowoc Ice, Inc. | Koolaire | KDT1000N-261*JCT1200-261 | Remote Condensing w/o Remote C | Air-Cooled Condenser | Cube | Batch | 700 | 5.3 | 5.58 |  |  |  | Federally-Regulated Commercial & Industrial Equipment | 05/18/2022 | 10525504 | 05/18/2022
Manitowoc Ice, Inc. | Koolaire | KDT1700N-261*JCT1500-261 | Remote Condensing w/o Remote C | Air-Cooled Condenser | Cube | Batch | 1420 | 4.3 | 4.59 |  |  |  | Federally-Regulated Commercial & Industrial Equipment | 05/18/2022 | 10525742 | 05/18/2022
Manitowoc Ice, Inc. | Koolaire | KDT1700A-261 | Ice-making Head | Air-Cooled Condenser | Cube | Batch | 1350 | 4.6 | 4.7 |  |  |  | Federally-Regulated Commercial & Industrial Equipment | 05/18/2022 | 10525506 | 05/18/2022
Manitowoc Ice, Inc. | Koolaire | KYT1700A-261 | Ice-making Head | Air-Cooled Condenser | Cube | Batch | 1380 | 4.55 | 4.68 |  |  |  | Federally-Regulated Commercial & Industrial Equipment | 05/18/2022 | 10525508 | 05/18/2022
Manitowoc Ice, Inc. | Koolaire | KYT1700N-261*JCT1500-261 | Remote Condensing w/o Remote C | Air-Cooled Condenser | Cube | Batch | 1490 | 4 | 4.59 |  |  |  | Federally-Regulated Commercial & Industrial Equipment | 05/18/2022 | 10525743 | 05/18/2022
Manitowoc Ice, Inc. | Koolaire | KYT1000N-261*JCT1200-261 | Remote Condensing w/o Remote C | Air-Cooled Condenser | Cube | Batch | 760 | 5.2 | 5.37 |  |  |  | Federally-Regulated Commercial & Industrial Equipment | 05/18/2022 | 10525505 | 05/18/2022
Manitowoc Ice, Inc. | Koolaire | KYT1700W-261 | Ice-making Head | Water-Cooled Condenser | Cube | Batch | 1550 | 3.4 | 4 | 140 | 165.9 |  | Federally-Regulated Commercial & Industrial Equipment | 05/18/2022 | 10525572 | 05/18/2022
Mile High Equipment, LLC | Ice-O-Matic | CIM0320FA | Ice-making Head | Air-Cooled Condenser | Cube | Batch | 235 | 6.9 | 7.1 |  |  |  | Federally-Regulated Commercial & Industrial Equipment | 08/20/2019 |  | 06/08/2022
Mile High Equipment, LLC | Ice-O-Matic | CIM0320FW | Ice-making Head | Water-Cooled Condenser | Cube | Batch | 265 | 5.35 | 5.42 | 179 | 194.2 |  | Federally-Regulated Commercial & Industrial Equipment | 08/20/2019 |  | 06/08/2022
Mile High Equipment, LLC | Ice-O-Matic | CIM0320HA | Ice-making Head | Air-Cooled Condenser | Cube | Batch | 235 | 6.9 | 7.1 |  |  |  | Federally-Regulated Commercial & Industrial Equipment | 08/20/2019 |  | 06/08/2022
Mile High Equipment, LLC | Ice-O-Matic | CIM0320HW | Ice-making Head | Water-Cooled Condenser | Cube | Batch | 265 | 5.35 | 5.42 | 179 | 194.2 |  | Federally-Regulated Commercial & Industrial Equipment | 08/20/2019 |  | 06/08/2022
Mile High Equipment, LLC | Ice-O-Matic | CIM0330FA | Ice-making Head | Air-Cooled Condenser | Cube | Batch | 235 | 6.9 | 7.1 |  |  |  | Federally-Regulated Commercial & Industrial Equipment | 08/20/2019 |  | 06/08/2022
Mile High Equipment, LLC | Ice-O-Matic | CIM0330FW | Ice-making Head | Water-Cooled Condenser | Cube | Batch | 265 | 5.35 | 5.42 | 179 | 194.2 |  | Federally-Regulated Commercial & Industrial Equipment | 08/20/2019 |  | 06/08/2022
Mile High Equipment, LLC | Ice-O-Matic | CIM0330HA | Ice-making Head | Air-Cooled Condenser | Cube | Batch | 235 | 6.9 | 7.1 |  |  |  | Federally-Regulated Commercial & Industrial Equipment | 08/20/2019 |  | 06/08/2022
Mile High Equipment, LLC | Ice-O-Matic | CIM0330HW | Ice-making Head | Water-Cooled Condenser | Cube | Batch | 265 | 5.35 | 5.42 | 179 | 194.2 |  | Federally-Regulated Commercial & Industrial Equipment | 08/20/2019 |  | 06/08/2022
Mile High Equipment, LLC | Ice-O-Matic | CIM0430FW | Ice-making Head | Water-Cooled Condenser | Cube | Batch | 365 | 4.9 | 5.1 | 169 | 192 |  | Federally-Regulated Commercial & Industrial Equipment | 08/20/2019 |  | 06/08/2022
Mile High Equipment, LLC | Ice-O-Matic | CIM0430HW | Ice-making Head | Water-Cooled Condenser | Cube | Batch | 365 | 4.9 | 5.1 | 169 | 192 |  | Federally-Regulated Commercial & Industrial Equipment | 08/20/2019 |  | 06/08/2022
Mile High Equipment, LLC | Ice-O-Matic | CIM0436FW | Ice-making Head | Water-Cooled Condenser | Cube | Batch | 405 | 4.51 | 5.03 | 185 | 191.1 |  | Federally-Regulated Commercial & Industrial Equipment | 08/20/2019 |  | 06/08/2022
Mile High Equipment, LLC | Ice-O-Matic | CIM0436HW | Ice-making Head | Water-Cooled Condenser | Cube | Batch | 405 | 4.51 | 5.03 | 185 | 191.1 |  | Federally-Regulated Commercial & Industrial Equipment | 08/20/2019 |  | 06/08/2022
Mile High Equipment, LLC | Ice-O-Matic | CIM0520FW | Ice-making Head | Water-Cooled Condenser | Cube | Batch | 517 | 4.8 | 4.81 | 181 | 188.6 |  | Federally-Regulated Commercial & Industrial Equipment | 08/20/2019 |  | 06/08/2022
Mile High Equipment, LLC | Ice-O-Matic | CIM0520HW | Ice-making Head | Water-Cooled Condenser | Cube | Batch | 517 | 4.8 | 4.81 | 181 | 188.6 |  | Federally-Regulated Commercial & Industrial Equipment | 08/20/2019 |  | 06/08/2022
Mile High Equipment, LLC | Ice-O-Matic | CIM0530FR | Remote Condensing w/o Remote C | Air-Cooled Condenser | Cube | Batch | 405 | 6.4 | 6.58 |  |  |  | Federally-Regulated Commercial & Industrial Equipment | 08/20/2019 |  | 06/08/2022
Mile High Equipment, LLC | Ice-O-Matic | CIM0530FW | Ice-making Head | Water-Cooled Condenser | Cube | Batch | 517 | 4.8 | 4.81 | 181 | 188.6 |  | Federally-Regulated Commercial & Industrial Equipment | 08/20/2019 |  | 06/08/2022
Mile High Equipment, LLC | Ice-O-Matic | CIM0530HR | Remote Condensing w/o Remote C | Air-Cooled Condenser | Cube | Batch | 405 | 6.4 | 6.58 |  |  |  | Federally-Regulated Commercial & Industrial Equipment | 08/20/2019 |  | 06/08/2022
Mile High Equipment, LLC | Ice-O-Matic | CIM0530HW | Ice-making Head | Water-Cooled Condenser | Cube | Batch | 517 | 4.8 | 4.81 | 181 | 188.6 |  | Federally-Regulated Commercial & Industrial Equipment | 08/20/2019 |  | 06/08/2022
Mile High Equipment, LLC | Ice-O-Matic | CIM0636FW | Ice-making Head | Water-Cooled Condenser | Cube | Batch | 520 | 4.4 | 4.81 | 180 | 188.6 |  | Federally-Regulated Commercial & Industrial Equipment | 08/20/2019 |  | 06/08/2022
Mile High Equipment, LLC | Ice-O-Matic | CIM0636HW | Ice-making Head | Water-Cooled Condenser | Cube | Batch | 520 | 4.4 | 4.81 | 180 | 188.6 |  | Federally-Regulated Commercial & Industrial Equipment | 08/20/2019 |  | 06/08/2022
Mile High Equipment, LLC | Ice-O-Matic | CIM0826FA | Ice-making Head | Air-Cooled Condenser | Cube | Batch | 690 | 5.15 | 5.33 |  |  |  | Federally-Regulated Commercial & Industrial Equipment | 08/20/2019 |  | 06/08/2022
Mile High Equipment, LLC | Ice-O-Matic | CIM0826FW | Ice-making Head | Water-Cooled Condenser | Cube | Batch | 774 | 4.3 | 4.32 | 140 | 183 |  | Federally-Regulated Commercial & Industrial Equipment | 08/20/2019 |  | 06/08/2022
Mile High Equipment, LLC | Ice-O-Matic | CIM0826HA | Ice-making Head | Air-Cooled Condenser | Cube | Batch | 690 | 5.15 | 5.33 |  |  |  | Federally-Regulated Commercial & Industrial Equipment | 08/20/2019 |  | 06/08/2022
Mile High Equipment, LLC | Ice-O-Matic | CIM0826HW | Ice-making Head | Water-Cooled Condenser | Cube | Batch | 774 | 4.3 | 4.32 | 140 | 183 |  | Federally-Regulated Commercial & Industrial Equipment | 08/20/2019 |  | 06/08/2022
Mile High Equipment, LLC | Ice-O-Matic | CIM0836FA | Ice-making Head | Air-Cooled Condenser | Cube | Batch | 690 | 5.15 | 5.33 |  |  |  | Federally-Regulated Commercial & Industrial Equipment | 08/20/2019 |  | 06/08/2022
Mile High Equipment, LLC | Ice-O-Matic | CIM0836FW | Ice-making Head | Water-Cooled Condenser | Cube | Batch | 774 | 4.3 | 4.32 | 140 | 183 |  | Federally-Regulated Commercial & Industrial Equipment | 08/20/2019 |  | 06/08/2022
Mile High Equipment, LLC | Ice-O-Matic | CIM0836GA | Ice-making Head | Air-Cooled Condenser | Cube | Batch | 625 | 5.15 | 5.49 |  |  |  | Federally-Regulated Commercial & Industrial Equipment | 08/20/2019 |  | 06/08/2022
Mile High Equipment, LLC | Ice-O-Matic | CIM0836HA | Ice-making Head | Air-Cooled Condenser | Cube | Batch | 690 | 5.15 | 5.33 |  |  |  | Federally-Regulated Commercial & Industrial Equipment | 08/20/2019 |  | 06/08/2022
Mile High Equipment, LLC | Ice-O-Matic | CIM0836HW | Ice-making Head | Water-Cooled Condenser | Cube | Batch | 774 | 4.3 | 4.32 | 140 | 183 |  | Federally-Regulated Commercial & Industrial Equipment | 08/20/2019 |  | 06/08/2022
Mile High Equipment, LLC | Ice-O-Matic | CIM1126FA | Ice-making Head | Air-Cooled Condenser | Cube | Batch | 739 | 5.2 | 5.2 |  |  |  | Federally-Regulated Commercial & Industrial Equipment | 08/20/2019 |  | 06/08/2022
Mile High Equipment, LLC | Ice-O-Matic | CIM1126FR | Remote Condensing w/o Remote C | Air-Cooled Condenser | Cube | Batch | 855 | 4.98 | 5.06 |  |  |  | Federally-Regulated Commercial & Industrial Equipment | 03/19/2018 |  | 06/08/2022
Mile High Equipment, LLC | Ice-O-Matic | CIM1126FW | Ice-making Head | Water-Cooled Condenser | Cube | Batch | 870 | 4.17 | 4.18 | 140 | 180.9 |  | Federally-Regulated Commercial & Industrial Equipment | 08/20/2019 |  | 06/08/2022
Mile High Equipment, LLC | Ice-O-Matic | CIM1126HA | Ice-making Head | Air-Cooled Condenser | Cube | Batch | 739 | 5.2 | 5.2 |  |  |  | Federally-Regulated Commercial & Industrial Equipment | 08/20/2019 |  | 06/08/2022
Mile High Equipment, LLC | Ice-O-Matic | CIM1126HR | Remote Condensing w/o Remote C | Air-Cooled Condenser | Cube | Batch | 855 | 4.98 | 5.06 |  |  |  | Federally-Regulated Commercial & Industrial Equipment | 03/19/2018 |  | 06/08/2022
Mile High Equipment, LLC | Ice-O-Matic | CIM1126HW | Ice-making Head | Water-Cooled Condenser | Cube | Batch | 870 | 4.17 | 4.18 | 140 | 180.9 |  | Federally-Regulated Commercial & Industrial Equipment | 08/20/2019 |  | 06/08/2022
Mile High Equipment, LLC | Ice-O-Matic | CIM1136FA | Ice-making Head | Air-Cooled Condenser | Cube | Batch | 739 | 5.2 | 5.2 |  |  |  | Federally-Regulated Commercial & Industrial Equipment | 08/20/2019 |  | 06/08/2022
Mile High Equipment, LLC | Ice-O-Matic | CIM1136FR | Remote Condensing w/o Remote C | Air-Cooled Condenser | Cube | Batch | 855 | 5 | 5.06 |  |  |  | Federally-Regulated Commercial & Industrial Equipment | 03/19/2018 |  | 06/08/2022
Mile High Equipment, LLC | Ice-O-Matic | CIM1136FW | Ice-making Head | Water-Cooled Condenser | Cube | Batch | 870 | 4.17 | 4.18 | 140 | 180.9 |  | Federally-Regulated Commercial & Industrial Equipment | 08/20/2019 |  | 06/08/2022
Mile High Equipment, LLC | Ice-O-Matic | CIM1136HA | Ice-making Head | Air-Cooled Condenser | Cube | Batch | 739 | 5.2 | 5.2 |  |  |  | Federally-Regulated Commercial & Industrial Equipment | 08/20/2019 |  | 06/08/2022
Mile High Equipment, LLC | Ice-O-Matic | CIM1136HR | Remote Condensing w/o Remote C | Air-Cooled Condenser | Cube | Batch | 855 | 5 | 5.06 |  |  |  | Federally-Regulated Commercial & Industrial Equipment | 03/19/2018 |  | 06/08/2022
Mile High Equipment, LLC | Ice-O-Matic | CIM1136HW | Ice-making Head | Water-Cooled Condenser | Cube | Batch | 870 | 4.17 | 4.18 | 140 | 180.9 |  | Federally-Regulated Commercial & Industrial Equipment | 08/20/2019 |  | 06/08/2022
Mile High Equipment, LLC | Ice-O-Matic | CIM1137FA | Ice-making Head | Air-Cooled Condenser | Cube | Batch | 739 | 5.2 | 5.2 |  |  |  | Federally-Regulated Commercial & Industrial Equipment | 08/20/2019 |  | 06/08/2022
Mile High Equipment, LLC | Ice-O-Matic | CIM1137FR | Remote Condensing w/o Remote C | Air-Cooled Condenser | Cube | Batch | 865 | 4.9 | 5.06 |  |  |  | Federally-Regulated Commercial & Industrial Equipment | 03/19/2018 |  | 06/08/2022
Mile High Equipment, LLC | Ice-O-Matic | CIM1137FW | Ice-making Head | Water-Cooled Condenser | Cube | Batch | 870 | 4.17 | 4.18 | 140 | 180.9 |  | Federally-Regulated Commercial & Industrial Equipment | 08/20/2019 |  | 06/08/2022
Mile High Equipment, LLC | Ice-O-Matic | CIM1137HA | Ice-making Head | Air-Cooled Condenser | Cube | Batch | 739 | 5.2 | 5.2 |  |  |  | Federally-Regulated Commercial & Industrial Equipment | 08/20/2019 |  | 06/08/2022
Mile High Equipment, LLC | Ice-O-Matic | CIM1137HR | Remote Condensing w/o Remote C | Air-Cooled Condenser | Cube | Batch | 865 | 4.9 | 5.06 |  |  |  | Federally-Regulated Commercial & Industrial Equipment | 03/19/2018 |  | 06/08/2022
Mile High Equipment, LLC | Ice-O-Matic | CIM1137HW | Ice-making Head | Water-Cooled Condenser | Cube | Batch | 870 | 4.17 | 4.18 | 140 | 180.9 |  | Federally-Regulated Commercial & Industrial Equipment | 08/20/2019 |  | 06/08/2022
Mile High Equipment, LLC | Ice-O-Matic | CIM1446FA | Ice-making Head | Air-Cooled Condenser | Cube | Batch | 1174 | 4.54 | 4.81 |  |  |  | Federally-Regulated Commercial & Industrial Equipment | 08/20/2019 |  | 06/08/2022
Mile High Equipment, LLC | Ice-O-Matic | CIM1446FR | Remote Condensing w/o Remote C | Air-Cooled Condenser | Cube | Batch | 1300 | 4.49 | 4.59 |  |  |  | Federally-Regulated Commercial & Industrial Equipment | 08/20/2019 |  | 06/08/2022
Mile High Equipment, LLC | Ice-O-Matic | CIM1446FW | Ice-making Head | Water-Cooled Condenser | Cube | Batch | 1397 | 3.84 | 4.03 | 104 | 169.3 |  | Federally-Regulated Commercial & Industrial Equipment | 08/20/2019 |  | 06/08/2022
Mile High Equipment, LLC | Ice-O-Matic | CIM1446HA | Ice-making Head | Air-Cooled Condenser | Cube | Batch | 1174 | 4.54 | 4.81 |  |  |  | Federally-Regulated Commercial & Industrial Equipment | 08/20/2019 |  | 06/08/2022
Mile High Equipment, LLC | Ice-O-Matic | CIM1446HR | Remote Condensing w/o Remote C | Air-Cooled Condenser | Cube | Batch | 1300 | 4.49 | 4.59 |  |  |  | Federally-Regulated Commercial & Industrial Equipment | 08/20/2019 |  | 06/08/2022
Mile High Equipment, LLC | Ice-O-Matic | CIM1446HW | Ice-making Head | Water-Cooled Condenser | Cube | Batch | 1397 | 3.84 | 4.03 | 104 | 169.3 |  | Federally-Regulated Commercial & Industrial Equipment | 08/20/2019 |  | 06/08/2022
Mile High Equipment, LLC | Ice-O-Matic | CIM1447FA | Ice-making Head | Air-Cooled Condenser | Cube | Batch | 1174 | 4.54 | 4.81 |  |  |  | Federally-Regulated Commercial & Industrial Equipment | 08/20/2019 |  | 06/08/2022
Mile High Equipment, LLC | Ice-O-Matic | CIM1447FR | Remote Condensing w/o Remote C | Air-Cooled Condenser | Cube | Batch | 1300 | 4.49 | 4.59 |  |  |  | Federally-Regulated Commercial & Industrial Equipment | 08/20/2019 |  | 06/08/2022
Mile High Equipment, LLC | Ice-O-Matic | CIM1447FW | Ice-making Head | Water-Cooled Condenser | Cube | Batch | 1397 | 3.84 | 4.03 | 104 | 169.3 |  | Federally-Regulated Commercial & Industrial Equipment | 08/20/2019 |  | 06/08/2022
Mile High Equipment, LLC | Ice-O-Matic | CIM1447HA | Ice-making Head | Air-Cooled Condenser | Cube | Batch | 1174 | 4.54 | 4.81 |  |  |  | Federally-Regulated Commercial & Industrial Equipment | 08/20/2019 |  | 06/08/2022
Mile High Equipment, LLC | Ice-O-Matic | CIM1447HR | Remote Condensing w/o Remote C | Air-Cooled Condenser | Cube | Batch | 1300 | 4.49 | 4.59 |  |  |  | Federally-Regulated Commercial & Industrial Equipment | 08/20/2019 |  | 06/08/2022
Mile High Equipment, LLC | Ice-O-Matic | CIM1447HW | Ice-making Head | Water-Cooled Condenser | Cube | Batch | 1397 | 3.84 | 4.03 | 104 | 169.3 |  | Federally-Regulated Commercial & Industrial Equipment | 08/20/2019 |  | 06/08/2022
Mile High Equipment, LLC | Ice-O-Matic | CIM2046FR | Remote Condensing w/o Remote C | Air-Cooled Condenser | Cube | Batch | 1553 | 4.45 | 4.59 |  |  |  | Federally-Regulated Commercial & Industrial Equipment | 08/20/2019 |  | 06/08/2022
Mile High Equipment, LLC | Ice-O-Matic | CIM2046FW | Ice-making Head | Water-Cooled Condenser | Cube | Batch | 1639 | 3.63 | 4 | 134 | 163.9 |  | Federally-Regulated Commercial & Industrial Equipment | 08/20/2019 |  | 06/08/2022
Mile High Equipment, LLC | Ice-O-Matic | CIM2046HR | Remote Condensing w/o Remote C | Air-Cooled Condenser | Cube | Batch | 1553 | 4.45 | 4.59 |  |  |  | Federally-Regulated Commercial & Industrial Equipment | 08/20/2019 |  | 06/08/2022
Mile High Equipment, LLC | Ice-O-Matic | CIM2046HW | Ice-making Head | Water-Cooled Condenser | Cube | Batch | 1639 | 3.63 | 4 | 134 | 163.9 |  | Federally-Regulated Commercial & Industrial Equipment | 08/20/2019 |  | 06/08/2022
Mile High Equipment, LLC | Ice-O-Matic | CIM2047FR | Remote Condensing w/o Remote C | Air-Cooled Condenser | Cube | Batch | 1553 | 4.45 | 4.59 |  |  |  | Federally-Regulated Commercial & Industrial Equipment | 08/20/2019 |  | 06/08/2022
Mile High Equipment, LLC | Ice-O-Matic | CIM2047HR | Remote Condensing w/o Remote C | Air-Cooled Condenser | Cube | Batch | 1553 | 4.45 | 4.59 |  |  |  | Federally-Regulated Commercial & Industrial Equipment | 08/20/2019 |  | 06/08/2022
Mile High Equipment, LLC | Ice-O-Matic | GEM0650A | Ice-making Head | Air-Cooled Condenser | Other | Continuous | 500 | 6.31 | 6.63 |  |  | 0.8 | Federally-Regulated Commercial & Industrial Equipment | 08/20/2019 |  | 06/08/2022
Mile High Equipment, LLC | Ice-O-Matic | GEM0650R | Remote Condensing w/o Remote C | Air-Cooled Condenser | Other | Continuous | 550 | 6.35 | 6.51 |  |  | 0.83 | Federally-Regulated Commercial & Industrial Equipment | 08/20/2019 |  | 06/08/2022
Mile High Equipment, LLC | Ice-O-Matic | GEM0956R | Remote Condensing w/o Remote C | Air-Cooled Condenser | Other | Continuous | 825 | 4.99 | 5.06 |  |  | 0.8 | Federally-Regulated Commercial & Industrial Equipment | 08/20/2019 |  | 06/08/2022
Mile High Equipment, LLC | Ice-O-Matic | GEM0956W | Ice-making Head | Water-Cooled Condenser | Other | Continuous | 877 | 3.67 | 4.34 | 100 | 162.6 | 0.81 | Federally-Regulated Commercial & Industrial Equipment | 08/20/2019 |  | 06/08/2022
Mile High Equipment, LLC | Ice-O-Matic | GEM1306R | Remote Condensing w/o Remote C | Air-Cooled Condenser | Other | Continuous | 1000 | 4.99 | 5.06 |  |  | 0.75 | Federally-Regulated Commercial & Industrial Equipment | 08/20/2019 |  | 06/08/2022
Mile High Equipment, LLC | Ice-O-Matic | ICE1506HR | Remote Condensing w/o Remote C | Air-Cooled Condenser | Cube | Batch | 1190 | 4.5 | 4.59 |  |  |  | Federally-Regulated Commercial & Industrial Equipment | 08/20/2019 |  | 06/08/2022
Mile High Equipment, LLC | Ice-O-Matic | ICE1506HT | Ice-making Head | Air-Cooled Condenser | Cube | Batch | 1150 | 4.8 | 4.83 |  |  |  | Federally-Regulated Commercial & Industrial Equipment | 08/20/2019 |  | 06/08/2022
Mile High Equipment, LLC | Ice-O-Matic | ICEU150FA | Self-Contained | Air-Cooled Condenser | Cube | Batch | 175 | 7.9 | 7.99 |  |  |  | Federally-Regulated Commercial & Industrial Equipment | 08/20/2019 |  | 06/08/2022
Mile High Equipment, LLC | Ice-O-Matic | ICEU150HA | Self-Contained | Air-Cooled Condenser | Cube | Batch | 175 | 7.9 | 7.99 |  |  |  | Federally-Regulated Commercial & Industrial Equipment | 08/20/2019 |  | 06/08/2022
Mile High Equipment, LLC | Ice-O-Matic | ICEU220FA | Self-Contained | Air-Cooled Condenser | Cube | Batch | 175 | 7.9 | 7.99 |  |  |  | Federally-Regulated Commercial & Industrial Equipment | 08/20/2019 |  | 06/08/2022
Mile High Equipment, LLC | Ice-O-Matic | ICEU220HA | Self-Contained | Air-Cooled Condenser | Cube | Batch | 175 | 7.9 | 7.99 |  |  |  | Federally-Regulated Commercial & Industrial Equipment | 08/20/2019 |  | 06/08/2022
Mile High Equipment, LLC | Ice-O-Matic | ICEU226FA | Self-Contained | Air-Cooled Condenser | Cube | Batch | 168 | 6.25 | 8.16 |  |  |  | Federally-Regulated Commercial & Industrial Equipment | 08/20/2019 |  | 06/08/2022
Mile High Equipment, LLC | Ice-O-Matic | ICEU226HA | Self-Contained | Air-Cooled Condenser | Cube | Batch | 168 | 6.25 | 8.16 |  |  |  | Federally-Regulated Commercial & Industrial Equipment | 08/20/2019 |  | 06/08/2022
Mile High Equipment, LLC | Ice-O-Matic | ICEU300FA | Self-Contained | Air-Cooled Condenser | Cube | Batch | 205 | 7.25 | 7.35 |  |  |  | Federally-Regulated Commercial & Industrial Equipment | 08/20/2019 |  | 06/08/2022
Mile High Equipment, LLC | Ice-O-Matic | ICEU300FW | Self-Contained | Water-Cooled Condenser | Cube | Batch | 265 | 5.6 | 5.7 | 160 | 182.7 |  | Federally-Regulated Commercial & Industrial Equipment | 08/20/2019 |  | 06/08/2022
Mile High Equipment, LLC | Ice-O-Matic | ICEU300HA | Self-Contained | Air-Cooled Condenser | Cube | Batch | 205 | 7.25 | 7.35 |  |  |  | Federally-Regulated Commercial & Industrial Equipment | 08/20/2019 |  | 06/08/2022
Mile High Equipment, LLC | Ice-O-Matic | ICEU300HW | Self-Contained | Water-Cooled Condenser | Cube | Batch | 265 | 5.6 | 5.7 | 160 | 182.7 |  | Federally-Regulated Commercial & Industrial Equipment | 08/20/2019 |  | 06/08/2022
Mile High Equipment, LLC | Ice-O-Matic | MFI0500A | Ice-making Head | Air-Cooled Condenser | Flake | Continuous | 380 | 6.22 | 7.01 |  |  | 0.65 | Federally-Regulated Commercial & Industrial Equipment | 08/20/2019 |  | 06/08/2022
Mile High Equipment, LLC | Ice-O-Matic | MFI0500W | Ice-making Head | Water-Cooled Condenser | Flake | Continuous | 456 | 5.03 | 5.26 | 91 | 171 | 0.69 | Federally-Regulated Commercial & Industrial Equipment | 08/20/2019 |  | 06/08/2022
Mile High Equipment, LLC | Ice-O-Matic | MFI0800A | Ice-making Head | Air-Cooled Condenser | Flake | Continuous | 665 | 5.09 | 6.1 |  |  | 0.68 | Federally-Regulated Commercial & Industrial Equipment | 08/20/2019 |  | 06/08/2022
Mile High Equipment, LLC | Ice-O-Matic | MFI0800R | Remote Condensing w/o Remote C | Air-Cooled Condenser | Flake | Continuous | 650 | 5.92 | 5.93 |  |  | 0.68 | Federally-Regulated Commercial & Industrial Equipment | 08/20/2019 |  | 06/08/2022
Mile High Equipment, LLC | Ice-O-Matic | MFI1256R | Remote Condensing w/o Remote C | Air-Cooled Condenser | Flake | Continuous | 950 | 5.05 | 5.06 |  |  | 0.65 | Federally-Regulated Commercial & Industrial Equipment | 08/20/2019 |  | 06/08/2022
Mile High Equipment, LLC | Ice-O-Matic | MFI1256W | Ice-making Head | Water-Cooled Condenser | Flake | Continuous | 959 | 3.73 | 4.34 | 97 | 161 | 0.65 | Federally-Regulated Commercial & Industrial Equipment | 08/20/2019 |  | 06/08/2022
Mile High Equipment, LLC | Ice-O-Matic | MFI1506R | Remote Condensing w/o Remote C | Air-Cooled Condenser | Flake | Continuous | 1025 | 5.01 | 5.06 |  |  | 0.67 | Federally-Regulated Commercial & Industrial Equipment | 08/20/2019 |  | 06/08/2022
Mile High Equipment, LLC | Ice-O-Matic | ICEU220FW | Self-Contained | Water-Cooled Condenser | Cube | Batch | 193 | 5.75 | 5.83 | 175 | 184.9 |  | Federally-Regulated Commercial & Industrial Equipment | 08/20/2019 |  | 06/09/2022
Mile High Equipment, LLC | Ice-O-Matic | ICEU220HW | Self-Contained | Water-Cooled Condenser | Cube | Batch | 193 | 5.75 | 5.83 | 175 | 184.9 |  | Federally-Regulated Commercial & Industrial Equipment | 08/20/2019 |  | 06/09/2022
Hoshizaki America | Hoshizaki | DCM-270BAH | Self-Contained | Air-Cooled Condenser | Crushed | Continuous | 210 | 7.2 | 8.16 |  |  | 1.09 | Federally-Regulated Commercial & Industrial Equipment | 03/10/2021 | 5622938 | 06/15/2022
Hoshizaki America | Hoshizaki | DCM-270BAH-OS | Self-Contained | Air-Cooled Condenser | Crushed | Continuous | 210 | 7.2 | 8.16 |  |  | 1.09 | Federally-Regulated Commercial & Industrial Equipment | 03/10/2021 | 5622939 | 06/15/2022
Hoshizaki America | Hoshizaki | F-1002MRJZ-SC*URC-5FZ | Remote Condensing w/o Remote C | Air-Cooled Condenser | Flake | Continuous | 660 | 5.15 | 5.87 |  |  | 1.13 | Federally-Regulated Commercial & Industrial Equipment | 03/03/2022 | 207254985 | 06/15/2022
Hoshizaki America | Hoshizaki | FD-650MWJ-C | Ice-making Head | Water-Cooled Condenser | Flake | Continuous | 525 | 3.9 | 5.08 | 115 | 169.6 | 1.08 | Federally-Regulated Commercial & Industrial Equipment | 10/13/2021 | 202326769 | 06/15/2022
Hoshizaki America | Hoshizaki | FD-650MAJ-C | Ice-making Head | Air-Cooled Condenser | Flake | Continuous | 494 | 5.6 | 6.65 |  |  | 1.07 | Federally-Regulated Commercial & Industrial Equipment | 10/13/2021 | 202326768 | 06/15/2022
Hoshizaki America | Hoshizaki | KML-500MAJ | Ice-making Head | Air-Cooled Condenser | Cube | Batch | 400 | 5.55 | 6.05 |  |  |  | Federally-Regulated Commercial & Industrial Equipment | 01/02/2019 |  | 07/22/2022
Hoshizaki America | Hoshizaki | KML-500MWJ | Ice-making Head | Water-Cooled Condenser | Cube | Batch | 515 | 4.33 | 4.82 | 110 | 188.7 |  | Federally-Regulated Commercial & Industrial Equipment | 01/02/2019 |  | 07/22/2022
Manitowoc Ice, Inc. | Manitowoc | IDT0500N-161*JCT0500-161 | Remote Condensing w/o Remote C | Air-Cooled Condenser | Cube | Batch | 450 | 6.11 |  |  |  |  | Federally-Regulated Commercial & Industrial Equipment | 03/03/2022 | 201753796 | 08/18/2022
Manitowoc Ice, Inc. | Manitowoc | ID-0303W-161 | Ice-making Head | Water-Cooled Condenser | Cube | Batch | 260 | 5.45 |  | 193 |  |  | Federally-Regulated Commercial & Industrial Equipment | 03/03/2022 | 4475780 | 08/18/2022
Manitowoc Ice, Inc. | Manitowoc | IDT1200N-261*JCT1200-261 | Remote Condensing w/o Remote C | Air-Cooled Condenser | Cube | Batch | 960 | 4.4 |  |  |  |  | Federally-Regulated Commercial & Industrial Equipment | 05/18/2022 | 201755788 | 08/18/2022
Manitowoc Ice, Inc. | Manitowoc | IDF2100C-161*CVDF2100-261 | Both Remote Condensing & Remot | Air-Cooled Condenser | Cube | Batch | 1625 | 4.54 |  |  |  |  | Federally-Regulated Commercial & Industrial Equipment | 04/05/2022 | 202358898 | 08/18/2022
Manitowoc Ice, Inc. | Manitowoc | IYF2100C-161*CVDF2100-261 | Both Remote Condensing & Remot | Air-Cooled Condenser | Cube | Batch | 1600 | 4.74 |  |  |  |  | Federally-Regulated Commercial & Industrial Equipment | 04/05/2022 | 202358896 | 08/18/2022
Manitowoc Ice, Inc. | Manitowoc | IYF2100C-161*CVDF2100-263 | Both Remote Condensing & Remot | Air-Cooled Condenser | Cube | Batch | 1600 | 4.74 |  |  |  |  | Federally-Regulated Commercial & Industrial Equipment | 04/05/2022 | 202358897 | 08/18/2022
Manitowoc Ice, Inc. | Manitowoc | IDF2100C-161*CVDF2100-263 | Both Remote Condensing & Remot | Air-Cooled Condenser | Cube | Batch | 1625 | 4.54 |  |  |  |  | Federally-Regulated Commercial & Industrial Equipment | 04/05/2022 | 202358899 | 08/18/2022
Manitowoc Ice, Inc. | Manitowoc | IY-0304A-261 | Ice-making Head | Air-Cooled Condenser | Cube | Batch | 235 | 7 |  |  |  |  | Federally-Regulated Commercial & Industrial Equipment | 03/03/2022 | 4475764 | 08/18/2022
Manitowoc Ice, Inc. | Manitowoc | ID-0302A-261 | Ice-making Head | Air-Cooled Condenser | Cube | Batch | 225 | 7 |  |  |  |  | Federally-Regulated Commercial & Industrial Equipment | 03/03/2022 | 4475747 | 08/18/2022
Manitowoc Ice, Inc. | Koolaire | KYT1700W-261 | Ice-making Head | Water-Cooled Condenser | Cube | Batch | 1550 | 3.4 | 4 | 140 | 165.9 |  | Federally-Regulated Commercial & Industrial Equipment | 05/18/2022 | 10525572 | 08/18/2022
Manitowoc Ice, Inc. | Koolaire | KDT1700W-261 | Ice-making Head | Water-Cooled Condenser | Cube | Batch | 1460 | 3.5 | 4.01 | 140 | 167.9 |  | Federally-Regulated Commercial & Industrial Equipment | 05/18/2022 | 10525516 | 08/18/2022
Manitowoc Ice, Inc. | Koolaire | KYT1000N-261*JCT1200-261 | Remote Condensing w/o Remote C | Air-Cooled Condenser | Cube | Batch | 760 | 5.2 | 5.37 |  |  |  | Federally-Regulated Commercial & Industrial Equipment | 05/18/2022 | 10525505 | 08/18/2022
Manitowoc Ice, Inc. | Koolaire | KDT1700N-261*JCT1500-261 | Remote Condensing w/o Remote C | Air-Cooled Condenser | Cube | Batch | 1420 | 4.3 | 4.59 |  |  |  | Federally-Regulated Commercial & Industrial Equipment | 05/18/2022 | 10525742 | 08/18/2022
Manitowoc Ice, Inc. | Koolaire | KYT1700N-261*JCT1500-261 | Remote Condensing w/o Remote C | Air-Cooled Condenser | Cube | Batch | 1490 | 4 | 4.59 |  |  |  | Federally-Regulated Commercial & Industrial Equipment | 05/18/2022 | 10525743 | 08/18/2022
Manitowoc Ice, Inc. | Koolaire | KDT1700A-261 | Ice-making Head | Air-Cooled Condenser | Cube | Batch | 1350 | 4.6 | 4.7 |  |  |  | Federally-Regulated Commercial & Industrial Equipment | 05/18/2022 | 10525506 | 08/18/2022
Manitowoc Ice, Inc. | Koolaire | KYT1700A-261 | Ice-making Head | Air-Cooled Condenser | Cube | Batch | 1380 | 4.55 | 4.68 |  |  |  | Federally-Regulated Commercial & Industrial Equipment | 05/18/2022 | 10525508 | 08/18/2022
Manitowoc Ice, Inc. | Koolaire | KDT1000N-261*JCT1200-261 | Remote Condensing w/o Remote C | Air-Cooled Condenser | Cube | Batch | 700 | 5.3 | 5.58 |  |  |  | Federally-Regulated Commercial & Industrial Equipment | 05/18/2022 | 10525504 | 08/18/2022
Manitowoc Ice, Inc. | Manitowoc | IDT0500N-161*JCT0500-161 | Remote Condensing w/o Remote C | Air-Cooled Condenser | Cube | Batch | 450 | 6.11 | 6.43 |  |  |  | Federally-Regulated Commercial & Industrial Equipment | 08/18/2022 | 201753796 | 08/18/2022
Manitowoc Ice, Inc. | Manitowoc | ID-0303W-161 | Ice-making Head | Water-Cooled Condenser | Cube | Batch | 260 | 5.45 | 5.45 | 193 | 194.3 |  | Federally-Regulated Commercial & Industrial Equipment | 08/18/2022 | 4475780 | 08/18/2022
Manitowoc Ice, Inc. | Manitowoc | IDT1200N-261*JCT1200-261 | Remote Condensing w/o Remote C | Air-Cooled Condenser | Cube | Batch | 960 | 4.4 | 4.69 |  |  |  | Federally-Regulated Commercial & Industrial Equipment | 08/18/2022 | 201755788 | 08/18/2022
Manitowoc Ice, Inc. | Manitowoc | IDF2100C-161*CVDF2100-261 | Both Remote Condensing & Remot | Air-Cooled Condenser | Cube | Batch | 1575 | 4.78 | 4.79 |  |  |  | Federally-Regulated Commercial & Industrial Equipment | 08/18/2022 | 202358898 | 08/18/2022
Manitowoc Ice, Inc. | Manitowoc | IYF2100C-161*CVDF2100-261 | Both Remote Condensing & Remot | Air-Cooled Condenser | Cube | Batch | 1600 | 4.78 | 4.79 |  |  |  | Federally-Regulated Commercial & Industrial Equipment | 08/18/2022 | 202358896 | 08/18/2022
Manitowoc Ice, Inc. | Manitowoc | IYF2100C-161*CVDF2100-263 | Both Remote Condensing & Remot | Air-Cooled Condenser | Cube | Batch | 1600 | 4.78 | 4.79 |  |  |  | Federally-Regulated Commercial & Industrial Equipment | 08/18/2022 | 202358897 | 08/18/2022
Manitowoc Ice, Inc. | Manitowoc | IDF2100C-161*CVDF2100-263 | Both Remote Condensing & Remot | Air-Cooled Condenser | Cube | Batch | 1575 | 4.78 | 4.79 |  |  |  | Federally-Regulated Commercial & Industrial Equipment | 08/18/2022 | 202358899 | 08/18/2022
Manitowoc Ice, Inc. | Manitowoc | IY-0304A-261 | Ice-making Head | Air-Cooled Condenser | Cube | Batch | 235 | 7 | 7.1 |  |  |  | Federally-Regulated Commercial & Industrial Equipment | 08/18/2022 | 4475764 | 08/18/2022
Manitowoc Ice, Inc. | Manitowoc | ID-0302A-261 | Ice-making Head | Air-Cooled Condenser | Cube | Batch | 225 | 7 | 7.23 |  |  |  | Federally-Regulated Commercial & Industrial Equipment | 08/18/2022 | 4475747 | 08/18/2022
Manitowoc Ice, Inc. | Koolaire | KYT1700W-261 | Ice-making Head | Water-Cooled Condenser | Cube | Batch | 1550 | 3.4 |  | 140 |  |  | Federally-Regulated Commercial & Industrial Equipment | 08/18/2022 | 10525572 | 08/18/2022
Manitowoc Ice, Inc. | Koolaire | KDT1700W-261 | Ice-making Head | Water-Cooled Condenser | Cube | Batch | 1460 | 3.5 |  | 140 |  |  | Federally-Regulated Commercial & Industrial Equipment | 08/18/2022 | 10525516 | 08/18/2022
Manitowoc Ice, Inc. | Koolaire | KYT1000N-261*JCT1200-261 | Remote Condensing w/o Remote C | Air-Cooled Condenser | Cube | Batch | 760 | 5.2 |  |  |  |  | Federally-Regulated Commercial & Industrial Equipment | 08/18/2022 | 10525505 | 08/18/2022
Manitowoc Ice, Inc. | Koolaire | KDT1700N-261*JCT1500-261 | Remote Condensing w/o Remote C | Air-Cooled Condenser | Cube | Batch | 1420 | 4.3 |  |  |  |  | Federally-Regulated Commercial & Industrial Equipment | 08/18/2022 | 10525742 | 08/18/2022
Manitowoc Ice, Inc. | Koolaire | KYT1700N-261*JCT1500-261 | Remote Condensing w/o Remote C | Air-Cooled Condenser | Cube | Batch | 1490 | 4 |  |  |  |  | Federally-Regulated Commercial & Industrial Equipment | 08/18/2022 | 10525743 | 08/18/2022
Manitowoc Ice, Inc. | Koolaire | KDT1700A-261 | Ice-making Head | Air-Cooled Condenser | Cube | Batch | 1350 | 4.6 |  |  |  |  | Federally-Regulated Commercial & Industrial Equipment | 08/18/2022 | 10525506 | 08/18/2022
Manitowoc Ice, Inc. | Koolaire | KYT1700A-261 | Ice-making Head | Air-Cooled Condenser | Cube | Batch | 1380 | 4.55 |  |  |  |  | Federally-Regulated Commercial & Industrial Equipment | 08/18/2022 | 10525508 | 08/18/2022
Manitowoc Ice, Inc. | Koolaire | KDT1000N-261*JCT1200-261 | Remote Condensing w/o Remote C | Air-Cooled Condenser | Cube | Batch | 700 | 5.3 |  |  |  |  | Federally-Regulated Commercial & Industrial Equipment | 08/18/2022 | 10525504 | 08/18/2022
Manitowoc Ice, Inc. | Manitowoc | IYT1200W-263 | Ice-making Head | Water-Cooled Condenser | Cube | Batch | 965 | 4 | 4.15 | 140 | 178.8 |  | Federally-Regulated Commercial & Industrial Equipment | 07/15/2020 | 201755787 | 08/19/2022
Manitowoc Ice, Inc. | Manitowoc | IDT1200N-261*JCT1200-261 | Remote Condensing w/o Remote C | Air-Cooled Condenser | Cube | Batch | 960 | 4.4 | 4.69 |  |  |  | Federally-Regulated Commercial & Industrial Equipment | 08/18/2022 | 201755788 | 08/19/2022
Manitowoc Ice, Inc. | Manitowoc | IYT1200N-261*JCT1200-261 | Remote Condensing w/o Remote C | Air-Cooled Condenser | Cube | Batch | 1000 | 4.4 | 4.59 |  |  |  | Federally-Regulated Commercial & Industrial Equipment | 07/15/2020 | 201755789 | 08/19/2022
Manitowoc Ice, Inc. | Manitowoc | IYT1200C-161*CVDT1200-261 | Both Remote Condensing & Remot | Air-Cooled Condenser | Cube | Batch | 1000 | 4.5 | 4.79 |  |  |  | Federally-Regulated Commercial & Industrial Equipment | 07/15/2020 | 201755792 | 08/19/2022
Manitowoc Ice, Inc. | Manitowoc | IDT1200C-161*CVDT1200-261 | Both Remote Condensing & Remot | Air-Cooled Condenser | Cube | Batch | 975 | 4.5 | 4.79 |  |  |  | Federally-Regulated Commercial & Industrial Equipment | 07/15/2020 | 201755791 | 08/19/2022
Manitowoc Ice, Inc. | Manitowoc | IYT1200A-263 | Ice-making Head | Air-Cooled Condenser | Cube | Batch | 950 | 4.75 | 4.95 |  |  |  | Federally-Regulated Commercial & Industrial Equipment | 07/15/2020 | 201755783 | 08/19/2022
Manitowoc Ice, Inc. | Manitowoc | IDT1200C-161*CVDT1200-263 | Both Remote Condensing & Remot | Air-Cooled Condenser | Cube | Batch | 975 | 4.5 | 4.79 |  |  |  | Federally-Regulated Commercial & Industrial Equipment | 07/15/2020 | 201885319 | 08/19/2022
Manitowoc Ice, Inc. | Manitowoc | IYT1200N-263*JCT1200-261 | Remote Condensing w/o Remote C | Air-Cooled Condenser | Cube | Batch | 1000 | 4.4 | 4.59 |  |  |  | Federally-Regulated Commercial & Industrial Equipment | 07/15/2020 | 201755790 | 08/19/2022
Manitowoc Ice, Inc. | Manitowoc | IBT1020C-161*CVDT1200-263 | Both Remote Condensing & Remot | Air-Cooled Condenser | Cube | Batch | 1000 | 4.5 | 4.79 |  |  |  | Federally-Regulated Commercial & Industrial Equipment | 07/15/2020 | 201885321 | 08/19/2022
Manitowoc Ice, Inc. | Manitowoc | IBT1020C-161*CVDT1200-261 | Both Remote Condensing & Remot | Air-Cooled Condenser | Cube | Batch | 1000 | 4.5 | 4.79 |  |  |  | Federally-Regulated Commercial & Industrial Equipment | 07/15/2020 | 201755793 | 08/19/2022
Manitowoc Ice, Inc. | Manitowoc | IYT1200C-161*CVDT1200-263 | Both Remote Condensing & Remot | Air-Cooled Condenser | Cube | Batch | 1000 | 4.5 | 4.79 |  |  |  | Federally-Regulated Commercial & Industrial Equipment | 07/15/2020 | 201885320 | 08/19/2022
Manitowoc Ice, Inc. | Manitowoc | IYT1200W-263 | Ice-making Head | Water-Cooled Condenser | Cube | Batch | 1050 | 3.78 | 4.13 | 140 | 176.9 |  | Federally-Regulated Commercial & Industrial Equipment | 08/19/2022 | 201755787 | 08/19/2022
Manitowoc Ice, Inc. | Manitowoc | IDT1200N-261*JCT1200-261 | Remote Condensing w/o Remote C | Air-Cooled Condenser | Cube | Batch | 925 | 4.47 | 4.81 |  |  |  | Federally-Regulated Commercial & Industrial Equipment | 08/19/2022 | 201755788 | 08/19/2022
Manitowoc Ice, Inc. | Manitowoc | IYT1200N-261*JCT1200-261 | Remote Condensing w/o Remote C | Air-Cooled Condenser | Cube | Batch | 1010 | 4.2 | 4.59 |  |  |  | Federally-Regulated Commercial & Industrial Equipment | 08/19/2022 | 201755789 | 08/19/2022
Manitowoc Ice, Inc. | Manitowoc | IYT1200C-161*CVDT1200-261 | Both Remote Condensing & Remot | Air-Cooled Condenser | Cube | Batch | 955 | 4.6 | 4.79 |  |  |  | Federally-Regulated Commercial & Industrial Equipment | 08/19/2022 | 201755792 | 08/19/2022
Manitowoc Ice, Inc. | Manitowoc | IDT1200C-161*CVDT1200-261 | Both Remote Condensing & Remot | Air-Cooled Condenser | Cube | Batch | 930 | 4.6 | 4.79 |  |  |  | Federally-Regulated Commercial & Industrial Equipment | 08/19/2022 | 201755791 | 08/19/2022
Manitowoc Ice, Inc. | Manitowoc | IYT1200A-263 | Ice-making Head | Air-Cooled Condenser | Cube | Batch | 940 | 4.83 | 4.96 |  |  |  | Federally-Regulated Commercial & Industrial Equipment | 08/19/2022 | 201755783 | 08/19/2022
Manitowoc Ice, Inc. | Manitowoc | IDT1200C-161*CVDT1200-263 | Both Remote Condensing & Remot | Air-Cooled Condenser | Cube | Batch | 930 | 4.6 | 4.79 |  |  |  | Federally-Regulated Commercial & Industrial Equipment | 08/19/2022 | 201885319 | 08/19/2022
Manitowoc Ice, Inc. | Manitowoc | IYT1200N-263*JCT1200-261 | Remote Condensing w/o Remote C | Air-Cooled Condenser | Cube | Batch | 1010 | 4.2 | 4.59 |  |  |  | Federally-Regulated Commercial & Industrial Equipment | 08/19/2022 | 201755790 | 08/19/2022
Manitowoc Ice, Inc. | Manitowoc | IBT1020C-161*CVDT1200-263 | Both Remote Condensing & Remot | Air-Cooled Condenser | Cube | Batch | 1030 | 4.38 | 4.79 |  |  |  | Federally-Regulated Commercial & Industrial Equipment | 08/19/2022 | 201885321 | 08/19/2022
Manitowoc Ice, Inc. | Manitowoc | IBT1020C-161*CVDT1200-261 | Both Remote Condensing & Remot | Air-Cooled Condenser | Cube | Batch | 1030 | 4.38 | 4.79 |  |  |  | Federally-Regulated Commercial & Industrial Equipment | 08/19/2022 | 201755793 | 08/19/2022
Manitowoc Ice, Inc. | Manitowoc | IYT1200C-161*CVDT1200-263 | Both Remote Condensing & Remot | Air-Cooled Condenser | Cube | Batch | 955 | 4.6 | 4.79 |  |  |  | Federally-Regulated Commercial & Industrial Equipment | 08/19/2022 | 201885320 | 08/19/2022
Manitowoc Ice, Inc. | Manitowoc | IYT0620A-161 | Ice-making Head | Air-Cooled Condenser | Cube | Batch | 465 | 4.87 |  |  |  |  | Federally-Regulated Commercial & Industrial Equipment | 11/18/2019 | 201753780 | 09/30/2022
Manitowoc Ice, Inc. | Manitowoc | IYT0500A-161 | Ice-making Head | Air-Cooled Condenser | Cube | Batch | 440 | 4.58 |  |  |  |  | Federally-Regulated Commercial & Industrial Equipment | 11/18/2019 | 201753790 | 09/30/2022
Manitowoc Ice, Inc. | Manitowoc | IYT0500A-261 | Ice-making Head | Air-Cooled Condenser | Cube | Batch | 440 | 4.58 |  |  |  |  | Federally-Regulated Commercial & Industrial Equipment | 11/18/2019 | 201753791 | 09/30/2022
Manitowoc Ice, Inc. | Manitowoc | IYT0420A-161 | Ice-making Head | Air-Cooled Condenser | Cube | Batch | 375 | 5.4 |  |  |  |  | Federally-Regulated Commercial & Industrial Equipment | 11/18/2019 | 201753769 | 09/30/2022
Manitowoc Ice, Inc. | Manitowoc | IYT0620A-261 | Ice-making Head | Air-Cooled Condenser | Cube | Batch | 465 | 4.87 |  |  |  |  | Federally-Regulated Commercial & Industrial Equipment | 11/18/2019 | 201753782 | 09/30/2022
Manitowoc Ice, Inc. | Manitowoc | IYT0620A-161 | Ice-making Head | Air-Cooled Condenser | Cube | Batch | 450 | 5.16 | 5.93 |  |  |  | Federally-Regulated Commercial & Industrial Equipment | 09/30/2022 | 201753780 | 09/30/2022
Manitowoc Ice, Inc. | Manitowoc | IYT0500A-161 | Ice-making Head | Air-Cooled Condenser | Cube | Batch | 421 | 5.05 | 6 |  |  |  | Federally-Regulated Commercial & Industrial Equipment | 09/30/2022 | 201753790 | 09/30/2022
Manitowoc Ice, Inc. | Manitowoc | IYT0500A-261 | Ice-making Head | Air-Cooled Condenser | Cube | Batch | 421 | 5.05 | 6 |  |  |  | Federally-Regulated Commercial & Industrial Equipment | 09/30/2022 | 201753791 | 09/30/2022
Manitowoc Ice, Inc. | Manitowoc | IYT0420A-161 | Ice-making Head | Air-Cooled Condenser | Cube | Batch | 375 | 5.55 | 6.11 |  |  |  | Federally-Regulated Commercial & Industrial Equipment | 09/30/2022 | 201753769 | 09/30/2022
Manitowoc Ice, Inc. | Manitowoc | IYT0620A-261 | Ice-making Head | Air-Cooled Condenser | Cube | Batch | 450 | 5.16 | 5.93 |  |  |  | Federally-Regulated Commercial & Industrial Equipment | 09/30/2022 | 201753782 | 09/30/2022
Manitowoc Ice, Inc. | Manitowoc | IDT0450A-161 | Ice-making Head | Air-Cooled Condenser | Cube | Batch | 358 | 5.63 |  |  |  |  | Federally-Regulated Commercial & Industrial Equipment | 11/18/2019 | 201753414 | 10/06/2022
Manitowoc Ice, Inc. | Manitowoc | IDT0500A-161 | Ice-making Head | Air-Cooled Condenser | Cube | Batch | 400 | 5.25 |  |  |  |  | Federally-Regulated Commercial & Industrial Equipment | 11/18/2019 | 201753788 | 10/06/2022
Manitowoc Ice, Inc. | Manitowoc | IYT0450A-161 | Ice-making Head | Air-Cooled Condenser | Cube | Batch | 378 | 5.52 |  |  |  |  | Federally-Regulated Commercial & Industrial Equipment | 11/18/2019 | 201753773 | 10/06/2022
Hoshizaki America | Hoshizaki | IM-500SAB | Ice-making Head | Air-Cooled Condenser | Cube | Batch | 414 | 5.6 |  |  |  |  | Federally-Regulated Commercial & Industrial Equipment | 01/20/2021 | 203307200 | 11/03/2022
Hoshizaki America | Hoshizaki | IM-500SAB | Ice-making Head | Air-Cooled Condenser | Cube | Batch | 449 | 5.88 |  |  |  |  | Federally-Regulated Commercial & Industrial Equipment | 11/03/2022 | 203307200 | 11/03/2022
Ningbo Hicon International Industry Co.,Ltd. | Home | HME030276N | Self-Contained | Air-Cooled Condenser | Cube | Batch | 71 | 9 | 11.46 |  |  |  | Federally-Regulated Commercial & Industrial Equipment | 05/28/2019 |  | 12/07/2022
Ningbo Hicon International Industry Co.,Ltd. | Home | HME030293N | Self-Contained | Air-Cooled Condenser | Cube | Batch | 97 | 6.79 | 10.24 |  |  |  | Federally-Regulated Commercial & Industrial Equipment | 10/09/2019 |  | 12/07/2022
Ningbo Hicon International Industry Co.,Ltd. | Vremi | VRM050692N | Self-Contained | Air-Cooled Condenser | Cube | Batch | 76 | 7.14 | 11.23 |  |  |  | Federally-Regulated Commercial & Industrial Equipment | 10/09/2019 |  | 12/07/2022
Scotsman Ice Systems | Scotsman | N0922W-32E | Ice-making Head | Water-Cooled Condenser | Flake | Continuous | 863 | 3.09 | 4.34 | 109 | 162.9 | 1.21 | Federally-Regulated Commercial & Industrial Equipment | 01/20/2021 | 201785786 | 01/17/2023
Scotsman Ice Systems | Scotsman | F1222R-3E*ERC311-32E | Remote Condensing w/o Remote C | Air-Cooled Condenser | Flake | Continuous | 907 | 3.34 | 5.06 |  |  | 1.45 | Federally-Regulated Commercial & Industrial Equipment | 01/20/2021 | 201785789 | 01/17/2023
Scotsman Ice Systems | Scotsman | N0622W-1E | Ice-making Head | Water-Cooled Condenser | Flake | Continuous | 581 | 3.8 | 4.93 | 102 | 168.5 | 1.21 | Federally-Regulated Commercial & Industrial Equipment | 01/20/2021 | 10267544 | 01/17/2023
Scotsman Ice Systems | Scotsman | F0822A-1E | Ice-making Head | Air-Cooled Condenser | Flake | Continuous | 641 | 4 | 6.18 |  |  | 1.38 | Federally-Regulated Commercial & Industrial Equipment | 01/20/2021 | 10271670 | 01/17/2023
Scotsman Ice Systems | Scotsman | N0922A-32E | Ice-making Head | Air-Cooled Condenser | Flake | Continuous | 784 | 3.85 | 5.72 |  |  | 1.25 | Federally-Regulated Commercial & Industrial Equipment | 01/20/2021 | 201785110 | 01/17/2023
Scotsman Ice Systems | Scotsman | F0522W-1E | Ice-making Head | Water-Cooled Condenser | Flake | Continuous | 429 | 3.73 | 5.33 | 112 | 171.5 | 1.34 | Federally-Regulated Commercial & Industrial Equipment | 01/20/2021 | 10267545 | 01/17/2023
Scotsman Ice Systems | Scotsman | N0422W-1E | Ice-making Head | Water-Cooled Condenser | Flake | Continuous | 397 | 3.95 | 5.42 | 124 | 172.1 | 1.2 | Federally-Regulated Commercial & Industrial Equipment | 01/20/2021 | 10267556 | 01/17/2023
Scotsman Ice Systems | Scotsman | N1322W-32E | Ice-making Head | Water-Cooled Condenser | Flake | Continuous | 1056 | 3.17 | 4.34 | 78 | 159.1 | 1.27 | Federally-Regulated Commercial & Industrial Equipment | 01/20/2021 | 10498243 | 01/17/2023
Scotsman Ice Systems | Scotsman | F1522A-32E | Ice-making Head | Air-Cooled Condenser | Flake | Continuous | 1066 | 3.36 | 5.61 |  |  | 1.46 | Federally-Regulated Commercial & Industrial Equipment | 01/20/2021 | 10498183 | 01/17/2023
Scotsman Ice Systems | Scotsman | F0822W-1E | Ice-making Head | Water-Cooled Condenser | Flake | Continuous | 654 | 3.31 | 4.73 | 85 | 167.1 | 1.37 | Federally-Regulated Commercial & Industrial Equipment | 01/20/2021 | 10267543 | 01/17/2023
Scotsman Ice Systems | Scotsman | F1222A-32# | Ice-making Head | Air-Cooled Condenser | Flake | Continuous | 878 | 3.22 | 5.61 |  |  | 1.43 | Federally-Regulated Commercial & Industrial Equipment | 01/20/2021 | 5020540 | 01/17/2023
Scotsman Ice Systems | Scotsman | F0522A-1E | Ice-making Head | Air-Cooled Condenser | Flake | Continuous | 343 | 4.61 | 7.13 |  |  | 1.34 | Federally-Regulated Commercial & Industrial Equipment | 01/20/2021 | 10271668 | 01/17/2023
Scotsman Ice Systems | Scotsman | N1322R-32E*ERC311-32E | Remote Condensing w/o Remote C | Air-Cooled Condenser | Flake | Continuous | 1022 | 3.78 | 5.06 |  |  | 1.21 | Federally-Regulated Commercial & Industrial Equipment | 01/20/2021 | 10498244 | 01/17/2023
Scotsman Ice Systems | Scotsman | N1322A-32E | Ice-making Head | Air-Cooled Condenser | Flake | Continuous | 940 | 3.85 | 5.61 |  |  | 1.25 | Federally-Regulated Commercial & Industrial Equipment | 01/20/2021 | 10498184 | 01/17/2023
Scotsman Ice Systems | Scotsman | N0622R-1E*ERC111-1E | Remote Condensing w/o Remote C | Air-Cooled Condenser | Flake | Continuous | 579 | 4.95 | 6.34 |  |  | 1.17 | Federally-Regulated Commercial & Industrial Equipment | 01/20/2021 | 10272647 | 01/17/2023
Scotsman Ice Systems | Scotsman | N0922R-32E*ERC311-32E | Remote Condensing w/o Remote C | Air-Cooled Condenser | Flake | Continuous | 781 | 3.82 | 5.17 |  |  | 1.21 | Federally-Regulated Commercial & Industrial Equipment | 01/20/2021 | 201785788 | 01/17/2023
Scotsman Ice Systems | Scotsman | F0822W-32E | Ice-making Head | Water-Cooled Condenser | Flake | Continuous | 643 | 3.32 | 4.76 | 91 | 167.3 | 1.37 | Federally-Regulated Commercial & Industrial Equipment | 01/20/2021 | 201753645 | 01/17/2023
Scotsman Ice Systems | Scotsman | F1222W-32E | Ice-making Head | Water-Cooled Condenser | Flake | Continuous | 967 | 2.52 | 4.34 | 105 | 160.9 | 1.45 | Federally-Regulated Commercial & Industrial Equipment | 01/20/2021 | 201785787 | 01/17/2023
Scotsman Ice Systems | Scotsman | N0622A-1E | Ice-making Head | Air-Cooled Condenser | Flake | Continuous | 552 | 4.71 | 6.46 |  |  | 1.21 | Federally-Regulated Commercial & Industrial Equipment | 01/20/2021 | 10271669 | 01/17/2023
Scotsman Ice Systems | Scotsman | N0422A-1E | Ice-making Head | Air-Cooled Condenser | Flake | Continuous | 348 | 5.36 | 7.12 |  |  | 1.22 | Federally-Regulated Commercial & Industrial Equipment | 01/20/2021 | 10271667 | 01/17/2023
Scotsman Ice Systems | Scotsman | N1322W-3E | Ice-making Head | Water-Cooled Condenser | Flake | Continuous | 1056 | 3.17 | 4.34 | 78 | 159.1 | 1.27 | Federally-Regulated Commercial & Industrial Equipment | 01/20/2021 | 10498242 | 01/17/2023
Scotsman Ice Systems | Scotsman | F1222A-3# | Ice-making Head | Air-Cooled Condenser | Flake | Continuous | 878 | 3.22 | 5.61 |  |  | 1.43 | Federally-Regulated Commercial & Industrial Equipment | 01/20/2021 | 5020539 | 01/17/2023
Scotsman Ice Systems | Scotsman | N0622A-32E | Ice-making Head | Air-Cooled Condenser | Flake | Continuous | 552 | 4.71 | 6.46 |  |  | 1.21 | Federally-Regulated Commercial & Industrial Equipment | 01/20/2021 | 10349182 | 01/17/2023
Scotsman Ice Systems | Scotsman | F1222A-3E | Ice-making Head | Air-Cooled Condenser | Flake | Continuous | 878 | 3.22 | 5.61 |  |  | 1.43 | Federally-Regulated Commercial & Industrial Equipment | 01/20/2021 | 202277121 | 01/17/2023
Scotsman Ice Systems | Scotsman | F1222R-32E*ERC311-32E | Remote Condensing w/o Remote C | Air-Cooled Condenser | Flake | Continuous | 907 | 3.34 | 5.06 |  |  | 1.45 | Federally-Regulated Commercial & Industrial Equipment | 01/20/2021 | 201785790 | 01/17/2023
Scotsman Ice Systems | Scotsman | F1222A-32E | Ice-making Head | Air-Cooled Condenser | Flake | Continuous | 878 | 3.22 | 5.61 |  |  | 1.43 | Federally-Regulated Commercial & Industrial Equipment | 01/20/2021 | 202277120 | 01/17/2023
Hoshizaki America | Hoshizaki | KM-1340MAJ | Ice-making Head | Air-Cooled Condenser | Cube | Batch | 1175 | 4.2 | 4.81 |  |  |  | Federally-Regulated Commercial & Industrial Equipment | 10/13/2021 | 201840251 | 01/17/2023
Manitowoc Ice, Inc. | Manitowoc | IDT0450A-261 | Ice-making Head | Air-Cooled Condenser | Cube | Batch | 358 | 5.63 |  |  |  |  | Federally-Regulated Commercial & Industrial Equipment | 11/18/2019 | 201753415 | 01/17/2023
Manitowoc Ice, Inc. | Manitowoc | IDT0450A-161X | Ice-making Head | Air-Cooled Condenser | Cube | Batch | 358 | 5.63 | 6.16 |  |  |  | Federally-Regulated Commercial & Industrial Equipment | 10/06/2022 | 210227908 | 01/17/2023
Manitowoc Ice, Inc. | Manitowoc | IDT0450A-161 | Ice-making Head | Air-Cooled Condenser | Cube | Batch | 358 | 5.63 | 6.16 |  |  |  | Federally-Regulated Commercial & Industrial Equipment | 10/06/2022 | 201753414 | 01/17/2023
Manitowoc Ice, Inc. | Manitowoc | IDF0300A-161 | Ice-making Head | Air-Cooled Condenser | Cube | Batch | 240 | 6.95 |  |  |  |  | Federally-Regulated Commercial & Industrial Equipment | 11/25/2020 | 203999066 | 01/17/2023
Manitowoc Ice, Inc. | Manitowoc | IDF0300W-161 | Ice-making Head | Water-Cooled Condenser | Cube | Batch | 250 | 5.45 |  | 180 |  |  | Federally-Regulated Commercial & Industrial Equipment | 11/25/2020 | 203999069 | 01/17/2023
Manitowoc Ice, Inc. | Manitowoc | IYF0300W-161 | Ice-making Head | Water-Cooled Condenser | Cube | Batch | 260 | 5.45 |  | 180 |  |  | Federally-Regulated Commercial & Industrial Equipment | 11/25/2020 | 203999068 | 01/17/2023
Manitowoc Ice, Inc. | Manitowoc | IYF0300A-161 | Ice-making Head | Air-Cooled Condenser | Cube | Batch | 240 | 6.95 |  |  |  |  | Federally-Regulated Commercial & Industrial Equipment | 11/25/2020 | 203999064 | 01/17/2023
Hoshizaki America | Hoshizaki | KM-1340MAJ | Ice-making Head | Air-Cooled Condenser | Cube | Batch | 1175 | 4.2 |  |  |  |  | Federally-Regulated Commercial & Industrial Equipment | 01/17/2023 | 201840251 | 01/17/2023
Scotsman Ice Systems | Scotsman | C0530SA-32E | Ice-making Head | Air-Cooled Condenser | Cube | Batch | 361 | 5.68 |  |  |  |  | Federally-Regulated Commercial & Industrial Equipment | 11/06/2019 | 202348427 | 03/14/2023
Scotsman Ice Systems | Scotsman | C0530SA-1E | Ice-making Head | Air-Cooled Condenser | Cube | Batch | 361 | 5.68 |  |  |  |  | Federally-Regulated Commercial & Industrial Equipment | 11/06/2019 | 202348425 | 03/14/2023
Scotsman Ice Systems | Scotsman | C1030MA-32F | Ice-making Head | Air-Cooled Condenser | Cube | Batch | 810 | 4.84 |  |  |  |  | Federally-Regulated Commercial & Industrial Equipment | 12/01/2021 | 207641352 | 03/14/2023
Scotsman Ice Systems | Scotsman | C1030MR-3F*ERC311-32E | Remote Condensing w/o Remote C | Air-Cooled Condenser | Cube | Batch | 869 | 4.97 |  |  |  |  | Federally-Regulated Commercial & Industrial Equipment | 12/01/2021 | 207641356 | 03/14/2023
Scotsman Ice Systems | Scotsman | C1030MW-32F | Ice-making Head | Water-Cooled Condenser | Cube | Batch | 929 | 3.96 |  | 167 |  |  | Federally-Regulated Commercial & Industrial Equipment | 12/01/2021 | 207641354 | 03/14/2023
Scotsman Ice Systems | Scotsman | C0530MA-1E | Ice-making Head | Air-Cooled Condenser | Cube | Batch | 361 | 5.68 |  |  |  |  | Federally-Regulated Commercial & Industrial Equipment | 11/06/2019 | 202348424 | 03/14/2023
Scotsman Ice Systems | Scotsman | C1030SR-32F*ERC311-32E | Remote Condensing w/o Remote C | Air-Cooled Condenser | Cube | Batch | 869 | 4.97 |  |  |  |  | Federally-Regulated Commercial & Industrial Equipment | 12/01/2021 | 207641359 | 03/14/2023
Scotsman Ice Systems | Scotsman | C0530MA-32E | Ice-making Head | Air-Cooled Condenser | Cube | Batch | 361 | 5.68 |  |  |  |  | Federally-Regulated Commercial & Industrial Equipment | 11/06/2019 | 202348426 | 03/14/2023
Scotsman Ice Systems | Scotsman | C1030SA-32E | Ice-making Head | Air-Cooled Condenser | Cube | Batch | 781 | 4.96 | 5.1 |  |  |  | Federally-Regulated Commercial & Industrial Equipment | 11/06/2019 | 10349181 | 03/14/2023
Scotsman Ice Systems | Scotsman | C1030SW-32F | Ice-making Head | Water-Cooled Condenser | Cube | Batch | 929 | 3.96 |  | 167 |  |  | Federally-Regulated Commercial & Industrial Equipment | 12/01/2021 | 207641355 | 03/14/2023
Scotsman Ice Systems | Scotsman | C1030MR-32F*ERC311-32E | Remote Condensing w/o Remote C | Air-Cooled Condenser | Cube | Batch | 869 | 4.97 |  |  |  |  | Federally-Regulated Commercial & Industrial Equipment | 12/01/2021 | 207641358 | 03/14/2023
Scotsman Ice Systems | Scotsman | C1030SA-32F | Ice-making Head | Air-Cooled Condenser | Cube | Batch | 810 | 4.84 |  |  |  |  | Federally-Regulated Commercial & Industrial Equipment | 12/01/2021 | 207641353 | 03/14/2023
Scotsman Ice Systems | Scotsman | C1030SR-3F*ERC311-32E | Remote Condensing w/o Remote C | Air-Cooled Condenser | Cube | Batch | 869 | 4.97 |  |  |  |  | Federally-Regulated Commercial & Industrial Equipment | 12/01/2021 | 207641357 | 03/14/2023
Hoshizaki America | Hoshizaki | KMS-830MLJ*SRK-10J | Both Remote Condensing & Remot | Air-Cooled Condenser | Cube | Batch | 810 | 4.6 | 5.2 |  |  |  | Federally-Regulated Commercial & Industrial Equipment | 03/10/2021 | 202262511 | 03/14/2023
Hoshizaki America | Hoshizaki | DCM-270BAH | Self-Contained | Air-Cooled Condenser | Crushed | Continuous | 210 | 7.2 | 8.16 |  |  | 1.09 | Federally-Regulated Commercial & Industrial Equipment | 06/15/2022 | 5622938 | 03/14/2023
Hoshizaki America | Hoshizaki | DCM-270BAH-OS | Self-Contained | Air-Cooled Condenser | Crushed | Continuous | 210 | 7.2 | 8.16 |  |  | 1.09 | Federally-Regulated Commercial & Industrial Equipment | 06/15/2022 | 5622939 | 03/14/2023
Scotsman Ice Systems | Scotsman | C0530SA-32E | Ice-making Head | Air-Cooled Condenser | Cube | Batch | 361 | 5.68 | 6.15 |  |  |  | Federally-Regulated Commercial & Industrial Equipment | 03/14/2023 | 202348427 | 03/14/2023
Scotsman Ice Systems | Scotsman | C0530SA-1E | Ice-making Head | Air-Cooled Condenser | Cube | Batch | 361 | 5.68 | 6.15 |  |  |  | Federally-Regulated Commercial & Industrial Equipment | 03/14/2023 | 202348425 | 03/14/2023
Scotsman Ice Systems | Scotsman | C1030MA-32F | Ice-making Head | Air-Cooled Condenser | Cube | Batch | 810 | 4.84 | 5.04 |  |  |  | Federally-Regulated Commercial & Industrial Equipment | 03/14/2023 | 207641352 | 03/14/2023
Scotsman Ice Systems | Scotsman | C1030MR-3F*ERC311-32E | Remote Condensing w/o Remote C | Air-Cooled Condenser | Cube | Batch | 869 | 4.97 | 5 |  |  |  | Federally-Regulated Commercial & Industrial Equipment | 03/14/2023 | 207641356 | 03/14/2023
Scotsman Ice Systems | Scotsman | C1030MW-32F | Ice-making Head | Water-Cooled Condenser | Cube | Batch | 929 | 3.96 | 4.16 | 167 | 179.6 |  | Federally-Regulated Commercial & Industrial Equipment | 03/14/2023 | 207641354 | 03/14/2023
Scotsman Ice Systems | Scotsman | C0530MA-1E | Ice-making Head | Air-Cooled Condenser | Cube | Batch | 361 | 5.68 | 6.15 |  |  |  | Federally-Regulated Commercial & Industrial Equipment | 03/14/2023 | 202348424 | 03/14/2023
Scotsman Ice Systems | Scotsman | C1030SR-32F*ERC311-32E | Remote Condensing w/o Remote C | Air-Cooled Condenser | Cube | Batch | 869 | 4.97 | 5 |  |  |  | Federally-Regulated Commercial & Industrial Equipment | 03/14/2023 | 207641359 | 03/14/2023
Scotsman Ice Systems | Scotsman | C0530MA-32E | Ice-making Head | Air-Cooled Condenser | Cube | Batch | 361 | 5.68 | 6.15 |  |  |  | Federally-Regulated Commercial & Industrial Equipment | 03/14/2023 | 202348426 | 03/14/2023
Scotsman Ice Systems | Scotsman | C1030SA-32E | Ice-making Head | Air-Cooled Condenser | Cube | Batch | 781 | 4.96 | 5.1 |  |  |  | Federally-Regulated Commercial & Industrial Equipment | 03/14/2023 | 10349181 | 03/14/2023
Scotsman Ice Systems | Scotsman | C1030SW-32F | Ice-making Head | Water-Cooled Condenser | Cube | Batch | 929 | 3.96 | 4.16 | 167 | 179.6 |  | Federally-Regulated Commercial & Industrial Equipment | 03/14/2023 | 207641355 | 03/14/2023
Scotsman Ice Systems | Scotsman | C1030MR-32F*ERC311-32E | Remote Condensing w/o Remote C | Air-Cooled Condenser | Cube | Batch | 869 | 4.97 | 5 |  |  |  | Federally-Regulated Commercial & Industrial Equipment | 03/14/2023 | 207641358 | 03/14/2023
Scotsman Ice Systems | Scotsman | C1030SA-32F | Ice-making Head | Air-Cooled Condenser | Cube | Batch | 810 | 4.84 | 5.04 |  |  |  | Federally-Regulated Commercial & Industrial Equipment | 03/14/2023 | 207641353 | 03/14/2023
Scotsman Ice Systems | Scotsman | C1030SR-3F*ERC311-32E | Remote Condensing w/o Remote C | Air-Cooled Condenser | Cube | Batch | 869 | 4.97 | 5 |  |  |  | Federally-Regulated Commercial & Industrial Equipment | 03/14/2023 | 207641357 | 03/14/2023
Scotsman Ice Systems | Scotsman | C1448SA-3E | Ice-making Head | Air-Cooled Condenser | Cube | Batch | 1296 | 4.25 | 4.73 |  |  |  | Federally-Regulated Commercial & Industrial Equipment | 11/06/2019 | 10445114 | 03/17/2023
Scotsman Ice Systems | Scotsman | C0322MA-1E | Ice-making Head | Air-Cooled Condenser | Cube | Batch | 232 | 6.95 | 7.14 |  |  |  | Federally-Regulated Commercial & Industrial Equipment | 11/06/2019 | 10014926 | 03/17/2023
Scotsman Ice Systems | Scotsman | EH430ML-1#*ECC1410-3# | Remote Condensing w/o Remote C | Air-Cooled Condenser | Cube | Batch | 1200 | 4.5 | 4.59 |  |  |  | Federally-Regulated Commercial & Industrial Equipment | 11/06/2019 | 8819753 | 03/17/2023
Scotsman Ice Systems | Scotsman | C0830MR-32#*ERC311-32# | Remote Condensing w/o Remote C | Air-Cooled Condenser | Cube | Batch | 780 | 4.7 | 5.3 |  |  |  | Federally-Regulated Commercial & Industrial Equipment | 11/06/2019 | 5820778 | 03/17/2023
Scotsman Ice Systems | Scotsman | C0522MA-1E | Ice-making Head | Air-Cooled Condenser | Cube | Batch | 340 | 5.94 | 6.2 |  |  |  | Federally-Regulated Commercial & Industrial Equipment | 11/06/2019 | 9952217 | 03/17/2023
Scotsman Ice Systems | Scotsman | C0330MW-1E | Ice-making Head | Water-Cooled Condenser | Cube | Batch | 326 | 4.97 | 5.18 | 139 | 192.8 |  | Federally-Regulated Commercial & Industrial Equipment | 11/06/2019 | 10498179 | 03/17/2023
Scotsman Ice Systems | Scotsman | C0530MW-1E | Ice-making Head | Water-Cooled Condenser | Cube | Batch | 354 | 5.04 |  | 118 |  |  | Federally-Regulated Commercial & Industrial Equipment | 11/06/2019 | 201753668 | 03/17/2023
Scotsman Ice Systems | Scotsman | C0722MA-32E | Ice-making Head | Air-Cooled Condenser | Cube | Batch | 566 | 5.26 | 5.64 |  |  |  | Federally-Regulated Commercial & Industrial Equipment | 11/06/2019 | 9952082 | 03/17/2023
Scotsman Ice Systems | Scotsman | C1848SA-32E | Ice-making Head | Air-Cooled Condenser | Cube | Batch | 1426 | 4.48 |  |  |  |  | Federally-Regulated Commercial & Industrial Equipment | 11/06/2019 | 10595456 | 03/17/2023
Scotsman Ice Systems | Scotsman | EH222SL-1E*ECC1410-32E | Both Remote Condensing & Remot | Air-Cooled Condenser | Cube | Batch | 827 | 4.98 |  |  |  |  | Federally-Regulated Commercial & Industrial Equipment | 11/06/2019 | 201753641 | 03/17/2023
Scotsman Ice Systems | Scotsman | C0830SA-32E | Ice-making Head | Air-Cooled Condenser | Cube | Batch | 718 | 4.99 | 5.26 |  |  |  | Federally-Regulated Commercial & Industrial Equipment | 11/06/2019 | 10271664 | 03/17/2023
Scotsman Ice Systems | Scotsman | C0522SA-32E | Ice-making Head | Air-Cooled Condenser | Cube | Batch | 340 | 5.94 | 6.2 |  |  |  | Federally-Regulated Commercial & Industrial Equipment | 11/06/2019 | 9952220 | 03/17/2023
Scotsman Ice Systems | Scotsman | EH430ML-1#*ECC1410-32# | Remote Condensing w/o Remote C | Air-Cooled Condenser | Cube | Batch | 1200 | 4.5 | 4.59 |  |  |  | Federally-Regulated Commercial & Industrial Equipment | 11/06/2019 | 8819752 | 03/17/2023
Scotsman Ice Systems | Scotsman | C0630SW-32E | Ice-making Head | Water-Cooled Condenser | Cube | Batch | 573 | 4.1 | 4.71 | 160 | 187.4 |  | Federally-Regulated Commercial & Industrial Equipment | 11/06/2019 | 10268734 | 03/17/2023
Scotsman Ice Systems | Scotsman | C1030MW-32E | Ice-making Head | Water-Cooled Condenser | Cube | Batch | 908 | 4.04 | 4.17 | 134 | 180 |  | Federally-Regulated Commercial & Industrial Equipment | 11/06/2019 | 10349165 | 03/17/2023
Scotsman Ice Systems | Scotsman | C0530MA-32# | Ice-making Head | Air-Cooled Condenser | Cube | Batch | 380 | 5.8 | 6.1 |  |  |  | Federally-Regulated Commercial & Industrial Equipment | 11/06/2019 | 5820768 | 03/17/2023
Scotsman Ice Systems | Scotsman | C2148MR-3E*ERC611-32E | Remote Condensing w/o Remote C | Air-Cooled Condenser | Cube | Batch | 1746 | 4.53 |  |  |  |  | Federally-Regulated Commercial & Industrial Equipment | 11/06/2019 | 201785785 | 03/17/2023
Scotsman Ice Systems | Scotsman | C2648SR-3E*PRC241-32E | Remote Condensing w/o Remote C | Air-Cooled Condenser | Cube | Batch | 2131 | 4.44 |  |  |  |  | Federally-Regulated Commercial & Industrial Equipment | 11/06/2019 | 201785784 | 03/17/2023
Scotsman Ice Systems | Scotsman | C0522SW-32E | Ice-making Head | Water-Cooled Condenser | Cube | Batch | 409 | 4.48 | 5.02 | 152 | 191 |  | Federally-Regulated Commercial & Industrial Equipment | 11/06/2019 | 10014930 | 03/17/2023
Scotsman Ice Systems | Scotsman | C2148MR-32E*ERC611-32E | Remote Condensing w/o Remote C | Air-Cooled Condenser | Cube | Batch | 1746 | 4.53 |  |  |  |  | Federally-Regulated Commercial & Industrial Equipment | 11/06/2019 | 201753642 | 03/17/2023
Scotsman Ice Systems | Scotsman | C0630MW-32E | Ice-making Head | Water-Cooled Condenser | Cube | Batch | 573 | 4.1 | 4.71 | 160 | 187.4 |  | Federally-Regulated Commercial & Industrial Equipment | 11/06/2019 | 10268733 | 03/17/2023
Scotsman Ice Systems | Scotsman | C0530SW-1E | Ice-making Head | Water-Cooled Condenser | Cube | Batch | 354 | 5.04 |  | 118 |  |  | Federally-Regulated Commercial & Industrial Equipment | 11/06/2019 | 201753669 | 03/17/2023
Scotsman Ice Systems | Scotsman | C1848MW-32E | Ice-making Head | Water-Cooled Condenser | Cube | Batch | 1668 | 3.92 |  | 138 |  |  | Federally-Regulated Commercial & Industrial Equipment | 11/06/2019 | 10595457 | 03/17/2023
Scotsman Ice Systems | Scotsman | C1030SR-32E*ERC311-32E | Remote Condensing w/o Remote C | Air-Cooled Condenser | Cube | Batch | 842 | 4.99 | 5.09 |  |  |  | Federally-Regulated Commercial & Industrial Equipment | 11/06/2019 | 10349168 | 03/17/2023
Scotsman Ice Systems | Scotsman | C0830MA-32E | Ice-making Head | Air-Cooled Condenser | Cube | Batch | 718 | 4.99 | 5.26 |  |  |  | Federally-Regulated Commercial & Industrial Equipment | 11/06/2019 | 10271663 | 03/17/2023
Scotsman Ice Systems | Scotsman | C1448MW-3E | Ice-making Head | Water-Cooled Condenser | Cube | Batch | 1340 | 3.65 | 4.04 | 100 | 170.5 |  | Federally-Regulated Commercial & Industrial Equipment | 11/06/2019 | 10445117 | 03/17/2023
Scotsman Ice Systems | Scotsman | C0330MA-32E | Ice-making Head | Air-Cooled Condenser | Cube | Batch | 288 | 6.23 | 6.45 |  |  |  | Federally-Regulated Commercial & Industrial Equipment | 11/06/2019 | 10271662 | 03/17/2023
Scotsman Ice Systems | Scotsman | C1448MA-32E | Ice-making Head | Air-Cooled Condenser | Cube | Batch | 1296 | 4.25 | 4.73 |  |  |  | Federally-Regulated Commercial & Industrial Equipment | 11/06/2019 | 10445115 | 03/17/2023
Scotsman Ice Systems | Scotsman | C1448MA-3E | Ice-making Head | Air-Cooled Condenser | Cube | Batch | 1296 | 4.25 | 4.73 |  |  |  | Federally-Regulated Commercial & Industrial Equipment | 11/06/2019 | 10445113 | 03/17/2023
Scotsman Ice Systems | Scotsman | C1448SA-32E | Ice-making Head | Air-Cooled Condenser | Cube | Batch | 1296 | 4.25 | 4.73 |  |  |  | Federally-Regulated Commercial & Industrial Equipment | 11/06/2019 | 10445116 | 03/17/2023
Scotsman Ice Systems | Scotsman | C0530SA-32# | Ice-making Head | Air-Cooled Condenser | Cube | Batch | 380 | 5.8 | 6.1 |  |  |  | Federally-Regulated Commercial & Industrial Equipment | 11/06/2019 | 5820770 | 03/17/2023
Scotsman Ice Systems | Scotsman | C0630MR-32E*ERC311-32E | Remote Condensing w/o Remote C | Air-Cooled Condenser | Cube | Batch | 540 | 5.35 | 6.12 |  |  |  | Federally-Regulated Commercial & Industrial Equipment | 11/06/2019 | 10272649 | 03/17/2023
Scotsman Ice Systems | Scotsman | C0830MA-3E | Ice-making Head | Air-Cooled Condenser | Cube | Batch | 718 | 4.99 | 5.26 |  |  |  | Federally-Regulated Commercial & Industrial Equipment | 11/06/2019 | 10271665 | 03/17/2023
Scotsman Ice Systems | Scotsman | C0722SA-32E | Ice-making Head | Air-Cooled Condenser | Cube | Batch | 566 | 5.26 | 5.64 |  |  |  | Federally-Regulated Commercial & Industrial Equipment | 11/06/2019 | 9952216 | 03/17/2023
Scotsman Ice Systems | Scotsman | C0330SW-1E | Ice-making Head | Water-Cooled Condenser | Cube | Batch | 326 | 4.97 | 5.18 | 139 | 192.8 |  | Federally-Regulated Commercial & Industrial Equipment | 11/06/2019 | 10498181 | 03/17/2023
Scotsman Ice Systems | Scotsman | EH222SL-1E*ECC1410-3E | Both Remote Condensing & Remot | Air-Cooled Condenser | Cube | Batch | 827 | 4.98 |  |  |  |  | Federally-Regulated Commercial & Industrial Equipment | 11/06/2019 | 201884150 | 03/17/2023
Scotsman Ice Systems | Scotsman | EH430SL-1#*ECC1410-32# | Remote Condensing w/o Remote C | Air-Cooled Condenser | Cube | Batch | 1200 | 4.5 | 4.59 |  |  |  | Federally-Regulated Commercial & Industrial Equipment | 11/06/2019 | 6749895 | 03/17/2023
Scotsman Ice Systems | Scotsman | C0522SW-1E | Ice-making Head | Water-Cooled Condenser | Cube | Batch | 409 | 4.48 | 5.02 | 152 | 191 |  | Federally-Regulated Commercial & Industrial Equipment | 11/06/2019 | 10014932 | 03/17/2023
Scotsman Ice Systems | Scotsman | C1448SW-32E | Ice-making Head | Water-Cooled Condenser | Cube | Batch | 1340 | 3.7 | 4.04 | 100 | 170.5 |  | Federally-Regulated Commercial & Industrial Equipment | 11/06/2019 | 10445120 | 03/17/2023
Scotsman Ice Systems | Scotsman | C0522SA-1E | Ice-making Head | Air-Cooled Condenser | Cube | Batch | 340 | 5.94 | 6.2 |  |  |  | Federally-Regulated Commercial & Industrial Equipment | 11/06/2019 | 9952218 | 03/17/2023
Scotsman Ice Systems | Scotsman | C1448SR-3E*ERC311-32E | Remote Condensing w/o Remote C | Air-Cooled Condenser | Cube | Batch | 1258 | 4.34 | 4.59 |  |  |  | Federally-Regulated Commercial & Industrial Equipment | 11/06/2019 | 10445124 | 03/17/2023
Scotsman Ice Systems | Scotsman | C0522MA-32E | Ice-making Head | Air-Cooled Condenser | Cube | Batch | 340 | 5.94 | 6.2 |  |  |  | Federally-Regulated Commercial & Industrial Equipment | 11/06/2019 | 9952219 | 03/17/2023
Scotsman Ice Systems | Scotsman | C0530MA-1# | Ice-making Head | Air-Cooled Condenser | Cube | Batch | 380 | 5.8 | 6.1 |  |  |  | Federally-Regulated Commercial & Industrial Equipment | 11/06/2019 | 5820767 | 03/17/2023
Scotsman Ice Systems | Scotsman | EH430SL-1#*ECC1410-3# | Remote Condensing w/o Remote C | Air-Cooled Condenser | Cube | Batch | 1200 | 4.5 | 4.59 |  |  |  | Federally-Regulated Commercial & Industrial Equipment | 11/06/2019 | 6749896 | 03/17/2023
Scotsman Ice Systems | Scotsman | C2148SR-3E*ERC611-32E | Remote Condensing w/o Remote C | Air-Cooled Condenser | Cube | Batch | 1746 | 4.53 |  |  |  |  | Federally-Regulated Commercial & Industrial Equipment | 11/06/2019 | 201753644 | 03/17/2023
Scotsman Ice Systems | Scotsman | C0322SW-1E | Ice-making Head | Water-Cooled Condenser | Cube | Batch | 292 | 5.23 | 5.27 | 144 | 193.6 |  | Federally-Regulated Commercial & Industrial Equipment | 11/06/2019 | 9973378 | 03/17/2023
Scotsman Ice Systems | Scotsman | C1030SR-3E*ERC311-32E | Remote Condensing w/o Remote C | Air-Cooled Condenser | Cube | Batch | 842 | 4.99 | 5.09 |  |  |  | Federally-Regulated Commercial & Industrial Equipment | 11/06/2019 | 10349170 | 03/17/2023
Scotsman Ice Systems | Scotsman | C0322SW-32E | Ice-making Head | Water-Cooled Condenser | Cube | Batch | 292 | 5.23 | 5.27 | 144 | 193.6 |  | Federally-Regulated Commercial & Industrial Equipment | 11/06/2019 | 9973376 | 03/17/2023
Scotsman Ice Systems | Scotsman | C1030MA-32E | Ice-making Head | Air-Cooled Condenser | Cube | Batch | 781 | 4.96 |  |  |  |  | Federally-Regulated Commercial & Industrial Equipment | 11/06/2019 | 202053813 | 03/17/2023
Scotsman Ice Systems | Scotsman | C1448MR-3E*ERC311-32E | Remote Condensing w/o Remote C | Air-Cooled Condenser | Cube | Batch | 1258 | 4.34 | 4.59 |  |  |  | Federally-Regulated Commercial & Industrial Equipment | 11/06/2019 | 10445123 | 03/17/2023
Scotsman Ice Systems | Scotsman | C0630SA-32E | Ice-making Head | Air-Cooled Condenser | Cube | Batch | 474 | 5.63 | 5.87 |  |  |  | Federally-Regulated Commercial & Industrial Equipment | 11/06/2019 | 10268732 | 03/17/2023
Scotsman Ice Systems | Scotsman | C0630MA-32E | Ice-making Head | Air-Cooled Condenser | Cube | Batch | 474 | 5.63 | 5.87 |  |  |  | Federally-Regulated Commercial & Industrial Equipment | 11/06/2019 | 10268731 | 03/17/2023
Scotsman Ice Systems | Scotsman | C0530SR-1#*ERC111-1# | Remote Condensing w/o Remote C | Air-Cooled Condenser | Cube | Batch | 400 | 6.5 | 6.6 |  |  |  | Federally-Regulated Commercial & Industrial Equipment | 11/06/2019 | 3299003 | 03/17/2023
Scotsman Ice Systems | Scotsman | C0322MW-1E | Ice-making Head | Water-Cooled Condenser | Cube | Batch | 292 | 5.23 | 5.27 | 144 | 193.6 |  | Federally-Regulated Commercial & Industrial Equipment | 11/06/2019 | 9973377 | 03/17/2023
Scotsman Ice Systems | Scotsman | C2148SR-32E*ERC611-32E | Remote Condensing w/o Remote C | Air-Cooled Condenser | Cube | Batch | 1746 | 4.53 |  |  |  |  | Federally-Regulated Commercial & Industrial Equipment | 11/06/2019 | 201753643 | 03/17/2023
Scotsman Ice Systems | Scotsman | C0322SA-1E | Ice-making Head | Air-Cooled Condenser | Cube | Batch | 232 | 6.95 | 7.14 |  |  |  | Federally-Regulated Commercial & Industrial Equipment | 11/06/2019 | 10014929 | 03/17/2023
Scotsman Ice Systems | Scotsman | C0322MA-32E | Ice-making Head | Air-Cooled Condenser | Cube | Batch | 232 | 6.95 | 7.14 |  |  |  | Federally-Regulated Commercial & Industrial Equipment | 11/06/2019 | 10014925 | 03/17/2023
Scotsman Ice Systems | Scotsman | C0830SA-3E | Ice-making Head | Air-Cooled Condenser | Cube | Batch | 718 | 4.99 | 5.26 |  |  |  | Federally-Regulated Commercial & Industrial Equipment | 11/06/2019 | 10271666 | 03/17/2023
Scotsman Ice Systems | Scotsman | C0830SW-32# | Ice-making Head | Water-Cooled Condenser | Cube | Batch | 832 | 4 | 4.21 | 136 | 181.7 |  | Federally-Regulated Commercial & Industrial Equipment | 11/06/2019 | 5927075 | 03/17/2023
Scotsman Ice Systems | Scotsman | C1848SW-32E | Ice-making Head | Water-Cooled Condenser | Cube | Batch | 1668 | 3.92 |  | 138 |  |  | Federally-Regulated Commercial & Industrial Equipment | 11/06/2019 | 10595458 | 03/17/2023
Scotsman Ice Systems | Scotsman | EH330SL-1E*ECC1200-32E | Both Remote Condensing & Remot | Air-Cooled Condenser | Cube | Batch | 1103 | 4.55 |  |  |  |  | Federally-Regulated Commercial & Industrial Equipment | 11/06/2019 | 201753640 | 03/17/2023
Scotsman Ice Systems | Scotsman | C1848MR-3E*ERC611-32E | Remote Condensing w/o Remote C | Air-Cooled Condenser | Cube | Batch | 1662 | 4.3 |  |  |  |  | Federally-Regulated Commercial & Industrial Equipment | 11/06/2019 | 10595461 | 03/17/2023
Scotsman Ice Systems | Scotsman | C0630SR-32E*ERC311-32E | Remote Condensing w/o Remote C | Air-Cooled Condenser | Cube | Batch | 540 | 5.35 | 6.12 |  |  |  | Federally-Regulated Commercial & Industrial Equipment | 11/06/2019 | 10272974 | 03/17/2023
Scotsman Ice Systems | Scotsman | C0522MW-1E | Ice-making Head | Water-Cooled Condenser | Cube | Batch | 409 | 4.48 | 5.02 | 152 | 191 |  | Federally-Regulated Commercial & Industrial Equipment | 11/06/2019 | 10014931 | 03/17/2023
Scotsman Ice Systems | Scotsman | C1848SR-3E*ERC611-32E | Remote Condensing w/o Remote C | Air-Cooled Condenser | Cube | Batch | 1662 | 4.3 |  |  |  |  | Federally-Regulated Commercial & Industrial Equipment | 11/06/2019 | 10595462 | 03/17/2023
Scotsman Ice Systems | Scotsman | C1448SR-32E*ERC311-32E | Remote Condensing w/o Remote C | Air-Cooled Condenser | Cube | Batch | 1258 | 4.34 | 4.59 |  |  |  | Federally-Regulated Commercial & Industrial Equipment | 11/06/2019 | 10445122 | 03/17/2023
Scotsman Ice Systems | Scotsman | C1448SW-3E | Ice-making Head | Water-Cooled Condenser | Cube | Batch | 1340 | 3.65 | 4.04 | 100 | 170.5 |  | Federally-Regulated Commercial & Industrial Equipment | 11/06/2019 | 10445118 | 03/17/2023
Scotsman Ice Systems | Scotsman | C1848SR-32E*ERC611-32E | Remote Condensing w/o Remote C | Air-Cooled Condenser | Cube | Batch | 1662 | 4.3 |  |  |  |  | Federally-Regulated Commercial & Industrial Equipment | 11/06/2019 | 10595460 | 03/17/2023
Scotsman Ice Systems | Scotsman | C0830SR-32#*ERC311-32# | Remote Condensing w/o Remote C | Air-Cooled Condenser | Cube | Batch | 780 | 4.7 | 5.3 |  |  |  | Federally-Regulated Commercial & Industrial Equipment | 11/06/2019 | 5628493 | 03/17/2023
Scotsman Ice Systems | Scotsman | C0330SA-1E | Ice-making Head | Air-Cooled Condenser | Cube | Batch | 288 | 6.23 | 6.45 |  |  |  | Federally-Regulated Commercial & Industrial Equipment | 11/06/2019 | 10271661 | 03/17/2023
Scotsman Ice Systems | Scotsman | C1448MR-32E*ERC311-32E | Remote Condensing w/o Remote C | Air-Cooled Condenser | Cube | Batch | 1258 | 4.34 | 4.59 |  |  |  | Federally-Regulated Commercial & Industrial Equipment | 11/06/2019 | 10445121 | 03/17/2023
Scotsman Ice Systems | Scotsman | C1448MW-32E | Ice-making Head | Water-Cooled Condenser | Cube | Batch | 1340 | 3.7 | 4.04 | 100 | 170.5 |  | Federally-Regulated Commercial & Industrial Equipment | 11/06/2019 | 10445119 | 03/17/2023
Scotsman Ice Systems | Scotsman | C0530SA-1# | Ice-making Head | Air-Cooled Condenser | Cube | Batch | 380 | 5.8 | 6.1 |  |  |  | Federally-Regulated Commercial & Industrial Equipment | 11/06/2019 | 5820769 | 03/17/2023
Scotsman Ice Systems | Scotsman | C1848MR-32E*ERC611-32E | Remote Condensing w/o Remote C | Air-Cooled Condenser | Cube | Batch | 1662 | 4.3 |  |  |  |  | Federally-Regulated Commercial & Industrial Equipment | 11/06/2019 | 10595459 | 03/17/2023
Scotsman Ice Systems | Scotsman | C0830MW-32# | Ice-making Head | Water-Cooled Condenser | Cube | Batch | 832 | 4 | 4.21 | 136 | 181.7 |  | Federally-Regulated Commercial & Industrial Equipment | 11/06/2019 | 8914349 | 03/17/2023
Scotsman Ice Systems | Scotsman | C1030MR-3E*ERC311-32E | Remote Condensing w/o Remote C | Air-Cooled Condenser | Cube | Batch | 842 | 4.99 | 5.09 |  |  |  | Federally-Regulated Commercial & Industrial Equipment | 11/06/2019 | 10349169 | 03/17/2023
Scotsman Ice Systems | Scotsman | C2648MR-3E*PRC241-32E | Remote Condensing w/o Remote C | Air-Cooled Condenser | Cube | Batch | 2131 | 4.44 |  |  |  |  | Federally-Regulated Commercial & Industrial Equipment | 11/06/2019 | 201785783 | 03/17/2023
Scotsman Ice Systems | Scotsman | C1030SW-32E | Ice-making Head | Water-Cooled Condenser | Cube | Batch | 908 | 4.04 | 4.17 | 134 | 180 |  | Federally-Regulated Commercial & Industrial Equipment | 11/06/2019 | 10349166 | 03/17/2023
Scotsman Ice Systems | Scotsman | C1848MA-32E | Ice-making Head | Air-Cooled Condenser | Cube | Batch | 1426 | 4.48 |  |  |  |  | Federally-Regulated Commercial & Industrial Equipment | 11/06/2019 | 10595455 | 03/17/2023
Scotsman Ice Systems | Scotsman | C0330MA-1E | Ice-making Head | Air-Cooled Condenser | Cube | Batch | 288 | 6.23 | 6.45 |  |  |  | Federally-Regulated Commercial & Industrial Equipment | 11/06/2019 | 10271660 | 03/17/2023
Scotsman Ice Systems | Scotsman | C1030MR-32E*ERC311-32E | Remote Condensing w/o Remote C | Air-Cooled Condenser | Cube | Batch | 842 | 4.99 | 5.09 |  |  |  | Federally-Regulated Commercial & Industrial Equipment | 11/06/2019 | 10349167 | 03/17/2023
Scotsman Ice Systems | Scotsman | C1448SA-3E | Ice-making Head | Air-Cooled Condenser | Cube | Batch | 1296 | 4.25 | 4.73 |  |  |  | Federally-Regulated Commercial & Industrial Equipment | 03/17/2023 | 10445114 | 03/17/2023
Scotsman Ice Systems | Scotsman | C0322MA-1E | Ice-making Head | Air-Cooled Condenser | Cube | Batch | 232 | 6.95 | 7.14 |  |  |  | Federally-Regulated Commercial & Industrial Equipment | 03/17/2023 | 10014926 | 03/17/2023
Scotsman Ice Systems | Scotsman | EH430ML-1#*ECC1410-3# | Remote Condensing w/o Remote C | Air-Cooled Condenser | Cube | Batch | 1200 | 4.5 | 4.59 |  |  |  | Federally-Regulated Commercial & Industrial Equipment | 03/17/2023 | 8819753 | 03/17/2023
Scotsman Ice Systems | Scotsman | C0830MR-32#*ERC311-32# | Remote Condensing w/o Remote C | Air-Cooled Condenser | Cube | Batch | 780 | 4.7 | 5.3 |  |  |  | Federally-Regulated Commercial & Industrial Equipment | 03/17/2023 | 5820778 | 03/17/2023
Scotsman Ice Systems | Scotsman | C0522MA-1E | Ice-making Head | Air-Cooled Condenser | Cube | Batch | 340 | 5.94 | 6.2 |  |  |  | Federally-Regulated Commercial & Industrial Equipment | 03/17/2023 | 9952217 | 03/17/2023
Scotsman Ice Systems | Scotsman | C0330MW-1E | Ice-making Head | Water-Cooled Condenser | Cube | Batch | 326 | 4.97 | 5.18 | 139 | 192.8 |  | Federally-Regulated Commercial & Industrial Equipment | 03/17/2023 | 10498179 | 03/17/2023
Scotsman Ice Systems | Scotsman | C0530MW-1E | Ice-making Head | Water-Cooled Condenser | Cube | Batch | 354 | 5.04 | 5.12 | 118 | 192.2 |  | Federally-Regulated Commercial & Industrial Equipment | 03/17/2023 | 201753668 | 03/17/2023
Scotsman Ice Systems | Scotsman | C0722MA-32E | Ice-making Head | Air-Cooled Condenser | Cube | Batch | 566 | 5.26 | 5.64 |  |  |  | Federally-Regulated Commercial & Industrial Equipment | 03/17/2023 | 9952082 | 03/17/2023
Scotsman Ice Systems | Scotsman | C1848SA-32E | Ice-making Head | Air-Cooled Condenser | Cube | Batch | 1426 | 4.48 | 4.65 |  |  |  | Federally-Regulated Commercial & Industrial Equipment | 03/17/2023 | 10595456 | 03/17/2023
Scotsman Ice Systems | Scotsman | EH222SL-1E*ECC1410-32E | Both Remote Condensing & Remot | Air-Cooled Condenser | Cube | Batch | 827 | 4.98 | 5.14 |  |  |  | Federally-Regulated Commercial & Industrial Equipment | 03/17/2023 | 201753641 | 03/17/2023
Scotsman Ice Systems | Scotsman | C0830SA-32E | Ice-making Head | Air-Cooled Condenser | Cube | Batch | 718 | 4.99 | 5.26 |  |  |  | Federally-Regulated Commercial & Industrial Equipment | 03/17/2023 | 10271664 | 03/17/2023
Scotsman Ice Systems | Scotsman | C0522SA-32E | Ice-making Head | Air-Cooled Condenser | Cube | Batch | 340 | 5.94 | 6.2 |  |  |  | Federally-Regulated Commercial & Industrial Equipment | 03/17/2023 | 9952220 | 03/17/2023
Scotsman Ice Systems | Scotsman | EH430ML-1#*ECC1410-32# | Remote Condensing w/o Remote C | Air-Cooled Condenser | Cube | Batch | 1200 | 4.5 | 4.59 |  |  |  | Federally-Regulated Commercial & Industrial Equipment | 03/17/2023 | 8819752 | 03/17/2023
Scotsman Ice Systems | Scotsman | C0630SW-32E | Ice-making Head | Water-Cooled Condenser | Cube | Batch | 573 | 4.1 | 4.71 | 160 | 187.4 |  | Federally-Regulated Commercial & Industrial Equipment | 03/17/2023 | 10268734 | 03/17/2023
Scotsman Ice Systems | Scotsman | C1030MW-32E | Ice-making Head | Water-Cooled Condenser | Cube | Batch | 908 | 4.04 | 4.17 | 134 | 180 |  | Federally-Regulated Commercial & Industrial Equipment | 03/17/2023 | 10349165 | 03/17/2023
Scotsman Ice Systems | Scotsman | C0530MA-32# | Ice-making Head | Air-Cooled Condenser | Cube | Batch | 380 | 5.8 | 6.1 |  |  |  | Federally-Regulated Commercial & Industrial Equipment | 03/17/2023 | 5820768 | 03/17/2023
Scotsman Ice Systems | Scotsman | C2148MR-3E*ERC611-32E | Remote Condensing w/o Remote C | Air-Cooled Condenser | Cube | Batch | 1746 | 4.53 | 4.59 |  |  |  | Federally-Regulated Commercial & Industrial Equipment | 03/17/2023 | 201785785 | 03/17/2023
Scotsman Ice Systems | Scotsman | C2648SR-3E*PRC241-32E | Remote Condensing w/o Remote C | Air-Cooled Condenser | Cube | Batch | 2131 | 4.44 | 4.59 |  |  |  | Federally-Regulated Commercial & Industrial Equipment | 03/17/2023 | 201785784 | 03/17/2023
Scotsman Ice Systems | Scotsman | C0522SW-32E | Ice-making Head | Water-Cooled Condenser | Cube | Batch | 409 | 4.48 | 5.02 | 152 | 191 |  | Federally-Regulated Commercial & Industrial Equipment | 03/17/2023 | 10014930 | 03/17/2023
Scotsman Ice Systems | Scotsman | C2148MR-32E*ERC611-32E | Remote Condensing w/o Remote C | Air-Cooled Condenser | Cube | Batch | 1746 | 4.53 | 4.59 |  |  |  | Federally-Regulated Commercial & Industrial Equipment | 03/17/2023 | 201753642 | 03/17/2023
Scotsman Ice Systems | Scotsman | C0630MW-32E | Ice-making Head | Water-Cooled Condenser | Cube | Batch | 573 | 4.1 | 4.71 | 160 | 187.4 |  | Federally-Regulated Commercial & Industrial Equipment | 03/17/2023 | 10268733 | 03/17/2023
Scotsman Ice Systems | Scotsman | C0530SW-1E | Ice-making Head | Water-Cooled Condenser | Cube | Batch | 354 | 5.04 | 5.12 | 118 | 192.2 |  | Federally-Regulated Commercial & Industrial Equipment | 03/17/2023 | 201753669 | 03/17/2023
Scotsman Ice Systems | Scotsman | C1848MW-32E | Ice-making Head | Water-Cooled Condenser | Cube | Batch | 1668 | 3.92 | 4 | 138 | 163.3 |  | Federally-Regulated Commercial & Industrial Equipment | 03/17/2023 | 10595457 | 03/17/2023
Scotsman Ice Systems | Scotsman | C1030SR-32E*ERC311-32E | Remote Condensing w/o Remote C | Air-Cooled Condenser | Cube | Batch | 842 | 4.99 | 5.09 |  |  |  | Federally-Regulated Commercial & Industrial Equipment | 03/17/2023 | 10349168 | 03/17/2023
Scotsman Ice Systems | Scotsman | C0830MA-32E | Ice-making Head | Air-Cooled Condenser | Cube | Batch | 718 | 4.99 | 5.26 |  |  |  | Federally-Regulated Commercial & Industrial Equipment | 03/17/2023 | 10271663 | 03/17/2023
Scotsman Ice Systems | Scotsman | C1448MW-3E | Ice-making Head | Water-Cooled Condenser | Cube | Batch | 1340 | 3.65 | 4.04 | 100 | 170.5 |  | Federally-Regulated Commercial & Industrial Equipment | 03/17/2023 | 10445117 | 03/17/2023
Scotsman Ice Systems | Scotsman | C0330MA-32E | Ice-making Head | Air-Cooled Condenser | Cube | Batch | 288 | 6.23 | 6.45 |  |  |  | Federally-Regulated Commercial & Industrial Equipment | 03/17/2023 | 10271662 | 03/17/2023
Scotsman Ice Systems | Scotsman | C1448MA-32E | Ice-making Head | Air-Cooled Condenser | Cube | Batch | 1296 | 4.25 | 4.73 |  |  |  | Federally-Regulated Commercial & Industrial Equipment | 03/17/2023 | 10445115 | 03/17/2023
Scotsman Ice Systems | Scotsman | C1448MA-3E | Ice-making Head | Air-Cooled Condenser | Cube | Batch | 1296 | 4.25 | 4.73 |  |  |  | Federally-Regulated Commercial & Industrial Equipment | 03/17/2023 | 10445113 | 03/17/2023
Scotsman Ice Systems | Scotsman | C1448SA-32E | Ice-making Head | Air-Cooled Condenser | Cube | Batch | 1296 | 4.25 | 4.73 |  |  |  | Federally-Regulated Commercial & Industrial Equipment | 03/17/2023 | 10445116 | 03/17/2023
Scotsman Ice Systems | Scotsman | C0530SA-32# | Ice-making Head | Air-Cooled Condenser | Cube | Batch | 380 | 5.8 | 6.1 |  |  |  | Federally-Regulated Commercial & Industrial Equipment | 03/17/2023 | 5820770 | 03/17/2023
Scotsman Ice Systems | Scotsman | C0630MR-32E*ERC311-32E | Remote Condensing w/o Remote C | Air-Cooled Condenser | Cube | Batch | 540 | 5.35 | 6.12 |  |  |  | Federally-Regulated Commercial & Industrial Equipment | 03/17/2023 | 10272649 | 03/17/2023
Scotsman Ice Systems | Scotsman | C0830MA-3E | Ice-making Head | Air-Cooled Condenser | Cube | Batch | 718 | 4.99 | 5.26 |  |  |  | Federally-Regulated Commercial & Industrial Equipment | 03/17/2023 | 10271665 | 03/17/2023
Scotsman Ice Systems | Scotsman | C0722SA-32E | Ice-making Head | Air-Cooled Condenser | Cube | Batch | 566 | 5.26 | 5.64 |  |  |  | Federally-Regulated Commercial & Industrial Equipment | 03/17/2023 | 9952216 | 03/17/2023
Scotsman Ice Systems | Scotsman | C0330SW-1E | Ice-making Head | Water-Cooled Condenser | Cube | Batch | 326 | 4.97 | 5.18 | 139 | 192.8 |  | Federally-Regulated Commercial & Industrial Equipment | 03/17/2023 | 10498181 | 03/17/2023
Scotsman Ice Systems | Scotsman | EH222SL-1E*ECC1410-3E | Both Remote Condensing & Remot | Air-Cooled Condenser | Cube | Batch | 827 | 4.98 | 5.14 |  |  |  | Federally-Regulated Commercial & Industrial Equipment | 03/17/2023 | 201884150 | 03/17/2023
Scotsman Ice Systems | Scotsman | EH430SL-1#*ECC1410-32# | Remote Condensing w/o Remote C | Air-Cooled Condenser | Cube | Batch | 1200 | 4.5 | 4.59 |  |  |  | Federally-Regulated Commercial & Industrial Equipment | 03/17/2023 | 6749895 | 03/17/2023
Scotsman Ice Systems | Scotsman | C0522SW-1E | Ice-making Head | Water-Cooled Condenser | Cube | Batch | 409 | 4.48 | 5.02 | 152 | 191 |  | Federally-Regulated Commercial & Industrial Equipment | 03/17/2023 | 10014932 | 03/17/2023
Scotsman Ice Systems | Scotsman | C1448SW-32E | Ice-making Head | Water-Cooled Condenser | Cube | Batch | 1340 | 3.7 | 4.04 | 100 | 170.5 |  | Federally-Regulated Commercial & Industrial Equipment | 03/17/2023 | 10445120 | 03/17/2023
Scotsman Ice Systems | Scotsman | C0522SA-1E | Ice-making Head | Air-Cooled Condenser | Cube | Batch | 340 | 5.94 | 6.2 |  |  |  | Federally-Regulated Commercial & Industrial Equipment | 03/17/2023 | 9952218 | 03/17/2023
Scotsman Ice Systems | Scotsman | C1448SR-3E*ERC311-32E | Remote Condensing w/o Remote C | Air-Cooled Condenser | Cube | Batch | 1258 | 4.34 | 4.59 |  |  |  | Federally-Regulated Commercial & Industrial Equipment | 03/17/2023 | 10445124 | 03/17/2023
Scotsman Ice Systems | Scotsman | C0522MA-32E | Ice-making Head | Air-Cooled Condenser | Cube | Batch | 340 | 5.94 | 6.2 |  |  |  | Federally-Regulated Commercial & Industrial Equipment | 03/17/2023 | 9952219 | 03/17/2023
Scotsman Ice Systems | Scotsman | C0530MA-1# | Ice-making Head | Air-Cooled Condenser | Cube | Batch | 380 | 5.8 | 6.1 |  |  |  | Federally-Regulated Commercial & Industrial Equipment | 03/17/2023 | 5820767 | 03/17/2023
Scotsman Ice Systems | Scotsman | EH430SL-1#*ECC1410-3# | Remote Condensing w/o Remote C | Air-Cooled Condenser | Cube | Batch | 1200 | 4.5 | 4.59 |  |  |  | Federally-Regulated Commercial & Industrial Equipment | 03/17/2023 | 6749896 | 03/17/2023
Scotsman Ice Systems | Scotsman | C2148SR-3E*ERC611-32E | Remote Condensing w/o Remote C | Air-Cooled Condenser | Cube | Batch | 1746 | 4.53 | 4.59 |  |  |  | Federally-Regulated Commercial & Industrial Equipment | 03/17/2023 | 201753644 | 03/17/2023
Scotsman Ice Systems | Scotsman | C0322SW-1E | Ice-making Head | Water-Cooled Condenser | Cube | Batch | 292 | 5.23 | 5.27 | 144 | 193.6 |  | Federally-Regulated Commercial & Industrial Equipment | 03/17/2023 | 9973378 | 03/17/2023
Scotsman Ice Systems | Scotsman | C1030SR-3E*ERC311-32E | Remote Condensing w/o Remote C | Air-Cooled Condenser | Cube | Batch | 842 | 4.99 | 5.09 |  |  |  | Federally-Regulated Commercial & Industrial Equipment | 03/17/2023 | 10349170 | 03/17/2023
Scotsman Ice Systems | Scotsman | C0322SW-32E | Ice-making Head | Water-Cooled Condenser | Cube | Batch | 292 | 5.23 | 5.27 | 144 | 193.6 |  | Federally-Regulated Commercial & Industrial Equipment | 03/17/2023 | 9973376 | 03/17/2023
Scotsman Ice Systems | Scotsman | C1030MA-32E | Ice-making Head | Air-Cooled Condenser | Cube | Batch | 781 | 4.96 | 5.1 |  |  |  | Federally-Regulated Commercial & Industrial Equipment | 03/17/2023 | 202053813 | 03/17/2023
Scotsman Ice Systems | Scotsman | C1448MR-3E*ERC311-32E | Remote Condensing w/o Remote C | Air-Cooled Condenser | Cube | Batch | 1258 | 4.34 | 4.59 |  |  |  | Federally-Regulated Commercial & Industrial Equipment | 03/17/2023 | 10445123 | 03/17/2023
Scotsman Ice Systems | Scotsman | C0630SA-32E | Ice-making Head | Air-Cooled Condenser | Cube | Batch | 474 | 5.63 | 5.87 |  |  |  | Federally-Regulated Commercial & Industrial Equipment | 03/17/2023 | 10268732 | 03/17/2023
Scotsman Ice Systems | Scotsman | C0630MA-32E | Ice-making Head | Air-Cooled Condenser | Cube | Batch | 474 | 5.63 | 5.87 |  |  |  | Federally-Regulated Commercial & Industrial Equipment | 03/17/2023 | 10268731 | 03/17/2023
Scotsman Ice Systems | Scotsman | C0530SR-1#*ERC111-1# | Remote Condensing w/o Remote C | Air-Cooled Condenser | Cube | Batch | 400 | 6.5 | 6.6 |  |  |  | Federally-Regulated Commercial & Industrial Equipment | 03/17/2023 | 3299003 | 03/17/2023
Scotsman Ice Systems | Scotsman | C0322MW-1E | Ice-making Head | Water-Cooled Condenser | Cube | Batch | 292 | 5.23 | 5.27 | 144 | 193.6 |  | Federally-Regulated Commercial & Industrial Equipment | 03/17/2023 | 9973377 | 03/17/2023
Scotsman Ice Systems | Scotsman | C2148SR-32E*ERC611-32E | Remote Condensing w/o Remote C | Air-Cooled Condenser | Cube | Batch | 1746 | 4.53 | 4.59 |  |  |  | Federally-Regulated Commercial & Industrial Equipment | 03/17/2023 | 201753643 | 03/17/2023
Scotsman Ice Systems | Scotsman | C0322SA-1E | Ice-making Head | Air-Cooled Condenser | Cube | Batch | 232 | 6.95 | 7.14 |  |  |  | Federally-Regulated Commercial & Industrial Equipment | 03/17/2023 | 10014929 | 03/17/2023
Scotsman Ice Systems | Scotsman | C0322MA-32E | Ice-making Head | Air-Cooled Condenser | Cube | Batch | 232 | 6.95 | 7.14 |  |  |  | Federally-Regulated Commercial & Industrial Equipment | 03/17/2023 | 10014925 | 03/17/2023
Scotsman Ice Systems | Scotsman | C0830SA-3E | Ice-making Head | Air-Cooled Condenser | Cube | Batch | 718 | 4.99 | 5.26 |  |  |  | Federally-Regulated Commercial & Industrial Equipment | 03/17/2023 | 10271666 | 03/17/2023
Scotsman Ice Systems | Scotsman | C0830SW-32# | Ice-making Head | Water-Cooled Condenser | Cube | Batch | 832 | 4 | 4.21 | 136 | 181.7 |  | Federally-Regulated Commercial & Industrial Equipment | 03/17/2023 | 5927075 | 03/17/2023
Scotsman Ice Systems | Scotsman | C1848SW-32E | Ice-making Head | Water-Cooled Condenser | Cube | Batch | 1668 | 3.92 | 4 | 138 | 163.3 |  | Federally-Regulated Commercial & Industrial Equipment | 03/17/2023 | 10595458 | 03/17/2023
Scotsman Ice Systems | Scotsman | EH330SL-1E*ECC1200-32E | Both Remote Condensing & Remot | Air-Cooled Condenser | Cube | Batch | 1103 | 4.55 | 4.79 |  |  |  | Federally-Regulated Commercial & Industrial Equipment | 03/17/2023 | 201753640 | 03/17/2023
Scotsman Ice Systems | Scotsman | C1848MR-3E*ERC611-32E | Remote Condensing w/o Remote C | Air-Cooled Condenser | Cube | Batch | 1662 | 4.3 | 4.59 |  |  |  | Federally-Regulated Commercial & Industrial Equipment | 03/17/2023 | 10595461 | 03/17/2023
Scotsman Ice Systems | Scotsman | C0630SR-32E*ERC311-32E | Remote Condensing w/o Remote C | Air-Cooled Condenser | Cube | Batch | 540 | 5.35 | 6.12 |  |  |  | Federally-Regulated Commercial & Industrial Equipment | 03/17/2023 | 10272974 | 03/17/2023
Scotsman Ice Systems | Scotsman | C0522MW-1E | Ice-making Head | Water-Cooled Condenser | Cube | Batch | 409 | 4.48 | 5.02 | 152 | 191 |  | Federally-Regulated Commercial & Industrial Equipment | 03/17/2023 | 10014931 | 03/17/2023
Scotsman Ice Systems | Scotsman | C1848SR-3E*ERC611-32E | Remote Condensing w/o Remote C | Air-Cooled Condenser | Cube | Batch | 1662 | 4.3 | 4.59 |  |  |  | Federally-Regulated Commercial & Industrial Equipment | 03/17/2023 | 10595462 | 03/17/2023
Scotsman Ice Systems | Scotsman | C1448SR-32E*ERC311-32E | Remote Condensing w/o Remote C | Air-Cooled Condenser | Cube | Batch | 1258 | 4.34 | 4.59 |  |  |  | Federally-Regulated Commercial & Industrial Equipment | 03/17/2023 | 10445122 | 03/17/2023
Scotsman Ice Systems | Scotsman | C1448SW-3E | Ice-making Head | Water-Cooled Condenser | Cube | Batch | 1340 | 3.65 | 4.04 | 100 | 170.5 |  | Federally-Regulated Commercial & Industrial Equipment | 03/17/2023 | 10445118 | 03/17/2023
Scotsman Ice Systems | Scotsman | C1848SR-32E*ERC611-32E | Remote Condensing w/o Remote C | Air-Cooled Condenser | Cube | Batch | 1662 | 4.3 | 4.59 |  |  |  | Federally-Regulated Commercial & Industrial Equipment | 03/17/2023 | 10595460 | 03/17/2023
Scotsman Ice Systems | Scotsman | C0830SR-32#*ERC311-32# | Remote Condensing w/o Remote C | Air-Cooled Condenser | Cube | Batch | 780 | 4.7 | 5.3 |  |  |  | Federally-Regulated Commercial & Industrial Equipment | 03/17/2023 | 5628493 | 03/17/2023
Scotsman Ice Systems | Scotsman | C0330SA-1E | Ice-making Head | Air-Cooled Condenser | Cube | Batch | 288 | 6.23 | 6.45 |  |  |  | Federally-Regulated Commercial & Industrial Equipment | 03/17/2023 | 10271661 | 03/17/2023
Scotsman Ice Systems | Scotsman | C1448MR-32E*ERC311-32E | Remote Condensing w/o Remote C | Air-Cooled Condenser | Cube | Batch | 1258 | 4.34 | 4.59 |  |  |  | Federally-Regulated Commercial & Industrial Equipment | 03/17/2023 | 10445121 | 03/17/2023
Scotsman Ice Systems | Scotsman | C1448MW-32E | Ice-making Head | Water-Cooled Condenser | Cube | Batch | 1340 | 3.7 | 4.04 | 100 | 170.5 |  | Federally-Regulated Commercial & Industrial Equipment | 03/17/2023 | 10445119 | 03/17/2023
Scotsman Ice Systems | Scotsman | C0530SA-1# | Ice-making Head | Air-Cooled Condenser | Cube | Batch | 380 | 5.8 | 6.1 |  |  |  | Federally-Regulated Commercial & Industrial Equipment | 03/17/2023 | 5820769 | 03/17/2023
Scotsman Ice Systems | Scotsman | C1848MR-32E*ERC611-32E | Remote Condensing w/o Remote C | Air-Cooled Condenser | Cube | Batch | 1662 | 4.3 | 4.59 |  |  |  | Federally-Regulated Commercial & Industrial Equipment | 03/17/2023 | 10595459 | 03/17/2023
Scotsman Ice Systems | Scotsman | C0830MW-32# | Ice-making Head | Water-Cooled Condenser | Cube | Batch | 832 | 4 | 4.21 | 136 | 181.7 |  | Federally-Regulated Commercial & Industrial Equipment | 03/17/2023 | 8914349 | 03/17/2023
Scotsman Ice Systems | Scotsman | C1030MR-3E*ERC311-32E | Remote Condensing w/o Remote C | Air-Cooled Condenser | Cube | Batch | 842 | 4.99 | 5.09 |  |  |  | Federally-Regulated Commercial & Industrial Equipment | 03/17/2023 | 10349169 | 03/17/2023
Scotsman Ice Systems | Scotsman | C2648MR-3E*PRC241-32E | Remote Condensing w/o Remote C | Air-Cooled Condenser | Cube | Batch | 2131 | 4.44 | 4.59 |  |  |  | Federally-Regulated Commercial & Industrial Equipment | 03/17/2023 | 201785783 | 03/17/2023
Scotsman Ice Systems | Scotsman | C1030SW-32E | Ice-making Head | Water-Cooled Condenser | Cube | Batch | 908 | 4.04 | 4.17 | 134 | 180 |  | Federally-Regulated Commercial & Industrial Equipment | 03/17/2023 | 10349166 | 03/17/2023
Scotsman Ice Systems | Scotsman | C1848MA-32E | Ice-making Head | Air-Cooled Condenser | Cube | Batch | 1426 | 4.48 | 4.65 |  |  |  | Federally-Regulated Commercial & Industrial Equipment | 03/17/2023 | 10595455 | 03/17/2023
Scotsman Ice Systems | Scotsman | C0330MA-1E | Ice-making Head | Air-Cooled Condenser | Cube | Batch | 288 | 6.23 | 6.45 |  |  |  | Federally-Regulated Commercial & Industrial Equipment | 03/17/2023 | 10271660 | 03/17/2023
Scotsman Ice Systems | Scotsman | C1030MR-32E*ERC311-32E | Remote Condensing w/o Remote C | Air-Cooled Condenser | Cube | Batch | 842 | 4.99 | 5.09 |  |  |  | Federally-Regulated Commercial & Industrial Equipment | 03/17/2023 | 10349167 | 03/17/2023
Manitowoc Ice, Inc. | Manitowoc | IYT0900A-261 | Ice-making Head | Air-Cooled Condenser | Cube | Batch | 750 | 4.58 |  |  |  |  | Federally-Regulated Commercial & Industrial Equipment | 11/06/2019 | 202864336 | 03/28/2023
Manitowoc Ice, Inc. | Manitowoc | IYT0900A-261 | Ice-making Head | Air-Cooled Condenser | Cube | Batch | 719 | 4.7 | 5.25 |  |  |  | Federally-Regulated Commercial & Industrial Equipment | 03/28/2023 | 202864336 | 03/28/2023
Whynter | Whynter | UIM-502SS | Self-Contained | Air-Cooled Condenser | Cube | Batch | 55 | 10.05 | 12.21 |  |  |  | Federally-Regulated Commercial & Industrial Equipment | 03/06/2019 |  | 05/23/2023
Whynter | Whynter | UIM-502SS | Self-Contained | Air-Cooled Condenser | Cube | Batch | 50 | 9.4 | 12.45 |  |  |  | Federally-Regulated Commercial & Industrial Equipment | 05/23/2023 |  | 05/23/2023
Manitowoc Ice, Inc. | Manitowoc | IYT1200N-261*JCT1200-261 | Remote Condensing w/o Remote C | Air-Cooled Condenser | Cube | Batch | 1010 | 4.2 | 4.59 |  |  |  | Federally-Regulated Commercial & Industrial Equipment | 08/19/2022 | 201755789 | 06/09/2023
Manitowoc Ice, Inc. | Manitowoc | IYT1200W-263 | Ice-making Head | Water-Cooled Condenser | Cube | Batch | 1050 | 3.78 | 4.13 | 140 | 176.9 |  | Federally-Regulated Commercial & Industrial Equipment | 08/19/2022 | 201755787 | 06/09/2023
Manitowoc Ice, Inc. | Manitowoc | IDF2100C-161*CVDF2100-261 | Both Remote Condensing & Remot | Air-Cooled Condenser | Cube | Batch | 1575 | 4.78 | 4.79 |  |  |  | Federally-Regulated Commercial & Industrial Equipment | 08/18/2022 | 202358898 | 06/09/2023
Manitowoc Ice, Inc. | Manitowoc | IYT1200C-161*CVDT1200-261 | Both Remote Condensing & Remot | Air-Cooled Condenser | Cube | Batch | 955 | 4.6 | 4.79 |  |  |  | Federally-Regulated Commercial & Industrial Equipment | 08/19/2022 | 201755792 | 06/09/2023
Manitowoc Ice, Inc. | Manitowoc | IBT1020C-161*CVDT1200-261 | Both Remote Condensing & Remot | Air-Cooled Condenser | Cube | Batch | 1030 | 4.38 | 4.79 |  |  |  | Federally-Regulated Commercial & Industrial Equipment | 08/19/2022 | 201755793 | 06/09/2023
Manitowoc Ice, Inc. | Manitowoc | IYF2100C-161*CVDF2100-261 | Both Remote Condensing & Remot | Air-Cooled Condenser | Cube | Batch | 1600 | 4.78 | 4.79 |  |  |  | Federally-Regulated Commercial & Industrial Equipment | 08/18/2022 | 202358896 | 06/09/2023
Manitowoc Ice, Inc. | Manitowoc | IYT1200C-161*CVDT1200-263 | Both Remote Condensing & Remot | Air-Cooled Condenser | Cube | Batch | 955 | 4.6 | 4.79 |  |  |  | Federally-Regulated Commercial & Industrial Equipment | 08/19/2022 | 201885320 | 06/09/2023
Manitowoc Ice, Inc. | Manitowoc | IYT1200N-263*JCT1200-261 | Remote Condensing w/o Remote C | Air-Cooled Condenser | Cube | Batch | 1010 | 4.2 | 4.59 |  |  |  | Federally-Regulated Commercial & Industrial Equipment | 08/19/2022 | 201755790 | 06/09/2023
Manitowoc Ice, Inc. | Manitowoc | IBT1020C-161*CVDT1200-263 | Both Remote Condensing & Remot | Air-Cooled Condenser | Cube | Batch | 1030 | 4.38 | 4.79 |  |  |  | Federally-Regulated Commercial & Industrial Equipment | 08/19/2022 | 201885321 | 06/09/2023
Manitowoc Ice, Inc. | Manitowoc | IYF2100C-161*CVDF2100-263 | Both Remote Condensing & Remot | Air-Cooled Condenser | Cube | Batch | 1600 | 4.78 | 4.79 |  |  |  | Federally-Regulated Commercial & Industrial Equipment | 08/18/2022 | 202358897 | 06/09/2023
Manitowoc Ice, Inc. | Manitowoc | IYT1200A-263 | Ice-making Head | Air-Cooled Condenser | Cube | Batch | 940 | 4.83 | 4.96 |  |  |  | Federally-Regulated Commercial & Industrial Equipment | 08/19/2022 | 201755783 | 06/09/2023
Manitowoc Ice, Inc. | Manitowoc | IDT1200C-161*CVDT1200-261 | Both Remote Condensing & Remot | Air-Cooled Condenser | Cube | Batch | 930 | 4.6 | 4.79 |  |  |  | Federally-Regulated Commercial & Industrial Equipment | 08/19/2022 | 201755791 | 06/09/2023
Manitowoc Ice, Inc. | Manitowoc | IDT1200C-161*CVDT1200-263 | Both Remote Condensing & Remot | Air-Cooled Condenser | Cube | Batch | 930 | 4.6 | 4.79 |  |  |  | Federally-Regulated Commercial & Industrial Equipment | 08/19/2022 | 201885319 | 06/09/2023
Manitowoc Ice, Inc. | Manitowoc | IDF2100C-161*CVDF2100-263 | Both Remote Condensing & Remot | Air-Cooled Condenser | Cube | Batch | 1575 | 4.78 | 4.79 |  |  |  | Federally-Regulated Commercial & Industrial Equipment | 08/18/2022 | 202358899 | 06/09/2023
Manitowoc Ice, Inc. | Manitowoc | IYT1200N-261*JCT1200-261 | Remote Condensing w/o Remote C | Air-Cooled Condenser | Cube | Batch | 1010 | 4.2 | 4.59 |  |  |  | Federally-Regulated Commercial & Industrial Equipment | 08/19/2022 | 201755789 | 06/09/2023
Manitowoc Ice, Inc. | Manitowoc | IYT1200W-263 | Ice-making Head | Water-Cooled Condenser | Cube | Batch | 1050 | 3.78 | 4.13 | 140 | 176.9 |  | Federally-Regulated Commercial & Industrial Equipment | 08/19/2022 | 201755787 | 06/09/2023
Manitowoc Ice, Inc. | Manitowoc | IDF2100C-161*CVDF2100-261 | Both Remote Condensing & Remot | Air-Cooled Condenser | Cube | Batch | 1575 | 4.78 | 4.79 |  |  |  | Federally-Regulated Commercial & Industrial Equipment | 08/18/2022 | 202358898 | 06/09/2023
Manitowoc Ice, Inc. | Manitowoc | IYT1200C-161*CVDT1200-261 | Both Remote Condensing & Remot | Air-Cooled Condenser | Cube | Batch | 955 | 4.6 | 4.79 |  |  |  | Federally-Regulated Commercial & Industrial Equipment | 08/19/2022 | 201755792 | 06/09/2023
Manitowoc Ice, Inc. | Manitowoc | IBT1020C-161*CVDT1200-261 | Both Remote Condensing & Remot | Air-Cooled Condenser | Cube | Batch | 1030 | 4.38 | 4.79 |  |  |  | Federally-Regulated Commercial & Industrial Equipment | 08/19/2022 | 201755793 | 06/09/2023
Manitowoc Ice, Inc. | Manitowoc | IYF2100C-161*CVDF2100-261 | Both Remote Condensing & Remot | Air-Cooled Condenser | Cube | Batch | 1600 | 4.78 | 4.79 |  |  |  | Federally-Regulated Commercial & Industrial Equipment | 08/18/2022 | 202358896 | 06/09/2023
Manitowoc Ice, Inc. | Manitowoc | IYT1200C-161*CVDT1200-263 | Both Remote Condensing & Remot | Air-Cooled Condenser | Cube | Batch | 955 | 4.6 | 4.79 |  |  |  | Federally-Regulated Commercial & Industrial Equipment | 08/19/2022 | 201885320 | 06/09/2023
Manitowoc Ice, Inc. | Manitowoc | IYT1200N-263*JCT1200-261 | Remote Condensing w/o Remote C | Air-Cooled Condenser | Cube | Batch | 1010 | 4.2 | 4.59 |  |  |  | Federally-Regulated Commercial & Industrial Equipment | 08/19/2022 | 201755790 | 06/09/2023
Manitowoc Ice, Inc. | Manitowoc | IBT1020C-161*CVDT1200-263 | Both Remote Condensing & Remot | Air-Cooled Condenser | Cube | Batch | 1030 | 4.38 | 4.79 |  |  |  | Federally-Regulated Commercial & Industrial Equipment | 08/19/2022 | 201885321 | 06/09/2023
Manitowoc Ice, Inc. | Manitowoc | IYF2100C-161*CVDF2100-263 | Both Remote Condensing & Remot | Air-Cooled Condenser | Cube | Batch | 1600 | 4.78 | 4.79 |  |  |  | Federally-Regulated Commercial & Industrial Equipment | 08/18/2022 | 202358897 | 06/09/2023
Manitowoc Ice, Inc. | Manitowoc | IYT1200A-263 | Ice-making Head | Air-Cooled Condenser | Cube | Batch | 940 | 4.83 | 4.96 |  |  |  | Federally-Regulated Commercial & Industrial Equipment | 08/19/2022 | 201755783 | 06/09/2023
Manitowoc Ice, Inc. | Manitowoc | IDT1200C-161*CVDT1200-261 | Both Remote Condensing & Remot | Air-Cooled Condenser | Cube | Batch | 930 | 4.6 | 4.79 |  |  |  | Federally-Regulated Commercial & Industrial Equipment | 08/19/2022 | 201755791 | 06/09/2023
Manitowoc Ice, Inc. | Manitowoc | IDT1200C-161*CVDT1200-263 | Both Remote Condensing & Remot | Air-Cooled Condenser | Cube | Batch | 930 | 4.6 | 4.79 |  |  |  | Federally-Regulated Commercial & Industrial Equipment | 06/09/2023 | 201885319 | 06/09/2023
Manitowoc Ice, Inc. | Manitowoc | IYT1200N-261*JCT1200-261 | Remote Condensing w/o Remote C | Air-Cooled Condenser | Cube | Batch | 1010 | 4.2 | 4.59 |  |  |  | Federally-Regulated Commercial & Industrial Equipment | 06/09/2023 | 201755789 | 06/09/2023
Manitowoc Ice, Inc. | Manitowoc | IYT1200W-263 | Ice-making Head | Water-Cooled Condenser | Cube | Batch | 1050 | 3.78 | 4.13 | 140 | 176.9 |  | Federally-Regulated Commercial & Industrial Equipment | 06/09/2023 | 201755787 | 06/09/2023
Manitowoc Ice, Inc. | Manitowoc | IDF2100C-161*CVDF2100-261 | Both Remote Condensing & Remot | Air-Cooled Condenser | Cube | Batch | 1575 | 4.78 | 4.79 |  |  |  | Federally-Regulated Commercial & Industrial Equipment | 06/09/2023 | 202358898 | 06/09/2023
Manitowoc Ice, Inc. | Manitowoc | IYT1200C-161*CVDT1200-261 | Both Remote Condensing & Remot | Air-Cooled Condenser | Cube | Batch | 955 | 4.6 | 4.79 |  |  |  | Federally-Regulated Commercial & Industrial Equipment | 06/09/2023 | 201755792 | 06/09/2023
Manitowoc Ice, Inc. | Manitowoc | IBT1020C-161*CVDT1200-261 | Both Remote Condensing & Remot | Air-Cooled Condenser | Cube | Batch | 1030 | 4.38 | 4.79 |  |  |  | Federally-Regulated Commercial & Industrial Equipment | 06/09/2023 | 201755793 | 06/09/2023
Manitowoc Ice, Inc. | Manitowoc | IYF2100C-161*CVDF2100-261 | Both Remote Condensing & Remot | Air-Cooled Condenser | Cube | Batch | 1600 | 4.78 | 4.79 |  |  |  | Federally-Regulated Commercial & Industrial Equipment | 06/09/2023 | 202358896 | 06/09/2023
Manitowoc Ice, Inc. | Manitowoc | IYT1200C-161*CVDT1200-263 | Both Remote Condensing & Remot | Air-Cooled Condenser | Cube | Batch | 955 | 4.6 | 4.79 |  |  |  | Federally-Regulated Commercial & Industrial Equipment | 06/09/2023 | 201885320 | 06/09/2023
Manitowoc Ice, Inc. | Manitowoc | IYT1200N-263*JCT1200-261 | Remote Condensing w/o Remote C | Air-Cooled Condenser | Cube | Batch | 1010 | 4.2 | 4.59 |  |  |  | Federally-Regulated Commercial & Industrial Equipment | 06/09/2023 | 201755790 | 06/09/2023
Manitowoc Ice, Inc. | Manitowoc | IBT1020C-161*CVDT1200-263 | Both Remote Condensing & Remot | Air-Cooled Condenser | Cube | Batch | 1030 | 4.38 | 4.79 |  |  |  | Federally-Regulated Commercial & Industrial Equipment | 06/09/2023 | 201885321 | 06/09/2023
Manitowoc Ice, Inc. | Manitowoc | IYF2100C-161*CVDF2100-263 | Both Remote Condensing & Remot | Air-Cooled Condenser | Cube | Batch | 1600 | 4.78 | 4.79 |  |  |  | Federally-Regulated Commercial & Industrial Equipment | 06/09/2023 | 202358897 | 06/09/2023
Manitowoc Ice, Inc. | Manitowoc | IYT1200A-263 | Ice-making Head | Air-Cooled Condenser | Cube | Batch | 940 | 4.83 | 4.96 |  |  |  | Federally-Regulated Commercial & Industrial Equipment | 06/09/2023 | 201755783 | 06/09/2023
Manitowoc Ice, Inc. | Manitowoc | IDT1200C-161*CVDT1200-261 | Both Remote Condensing & Remot | Air-Cooled Condenser | Cube | Batch | 930 | 4.6 | 4.79 |  |  |  | Federally-Regulated Commercial & Industrial Equipment | 06/09/2023 | 201755791 | 06/09/2023
Manitowoc Ice, Inc. | Manitowoc | IDT1200C-161*CVDT1200-263 | Both Remote Condensing & Remot | Air-Cooled Condenser | Cube | Batch | 930 | 4.6 | 4.79 |  |  |  | Federally-Regulated Commercial & Industrial Equipment | 06/09/2023 | 201885319 | 06/09/2023
Manitowoc Ice, Inc. | Manitowoc | IDF2100C-161*CVDF2100-263 | Both Remote Condensing & Remot | Air-Cooled Condenser | Cube | Batch | 1575 | 4.78 | 4.79 |  |  |  | Federally-Regulated Commercial & Industrial Equipment | 06/09/2023 | 202358899 | 06/09/2023
Manitowoc Ice, Inc. | Manitowoc | IBT1020C-161*CVDT1200-263A | Both Remote Condensing & Remot | Air-Cooled Condenser | Cube | Batch | 1030 | 4.49 | 4.79 |  |  |  | Federally-Regulated Commercial & Industrial Equipment | 07/15/2020 | 203401619 | 06/15/2023
Manitowoc Ice, Inc. | Manitowoc | IDT1200C-161*CVDT1200-263A | Both Remote Condensing & Remot | Air-Cooled Condenser | Cube | Batch | 975 | 4.6 | 4.79 |  |  |  | Federally-Regulated Commercial & Industrial Equipment | 07/15/2020 | 203401617 | 06/15/2023
Manitowoc Ice, Inc. | Manitowoc | IYT1200N-263A*JCT1200-261 | Remote Condensing w/o Remote C | Air-Cooled Condenser | Cube | Batch | 1030 | 4.43 |  |  |  |  | Federally-Regulated Commercial & Industrial Equipment | 11/18/2019 | 203999059 | 06/15/2023
Manitowoc Ice, Inc. | Manitowoc | IYT1200W-263A | Ice-making Head | Water-Cooled Condenser | Cube | Batch | 965 | 4 | 4.15 | 140 | 178.8 |  | Federally-Regulated Commercial & Industrial Equipment | 04/28/2020 | 205652341 | 06/15/2023
Manitowoc Ice, Inc. | Manitowoc | IYT1200C-161*CVDT1200-263A | Both Remote Condensing & Remot | Air-Cooled Condenser | Cube | Batch | 1000 | 4.6 | 4.79 |  |  |  | Federally-Regulated Commercial & Industrial Equipment | 07/15/2020 | 203401615 | 06/15/2023
Manitowoc Ice, Inc. | Manitowoc | IYT1200A-263A | Ice-making Head | Air-Cooled Condenser | Cube | Batch | 937 | 4.83 | 4.96 |  |  |  | Federally-Regulated Commercial & Industrial Equipment | 07/15/2020 | 205746740 | 06/15/2023
Manitowoc Ice, Inc. | Manitowoc | IBT1020C-161*CVDT1200-263A | Both Remote Condensing & Remot | Air-Cooled Condenser | Cube | Batch | 1030 | 4.49 | 4.79 |  |  |  | Federally-Regulated Commercial & Industrial Equipment | 07/15/2020 | 203401619 | 06/15/2023
Manitowoc Ice, Inc. | Manitowoc | IDT1200C-161*CVDT1200-263A | Both Remote Condensing & Remot | Air-Cooled Condenser | Cube | Batch | 975 | 4.6 | 4.79 |  |  |  | Federally-Regulated Commercial & Industrial Equipment | 07/15/2020 | 203401617 | 06/15/2023
Manitowoc Ice, Inc. | Manitowoc | IYT1200N-263A*JCT1200-261 | Remote Condensing w/o Remote C | Air-Cooled Condenser | Cube | Batch | 1030 | 4.43 |  |  |  |  | Federally-Regulated Commercial & Industrial Equipment | 11/18/2019 | 203999059 | 06/15/2023
Manitowoc Ice, Inc. | Manitowoc | IYT1200W-263A | Ice-making Head | Water-Cooled Condenser | Cube | Batch | 965 | 4 | 4.15 | 140 | 178.8 |  | Federally-Regulated Commercial & Industrial Equipment | 04/28/2020 | 205652341 | 06/15/2023
Manitowoc Ice, Inc. | Manitowoc | IYT1200C-161*CVDT1200-263A | Both Remote Condensing & Remot | Air-Cooled Condenser | Cube | Batch | 1000 | 4.6 | 4.79 |  |  |  | Federally-Regulated Commercial & Industrial Equipment | 07/15/2020 | 203401615 | 06/15/2023
Manitowoc Ice, Inc. | Manitowoc | IYT1200A-263A | Ice-making Head | Air-Cooled Condenser | Cube | Batch | 937 | 4.83 | 4.96 |  |  |  | Federally-Regulated Commercial & Industrial Equipment | 07/15/2020 | 205746740 | 06/15/2023
Manitowoc Ice, Inc. | Manitowoc | IBT1020C-161*CVDT1200-263A | Both Remote Condensing & Remot | Air-Cooled Condenser | Cube | Batch | 1030 | 4.49 | 4.79 |  |  |  | Federally-Regulated Commercial & Industrial Equipment | 06/15/2023 | 203401619 | 06/15/2023
Manitowoc Ice, Inc. | Manitowoc | IDT1200C-161*CVDT1200-263A | Both Remote Condensing & Remot | Air-Cooled Condenser | Cube | Batch | 975 | 4.6 | 4.79 |  |  |  | Federally-Regulated Commercial & Industrial Equipment | 06/15/2023 | 203401617 | 06/15/2023
Manitowoc Ice, Inc. | Manitowoc | IYT1200N-263A*JCT1200-261 | Remote Condensing w/o Remote C | Air-Cooled Condenser | Cube | Batch | 1030 | 4.43 | 4.59 |  |  |  | Federally-Regulated Commercial & Industrial Equipment | 06/15/2023 | 203999059 | 06/15/2023
Manitowoc Ice, Inc. | Manitowoc | IYT1200W-263A | Ice-making Head | Water-Cooled Condenser | Cube | Batch | 965 | 4 | 4.15 | 140 | 178.8 |  | Federally-Regulated Commercial & Industrial Equipment | 06/15/2023 | 205652341 | 06/15/2023
Manitowoc Ice, Inc. | Manitowoc | IYT1200C-161*CVDT1200-263A | Both Remote Condensing & Remot | Air-Cooled Condenser | Cube | Batch | 1000 | 4.6 | 4.79 |  |  |  | Federally-Regulated Commercial & Industrial Equipment | 06/15/2023 | 203401615 | 06/15/2023
Manitowoc Ice, Inc. | Manitowoc | IYT1200A-263A | Ice-making Head | Air-Cooled Condenser | Cube | Batch | 937 | 4.83 | 4.96 |  |  |  | Federally-Regulated Commercial & Industrial Equipment | 06/15/2023 | 205746740 | 06/15/2023
Manitowoc Ice, Inc. | Manitowoc | IDT1200N-261A*JCT1200-261 | Remote Condensing w/o Remote C | Air-Cooled Condenser | Cube | Batch | 955 | 4.63 |  |  |  |  | Federally-Regulated Commercial & Industrial Equipment | 11/18/2019 | 203999057 | 06/22/2023
Manitowoc Ice, Inc. | Manitowoc | IYT1200N-261A*JCT1200-261 | Remote Condensing w/o Remote C | Air-Cooled Condenser | Cube | Batch | 1030 | 4.43 |  |  |  |  | Federally-Regulated Commercial & Industrial Equipment | 11/18/2019 | 203999058 | 06/22/2023
Manitowoc Ice, Inc. | Manitowoc | IDT1200N-261A*JCT1200-261 | Remote Condensing w/o Remote C | Air-Cooled Condenser | Cube | Batch | 955 | 4.63 | 4.7 |  |  |  | Federally-Regulated Commercial & Industrial Equipment | 06/22/2023 | 203999057 | 06/22/2023
Manitowoc Ice, Inc. | Manitowoc | IYT1200N-261A*JCT1200-261 | Remote Condensing w/o Remote C | Air-Cooled Condenser | Cube | Batch | 1030 | 4.43 | 4.59 |  |  |  | Federally-Regulated Commercial & Industrial Equipment | 06/22/2023 | 203999058 | 06/22/2023
Manitowoc Ice, Inc. | Manitowoc | IDT1200N-261A*JCT1200-261 | Remote Condensing w/o Remote C | Air-Cooled Condenser | Cube | Batch | 955 | 4.63 | 4.7 |  |  |  | Federally-Regulated Commercial & Industrial Equipment | 06/22/2023 | 203999057 | 06/22/2023
Manitowoc Ice, Inc. | Manitowoc | IYT1200N-261A*JCT1200-261 | Remote Condensing w/o Remote C | Air-Cooled Condenser | Cube | Batch | 1030 | 4.43 | 4.59 |  |  |  | Federally-Regulated Commercial & Industrial Equipment | 06/22/2023 | 203999058 | 06/22/2023
Manitowoc Ice, Inc. | Manitowoc | IDF2100C-161*CVDF2100-261 | Both Remote Condensing & Remot | Air-Cooled Condenser | Cube | Batch | 1575 | 4.78 | 4.79 |  |  |  | Federally-Regulated Commercial & Industrial Equipment | 06/09/2023 | 202358898 | 06/29/2023
Manitowoc Ice, Inc. | Manitowoc | IDF2100C-161*CVDF2100-263 | Both Remote Condensing & Remot | Air-Cooled Condenser | Cube | Batch | 1575 | 4.78 | 4.79 |  |  |  | Federally-Regulated Commercial & Industrial Equipment | 06/09/2023 | 202358899 | 06/29/2023
Manitowoc Ice, Inc. | Manitowoc | IYF2100C-161*CVDF2100-261 | Both Remote Condensing & Remot | Air-Cooled Condenser | Cube | Batch | 1600 | 4.78 | 4.79 |  |  |  | Federally-Regulated Commercial & Industrial Equipment | 06/09/2023 | 202358896 | 06/29/2023
Manitowoc Ice, Inc. | Manitowoc | IDF1400C-161*CVDF1400-263A | Both Remote Condensing & Remot | Air-Cooled Condenser | Cube | Batch | 1120 | 4.79 | 4.79 |  |  |  | Federally-Regulated Commercial & Industrial Equipment | 07/15/2020 | 202634442 | 06/29/2023
Manitowoc Ice, Inc. | Manitowoc | IYF2100C-161*CVDF2100-263 | Both Remote Condensing & Remot | Air-Cooled Condenser | Cube | Batch | 1600 | 4.78 | 4.79 |  |  |  | Federally-Regulated Commercial & Industrial Equipment | 06/09/2023 | 202358897 | 06/29/2023
Manitowoc Ice, Inc. | Manitowoc | IYT0900A-261X | Ice-making Head | Air-Cooled Condenser | Cube | Batch | 719 | 4.7 | 5.25 |  |  |  | Federally-Regulated Commercial & Industrial Equipment | 04/06/2023 | 211900355 | 06/29/2023
Manitowoc Ice, Inc. | Manitowoc | IDF1400C-161*CVDF1400-261A | Both Remote Condensing & Remot | Air-Cooled Condenser | Cube | Batch | 1120 | 4.79 | 4.79 |  |  |  | Federally-Regulated Commercial & Industrial Equipment | 07/15/2020 | 202634441 | 06/29/2023
Manitowoc Ice, Inc. | Manitowoc | IDF2100C-161*CVDF2100-261 | Both Remote Condensing & Remot | Air-Cooled Condenser | Cube | Batch | 1575 | 4.78 | 4.79 |  |  |  | Federally-Regulated Commercial & Industrial Equipment | 06/09/2023 | 202358898 | 06/29/2023
Manitowoc Ice, Inc. | Manitowoc | IDF2100C-161*CVDF2100-263 | Both Remote Condensing & Remot | Air-Cooled Condenser | Cube | Batch | 1575 | 4.75 |  |  |  |  | Federally-Regulated Commercial & Industrial Equipment | 06/29/2023 | 202358899 | 06/29/2023
Manitowoc Ice, Inc. | Manitowoc | IYF2100C-161*CVDF2100-261 | Both Remote Condensing & Remot | Air-Cooled Condenser | Cube | Batch | 1600 | 4.78 | 4.79 |  |  |  | Federally-Regulated Commercial & Industrial Equipment | 06/09/2023 | 202358896 | 06/29/2023
Manitowoc Ice, Inc. | Manitowoc | IDF1400C-161*CVDF1400-263A | Both Remote Condensing & Remot | Air-Cooled Condenser | Cube | Batch | 1120 | 4.75 |  |  |  |  | Federally-Regulated Commercial & Industrial Equipment | 06/29/2023 | 202634442 | 06/29/2023
Manitowoc Ice, Inc. | Manitowoc | IYF2100C-161*CVDF2100-263 | Both Remote Condensing & Remot | Air-Cooled Condenser | Cube | Batch | 1600 | 4.78 | 4.79 |  |  |  | Federally-Regulated Commercial & Industrial Equipment | 06/09/2023 | 202358897 | 06/29/2023
Manitowoc Ice, Inc. | Manitowoc | IYT0900A-261X | Ice-making Head | Air-Cooled Condenser | Cube | Batch | 719 | 4.7 |  |  |  |  | Federally-Regulated Commercial & Industrial Equipment | 06/29/2023 | 211900355 | 06/29/2023
Manitowoc Ice, Inc. | Manitowoc | IDF1400C-161*CVDF1400-261A | Both Remote Condensing & Remot | Air-Cooled Condenser | Cube | Batch | 1120 | 4.75 |  |  |  |  | Federally-Regulated Commercial & Industrial Equipment | 06/29/2023 | 202634441 | 06/29/2023
Manitowoc Ice, Inc. | Manitowoc | IDF2100C-161*CVDF2100-261 | Both Remote Condensing & Remot | Air-Cooled Condenser | Cube | Batch | 1575 | 4.75 |  |  |  |  | Federally-Regulated Commercial & Industrial Equipment | 06/29/2023 | 202358898 | 06/29/2023
Manitowoc Ice, Inc. | Manitowoc | IDF2100C-161*CVDF2100-263 | Both Remote Condensing & Remot | Air-Cooled Condenser | Cube | Batch | 1575 | 4.75 | 4.79 |  |  |  | Federally-Regulated Commercial & Industrial Equipment | 06/29/2023 | 202358899 | 06/29/2023
Manitowoc Ice, Inc. | Manitowoc | IYF2100C-161*CVDF2100-261 | Both Remote Condensing & Remot | Air-Cooled Condenser | Cube | Batch | 1600 | 4.75 |  |  |  |  | Federally-Regulated Commercial & Industrial Equipment | 06/29/2023 | 202358896 | 06/29/2023
Manitowoc Ice, Inc. | Manitowoc | IDF1400C-161*CVDF1400-263A | Both Remote Condensing & Remot | Air-Cooled Condenser | Cube | Batch | 1120 | 4.75 | 4.79 |  |  |  | Federally-Regulated Commercial & Industrial Equipment | 06/29/2023 | 202634442 | 06/29/2023
Manitowoc Ice, Inc. | Manitowoc | IYF2100C-161*CVDF2100-263 | Both Remote Condensing & Remot | Air-Cooled Condenser | Cube | Batch | 1600 | 4.75 |  |  |  |  | Federally-Regulated Commercial & Industrial Equipment | 06/29/2023 | 202358897 | 06/29/2023
Manitowoc Ice, Inc. | Manitowoc | IYT0900A-261X | Ice-making Head | Air-Cooled Condenser | Cube | Batch | 719 | 4.7 | 5.25 |  |  |  | Federally-Regulated Commercial & Industrial Equipment | 06/29/2023 | 211900355 | 06/29/2023
Manitowoc Ice, Inc. | Manitowoc | IDF1400C-161*CVDF1400-261A | Both Remote Condensing & Remot | Air-Cooled Condenser | Cube | Batch | 1120 | 4.75 | 4.79 |  |  |  | Federally-Regulated Commercial & Industrial Equipment | 06/29/2023 | 202634441 | 06/29/2023
Manitowoc Ice, Inc. | Manitowoc | IYT0620W-261 | Ice-making Head | Water-Cooled Condenser | Cube | Batch | 485 | 3.87 |  | 140 |  |  | Federally-Regulated Commercial & Industrial Equipment | 11/18/2019 | 201753785 | 07/06/2023
Manitowoc Ice, Inc. | Manitowoc | IBT1020C-161*CVDT1200-263A | Both Remote Condensing & Remot | Air-Cooled Condenser | Cube | Batch | 1030 | 4.49 | 4.79 |  |  |  | Federally-Regulated Commercial & Industrial Equipment | 06/15/2023 | 203401619 | 07/06/2023
Manitowoc Ice, Inc. | Manitowoc | IDT0620W-161 | Ice-making Head | Water-Cooled Condenser | Cube | Batch | 450 | 4.13 |  | 140 |  |  | Federally-Regulated Commercial & Industrial Equipment | 11/18/2019 | 201753783 | 07/06/2023
Manitowoc Ice, Inc. | Manitowoc | IYT0750A-261X | Ice-making Head | Air-Cooled Condenser | Cube | Batch | 575 | 5.12 |  |  |  |  | Federally-Regulated Commercial & Industrial Equipment | 03/07/2023 | 211635227 | 07/06/2023
Manitowoc Ice, Inc. | Manitowoc | IDT1500N-261A*JCT1500-261 | Remote Condensing w/o Remote C | Air-Cooled Condenser | Cube | Batch | 1452 | 4 |  |  |  |  | Federally-Regulated Commercial & Industrial Equipment | 11/03/2021 | 203925698 | 07/06/2023
Manitowoc Ice, Inc. | Manitowoc | UDF0190A-161 | Self-Contained | Air-Cooled Condenser | Cube | Batch | 132 | 8.8 |  |  |  |  | Federally-Regulated Commercial & Industrial Equipment | 11/06/2019 | 203999063 | 07/06/2023
Manitowoc Ice, Inc. | Manitowoc | IBT1020C-161*CVDT1200-261A | Both Remote Condensing & Remot | Air-Cooled Condenser | Cube | Batch | 1030 | 4.49 | 4.79 |  |  |  | Federally-Regulated Commercial & Industrial Equipment | 07/15/2020 | 203401618 | 07/06/2023
Manitowoc Ice, Inc. | Manitowoc | IYT1500W-261A | Ice-making Head | Water-Cooled Condenser | Cube | Batch | 1392 | 3.55 |  | 145 |  |  | Federally-Regulated Commercial & Industrial Equipment | 11/06/2019 | 203925697 | 07/06/2023
Manitowoc Ice, Inc. | Manitowoc | IDT0620A-261 | Ice-making Head | Air-Cooled Condenser | Cube | Batch | 450 | 5.18 |  |  |  |  | Federally-Regulated Commercial & Industrial Equipment | 11/18/2019 | 201753779 | 07/06/2023
Manitowoc Ice, Inc. | Manitowoc | RNF1020C-161*RCUF1000-261A | Both Remote Condensing & Remot | Air-Cooled Condenser | Other | Continuous | 900 | 4.6 |  |  |  | 1.12 | Federally-Regulated Commercial & Industrial Equipment | 11/06/2019 | 203191928 | 07/06/2023
Manitowoc Ice, Inc. | Manitowoc | IYT1900N-261E*JCT1500-261 | Remote Condensing w/o Remote C | Air-Cooled Condenser | Cube | Batch | 1744 | 4 |  |  |  |  | Federally-Regulated Commercial & Industrial Equipment | 11/18/2019 | 204517897 | 07/06/2023
Manitowoc Ice, Inc. | Manitowoc | IDF0900N-261A*JCF0900-261 | Remote Condensing w/o Remote C | Air-Cooled Condenser | Cube | Batch | 710 | 5.2 |  |  |  |  | Federally-Regulated Commercial & Industrial Equipment | 11/06/2019 | 203458632 | 07/06/2023
Manitowoc Ice, Inc. | Manitowoc | IRT1900A-261E | Ice-making Head | Air-Cooled Condenser | Cube | Batch | 1407 | 4.65 |  |  |  |  | Federally-Regulated Commercial & Industrial Equipment | 11/06/2019 | 204443932 | 07/06/2023
Manitowoc Ice, Inc. | Manitowoc | IYT1900A-261E | Ice-making Head | Air-Cooled Condenser | Cube | Batch | 1535 | 4.6 |  |  |  |  | Federally-Regulated Commercial & Industrial Equipment | 11/06/2019 | 204443936 | 07/06/2023
Manitowoc Ice, Inc. | Manitowoc | IYT0900A-261X | Ice-making Head | Air-Cooled Condenser | Cube | Batch | 719 | 4.7 | 5.25 |  |  |  | Federally-Regulated Commercial & Industrial Equipment | 06/29/2023 | 211900355 | 07/06/2023
Manitowoc Ice, Inc. | Manitowoc | IYF0900C-161*CVDF0900-261A | Both Remote Condensing & Remot | Air-Cooled Condenser | Cube | Batch | 675 | 5.38 |  |  |  |  | Federally-Regulated Commercial & Industrial Equipment | 11/06/2019 | 203264446 | 07/06/2023
Manitowoc Ice, Inc. | Manitowoc | RFP0620A-161 | Ice-making Head | Air-Cooled Condenser | Flake | Continuous | 527 | 5.04 | 6.54 |  |  | 1.26 | Federally-Regulated Commercial & Industrial Equipment | 08/04/2021 | 207237530 | 07/06/2023
Manitowoc Ice, Inc. | Manitowoc | IYF0500N-161A*JCF0500-161 | Remote Condensing w/o Remote C | Air-Cooled Condenser | Cube | Batch | 465 | 6 |  |  |  |  | Federally-Regulated Commercial & Industrial Equipment | 11/18/2019 | 203999055 | 07/06/2023
Manitowoc Ice, Inc. | Manitowoc | ID-0303W-161 | Ice-making Head | Water-Cooled Condenser | Cube | Batch | 260 | 5.45 | 5.45 | 193 | 194.3 |  | Federally-Regulated Commercial & Industrial Equipment | 08/18/2022 | 4475780 | 07/06/2023
Manitowoc Ice, Inc. | Manitowoc | IYF0900N-261A*JCF0900-261 | Remote Condensing w/o Remote C | Air-Cooled Condenser | Cube | Batch | 740 | 5 |  |  |  |  | Federally-Regulated Commercial & Industrial Equipment | 11/06/2019 | 203458630 | 07/06/2023
Manitowoc Ice, Inc. | Manitowoc | IYT1200C-161*CVDT1200-261A | Both Remote Condensing & Remot | Air-Cooled Condenser | Cube | Batch | 1000 | 4.6 | 4.79 |  |  |  | Federally-Regulated Commercial & Industrial Equipment | 07/15/2020 | 203401614 | 07/06/2023
Manitowoc Ice, Inc. | Manitowoc | IYT1500N-261A*JCT1500-261 | Remote Condensing w/o Remote C | Air-Cooled Condenser | Cube | Batch | 1450 | 4.09 | 4.59 |  |  |  | Federally-Regulated Commercial & Industrial Equipment | 12/08/2021 | 203925699 | 07/06/2023
Manitowoc Ice, Inc. | Manitowoc | IBF0820C-161*CVDF0900-261A | Both Remote Condensing & Remot | Air-Cooled Condenser | Cube | Batch | 728 | 5 |  |  |  |  | Federally-Regulated Commercial & Industrial Equipment | 11/06/2019 | 203264450 | 07/06/2023
Manitowoc Ice, Inc. | Manitowoc | IDT1500N-261E*JCT1500-261 | Remote Condensing w/o Remote C | Air-Cooled Condenser | Cube | Batch | 1523 | 3.9 |  |  |  |  | Federally-Regulated Commercial & Industrial Equipment | 11/18/2019 | 204517890 | 07/06/2023
Manitowoc Ice, Inc. | Manitowoc | UFP0200A-161 | Self-Contained | Air-Cooled Condenser | Flake | Continuous | 201 | 5.05 | 8.22 |  |  | 1.37 | Federally-Regulated Commercial & Industrial Equipment | 10/27/2021 | 207237531 | 07/06/2023
Manitowoc Ice, Inc. | Manitowoc | IYT1500N-263E*JCT1500-261 | Remote Condensing w/o Remote C | Air-Cooled Condenser | Cube | Batch | 1533 | 4 |  |  |  |  | Federally-Regulated Commercial & Industrial Equipment | 11/18/2019 | 204517892 | 07/06/2023
Manitowoc Ice, Inc. | Manitowoc | IRT1900N-261E*JCT1500-261 | Remote Condensing w/o Remote C | Air-Cooled Condenser | Cube | Batch | 1545 | 4.26 |  |  |  |  | Federally-Regulated Commercial & Industrial Equipment | 11/06/2019 | 204517893 | 07/06/2023
Manitowoc Ice, Inc. | Manitowoc | IYT0620A-261 | Ice-making Head | Air-Cooled Condenser | Cube | Batch | 450 | 5.16 | 5.93 |  |  |  | Federally-Regulated Commercial & Industrial Equipment | 09/30/2022 | 201753782 | 07/06/2023
Manitowoc Ice, Inc. | Manitowoc | IYT1500A-263E | Ice-making Head | Air-Cooled Condenser | Cube | Batch | 1438 | 4.33 |  |  |  |  | Federally-Regulated Commercial & Industrial Equipment | 11/06/2019 | 204517887 | 07/06/2023
Manitowoc Ice, Inc. | Manitowoc | IYT0300A-261 | Ice-making Head | Air-Cooled Condenser | Cube | Batch | 230 | 5.99 | 7.16 |  |  |  | Federally-Regulated Commercial & Industrial Equipment | 07/15/2020 | 205574628 | 07/06/2023
Manitowoc Ice, Inc. | Manitowoc | IYF0600C-161*CVDF0600-263A | Both Remote Condensing & Remot | Air-Cooled Condenser | Cube | Batch | 530 | 6 |  |  |  |  | Federally-Regulated Commercial & Industrial Equipment | 11/06/2019 | 203264441 | 07/06/2023
Manitowoc Ice, Inc. | Manitowoc | IYT1900W-261E | Ice-making Head | Water-Cooled Condenser | Cube | Batch | 1758 | 3.44 |  | 145 |  |  | Federally-Regulated Commercial & Industrial Equipment | 11/06/2019 | 204443940 | 07/06/2023
Manitowoc Ice, Inc. | Manitowoc | IYT1500W-263E | Ice-making Head | Water-Cooled Condenser | Cube | Batch | 1590 | 3.2 |  | 145 |  |  | Federally-Regulated Commercial & Industrial Equipment | 11/06/2019 | 204517889 | 07/06/2023
Manitowoc Ice, Inc. | Manitowoc | IYT1900W-263E | Ice-making Head | Water-Cooled Condenser | Cube | Batch | 1758 | 3.44 |  | 145 |  |  | Federally-Regulated Commercial & Industrial Equipment | 11/06/2019 | 204443941 | 07/06/2023
Manitowoc Ice, Inc. | Manitowoc | IBF0620C-161*CVDF0600-263A | Both Remote Condensing & Remot | Air-Cooled Condenser | Cube | Batch | 564 | 5.68 |  |  |  |  | Federally-Regulated Commercial & Industrial Equipment | 11/06/2019 | 203264444 | 07/06/2023
Manitowoc Ice, Inc. | Manitowoc | IDT1900A-263E | Ice-making Head | Air-Cooled Condenser | Cube | Batch | 1470 | 4.62 |  |  |  |  | Federally-Regulated Commercial & Industrial Equipment | 11/06/2019 | 204443935 | 07/06/2023
Manitowoc Ice, Inc. | Manitowoc | IYT1200C-161*CVDT1200-263A | Both Remote Condensing & Remot | Air-Cooled Condenser | Cube | Batch | 1000 | 4.6 | 4.79 |  |  |  | Federally-Regulated Commercial & Industrial Equipment | 06/15/2023 | 203401615 | 07/06/2023
Manitowoc Ice, Inc. | Manitowoc | IYT0300A-161 | Ice-making Head | Air-Cooled Condenser | Cube | Batch | 230 | 5.99 | 7.16 |  |  |  | Federally-Regulated Commercial & Industrial Equipment | 07/15/2020 | 205574627 | 07/06/2023
Manitowoc Ice, Inc. | Manitowoc | IDT0620A-161 | Ice-making Head | Air-Cooled Condenser | Cube | Batch | 450 | 5.18 |  |  |  |  | Federally-Regulated Commercial & Industrial Equipment | 11/18/2019 | 201753778 | 07/06/2023
Manitowoc Ice, Inc. | Manitowoc | RFF1300A-261 | Ice-making Head | Air-Cooled Condenser | Flake | Continuous | 950 | 4.24 |  |  |  | 1.27 | Federally-Regulated Commercial & Industrial Equipment | 11/18/2019 | 10591298 | 07/06/2023
Manitowoc Ice, Inc. | Manitowoc | UNP0200A-161 | Self-Contained | Air-Cooled Condenser | Cube | Continuous | 164 | 6.38 | 9.3 |  |  | 1.14 | Federally-Regulated Commercial & Industrial Equipment | 10/27/2021 | 207252366 | 07/06/2023
Manitowoc Ice, Inc. | Manitowoc | RNP0620A-161 | Ice-making Head | Air-Cooled Condenser | Cube | Continuous | 463 | 5.66 | 6.75 |  |  | 1.13 | Federally-Regulated Commercial & Industrial Equipment | 07/31/2021 | 207207447 | 07/06/2023
Manitowoc Ice, Inc. | Manitowoc | IYT1500A-261A | Ice-making Head | Air-Cooled Condenser | Cube | Batch | 1412 | 4.49 |  |  |  |  | Federally-Regulated Commercial & Industrial Equipment | 11/18/2019 | 203966614 | 07/06/2023
Manitowoc Ice, Inc. | Manitowoc | IDT1500W-261A | Ice-making Head | Water-Cooled Condenser | Cube | Batch | 1390 | 3.63 |  | 145 |  |  | Federally-Regulated Commercial & Industrial Equipment | 11/06/2019 | 203925696 | 07/06/2023
Manitowoc Ice, Inc. | Manitowoc | IBF0820C-161*CVDF0900-263A | Both Remote Condensing & Remot | Air-Cooled Condenser | Cube | Batch | 728 | 5 |  |  |  |  | Federally-Regulated Commercial & Industrial Equipment | 11/06/2019 | 203264451 | 07/06/2023
Manitowoc Ice, Inc. | Manitowoc | IBF0620C-161*CVDF0600-261A | Both Remote Condensing & Remot | Air-Cooled Condenser | Cube | Batch | 564 | 5.68 |  |  |  |  | Federally-Regulated Commercial & Industrial Equipment | 11/06/2019 | 203264442 | 07/06/2023
Manitowoc Ice, Inc. | Manitowoc | IYT1200N-263A*JCT1200-261 | Remote Condensing w/o Remote C | Air-Cooled Condenser | Cube | Batch | 1030 | 4.43 | 4.59 |  |  |  | Federally-Regulated Commercial & Industrial Equipment | 06/15/2023 | 203999059 | 07/06/2023
Manitowoc Ice, Inc. | Manitowoc | IDT1500A-261A | Ice-making Head | Air-Cooled Condenser | Cube | Batch | 1350 | 4.66 |  |  |  |  | Federally-Regulated Commercial & Industrial Equipment | 11/18/2019 | 203966613 | 07/06/2023
Manitowoc Ice, Inc. | Manitowoc | IYT1200A-263A | Ice-making Head | Air-Cooled Condenser | Cube | Batch | 937 | 4.83 | 4.96 |  |  |  | Federally-Regulated Commercial & Industrial Equipment | 06/15/2023 | 205746740 | 07/06/2023
Manitowoc Ice, Inc. | Manitowoc | RNP0320A-161 | Ice-making Head | Air-Cooled Condenser | Cube | Continuous | 259 | 6.04 | 7.56 |  |  | 1.13 | Federally-Regulated Commercial & Industrial Equipment | 11/24/2021 | 207203470 | 07/06/2023
Manitowoc Ice, Inc. | Manitowoc | IDT0450A-161P | Ice-making Head | Air-Cooled Condenser | Cube | Batch | 358 | 5.63 | 6.16 |  |  |  | Federally-Regulated Commercial & Industrial Equipment | 02/02/2023 | 211272529 | 07/06/2023
Manitowoc Ice, Inc. | Manitowoc | IDT1200N-261A*JCT1200-261 | Remote Condensing w/o Remote C | Air-Cooled Condenser | Cube | Batch | 955 | 4.63 | 4.7 |  |  |  | Federally-Regulated Commercial & Industrial Equipment | 06/22/2023 | 203999057 | 07/06/2023
Manitowoc Ice, Inc. | Manitowoc | IDT1200C-161*CVDT1200-263A | Both Remote Condensing & Remot | Air-Cooled Condenser | Cube | Batch | 975 | 4.6 | 4.79 |  |  |  | Federally-Regulated Commercial & Industrial Equipment | 06/15/2023 | 203401617 | 07/06/2023
Manitowoc Ice, Inc. | Manitowoc | IDT0450A-161X | Ice-making Head | Air-Cooled Condenser | Cube | Batch | 358 | 5.63 |  |  |  |  | Federally-Regulated Commercial & Industrial Equipment | 01/17/2023 | 210227908 | 07/06/2023
Manitowoc Ice, Inc. | Manitowoc | IDT1900A-261E | Ice-making Head | Air-Cooled Condenser | Cube | Batch | 1470 | 4.62 |  |  |  |  | Federally-Regulated Commercial & Industrial Equipment | 11/06/2019 | 204443934 | 07/06/2023
Manitowoc Ice, Inc. | Manitowoc | IYT0420A-161X | Ice-making Head | Air-Cooled Condenser | Cube | Batch | 375 | 5.55 | 6.11 |  |  |  | Federally-Regulated Commercial & Industrial Equipment | 10/06/2022 | 210160110 | 07/06/2023
Manitowoc Ice, Inc. | Manitowoc | IRT0500A-161 | Ice-making Head | Air-Cooled Condenser | Cube | Batch | 386 | 5.04 |  |  |  |  | Federally-Regulated Commercial & Industrial Equipment | 11/18/2019 | 201753786 | 07/06/2023
Manitowoc Ice, Inc. | Manitowoc | IYT0620A-161 | Ice-making Head | Air-Cooled Condenser | Cube | Batch | 450 | 5.16 | 5.93 |  |  |  | Federally-Regulated Commercial & Industrial Equipment | 09/30/2022 | 201753780 | 07/06/2023
Manitowoc Ice, Inc. | Manitowoc | IDT1900W-263E | Ice-making Head | Water-Cooled Condenser | Cube | Batch | 1666 | 3.51 |  | 145 |  |  | Federally-Regulated Commercial & Industrial Equipment | 11/06/2019 | 204443939 | 07/06/2023
Manitowoc Ice, Inc. | Manitowoc | IRT1900A-263E | Ice-making Head | Air-Cooled Condenser | Cube | Batch | 1407 | 4.65 |  |  |  |  | Federally-Regulated Commercial & Industrial Equipment | 11/06/2019 | 204443933 | 07/06/2023
Manitowoc Ice, Inc. | Manitowoc | IYF0900N-263A*JCF0900-261 | Remote Condensing w/o Remote C | Air-Cooled Condenser | Cube | Batch | 740 | 5 |  |  |  |  | Federally-Regulated Commercial & Industrial Equipment | 11/06/2019 | 203458631 | 07/06/2023
Manitowoc Ice, Inc. | Manitowoc | IYF0600C-161*CVDF0600-261A | Both Remote Condensing & Remot | Air-Cooled Condenser | Cube | Batch | 530 | 6 |  |  |  |  | Federally-Regulated Commercial & Industrial Equipment | 11/06/2019 | 203264439 | 07/06/2023
Manitowoc Ice, Inc. | Manitowoc | IYT0300W-161 | Ice-making Head | Water-Cooled Condenser | Cube | Batch | 260 | 4.74 |  | 140 |  |  | Federally-Regulated Commercial & Industrial Equipment | 04/14/2020 | 205574630 | 07/06/2023
Manitowoc Ice, Inc. | Manitowoc | IDT1900W-261E | Ice-making Head | Water-Cooled Condenser | Cube | Batch | 1666 | 3.51 |  | 145 |  |  | Federally-Regulated Commercial & Industrial Equipment | 11/06/2019 | 204443938 | 07/06/2023
Manitowoc Ice, Inc. | Manitowoc | IDF0600N-261A*JCF0900-261 | Remote Condensing w/o Remote C | Air-Cooled Condenser | Cube | Batch | 540 | 6 |  |  |  |  | Federally-Regulated Commercial & Industrial Equipment | 11/06/2019 | 203458628 | 07/06/2023
Manitowoc Ice, Inc. | Manitowoc | IYF0600N-261A*JCF0900-261 | Remote Condensing w/o Remote C | Air-Cooled Condenser | Cube | Batch | 580 | 5.66 |  |  |  |  | Federally-Regulated Commercial & Industrial Equipment | 11/06/2019 | 203458629 | 07/06/2023
Manitowoc Ice, Inc. | Manitowoc | USP0100A-161 | Self-Contained | Air-Cooled Condenser | Cube | Batch | 85 | 10.37 | 10.8 |  |  |  | Federally-Regulated Commercial & Industrial Equipment | 09/23/2020 | 206195946 | 07/06/2023
Manitowoc Ice, Inc. | Manitowoc | RNP0620W-161 | Ice-making Head | Water-Cooled Condenser | Cube | Continuous | 545 | 4.19 | 5.02 | 153 | 169.2 | 1.1 | Federally-Regulated Commercial & Industrial Equipment | 11/10/2021 | 207588139 | 07/06/2023
Manitowoc Ice, Inc. | Manitowoc | RFP0320A-161 | Ice-making Head | Air-Cooled Condenser | Flake | Continuous | 331 | 4.59 | 7.17 |  |  | 1.38 | Federally-Regulated Commercial & Industrial Equipment | 10/27/2021 | 207252364 | 07/06/2023
Manitowoc Ice, Inc. | Manitowoc | UNP0300A-161 | Self-Contained | Air-Cooled Condenser | Cube | Continuous | 286 | 5.42 | 7.69 |  |  | 1.11 | Federally-Regulated Commercial & Industrial Equipment | 10/27/2021 | 207237532 | 07/06/2023
Manitowoc Ice, Inc. | Manitowoc | IDT0300A-161 | Ice-making Head | Air-Cooled Condenser | Cube | Batch | 230 | 6.35 | 7.16 |  |  |  | Federally-Regulated Commercial & Industrial Equipment | 07/15/2020 | 205574625 | 07/06/2023
Manitowoc Ice, Inc. | Manitowoc | IYT1900A-263E | Ice-making Head | Air-Cooled Condenser | Cube | Batch | 1535 | 4.6 |  |  |  |  | Federally-Regulated Commercial & Industrial Equipment | 11/06/2019 | 204443937 | 07/06/2023
Manitowoc Ice, Inc. | Manitowoc | IYT0620A-161X | Ice-making Head | Air-Cooled Condenser | Cube | Batch | 450 | 5.16 | 5.93 |  |  |  | Federally-Regulated Commercial & Industrial Equipment | 10/06/2022 | 210160109 | 07/06/2023
Manitowoc Ice, Inc. | Manitowoc | IYT1500N-261E*JCT1500-261 | Remote Condensing w/o Remote C | Air-Cooled Condenser | Cube | Batch | 1533 | 4 |  |  |  |  | Federally-Regulated Commercial & Industrial Equipment | 11/18/2019 | 204517891 | 07/06/2023
Manitowoc Ice, Inc. | Manitowoc | ID-0302A-261 | Ice-making Head | Air-Cooled Condenser | Cube | Batch | 225 | 7 | 7.23 |  |  |  | Federally-Regulated Commercial & Industrial Equipment | 08/18/2022 | 4475747 | 07/06/2023
Manitowoc Ice, Inc. | Manitowoc | IYT0450A-161X | Ice-making Head | Air-Cooled Condenser | Cube | Batch | 378 | 5.52 | 6.11 |  |  |  | Federally-Regulated Commercial & Industrial Equipment | 10/06/2022 | 210227910 | 07/06/2023
Manitowoc Ice, Inc. | Manitowoc | IDT1500A-263E | Ice-making Head | Air-Cooled Condenser | Cube | Batch | 1380 | 4.33 | 4.68 |  |  |  | Federally-Regulated Commercial & Industrial Equipment | 03/17/2021 | 204517886 | 07/06/2023
Manitowoc Ice, Inc. | Manitowoc | IYT1200N-261A*JCT1200-261 | Remote Condensing w/o Remote C | Air-Cooled Condenser | Cube | Batch | 1030 | 4.43 | 4.59 |  |  |  | Federally-Regulated Commercial & Industrial Equipment | 06/22/2023 | 203999058 | 07/06/2023
Manitowoc Ice, Inc. | Manitowoc | IYT0500A-161X | Ice-making Head | Air-Cooled Condenser | Cube | Batch | 421 | 5.05 | 6 |  |  |  | Federally-Regulated Commercial & Industrial Equipment | 10/06/2022 | 210160111 | 07/06/2023
Manitowoc Ice, Inc. | Manitowoc | IDT1500W-263E | Ice-making Head | Water-Cooled Condenser | Cube | Batch | 1472 | 3.42 |  | 145 |  |  | Federally-Regulated Commercial & Industrial Equipment | 11/06/2019 | 204517888 | 07/06/2023
Manitowoc Ice, Inc. | Manitowoc | IYT1200W-263A | Ice-making Head | Water-Cooled Condenser | Cube | Batch | 965 | 4 | 4.15 | 140 | 178.8 |  | Federally-Regulated Commercial & Industrial Equipment | 06/15/2023 | 205652341 | 07/06/2023
Manitowoc Ice, Inc. | Manitowoc | IYT0620W-161 | Ice-making Head | Water-Cooled Condenser | Cube | Batch | 485 | 3.87 |  | 140 |  |  | Federally-Regulated Commercial & Industrial Equipment | 11/18/2019 | 201753784 | 07/06/2023
Manitowoc Ice, Inc. | Manitowoc | IYT0300A-161X | Ice-making Head | Air-Cooled Condenser | Cube | Batch | 230 | 5.99 | 7.16 |  |  |  | Federally-Regulated Commercial & Industrial Equipment | 10/06/2022 | 210160108 | 07/06/2023
Manitowoc Ice, Inc. | Manitowoc | IY-0304A-261 | Ice-making Head | Air-Cooled Condenser | Cube | Batch | 235 | 7 | 7.1 |  |  |  | Federally-Regulated Commercial & Industrial Equipment | 08/18/2022 | 4475764 | 07/06/2023
Manitowoc Ice, Inc. | Manitowoc | IYF0900C-161*CVDF0900-263A | Both Remote Condensing & Remot | Air-Cooled Condenser | Cube | Batch | 675 | 5.38 |  |  |  |  | Federally-Regulated Commercial & Industrial Equipment | 11/06/2019 | 203264448 | 07/06/2023
Manitowoc Ice, Inc. | Manitowoc | IDT1900N-263E*JCT1500-261 | Remote Condensing w/o Remote C | Air-Cooled Condenser | Cube | Batch | 1643 | 4.02 |  |  |  |  | Federally-Regulated Commercial & Industrial Equipment | 11/18/2019 | 204517896 | 07/06/2023
Manitowoc Ice, Inc. | Manitowoc | IDT0300W-161 | Ice-making Head | Water-Cooled Condenser | Cube | Batch | 258 | 4.76 |  | 140 |  |  | Federally-Regulated Commercial & Industrial Equipment | 04/14/2020 | 205574629 | 07/06/2023
Manitowoc Ice, Inc. | Manitowoc | IYT0450W-161 | Ice-making Head | Water-Cooled Condenser | Cube | Batch | 420 | 4.2 |  | 140 |  |  | Federally-Regulated Commercial & Industrial Equipment | 11/18/2019 | 201753776 | 07/06/2023
Manitowoc Ice, Inc. | Manitowoc | IDT1900N-261E*JCT1500-261 | Remote Condensing w/o Remote C | Air-Cooled Condenser | Cube | Batch | 1643 | 4.02 |  |  |  |  | Federally-Regulated Commercial & Industrial Equipment | 11/18/2019 | 204517895 | 07/06/2023
Manitowoc Ice, Inc. | Manitowoc | IDT0500A-161X | Ice-making Head | Air-Cooled Condenser | Cube | Batch | 400 | 5.25 | 6.05 |  |  |  | Federally-Regulated Commercial & Industrial Equipment | 10/06/2022 | 210227912 | 07/06/2023
Manitowoc Ice, Inc. | Manitowoc | IDT1200C-161*CVDT1200-261A | Both Remote Condensing & Remot | Air-Cooled Condenser | Cube | Batch | 975 | 4.6 | 4.79 |  |  |  | Federally-Regulated Commercial & Industrial Equipment | 07/15/2020 | 203401616 | 07/06/2023
Manitowoc Ice, Inc. | Manitowoc | IYT1900N-263E*JCT1500-261 | Remote Condensing w/o Remote C | Air-Cooled Condenser | Cube | Batch | 1744 | 4 |  |  |  |  | Federally-Regulated Commercial & Industrial Equipment | 11/18/2019 | 204517898 | 07/06/2023
Manitowoc Ice, Inc. | Manitowoc | UYF0190A-161 | Self-Contained | Air-Cooled Condenser | Cube | Batch | 135 | 8.67 |  |  |  |  | Federally-Regulated Commercial & Industrial Equipment | 11/06/2019 | 203999062 | 07/06/2023
Manitowoc Ice, Inc. | Manitowoc | IDT0450W-261 | Ice-making Head | Water-Cooled Condenser | Cube | Batch | 360 | 4.75 |  | 140 |  |  | Federally-Regulated Commercial & Industrial Equipment | 11/18/2019 | 201753775 | 07/06/2023
Manitowoc Ice, Inc. | Manitowoc | IYF0900A-263A | Ice-making Head | Air-Cooled Condenser | Cube | Batch | 700 | 5.21 | 5.3 |  |  |  | Federally-Regulated Commercial & Industrial Equipment | 07/15/2020 | 205775500 | 07/06/2023
Manitowoc Ice, Inc. | Manitowoc | IDT0300A-261 | Ice-making Head | Air-Cooled Condenser | Cube | Batch | 230 | 6.35 | 7.16 |  |  |  | Federally-Regulated Commercial & Industrial Equipment | 07/15/2020 | 205574626 | 07/06/2023
Manitowoc Ice, Inc. | Manitowoc | IDF0500N-161A*JCF0500-161 | Remote Condensing w/o Remote C | Air-Cooled Condenser | Cube | Batch | 445 | 5.96 |  |  |  |  | Federally-Regulated Commercial & Industrial Equipment | 11/18/2019 | 203999056 | 07/06/2023
Manitowoc Ice, Inc. | Manitowoc | IYT1500N-261EX*JCT1500-261 | Remote Condensing w/o Remote C | Air-Cooled Condenser | Cube | Batch | 1533 | 4 | 4.59 |  |  |  | Federally-Regulated Commercial & Industrial Equipment | 11/15/2022 | 210594432 | 07/06/2023
Manitowoc Ice, Inc. | Manitowoc | UFP0350A-161 | Self-Contained | Air-Cooled Condenser | Flake | Continuous | 321 | 4.7 | 7.47 |  |  | 1.3 | Federally-Regulated Commercial & Industrial Equipment | 10/20/2021 | 207252365 | 07/06/2023
Manitowoc Ice, Inc. | Manitowoc | IRT1900N-263E*JCT1500-261 | Remote Condensing w/o Remote C | Air-Cooled Condenser | Cube | Batch | 1545 | 4.26 |  |  |  |  | Federally-Regulated Commercial & Industrial Equipment | 11/06/2019 | 204517894 | 07/06/2023
Manitowoc Ice, Inc. | Manitowoc | IYT0620W-261 | Ice-making Head | Water-Cooled Condenser | Cube | Batch | 485 | 3.87 |  | 140 |  |  | Federally-Regulated Commercial & Industrial Equipment | 11/18/2019 | 201753785 | 07/06/2023
Manitowoc Ice, Inc. | Manitowoc | IBT1020C-161*CVDT1200-263A | Both Remote Condensing & Remot | Air-Cooled Condenser | Cube | Batch | 1030 | 4.49 | 4.79 |  |  |  | Federally-Regulated Commercial & Industrial Equipment | 06/15/2023 | 203401619 | 07/06/2023
Manitowoc Ice, Inc. | Manitowoc | IDT0620W-161 | Ice-making Head | Water-Cooled Condenser | Cube | Batch | 450 | 4.13 |  | 140 |  |  | Federally-Regulated Commercial & Industrial Equipment | 11/18/2019 | 201753783 | 07/06/2023
Manitowoc Ice, Inc. | Manitowoc | IYT0750A-261X | Ice-making Head | Air-Cooled Condenser | Cube | Batch | 575 | 5.12 |  |  |  |  | Federally-Regulated Commercial & Industrial Equipment | 03/07/2023 | 211635227 | 07/06/2023
Manitowoc Ice, Inc. | Manitowoc | IDT1500N-261A*JCT1500-261 | Remote Condensing w/o Remote C | Air-Cooled Condenser | Cube | Batch | 1452 | 4 |  |  |  |  | Federally-Regulated Commercial & Industrial Equipment | 11/03/2021 | 203925698 | 07/06/2023
Manitowoc Ice, Inc. | Manitowoc | UDF0190A-161 | Self-Contained | Air-Cooled Condenser | Cube | Batch | 132 | 8.8 |  |  |  |  | Federally-Regulated Commercial & Industrial Equipment | 11/06/2019 | 203999063 | 07/06/2023
Manitowoc Ice, Inc. | Manitowoc | IBT1020C-161*CVDT1200-261A | Both Remote Condensing & Remot | Air-Cooled Condenser | Cube | Batch | 1030 | 4.49 | 4.79 |  |  |  | Federally-Regulated Commercial & Industrial Equipment | 07/15/2020 | 203401618 | 07/06/2023
Manitowoc Ice, Inc. | Manitowoc | IYT1500W-261A | Ice-making Head | Water-Cooled Condenser | Cube | Batch | 1392 | 3.55 |  | 145 |  |  | Federally-Regulated Commercial & Industrial Equipment | 11/06/2019 | 203925697 | 07/06/2023
Manitowoc Ice, Inc. | Manitowoc | IDT0620A-261 | Ice-making Head | Air-Cooled Condenser | Cube | Batch | 450 | 5.18 |  |  |  |  | Federally-Regulated Commercial & Industrial Equipment | 11/18/2019 | 201753779 | 07/06/2023
Manitowoc Ice, Inc. | Manitowoc | RNF1020C-161*RCUF1000-261A | Both Remote Condensing & Remot | Air-Cooled Condenser | Other | Continuous | 900 | 4.6 |  |  |  | 1.12 | Federally-Regulated Commercial & Industrial Equipment | 11/06/2019 | 203191928 | 07/06/2023
Manitowoc Ice, Inc. | Manitowoc | IYT1900N-261E*JCT1500-261 | Remote Condensing w/o Remote C | Air-Cooled Condenser | Cube | Batch | 1744 | 4 |  |  |  |  | Federally-Regulated Commercial & Industrial Equipment | 11/18/2019 | 204517897 | 07/06/2023
Manitowoc Ice, Inc. | Manitowoc | IDF0900N-261A*JCF0900-261 | Remote Condensing w/o Remote C | Air-Cooled Condenser | Cube | Batch | 710 | 5.2 |  |  |  |  | Federally-Regulated Commercial & Industrial Equipment | 11/06/2019 | 203458632 | 07/06/2023
Manitowoc Ice, Inc. | Manitowoc | IRT1900A-261E | Ice-making Head | Air-Cooled Condenser | Cube | Batch | 1407 | 4.65 |  |  |  |  | Federally-Regulated Commercial & Industrial Equipment | 11/06/2019 | 204443932 | 07/06/2023
Manitowoc Ice, Inc. | Manitowoc | IYT1900A-261E | Ice-making Head | Air-Cooled Condenser | Cube | Batch | 1535 | 4.6 |  |  |  |  | Federally-Regulated Commercial & Industrial Equipment | 11/06/2019 | 204443936 | 07/06/2023
Manitowoc Ice, Inc. | Manitowoc | IYT0900A-261X | Ice-making Head | Air-Cooled Condenser | Cube | Batch | 719 | 4.7 | 5.25 |  |  |  | Federally-Regulated Commercial & Industrial Equipment | 06/29/2023 | 211900355 | 07/06/2023
Manitowoc Ice, Inc. | Manitowoc | IYF0900C-161*CVDF0900-261A | Both Remote Condensing & Remot | Air-Cooled Condenser | Cube | Batch | 675 | 5.38 |  |  |  |  | Federally-Regulated Commercial & Industrial Equipment | 11/06/2019 | 203264446 | 07/06/2023
Manitowoc Ice, Inc. | Manitowoc | RFP0620A-161 | Ice-making Head | Air-Cooled Condenser | Flake | Continuous | 527 | 5.04 | 6.54 |  |  | 1.26 | Federally-Regulated Commercial & Industrial Equipment | 08/04/2021 | 207237530 | 07/06/2023
Manitowoc Ice, Inc. | Manitowoc | IYF0500N-161A*JCF0500-161 | Remote Condensing w/o Remote C | Air-Cooled Condenser | Cube | Batch | 465 | 6 |  |  |  |  | Federally-Regulated Commercial & Industrial Equipment | 11/18/2019 | 203999055 | 07/06/2023
Manitowoc Ice, Inc. | Manitowoc | ID-0303W-161 | Ice-making Head | Water-Cooled Condenser | Cube | Batch | 260 | 5.45 | 5.45 | 193 | 194.3 |  | Federally-Regulated Commercial & Industrial Equipment | 08/18/2022 | 4475780 | 07/06/2023
Manitowoc Ice, Inc. | Manitowoc | IYF0900N-261A*JCF0900-261 | Remote Condensing w/o Remote C | Air-Cooled Condenser | Cube | Batch | 740 | 5 |  |  |  |  | Federally-Regulated Commercial & Industrial Equipment | 11/06/2019 | 203458630 | 07/06/2023
Manitowoc Ice, Inc. | Manitowoc | IYT1200C-161*CVDT1200-261A | Both Remote Condensing & Remot | Air-Cooled Condenser | Cube | Batch | 1000 | 4.6 | 4.79 |  |  |  | Federally-Regulated Commercial & Industrial Equipment | 07/15/2020 | 203401614 | 07/06/2023
Manitowoc Ice, Inc. | Manitowoc | IYT1500N-261A*JCT1500-261 | Remote Condensing w/o Remote C | Air-Cooled Condenser | Cube | Batch | 1450 | 4.09 | 4.59 |  |  |  | Federally-Regulated Commercial & Industrial Equipment | 12/08/2021 | 203925699 | 07/06/2023
Manitowoc Ice, Inc. | Manitowoc | IBF0820C-161*CVDF0900-261A | Both Remote Condensing & Remot | Air-Cooled Condenser | Cube | Batch | 728 | 5 |  |  |  |  | Federally-Regulated Commercial & Industrial Equipment | 11/06/2019 | 203264450 | 07/06/2023
Manitowoc Ice, Inc. | Manitowoc | IDT1500N-261E*JCT1500-261 | Remote Condensing w/o Remote C | Air-Cooled Condenser | Cube | Batch | 1523 | 3.9 |  |  |  |  | Federally-Regulated Commercial & Industrial Equipment | 11/18/2019 | 204517890 | 07/06/2023
Manitowoc Ice, Inc. | Manitowoc | UFP0200A-161 | Self-Contained | Air-Cooled Condenser | Flake | Continuous | 201 | 5.05 | 8.22 |  |  | 1.37 | Federally-Regulated Commercial & Industrial Equipment | 10/27/2021 | 207237531 | 07/06/2023
Manitowoc Ice, Inc. | Manitowoc | IYT1500N-263E*JCT1500-261 | Remote Condensing w/o Remote C | Air-Cooled Condenser | Cube | Batch | 1533 | 4 |  |  |  |  | Federally-Regulated Commercial & Industrial Equipment | 11/18/2019 | 204517892 | 07/06/2023
Manitowoc Ice, Inc. | Manitowoc | IRT1900N-261E*JCT1500-261 | Remote Condensing w/o Remote C | Air-Cooled Condenser | Cube | Batch | 1545 | 4.26 |  |  |  |  | Federally-Regulated Commercial & Industrial Equipment | 11/06/2019 | 204517893 | 07/06/2023
Manitowoc Ice, Inc. | Manitowoc | IYT0620A-261 | Ice-making Head | Air-Cooled Condenser | Cube | Batch | 450 | 5.16 | 5.93 |  |  |  | Federally-Regulated Commercial & Industrial Equipment | 09/30/2022 | 201753782 | 07/06/2023
Manitowoc Ice, Inc. | Manitowoc | IYT1500A-263E | Ice-making Head | Air-Cooled Condenser | Cube | Batch | 1438 | 4.33 |  |  |  |  | Federally-Regulated Commercial & Industrial Equipment | 11/06/2019 | 204517887 | 07/06/2023
Manitowoc Ice, Inc. | Manitowoc | IYT0300A-261 | Ice-making Head | Air-Cooled Condenser | Cube | Batch | 230 | 5.99 | 7.16 |  |  |  | Federally-Regulated Commercial & Industrial Equipment | 07/15/2020 | 205574628 | 07/06/2023
Manitowoc Ice, Inc. | Manitowoc | IYF0600C-161*CVDF0600-263A | Both Remote Condensing & Remot | Air-Cooled Condenser | Cube | Batch | 530 | 6 |  |  |  |  | Federally-Regulated Commercial & Industrial Equipment | 11/06/2019 | 203264441 | 07/06/2023
Manitowoc Ice, Inc. | Manitowoc | IYT1900W-261E | Ice-making Head | Water-Cooled Condenser | Cube | Batch | 1758 | 3.44 |  | 145 |  |  | Federally-Regulated Commercial & Industrial Equipment | 11/06/2019 | 204443940 | 07/06/2023
Manitowoc Ice, Inc. | Manitowoc | IYT1500W-263E | Ice-making Head | Water-Cooled Condenser | Cube | Batch | 1590 | 3.2 |  | 145 |  |  | Federally-Regulated Commercial & Industrial Equipment | 11/06/2019 | 204517889 | 07/06/2023
Manitowoc Ice, Inc. | Manitowoc | IYT1900W-263E | Ice-making Head | Water-Cooled Condenser | Cube | Batch | 1758 | 3.44 |  | 145 |  |  | Federally-Regulated Commercial & Industrial Equipment | 11/06/2019 | 204443941 | 07/06/2023
Manitowoc Ice, Inc. | Manitowoc | IBF0620C-161*CVDF0600-263A | Both Remote Condensing & Remot | Air-Cooled Condenser | Cube | Batch | 564 | 5.68 |  |  |  |  | Federally-Regulated Commercial & Industrial Equipment | 11/06/2019 | 203264444 | 07/06/2023
Manitowoc Ice, Inc. | Manitowoc | IDT1900A-263E | Ice-making Head | Air-Cooled Condenser | Cube | Batch | 1470 | 4.62 |  |  |  |  | Federally-Regulated Commercial & Industrial Equipment | 11/06/2019 | 204443935 | 07/06/2023
Manitowoc Ice, Inc. | Manitowoc | IYT1200C-161*CVDT1200-263A | Both Remote Condensing & Remot | Air-Cooled Condenser | Cube | Batch | 1000 | 4.6 | 4.79 |  |  |  | Federally-Regulated Commercial & Industrial Equipment | 06/15/2023 | 203401615 | 07/06/2023
Manitowoc Ice, Inc. | Manitowoc | IYT0300A-161 | Ice-making Head | Air-Cooled Condenser | Cube | Batch | 230 | 5.99 | 7.16 |  |  |  | Federally-Regulated Commercial & Industrial Equipment | 07/15/2020 | 205574627 | 07/06/2023
Manitowoc Ice, Inc. | Manitowoc | IDT0620A-161 | Ice-making Head | Air-Cooled Condenser | Cube | Batch | 450 | 5.18 |  |  |  |  | Federally-Regulated Commercial & Industrial Equipment | 11/18/2019 | 201753778 | 07/06/2023
Manitowoc Ice, Inc. | Manitowoc | RFF1300A-261 | Ice-making Head | Air-Cooled Condenser | Flake | Continuous | 950 | 4.24 |  |  |  | 1.27 | Federally-Regulated Commercial & Industrial Equipment | 11/18/2019 | 10591298 | 07/06/2023
Manitowoc Ice, Inc. | Manitowoc | UNP0200A-161 | Self-Contained | Air-Cooled Condenser | Cube | Continuous | 164 | 6.38 | 9.3 |  |  | 1.14 | Federally-Regulated Commercial & Industrial Equipment | 10/27/2021 | 207252366 | 07/06/2023
Manitowoc Ice, Inc. | Manitowoc | RNP0620A-161 | Ice-making Head | Air-Cooled Condenser | Cube | Continuous | 463 | 5.66 | 6.75 |  |  | 1.13 | Federally-Regulated Commercial & Industrial Equipment | 07/31/2021 | 207207447 | 07/06/2023
Manitowoc Ice, Inc. | Manitowoc | IYT1500A-261A | Ice-making Head | Air-Cooled Condenser | Cube | Batch | 1412 | 4.49 |  |  |  |  | Federally-Regulated Commercial & Industrial Equipment | 11/18/2019 | 203966614 | 07/06/2023
Manitowoc Ice, Inc. | Manitowoc | IDT1500W-261A | Ice-making Head | Water-Cooled Condenser | Cube | Batch | 1390 | 3.63 |  | 145 |  |  | Federally-Regulated Commercial & Industrial Equipment | 11/06/2019 | 203925696 | 07/06/2023
Manitowoc Ice, Inc. | Manitowoc | IBF0820C-161*CVDF0900-263A | Both Remote Condensing & Remot | Air-Cooled Condenser | Cube | Batch | 728 | 5 |  |  |  |  | Federally-Regulated Commercial & Industrial Equipment | 11/06/2019 | 203264451 | 07/06/2023
Manitowoc Ice, Inc. | Manitowoc | IBF0620C-161*CVDF0600-261A | Both Remote Condensing & Remot | Air-Cooled Condenser | Cube | Batch | 564 | 5.68 |  |  |  |  | Federally-Regulated Commercial & Industrial Equipment | 11/06/2019 | 203264442 | 07/06/2023
Manitowoc Ice, Inc. | Manitowoc | IYT1200N-263A*JCT1200-261 | Remote Condensing w/o Remote C | Air-Cooled Condenser | Cube | Batch | 1030 | 4.43 | 4.59 |  |  |  | Federally-Regulated Commercial & Industrial Equipment | 06/15/2023 | 203999059 | 07/06/2023
Manitowoc Ice, Inc. | Manitowoc | IDT1500A-261A | Ice-making Head | Air-Cooled Condenser | Cube | Batch | 1350 | 4.66 |  |  |  |  | Federally-Regulated Commercial & Industrial Equipment | 11/18/2019 | 203966613 | 07/06/2023
Manitowoc Ice, Inc. | Manitowoc | IYT1200A-263A | Ice-making Head | Air-Cooled Condenser | Cube | Batch | 937 | 4.83 | 4.96 |  |  |  | Federally-Regulated Commercial & Industrial Equipment | 06/15/2023 | 205746740 | 07/06/2023
Manitowoc Ice, Inc. | Manitowoc | RNP0320A-161 | Ice-making Head | Air-Cooled Condenser | Cube | Continuous | 259 | 6.04 | 7.56 |  |  | 1.13 | Federally-Regulated Commercial & Industrial Equipment | 11/24/2021 | 207203470 | 07/06/2023
Manitowoc Ice, Inc. | Manitowoc | IDT0450A-161P | Ice-making Head | Air-Cooled Condenser | Cube | Batch | 358 | 5.63 | 6.16 |  |  |  | Federally-Regulated Commercial & Industrial Equipment | 02/02/2023 | 211272529 | 07/06/2023
Manitowoc Ice, Inc. | Manitowoc | IDT1200N-261A*JCT1200-261 | Remote Condensing w/o Remote C | Air-Cooled Condenser | Cube | Batch | 955 | 4.63 | 4.7 |  |  |  | Federally-Regulated Commercial & Industrial Equipment | 06/22/2023 | 203999057 | 07/06/2023
Manitowoc Ice, Inc. | Manitowoc | IDT1200C-161*CVDT1200-263A | Both Remote Condensing & Remot | Air-Cooled Condenser | Cube | Batch | 975 | 4.6 | 4.79 |  |  |  | Federally-Regulated Commercial & Industrial Equipment | 06/15/2023 | 203401617 | 07/06/2023
Manitowoc Ice, Inc. | Manitowoc | IDT0450A-161X | Ice-making Head | Air-Cooled Condenser | Cube | Batch | 358 | 5.63 |  |  |  |  | Federally-Regulated Commercial & Industrial Equipment | 01/17/2023 | 210227908 | 07/06/2023
Manitowoc Ice, Inc. | Manitowoc | IDT1900A-261E | Ice-making Head | Air-Cooled Condenser | Cube | Batch | 1470 | 4.62 |  |  |  |  | Federally-Regulated Commercial & Industrial Equipment | 11/06/2019 | 204443934 | 07/06/2023
Manitowoc Ice, Inc. | Manitowoc | IYT0420A-161X | Ice-making Head | Air-Cooled Condenser | Cube | Batch | 375 | 5.55 | 6.11 |  |  |  | Federally-Regulated Commercial & Industrial Equipment | 10/06/2022 | 210160110 | 07/06/2023
Manitowoc Ice, Inc. | Manitowoc | IRT0500A-161 | Ice-making Head | Air-Cooled Condenser | Cube | Batch | 386 | 5.04 |  |  |  |  | Federally-Regulated Commercial & Industrial Equipment | 11/18/2019 | 201753786 | 07/06/2023
Manitowoc Ice, Inc. | Manitowoc | IYT0620A-161 | Ice-making Head | Air-Cooled Condenser | Cube | Batch | 450 | 5.16 | 5.93 |  |  |  | Federally-Regulated Commercial & Industrial Equipment | 09/30/2022 | 201753780 | 07/06/2023
Manitowoc Ice, Inc. | Manitowoc | IDT1900W-263E | Ice-making Head | Water-Cooled Condenser | Cube | Batch | 1666 | 3.51 |  | 145 |  |  | Federally-Regulated Commercial & Industrial Equipment | 11/06/2019 | 204443939 | 07/06/2023
Manitowoc Ice, Inc. | Manitowoc | IRT1900A-263E | Ice-making Head | Air-Cooled Condenser | Cube | Batch | 1407 | 4.65 |  |  |  |  | Federally-Regulated Commercial & Industrial Equipment | 11/06/2019 | 204443933 | 07/06/2023
Manitowoc Ice, Inc. | Manitowoc | IYF0900N-263A*JCF0900-261 | Remote Condensing w/o Remote C | Air-Cooled Condenser | Cube | Batch | 740 | 5 |  |  |  |  | Federally-Regulated Commercial & Industrial Equipment | 11/06/2019 | 203458631 | 07/06/2023
Manitowoc Ice, Inc. | Manitowoc | IYF0600C-161*CVDF0600-261A | Both Remote Condensing & Remot | Air-Cooled Condenser | Cube | Batch | 530 | 6 |  |  |  |  | Federally-Regulated Commercial & Industrial Equipment | 11/06/2019 | 203264439 | 07/06/2023
Manitowoc Ice, Inc. | Manitowoc | IYT0300W-161 | Ice-making Head | Water-Cooled Condenser | Cube | Batch | 260 | 4.74 |  | 140 |  |  | Federally-Regulated Commercial & Industrial Equipment | 04/14/2020 | 205574630 | 07/06/2023
Manitowoc Ice, Inc. | Manitowoc | IDT1900W-261E | Ice-making Head | Water-Cooled Condenser | Cube | Batch | 1666 | 3.51 |  | 145 |  |  | Federally-Regulated Commercial & Industrial Equipment | 11/06/2019 | 204443938 | 07/06/2023
Manitowoc Ice, Inc. | Manitowoc | IDF0600N-261A*JCF0900-261 | Remote Condensing w/o Remote C | Air-Cooled Condenser | Cube | Batch | 540 | 6 |  |  |  |  | Federally-Regulated Commercial & Industrial Equipment | 11/06/2019 | 203458628 | 07/06/2023
Manitowoc Ice, Inc. | Manitowoc | IYF0600N-261A*JCF0900-261 | Remote Condensing w/o Remote C | Air-Cooled Condenser | Cube | Batch | 580 | 5.66 |  |  |  |  | Federally-Regulated Commercial & Industrial Equipment | 11/06/2019 | 203458629 | 07/06/2023
Manitowoc Ice, Inc. | Manitowoc | USP0100A-161 | Self-Contained | Air-Cooled Condenser | Cube | Batch | 85 | 10.37 | 10.8 |  |  |  | Federally-Regulated Commercial & Industrial Equipment | 09/23/2020 | 206195946 | 07/06/2023
Manitowoc Ice, Inc. | Manitowoc | RNP0620W-161 | Ice-making Head | Water-Cooled Condenser | Cube | Continuous | 545 | 4.19 | 5.02 | 153 | 169.2 | 1.1 | Federally-Regulated Commercial & Industrial Equipment | 11/10/2021 | 207588139 | 07/06/2023
Manitowoc Ice, Inc. | Manitowoc | RFP0320A-161 | Ice-making Head | Air-Cooled Condenser | Flake | Continuous | 331 | 4.59 | 7.17 |  |  | 1.38 | Federally-Regulated Commercial & Industrial Equipment | 10/27/2021 | 207252364 | 07/06/2023
Manitowoc Ice, Inc. | Manitowoc | UNP0300A-161 | Self-Contained | Air-Cooled Condenser | Cube | Continuous | 286 | 5.42 | 7.69 |  |  | 1.11 | Federally-Regulated Commercial & Industrial Equipment | 10/27/2021 | 207237532 | 07/06/2023
Manitowoc Ice, Inc. | Manitowoc | IDT0300A-161 | Ice-making Head | Air-Cooled Condenser | Cube | Batch | 230 | 6.35 | 7.16 |  |  |  | Federally-Regulated Commercial & Industrial Equipment | 07/15/2020 | 205574625 | 07/06/2023
Manitowoc Ice, Inc. | Manitowoc | IYT1900A-263E | Ice-making Head | Air-Cooled Condenser | Cube | Batch | 1535 | 4.6 |  |  |  |  | Federally-Regulated Commercial & Industrial Equipment | 11/06/2019 | 204443937 | 07/06/2023
Manitowoc Ice, Inc. | Manitowoc | IYT0620A-161X | Ice-making Head | Air-Cooled Condenser | Cube | Batch | 450 | 5.16 | 5.93 |  |  |  | Federally-Regulated Commercial & Industrial Equipment | 10/06/2022 | 210160109 | 07/06/2023
Manitowoc Ice, Inc. | Manitowoc | IYT1500N-261E*JCT1500-261 | Remote Condensing w/o Remote C | Air-Cooled Condenser | Cube | Batch | 1533 | 4 |  |  |  |  | Federally-Regulated Commercial & Industrial Equipment | 11/18/2019 | 204517891 | 07/06/2023
Manitowoc Ice, Inc. | Manitowoc | ID-0302A-261 | Ice-making Head | Air-Cooled Condenser | Cube | Batch | 225 | 7 | 7.23 |  |  |  | Federally-Regulated Commercial & Industrial Equipment | 08/18/2022 | 4475747 | 07/06/2023
Manitowoc Ice, Inc. | Manitowoc | IYT0450A-161X | Ice-making Head | Air-Cooled Condenser | Cube | Batch | 378 | 5.52 | 6.11 |  |  |  | Federally-Regulated Commercial & Industrial Equipment | 10/06/2022 | 210227910 | 07/06/2023
Manitowoc Ice, Inc. | Manitowoc | IDT1500A-263E | Ice-making Head | Air-Cooled Condenser | Cube | Batch | 1380 | 4.33 | 4.68 |  |  |  | Federally-Regulated Commercial & Industrial Equipment | 03/17/2021 | 204517886 | 07/06/2023
Manitowoc Ice, Inc. | Manitowoc | IYT1200N-261A*JCT1200-261 | Remote Condensing w/o Remote C | Air-Cooled Condenser | Cube | Batch | 1030 | 4.43 | 4.59 |  |  |  | Federally-Regulated Commercial & Industrial Equipment | 06/22/2023 | 203999058 | 07/06/2023
Manitowoc Ice, Inc. | Manitowoc | IYT0500A-161X | Ice-making Head | Air-Cooled Condenser | Cube | Batch | 421 | 5.05 | 6 |  |  |  | Federally-Regulated Commercial & Industrial Equipment | 10/06/2022 | 210160111 | 07/06/2023
Manitowoc Ice, Inc. | Manitowoc | IDT1500W-263E | Ice-making Head | Water-Cooled Condenser | Cube | Batch | 1472 | 3.42 |  | 145 |  |  | Federally-Regulated Commercial & Industrial Equipment | 11/06/2019 | 204517888 | 07/06/2023
Manitowoc Ice, Inc. | Manitowoc | IYT1200W-263A | Ice-making Head | Water-Cooled Condenser | Cube | Batch | 965 | 4 | 4.15 | 140 | 178.8 |  | Federally-Regulated Commercial & Industrial Equipment | 06/15/2023 | 205652341 | 07/06/2023
Manitowoc Ice, Inc. | Manitowoc | IYT0620W-161 | Ice-making Head | Water-Cooled Condenser | Cube | Batch | 485 | 3.87 |  | 140 |  |  | Federally-Regulated Commercial & Industrial Equipment | 11/18/2019 | 201753784 | 07/06/2023
Manitowoc Ice, Inc. | Manitowoc | IYT0300A-161X | Ice-making Head | Air-Cooled Condenser | Cube | Batch | 230 | 5.99 | 7.16 |  |  |  | Federally-Regulated Commercial & Industrial Equipment | 10/06/2022 | 210160108 | 07/06/2023
Manitowoc Ice, Inc. | Manitowoc | IY-0304A-261 | Ice-making Head | Air-Cooled Condenser | Cube | Batch | 235 | 7 | 7.1 |  |  |  | Federally-Regulated Commercial & Industrial Equipment | 08/18/2022 | 4475764 | 07/06/2023
Manitowoc Ice, Inc. | Manitowoc | IYF0900C-161*CVDF0900-263A | Both Remote Condensing & Remot | Air-Cooled Condenser | Cube | Batch | 675 | 5.38 |  |  |  |  | Federally-Regulated Commercial & Industrial Equipment | 11/06/2019 | 203264448 | 07/06/2023
Manitowoc Ice, Inc. | Manitowoc | IDT1900N-263E*JCT1500-261 | Remote Condensing w/o Remote C | Air-Cooled Condenser | Cube | Batch | 1643 | 4.02 |  |  |  |  | Federally-Regulated Commercial & Industrial Equipment | 11/18/2019 | 204517896 | 07/06/2023
Manitowoc Ice, Inc. | Manitowoc | IDT0300W-161 | Ice-making Head | Water-Cooled Condenser | Cube | Batch | 258 | 4.76 |  | 140 |  |  | Federally-Regulated Commercial & Industrial Equipment | 04/14/2020 | 205574629 | 07/06/2023
Manitowoc Ice, Inc. | Manitowoc | IYT0450W-161 | Ice-making Head | Water-Cooled Condenser | Cube | Batch | 420 | 4.2 |  | 140 |  |  | Federally-Regulated Commercial & Industrial Equipment | 11/18/2019 | 201753776 | 07/06/2023
Manitowoc Ice, Inc. | Manitowoc | IDT1900N-261E*JCT1500-261 | Remote Condensing w/o Remote C | Air-Cooled Condenser | Cube | Batch | 1643 | 4.02 |  |  |  |  | Federally-Regulated Commercial & Industrial Equipment | 11/18/2019 | 204517895 | 07/06/2023
Manitowoc Ice, Inc. | Manitowoc | IDT0500A-161X | Ice-making Head | Air-Cooled Condenser | Cube | Batch | 400 | 5.25 | 6.05 |  |  |  | Federally-Regulated Commercial & Industrial Equipment | 10/06/2022 | 210227912 | 07/06/2023
Manitowoc Ice, Inc. | Manitowoc | IDT1200C-161*CVDT1200-261A | Both Remote Condensing & Remot | Air-Cooled Condenser | Cube | Batch | 975 | 4.6 | 4.79 |  |  |  | Federally-Regulated Commercial & Industrial Equipment | 07/15/2020 | 203401616 | 07/06/2023
Manitowoc Ice, Inc. | Manitowoc | IYT1900N-263E*JCT1500-261 | Remote Condensing w/o Remote C | Air-Cooled Condenser | Cube | Batch | 1744 | 4 |  |  |  |  | Federally-Regulated Commercial & Industrial Equipment | 11/18/2019 | 204517898 | 07/06/2023
Manitowoc Ice, Inc. | Manitowoc | UYF0190A-161 | Self-Contained | Air-Cooled Condenser | Cube | Batch | 135 | 8.67 |  |  |  |  | Federally-Regulated Commercial & Industrial Equipment | 11/06/2019 | 203999062 | 07/06/2023
Manitowoc Ice, Inc. | Manitowoc | IDT0450W-261 | Ice-making Head | Water-Cooled Condenser | Cube | Batch | 360 | 4.75 |  | 140 |  |  | Federally-Regulated Commercial & Industrial Equipment | 11/18/2019 | 201753775 | 07/06/2023
Manitowoc Ice, Inc. | Manitowoc | IYF0900A-263A | Ice-making Head | Air-Cooled Condenser | Cube | Batch | 700 | 5.21 | 5.3 |  |  |  | Federally-Regulated Commercial & Industrial Equipment | 07/15/2020 | 205775500 | 07/06/2023
Manitowoc Ice, Inc. | Manitowoc | IDT0300A-261 | Ice-making Head | Air-Cooled Condenser | Cube | Batch | 230 | 6.35 | 7.16 |  |  |  | Federally-Regulated Commercial & Industrial Equipment | 07/15/2020 | 205574626 | 07/06/2023
Manitowoc Ice, Inc. | Manitowoc | IDF0500N-161A*JCF0500-161 | Remote Condensing w/o Remote C | Air-Cooled Condenser | Cube | Batch | 445 | 5.96 |  |  |  |  | Federally-Regulated Commercial & Industrial Equipment | 11/18/2019 | 203999056 | 07/06/2023
Manitowoc Ice, Inc. | Manitowoc | IYT1500N-261EX*JCT1500-261 | Remote Condensing w/o Remote C | Air-Cooled Condenser | Cube | Batch | 1533 | 4 | 4.59 |  |  |  | Federally-Regulated Commercial & Industrial Equipment | 11/15/2022 | 210594432 | 07/06/2023
Manitowoc Ice, Inc. | Manitowoc | UFP0350A-161 | Self-Contained | Air-Cooled Condenser | Flake | Continuous | 321 | 4.7 | 7.47 |  |  | 1.3 | Federally-Regulated Commercial & Industrial Equipment | 10/20/2021 | 207252365 | 07/06/2023
Manitowoc Ice, Inc. | Manitowoc | IRT1900N-263E*JCT1500-261 | Remote Condensing w/o Remote C | Air-Cooled Condenser | Cube | Batch | 1545 | 4.26 |  |  |  |  | Federally-Regulated Commercial & Industrial Equipment | 11/06/2019 | 204517894 | 07/06/2023
Manitowoc Ice, Inc. | Manitowoc | IDT1200N-261*JCT1200-261 | Remote Condensing w/o Remote C | Air-Cooled Condenser | Cube | Batch | 925 | 4.47 | 4.81 |  |  |  | Federally-Regulated Commercial & Industrial Equipment | 08/19/2022 | 201755788 | 07/06/2023
Manitowoc Ice, Inc. | Manitowoc | IDT1200C-161*CVDT1200-263 | Both Remote Condensing & Remot | Air-Cooled Condenser | Cube | Batch | 930 | 4.6 | 4.79 |  |  |  | Federally-Regulated Commercial & Industrial Equipment | 06/09/2023 | 201885319 | 07/06/2023
Manitowoc Ice, Inc. | Manitowoc | UYF0310A-161 | Self-Contained | Air-Cooled Condenser | Cube | Batch | 235 | 7.2 |  |  |  |  | Federally-Regulated Commercial & Industrial Equipment | 11/18/2019 | 10612542 | 07/06/2023
Manitowoc Ice, Inc. | Manitowoc | RFF2200C-261*RCUF2200-263 | Both Remote Condensing & Remot | Air-Cooled Condenser | Flake | Continuous | 1702 | 3.87 |  |  |  | 1.34 | Federally-Regulated Commercial & Industrial Equipment | 11/18/2019 | 201797131 | 07/06/2023
Manitowoc Ice, Inc. | Manitowoc | IYT1200W-263 | Ice-making Head | Water-Cooled Condenser | Cube | Batch | 1050 | 3.78 | 4.13 | 140 | 176.9 |  | Federally-Regulated Commercial & Industrial Equipment | 06/09/2023 | 201755787 | 07/06/2023
Manitowoc Ice, Inc. | Manitowoc | UDF0240W-161 | Self-Contained | Water-Cooled Condenser | Cube | Batch | 174 | 5.95 |  | 147 |  |  | Federally-Regulated Commercial & Industrial Equipment | 11/18/2019 | 10612538 | 07/06/2023
Manitowoc Ice, Inc. | Manitowoc | IRT0500A-261 | Ice-making Head | Air-Cooled Condenser | Cube | Batch | 386 | 5.04 |  |  |  |  | Federally-Regulated Commercial & Industrial Equipment | 11/18/2019 | 201753787 | 07/06/2023
Manitowoc Ice, Inc. | Manitowoc | IDT0450A-261 | Ice-making Head | Air-Cooled Condenser | Cube | Batch | 358 | 5.63 |  |  |  |  | Federally-Regulated Commercial & Industrial Equipment | 01/17/2023 | 201753415 | 07/06/2023
Manitowoc Ice, Inc. | Manitowoc | IDT0500A-261 | Ice-making Head | Air-Cooled Condenser | Cube | Batch | 400 | 5.25 |  |  |  |  | Federally-Regulated Commercial & Industrial Equipment | 11/18/2019 | 201753789 | 07/06/2023
Manitowoc Ice, Inc. | Manitowoc | IYT0420A-161 | Ice-making Head | Air-Cooled Condenser | Cube | Batch | 375 | 5.55 | 6.11 |  |  |  | Federally-Regulated Commercial & Industrial Equipment | 09/30/2022 | 201753769 | 07/06/2023
Manitowoc Ice, Inc. | Manitowoc | SDT3000W-263H | Ice-making Head | Water-Cooled Condenser | Cube | Batch | 2558 | 3.69 |  | 140 |  |  | Federally-Regulated Commercial & Industrial Equipment | 11/06/2019 | 202177364 | 07/06/2023
Manitowoc Ice, Inc. | Manitowoc | IDT1200W-261 | Ice-making Head | Water-Cooled Condenser | Cube | Batch | 900 | 4.16 |  | 140 |  |  | Federally-Regulated Commercial & Industrial Equipment | 11/18/2019 | 201755784 | 07/06/2023
Manitowoc Ice, Inc. | Manitowoc | IDT0500W-161 | Ice-making Head | Water-Cooled Condenser | Cube | Batch | 400 | 4.41 |  | 130 |  |  | Federally-Regulated Commercial & Industrial Equipment | 11/18/2019 | 201753794 | 07/06/2023
Manitowoc Ice, Inc. | Manitowoc | UDF0310A-261 | Self-Contained | Air-Cooled Condenser | Cube | Batch | 237 | 7.2 |  |  |  |  | Federally-Regulated Commercial & Industrial Equipment | 11/18/2019 | 10612543 | 07/06/2023
Manitowoc Ice, Inc. | Manitowoc | IDT0420A-161 | Ice-making Head | Air-Cooled Condenser | Cube | Batch | 375 | 5.6 |  |  |  |  | Federally-Regulated Commercial & Industrial Equipment | 11/18/2019 | 201753767 | 07/06/2023
Manitowoc Ice, Inc. | Manitowoc | IYT1200C-161*CVDT1200-263 | Both Remote Condensing & Remot | Air-Cooled Condenser | Cube | Batch | 955 | 4.6 | 4.79 |  |  |  | Federally-Regulated Commercial & Industrial Equipment | 06/09/2023 | 201885320 | 07/06/2023
Manitowoc Ice, Inc. | Manitowoc | SYF3000C-161*CVDF3000-263 | Both Remote Condensing & Remot | Air-Cooled Condenser | Cube | Batch | 2400 | 4.75 | 4.79 |  |  |  | Federally-Regulated Commercial & Industrial Equipment | 07/15/2020 | 201872167 | 07/06/2023
Manitowoc Ice, Inc. | Manitowoc | UFF0350A-161 | Self-Contained | Air-Cooled Condenser | Flake | Continuous | 328 | 5.27 |  |  |  | 1.27 | Federally-Regulated Commercial & Industrial Equipment | 11/18/2019 | 201797137 | 07/06/2023
Manitowoc Ice, Inc. | Manitowoc | RNF1100A-261 | Ice-making Head | Air-Cooled Condenser | Other | Continuous | 825 | 4.94 |  |  |  | 1.1 | Federally-Regulated Commercial & Industrial Equipment | 11/18/2019 | 201797128 | 07/06/2023
Manitowoc Ice, Inc. | Manitowoc | RNF0620A-161 | Ice-making Head | Air-Cooled Condenser | Other | Continuous | 451 | 5.81 |  |  |  | 1.1 | Federally-Regulated Commercial & Industrial Equipment | 11/18/2019 | 201810258 | 07/06/2023
Manitowoc Ice, Inc. | Manitowoc | RNF0320A-161 | Ice-making Head | Air-Cooled Condenser | Other | Continuous | 236 | 6.88 |  |  |  | 1.11 | Federally-Regulated Commercial & Industrial Equipment | 11/18/2019 | 201797126 | 07/06/2023
Manitowoc Ice, Inc. | Manitowoc | URF0140A-161 | Self-Contained | Air-Cooled Condenser | Cube | Batch | 95 | 9.66 |  |  |  |  | Federally-Regulated Commercial & Industrial Equipment | 11/18/2019 | 10612531 | 07/06/2023
Manitowoc Ice, Inc. | Manitowoc | IDF1800C-161*CVDF1800-261 | Both Remote Condensing & Remot | Air-Cooled Condenser | Cube | Batch | 1375 | 4.74 | 4.79 |  |  |  | Federally-Regulated Commercial & Industrial Equipment | 07/15/2020 | 202358894 | 07/06/2023
Manitowoc Ice, Inc. | Manitowoc | IDT1200A-261 | Ice-making Head | Air-Cooled Condenser | Cube | Batch | 950 | 4.8 |  |  |  |  | Federally-Regulated Commercial & Industrial Equipment | 11/18/2019 | 201755781 | 07/06/2023
Manitowoc Ice, Inc. | Manitowoc | IRT0900A-261 | Ice-making Head | Air-Cooled Condenser | Cube | Batch | 676 | 5.01 |  |  |  |  | Federally-Regulated Commercial & Industrial Equipment | 11/06/2019 | 202864334 | 07/06/2023
Manitowoc Ice, Inc. | Manitowoc | IYT0500A-161 | Ice-making Head | Air-Cooled Condenser | Cube | Batch | 421 | 5.05 | 6 |  |  |  | Federally-Regulated Commercial & Industrial Equipment | 09/30/2022 | 201753790 | 07/06/2023
Manitowoc Ice, Inc. | Manitowoc | IYT0450A-261 | Ice-making Head | Air-Cooled Condenser | Cube | Batch | 378 | 5.52 |  |  |  |  | Federally-Regulated Commercial & Industrial Equipment | 11/18/2019 | 201753416 | 07/06/2023
Manitowoc Ice, Inc. | Manitowoc | UYF0310W-161 | Self-Contained | Water-Cooled Condenser | Cube | Batch | 267 | 5.5 |  | 182 |  |  | Federally-Regulated Commercial & Industrial Equipment | 11/18/2019 | 10612545 | 07/06/2023
Manitowoc Ice, Inc. | Manitowoc | IRT0500W-161 | Ice-making Head | Water-Cooled Condenser | Cube | Batch | 406 | 4.3 |  | 130 |  |  | Federally-Regulated Commercial & Industrial Equipment | 11/18/2019 | 201753792 | 07/06/2023
Manitowoc Ice, Inc. | Manitowoc | IYF1400C-161*CVDF1400-261A | Both Remote Condensing & Remot | Air-Cooled Condenser | Cube | Batch | 1230 | 4.4 | 4.79 |  |  |  | Federally-Regulated Commercial & Industrial Equipment | 07/15/2020 | 202634429 | 07/06/2023
Manitowoc Ice, Inc. | Manitowoc | URF0310A-161 | Self-Contained | Air-Cooled Condenser | Cube | Batch | 221 | 7 |  |  |  |  | Federally-Regulated Commercial & Industrial Equipment | 11/18/2019 | 10612540 | 07/06/2023
Manitowoc Ice, Inc. | Manitowoc | RNF1100W-261 | Ice-making Head | Water-Cooled Condenser | Other | Continuous | 960 | 3.67 |  | 131 |  | 1.1 | Federally-Regulated Commercial & Industrial Equipment | 11/18/2019 | 201797130 | 07/06/2023
Manitowoc Ice, Inc. | Manitowoc | IYF2100C-161*CVDF2100-261 | Both Remote Condensing & Remot | Air-Cooled Condenser | Cube | Batch | 1600 | 4.75 | 4.79 |  |  |  | Federally-Regulated Commercial & Industrial Equipment | 06/29/2023 | 202358896 | 07/06/2023
Manitowoc Ice, Inc. | Manitowoc | IYF1800C-161*CVDF1800-261A | Both Remote Condensing & Remot | Air-Cooled Condenser | Cube | Batch | 1440 | 4.49 | 4.79 |  |  |  | Federally-Regulated Commercial & Industrial Equipment | 07/15/2020 | 202634431 | 07/06/2023
Manitowoc Ice, Inc. | Manitowoc | IDT0500N-161*JCT0500-161 | Remote Condensing w/o Remote C | Air-Cooled Condenser | Cube | Batch | 450 | 6.11 | 6.43 |  |  |  | Federally-Regulated Commercial & Industrial Equipment | 08/18/2022 | 201753796 | 07/06/2023
Manitowoc Ice, Inc. | Manitowoc | IDF1800C-161*CVDF1800-261A | Both Remote Condensing & Remot | Air-Cooled Condenser | Cube | Batch | 1375 | 4.63 | 4.79 |  |  |  | Federally-Regulated Commercial & Industrial Equipment | 07/15/2020 | 202634433 | 07/06/2023
Manitowoc Ice, Inc. | Manitowoc | IRT0620A-161 | Ice-making Head | Air-Cooled Condenser | Cube | Batch | 410 | 5.29 |  |  |  |  | Federally-Regulated Commercial & Industrial Equipment | 11/18/2019 | 201753777 | 07/06/2023
Manitowoc Ice, Inc. | Manitowoc | CNF0202A-161 | Self-Contained | Air-Cooled Condenser | Other | Continuous | 222 | 6.69 |  |  |  | 1.14 | Federally-Regulated Commercial & Industrial Equipment | 11/18/2019 | 201862974 | 07/06/2023
Manitowoc Ice, Inc. | Manitowoc | IYT1200N-263*JCT1200-261 | Remote Condensing w/o Remote C | Air-Cooled Condenser | Cube | Batch | 1010 | 4.2 | 4.59 |  |  |  | Federally-Regulated Commercial & Industrial Equipment | 06/09/2023 | 201755790 | 07/06/2023
Manitowoc Ice, Inc. | Manitowoc | RNF0620W-161 | Ice-making Head | Water-Cooled Condenser | Other | Continuous | 508 | 4.32 |  | 109 |  | 1.1 | Federally-Regulated Commercial & Industrial Equipment | 11/18/2019 | 201797129 | 07/06/2023
Manitowoc Ice, Inc. | Manitowoc | RFF0320A-161 | Ice-making Head | Air-Cooled Condenser | Flake | Continuous | 287 | 5.58 | 7.38 |  |  | 1.3 | Federally-Regulated Commercial & Industrial Equipment | 12/23/2019 | 205075396 | 07/06/2023
Manitowoc Ice, Inc. | Manitowoc | UYF0240W-161 | Self-Contained | Water-Cooled Condenser | Cube | Batch | 180 | 5.8 |  | 147 |  |  | Federally-Regulated Commercial & Industrial Equipment | 11/18/2019 | 10612539 | 07/06/2023
Manitowoc Ice, Inc. | Manitowoc | CNF0201A-161 | Self-Contained | Air-Cooled Condenser | Other | Continuous | 222 | 6.69 |  |  |  | 1.14 | Federally-Regulated Commercial & Industrial Equipment | 11/18/2019 | 201862973 | 07/06/2023
Manitowoc Ice, Inc. | Manitowoc | IYT1200C-161*CVDT1200-261 | Both Remote Condensing & Remot | Air-Cooled Condenser | Cube | Batch | 955 | 4.6 | 4.79 |  |  |  | Federally-Regulated Commercial & Industrial Equipment | 06/09/2023 | 201755792 | 07/06/2023
Manitowoc Ice, Inc. | Manitowoc | IDT0750W-261 | Ice-making Head | Water-Cooled Condenser | Cube | Batch | 600 | 4.07 |  | 135 |  |  | Federally-Regulated Commercial & Industrial Equipment | 11/06/2019 | 202864332 | 07/06/2023
Manitowoc Ice, Inc. | Manitowoc | UDF0310A-161 | Self-Contained | Air-Cooled Condenser | Cube | Batch | 233 | 7 |  |  |  |  | Federally-Regulated Commercial & Industrial Equipment | 11/18/2019 | 10612541 | 07/06/2023
Manitowoc Ice, Inc. | Manitowoc | IBT1020C-161*CVDT1200-263 | Both Remote Condensing & Remot | Air-Cooled Condenser | Cube | Batch | 1030 | 4.38 | 4.79 |  |  |  | Federally-Regulated Commercial & Industrial Equipment | 06/09/2023 | 201885321 | 07/06/2023
Manitowoc Ice, Inc. | Manitowoc | UDE0080A-161 | Self-Contained | Air-Cooled Condenser | Cube | Batch | 75 | 11.13 |  |  |  |  | Federally-Regulated Commercial & Industrial Equipment | 04/05/2022 | 201986963 | 07/06/2023
Manitowoc Ice, Inc. | Manitowoc | IDF1400C-161*CVDF1400-263A | Both Remote Condensing & Remot | Air-Cooled Condenser | Cube | Batch | 1120 | 4.75 | 4.79 |  |  |  | Federally-Regulated Commercial & Industrial Equipment | 06/29/2023 | 202634442 | 07/06/2023
Manitowoc Ice, Inc. | Manitowoc | IDF1400C-161*CVDF1400-261A | Both Remote Condensing & Remot | Air-Cooled Condenser | Cube | Batch | 1120 | 4.75 | 4.79 |  |  |  | Federally-Regulated Commercial & Industrial Equipment | 06/29/2023 | 202634441 | 07/06/2023
Manitowoc Ice, Inc. | Manitowoc | IYT0900W-261 | Ice-making Head | Water-Cooled Condenser | Cube | Batch | 665 | 4.02 |  | 135 |  |  | Federally-Regulated Commercial & Industrial Equipment | 11/06/2019 | 202864339 | 07/06/2023
Manitowoc Ice, Inc. | Manitowoc | SDF3000C-161*CVDF3000-263 | Both Remote Condensing & Remot | Air-Cooled Condenser | Cube | Batch | 2333 | 4.75 | 4.79 |  |  |  | Federally-Regulated Commercial & Industrial Equipment | 10/27/2021 | 201872168 | 07/06/2023
Manitowoc Ice, Inc. | Manitowoc | UFF0200A-161 | Self-Contained | Air-Cooled Condenser | Other | Continuous | 198 | 5.31 | 8.28 |  |  | 1.35 | Federally-Regulated Commercial & Industrial Equipment | 09/01/2021 | 201862975 | 07/06/2023
Manitowoc Ice, Inc. | Manitowoc | IYT1200N-261*JCT1200-261 | Remote Condensing w/o Remote C | Air-Cooled Condenser | Cube | Batch | 1010 | 4.2 | 4.59 |  |  |  | Federally-Regulated Commercial & Industrial Equipment | 06/09/2023 | 201755789 | 07/06/2023
Manitowoc Ice, Inc. | Manitowoc | IYT0450A-161 | Ice-making Head | Air-Cooled Condenser | Cube | Batch | 378 | 5.52 | 6.11 |  |  |  | Federally-Regulated Commercial & Industrial Equipment | 10/06/2022 | 201753773 | 07/06/2023
Manitowoc Ice, Inc. | Manitowoc | IYT0750A-261 | Ice-making Head | Air-Cooled Condenser | Cube | Batch | 575 | 5.12 |  |  |  |  | Federally-Regulated Commercial & Industrial Equipment | 11/06/2019 | 202864331 | 07/06/2023
Manitowoc Ice, Inc. | Manitowoc | IDT0500A-161 | Ice-making Head | Air-Cooled Condenser | Cube | Batch | 400 | 5.25 | 6.05 |  |  |  | Federally-Regulated Commercial & Industrial Equipment | 10/06/2022 | 201753788 | 07/06/2023
Manitowoc Ice, Inc. | Manitowoc | UDF0310W-161 | Self-Contained | Water-Cooled Condenser | Cube | Batch | 252 | 5.6 |  | 182 |  |  | Federally-Regulated Commercial & Industrial Equipment | 11/18/2019 | 10612544 | 07/06/2023
Manitowoc Ice, Inc. | Manitowoc | IYT0500A-261 | Ice-making Head | Air-Cooled Condenser | Cube | Batch | 421 | 5.05 | 6 |  |  |  | Federally-Regulated Commercial & Industrial Equipment | 09/30/2022 | 201753791 | 07/06/2023
Manitowoc Ice, Inc. | Manitowoc | UNF0300A-161 | Self-Contained | Air-Cooled Condenser | Other | Continuous | 275 | 6.43 |  |  |  | 1.09 | Federally-Regulated Commercial & Industrial Equipment | 11/18/2019 | 201797135 | 07/06/2023
Manitowoc Ice, Inc. | Manitowoc | IDT0450A-161 | Ice-making Head | Air-Cooled Condenser | Cube | Batch | 358 | 5.63 |  |  |  |  | Federally-Regulated Commercial & Industrial Equipment | 01/17/2023 | 201753414 | 07/06/2023
Manitowoc Ice, Inc. | Manitowoc | IYF2100C-161*CVDF2100-263 | Both Remote Condensing & Remot | Air-Cooled Condenser | Cube | Batch | 1600 | 4.75 | 4.79 |  |  |  | Federally-Regulated Commercial & Industrial Equipment | 06/29/2023 | 202358897 | 07/06/2023
Manitowoc Ice, Inc. | Manitowoc | IDT0420A-261 | Ice-making Head | Air-Cooled Condenser | Cube | Batch | 375 | 5.6 |  |  |  |  | Federally-Regulated Commercial & Industrial Equipment | 11/18/2019 | 201753768 | 07/06/2023
Manitowoc Ice, Inc. | Manitowoc | RFF1220C-261*RCUF1200-261 | Both Remote Condensing & Remot | Air-Cooled Condenser | Flake | Continuous | 958 | 3.98 |  |  |  | 1.28 | Federally-Regulated Commercial & Industrial Equipment | 11/18/2019 | 201797132 | 07/06/2023
Manitowoc Ice, Inc. | Manitowoc | UYF0240A-161 | Self-Contained | Air-Cooled Condenser | Cube | Batch | 160 | 7.8 |  |  |  |  | Federally-Regulated Commercial & Industrial Equipment | 11/18/2019 | 10612535 | 07/06/2023
Manitowoc Ice, Inc. | Manitowoc | IYT0500W-161 | Ice-making Head | Water-Cooled Condenser | Cube | Batch | 460 | 3.9 |  | 130 |  |  | Federally-Regulated Commercial & Industrial Equipment | 11/18/2019 | 201753795 | 07/06/2023
Manitowoc Ice, Inc. | Manitowoc | IDT1200C-161*CVDT1200-261 | Both Remote Condensing & Remot | Air-Cooled Condenser | Cube | Batch | 930 | 4.6 | 4.79 |  |  |  | Federally-Regulated Commercial & Industrial Equipment | 06/09/2023 | 201755791 | 07/06/2023
Manitowoc Ice, Inc. | Manitowoc | IBT1020C-161*CVDT1200-261 | Both Remote Condensing & Remot | Air-Cooled Condenser | Cube | Batch | 1030 | 4.38 | 4.79 |  |  |  | Federally-Regulated Commercial & Industrial Equipment | 06/09/2023 | 201755793 | 07/06/2023
Manitowoc Ice, Inc. | Manitowoc | IYF1800C-161*CVDF1800-261 | Both Remote Condensing & Remot | Air-Cooled Condenser | Cube | Batch | 1470 | 4.6 | 4.79 |  |  |  | Federally-Regulated Commercial & Industrial Equipment | 07/15/2020 | 202358892 | 07/06/2023
Manitowoc Ice, Inc. | Manitowoc | SYT3000W-263H | Ice-making Head | Water-Cooled Condenser | Cube | Batch | 2584 | 3.72 |  | 140 |  |  | Federally-Regulated Commercial & Industrial Equipment | 11/06/2019 | 202177363 | 07/06/2023
Manitowoc Ice, Inc. | Manitowoc | IDF2100C-161*CVDF2100-263 | Both Remote Condensing & Remot | Air-Cooled Condenser | Cube | Batch | 1575 | 4.75 | 4.79 |  |  |  | Federally-Regulated Commercial & Industrial Equipment | 06/29/2023 | 202358899 | 07/06/2023
Manitowoc Ice, Inc. | Manitowoc | IDT0750A-261 | Ice-making Head | Air-Cooled Condenser | Cube | Batch | 540 | 5.24 |  |  |  |  | Federally-Regulated Commercial & Industrial Equipment | 11/06/2019 | 202864330 | 07/06/2023
Manitowoc Ice, Inc. | Manitowoc | UYF0140A-161 | Self-Contained | Air-Cooled Condenser | Cube | Batch | 100 | 9.2 |  |  |  |  | Federally-Regulated Commercial & Industrial Equipment | 11/18/2019 | 10612533 | 07/06/2023
Manitowoc Ice, Inc. | Manitowoc | IYT1200A-261 | Ice-making Head | Air-Cooled Condenser | Cube | Batch | 950 | 4.75 |  |  |  |  | Federally-Regulated Commercial & Industrial Equipment | 11/18/2019 | 201755782 | 07/06/2023
Manitowoc Ice, Inc. | Manitowoc | IDT0420W-161 | Ice-making Head | Water-Cooled Condenser | Cube | Batch | 400 | 4.28 |  | 140 |  |  | Federally-Regulated Commercial & Industrial Equipment | 11/18/2019 | 201753771 | 07/06/2023
Manitowoc Ice, Inc. | Manitowoc | UDF0240A-261 | Self-Contained | Air-Cooled Condenser | Cube | Batch | 148 | 7.95 |  |  |  |  | Federally-Regulated Commercial & Industrial Equipment | 11/18/2019 | 10612536 | 07/06/2023
Manitowoc Ice, Inc. | Manitowoc | IRT0900W-261 | Ice-making Head | Water-Cooled Condenser | Cube | Batch | 665 | 4.04 |  | 135 |  |  | Federally-Regulated Commercial & Industrial Equipment | 11/06/2019 | 202864337 | 07/06/2023
Manitowoc Ice, Inc. | Manitowoc | IYT0900A-261 | Ice-making Head | Air-Cooled Condenser | Cube | Batch | 719 | 4.7 | 5.25 |  |  |  | Federally-Regulated Commercial & Industrial Equipment | 03/28/2023 | 202864336 | 07/06/2023
Manitowoc Ice, Inc. | Manitowoc | IDF2100C-161*CVDF2100-261 | Both Remote Condensing & Remot | Air-Cooled Condenser | Cube | Batch | 1575 | 4.75 | 4.79 |  |  |  | Federally-Regulated Commercial & Industrial Equipment | 06/29/2023 | 202358898 | 07/06/2023
Manitowoc Ice, Inc. | Manitowoc | UYF0240A-261 | Self-Contained | Air-Cooled Condenser | Cube | Batch | 148 | 7.95 |  |  |  |  | Federally-Regulated Commercial & Industrial Equipment | 11/18/2019 | 10612537 | 07/06/2023
Manitowoc Ice, Inc. | Manitowoc | UDF0240A-161 | Self-Contained | Air-Cooled Condenser | Cube | Batch | 160 | 7.9 |  |  |  |  | Federally-Regulated Commercial & Industrial Equipment | 11/18/2019 | 10612534 | 07/06/2023
Manitowoc Ice, Inc. | Manitowoc | RFF1300W-261 | Ice-making Head | Water-Cooled Condenser | Flake | Continuous | 1115 | 3.12 |  | 116 |  | 1.25 | Federally-Regulated Commercial & Industrial Equipment | 11/18/2019 | 10591299 | 07/06/2023
Manitowoc Ice, Inc. | Manitowoc | RFF0620W-161 | Ice-making Head | Water-Cooled Condenser | Flake | Continuous | 597 | 3.75 |  | 106 |  | 1.25 | Federally-Regulated Commercial & Industrial Equipment | 11/18/2019 | 201797138 | 07/06/2023
Manitowoc Ice, Inc. | Manitowoc | IDF1800C-161*CVDF1800-263A | Both Remote Condensing & Remot | Air-Cooled Condenser | Cube | Batch | 1375 | 4.63 | 4.79 |  |  |  | Federally-Regulated Commercial & Industrial Equipment | 07/15/2020 | 202634434 | 07/06/2023
Manitowoc Ice, Inc. | Manitowoc | RNF2000C-261*RCUF2200-263 | Both Remote Condensing & Remot | Air-Cooled Condenser | Other | Continuous | 1475 | 4.42 |  |  |  | 1.14 | Federally-Regulated Commercial & Industrial Equipment | 11/18/2019 | 204743193 | 07/06/2023
Manitowoc Ice, Inc. | Manitowoc | IYT1200A-263 | Ice-making Head | Air-Cooled Condenser | Cube | Batch | 940 | 4.83 | 4.96 |  |  |  | Federally-Regulated Commercial & Industrial Equipment | 06/09/2023 | 201755783 | 07/06/2023
Manitowoc Ice, Inc. | Manitowoc | IDT0900W-261 | Ice-making Head | Water-Cooled Condenser | Cube | Batch | 665 | 4.02 |  | 135 |  |  | Federally-Regulated Commercial & Industrial Equipment | 11/06/2019 | 202864338 | 07/06/2023
Manitowoc Ice, Inc. | Manitowoc | IYT0420W-161 | Ice-making Head | Water-Cooled Condenser | Cube | Batch | 425 | 4.24 |  | 140 |  |  | Federally-Regulated Commercial & Industrial Equipment | 11/18/2019 | 201753772 | 07/06/2023
Manitowoc Ice, Inc. | Manitowoc | IYF1800C-161*CVDF1800-263A | Both Remote Condensing & Remot | Air-Cooled Condenser | Cube | Batch | 1440 | 4.49 | 4.79 |  |  |  | Federally-Regulated Commercial & Industrial Equipment | 07/15/2020 | 202634432 | 07/06/2023
Manitowoc Ice, Inc. | Manitowoc | IYT0750W-261 | Ice-making Head | Water-Cooled Condenser | Cube | Batch | 650 | 3.79 |  | 135 |  |  | Federally-Regulated Commercial & Industrial Equipment | 11/06/2019 | 202864333 | 07/06/2023
Manitowoc Ice, Inc. | Manitowoc | IYF1400C-161*CVDF1400-263A | Both Remote Condensing & Remot | Air-Cooled Condenser | Cube | Batch | 1230 | 4.4 | 4.79 |  |  |  | Federally-Regulated Commercial & Industrial Equipment | 07/15/2020 | 202634430 | 07/06/2023
Manitowoc Ice, Inc. | Manitowoc | IYT1200W-261 | Ice-making Head | Water-Cooled Condenser | Cube | Batch | 965 | 4 |  | 140 |  |  | Federally-Regulated Commercial & Industrial Equipment | 11/18/2019 | 201755785 | 07/06/2023
Manitowoc Ice, Inc. | Manitowoc | IDT0450W-161 | Ice-making Head | Water-Cooled Condenser | Cube | Batch | 360 | 4.75 |  | 140 |  |  | Federally-Regulated Commercial & Industrial Equipment | 11/18/2019 | 201753774 | 07/06/2023
Manitowoc Ice, Inc. | Manitowoc | UDF0140A-161 | Self-Contained | Air-Cooled Condenser | Cube | Batch | 95 | 9.83 |  |  |  |  | Federally-Regulated Commercial & Industrial Equipment | 11/18/2019 | 10612532 | 07/06/2023
Manitowoc Ice, Inc. | Manitowoc | IDF0900N-261*JCF0900-261 | Remote Condensing w/o Remote C | Air-Cooled Condenser | Cube | Batch | 720 | 4.91 | 5.51 |  |  |  | Federally-Regulated Commercial & Industrial Equipment | 09/22/2021 | 202147777 | 07/06/2023
Manitowoc Ice, Inc. | Manitowoc | RFF0620A-161 | Ice-making Head | Air-Cooled Condenser | Flake | Continuous | 506 | 5.19 |  |  |  | 1.27 | Federally-Regulated Commercial & Industrial Equipment | 11/18/2019 | 201797136 | 07/06/2023
Manitowoc Ice, Inc. | Manitowoc | IDT0900A-261 | Ice-making Head | Air-Cooled Condenser | Cube | Batch | 695 | 4.85 |  |  |  |  | Federally-Regulated Commercial & Industrial Equipment | 11/06/2019 | 202864335 | 07/06/2023
Manitowoc Ice, Inc. | Manitowoc | UNF0200A-161 | Self-Contained | Air-Cooled Condenser | Other | Continuous | 164 | 6.65 |  |  |  | 1.14 | Federally-Regulated Commercial & Industrial Equipment | 11/18/2019 | 201797134 | 07/06/2023
Manitowoc Ice, Inc. | Manitowoc | IDT1200N-261*JCT1200-261 | Remote Condensing w/o Remote C | Air-Cooled Condenser | Cube | Batch | 925 | 4.47 | 4.81 |  |  |  | Federally-Regulated Commercial & Industrial Equipment | 08/19/2022 | 201755788 | 07/06/2023
Manitowoc Ice, Inc. | Manitowoc | IDT1200C-161*CVDT1200-263 | Both Remote Condensing & Remot | Air-Cooled Condenser | Cube | Batch | 930 | 4.6 | 4.79 |  |  |  | Federally-Regulated Commercial & Industrial Equipment | 06/09/2023 | 201885319 | 07/06/2023
Manitowoc Ice, Inc. | Manitowoc | UYF0310A-161 | Self-Contained | Air-Cooled Condenser | Cube | Batch | 235 | 7.2 |  |  |  |  | Federally-Regulated Commercial & Industrial Equipment | 11/18/2019 | 10612542 | 07/06/2023
Manitowoc Ice, Inc. | Manitowoc | RFF2200C-261*RCUF2200-263 | Both Remote Condensing & Remot | Air-Cooled Condenser | Flake | Continuous | 1702 | 3.87 |  |  |  | 1.34 | Federally-Regulated Commercial & Industrial Equipment | 11/18/2019 | 201797131 | 07/06/2023
Manitowoc Ice, Inc. | Manitowoc | IYT1200W-263 | Ice-making Head | Water-Cooled Condenser | Cube | Batch | 1050 | 3.78 | 4.13 | 140 | 176.9 |  | Federally-Regulated Commercial & Industrial Equipment | 06/09/2023 | 201755787 | 07/06/2023
Manitowoc Ice, Inc. | Manitowoc | UDF0240W-161 | Self-Contained | Water-Cooled Condenser | Cube | Batch | 174 | 5.95 |  | 147 |  |  | Federally-Regulated Commercial & Industrial Equipment | 11/18/2019 | 10612538 | 07/06/2023
Manitowoc Ice, Inc. | Manitowoc | IRT0500A-261 | Ice-making Head | Air-Cooled Condenser | Cube | Batch | 386 | 5.04 |  |  |  |  | Federally-Regulated Commercial & Industrial Equipment | 11/18/2019 | 201753787 | 07/06/2023
Manitowoc Ice, Inc. | Manitowoc | IDT0450A-261 | Ice-making Head | Air-Cooled Condenser | Cube | Batch | 358 | 5.63 |  |  |  |  | Federally-Regulated Commercial & Industrial Equipment | 01/17/2023 | 201753415 | 07/06/2023
Manitowoc Ice, Inc. | Manitowoc | IDT0500A-261 | Ice-making Head | Air-Cooled Condenser | Cube | Batch | 400 | 5.25 |  |  |  |  | Federally-Regulated Commercial & Industrial Equipment | 11/18/2019 | 201753789 | 07/06/2023
Manitowoc Ice, Inc. | Manitowoc | IYT0420A-161 | Ice-making Head | Air-Cooled Condenser | Cube | Batch | 375 | 5.55 | 6.11 |  |  |  | Federally-Regulated Commercial & Industrial Equipment | 09/30/2022 | 201753769 | 07/06/2023
Manitowoc Ice, Inc. | Manitowoc | SDT3000W-263H | Ice-making Head | Water-Cooled Condenser | Cube | Batch | 2558 | 3.69 |  | 140 |  |  | Federally-Regulated Commercial & Industrial Equipment | 11/06/2019 | 202177364 | 07/06/2023
Manitowoc Ice, Inc. | Manitowoc | IDT1200W-261 | Ice-making Head | Water-Cooled Condenser | Cube | Batch | 900 | 4.16 |  | 140 |  |  | Federally-Regulated Commercial & Industrial Equipment | 11/18/2019 | 201755784 | 07/06/2023
Manitowoc Ice, Inc. | Manitowoc | IDT0500W-161 | Ice-making Head | Water-Cooled Condenser | Cube | Batch | 400 | 4.41 |  | 130 |  |  | Federally-Regulated Commercial & Industrial Equipment | 11/18/2019 | 201753794 | 07/06/2023
Manitowoc Ice, Inc. | Manitowoc | UDF0310A-261 | Self-Contained | Air-Cooled Condenser | Cube | Batch | 237 | 7.2 |  |  |  |  | Federally-Regulated Commercial & Industrial Equipment | 11/18/2019 | 10612543 | 07/06/2023
Manitowoc Ice, Inc. | Manitowoc | IDT0420A-161 | Ice-making Head | Air-Cooled Condenser | Cube | Batch | 375 | 5.6 |  |  |  |  | Federally-Regulated Commercial & Industrial Equipment | 11/18/2019 | 201753767 | 07/06/2023
Manitowoc Ice, Inc. | Manitowoc | IYT1200C-161*CVDT1200-263 | Both Remote Condensing & Remot | Air-Cooled Condenser | Cube | Batch | 955 | 4.6 | 4.79 |  |  |  | Federally-Regulated Commercial & Industrial Equipment | 06/09/2023 | 201885320 | 07/06/2023
Manitowoc Ice, Inc. | Manitowoc | SYF3000C-161*CVDF3000-263 | Both Remote Condensing & Remot | Air-Cooled Condenser | Cube | Batch | 2400 | 4.75 | 4.79 |  |  |  | Federally-Regulated Commercial & Industrial Equipment | 07/15/2020 | 201872167 | 07/06/2023
Manitowoc Ice, Inc. | Manitowoc | UFF0350A-161 | Self-Contained | Air-Cooled Condenser | Flake | Continuous | 328 | 5.27 |  |  |  | 1.27 | Federally-Regulated Commercial & Industrial Equipment | 11/18/2019 | 201797137 | 07/06/2023
Manitowoc Ice, Inc. | Manitowoc | RNF1100A-261 | Ice-making Head | Air-Cooled Condenser | Other | Continuous | 825 | 4.94 |  |  |  | 1.1 | Federally-Regulated Commercial & Industrial Equipment | 11/18/2019 | 201797128 | 07/06/2023
Manitowoc Ice, Inc. | Manitowoc | RNF0620A-161 | Ice-making Head | Air-Cooled Condenser | Other | Continuous | 451 | 5.81 |  |  |  | 1.1 | Federally-Regulated Commercial & Industrial Equipment | 11/18/2019 | 201810258 | 07/06/2023
Manitowoc Ice, Inc. | Manitowoc | RNF0320A-161 | Ice-making Head | Air-Cooled Condenser | Other | Continuous | 236 | 6.88 |  |  |  | 1.11 | Federally-Regulated Commercial & Industrial Equipment | 11/18/2019 | 201797126 | 07/06/2023
Manitowoc Ice, Inc. | Manitowoc | URF0140A-161 | Self-Contained | Air-Cooled Condenser | Cube | Batch | 95 | 9.66 |  |  |  |  | Federally-Regulated Commercial & Industrial Equipment | 11/18/2019 | 10612531 | 07/06/2023
Manitowoc Ice, Inc. | Manitowoc | IDF1800C-161*CVDF1800-261 | Both Remote Condensing & Remot | Air-Cooled Condenser | Cube | Batch | 1375 | 4.74 | 4.79 |  |  |  | Federally-Regulated Commercial & Industrial Equipment | 07/15/2020 | 202358894 | 07/06/2023
Manitowoc Ice, Inc. | Manitowoc | IDT1200A-261 | Ice-making Head | Air-Cooled Condenser | Cube | Batch | 950 | 4.8 |  |  |  |  | Federally-Regulated Commercial & Industrial Equipment | 11/18/2019 | 201755781 | 07/06/2023
Manitowoc Ice, Inc. | Manitowoc | IRT0900A-261 | Ice-making Head | Air-Cooled Condenser | Cube | Batch | 676 | 5.01 |  |  |  |  | Federally-Regulated Commercial & Industrial Equipment | 11/06/2019 | 202864334 | 07/06/2023
Manitowoc Ice, Inc. | Manitowoc | IYT0500A-161 | Ice-making Head | Air-Cooled Condenser | Cube | Batch | 421 | 5.05 | 6 |  |  |  | Federally-Regulated Commercial & Industrial Equipment | 09/30/2022 | 201753790 | 07/06/2023
Manitowoc Ice, Inc. | Manitowoc | IYT0450A-261 | Ice-making Head | Air-Cooled Condenser | Cube | Batch | 378 | 5.52 |  |  |  |  | Federally-Regulated Commercial & Industrial Equipment | 11/18/2019 | 201753416 | 07/06/2023
Manitowoc Ice, Inc. | Manitowoc | UYF0310W-161 | Self-Contained | Water-Cooled Condenser | Cube | Batch | 267 | 5.5 |  | 182 |  |  | Federally-Regulated Commercial & Industrial Equipment | 11/18/2019 | 10612545 | 07/06/2023
Manitowoc Ice, Inc. | Manitowoc | IRT0500W-161 | Ice-making Head | Water-Cooled Condenser | Cube | Batch | 406 | 4.3 |  | 130 |  |  | Federally-Regulated Commercial & Industrial Equipment | 11/18/2019 | 201753792 | 07/06/2023
Manitowoc Ice, Inc. | Manitowoc | IYF1400C-161*CVDF1400-261A | Both Remote Condensing & Remot | Air-Cooled Condenser | Cube | Batch | 1230 | 4.4 | 4.79 |  |  |  | Federally-Regulated Commercial & Industrial Equipment | 07/15/2020 | 202634429 | 07/06/2023
Manitowoc Ice, Inc. | Manitowoc | URF0310A-161 | Self-Contained | Air-Cooled Condenser | Cube | Batch | 221 | 7 |  |  |  |  | Federally-Regulated Commercial & Industrial Equipment | 11/18/2019 | 10612540 | 07/06/2023
Manitowoc Ice, Inc. | Manitowoc | RNF1100W-261 | Ice-making Head | Water-Cooled Condenser | Other | Continuous | 960 | 3.67 |  | 131 |  | 1.1 | Federally-Regulated Commercial & Industrial Equipment | 11/18/2019 | 201797130 | 07/06/2023
Manitowoc Ice, Inc. | Manitowoc | IYF2100C-161*CVDF2100-261 | Both Remote Condensing & Remot | Air-Cooled Condenser | Cube | Batch | 1600 | 4.75 | 4.79 |  |  |  | Federally-Regulated Commercial & Industrial Equipment | 06/29/2023 | 202358896 | 07/06/2023
Manitowoc Ice, Inc. | Manitowoc | IYF1800C-161*CVDF1800-261A | Both Remote Condensing & Remot | Air-Cooled Condenser | Cube | Batch | 1440 | 4.49 | 4.79 |  |  |  | Federally-Regulated Commercial & Industrial Equipment | 07/15/2020 | 202634431 | 07/06/2023
Manitowoc Ice, Inc. | Manitowoc | IDT0500N-161*JCT0500-161 | Remote Condensing w/o Remote C | Air-Cooled Condenser | Cube | Batch | 450 | 6.11 | 6.43 |  |  |  | Federally-Regulated Commercial & Industrial Equipment | 08/18/2022 | 201753796 | 07/06/2023
Manitowoc Ice, Inc. | Manitowoc | IDF1800C-161*CVDF1800-261A | Both Remote Condensing & Remot | Air-Cooled Condenser | Cube | Batch | 1375 | 4.63 | 4.79 |  |  |  | Federally-Regulated Commercial & Industrial Equipment | 07/15/2020 | 202634433 | 07/06/2023
Manitowoc Ice, Inc. | Manitowoc | IRT0620A-161 | Ice-making Head | Air-Cooled Condenser | Cube | Batch | 410 | 5.29 |  |  |  |  | Federally-Regulated Commercial & Industrial Equipment | 11/18/2019 | 201753777 | 07/06/2023
Manitowoc Ice, Inc. | Manitowoc | CNF0202A-161 | Self-Contained | Air-Cooled Condenser | Other | Continuous | 222 | 6.69 |  |  |  | 1.14 | Federally-Regulated Commercial & Industrial Equipment | 11/18/2019 | 201862974 | 07/06/2023
Manitowoc Ice, Inc. | Manitowoc | IYT1200N-263*JCT1200-261 | Remote Condensing w/o Remote C | Air-Cooled Condenser | Cube | Batch | 1010 | 4.2 | 4.59 |  |  |  | Federally-Regulated Commercial & Industrial Equipment | 06/09/2023 | 201755790 | 07/06/2023
Manitowoc Ice, Inc. | Manitowoc | RNF0620W-161 | Ice-making Head | Water-Cooled Condenser | Other | Continuous | 508 | 4.32 |  | 109 |  | 1.1 | Federally-Regulated Commercial & Industrial Equipment | 11/18/2019 | 201797129 | 07/06/2023
Manitowoc Ice, Inc. | Manitowoc | RFF0320A-161 | Ice-making Head | Air-Cooled Condenser | Flake | Continuous | 287 | 5.58 | 7.38 |  |  | 1.3 | Federally-Regulated Commercial & Industrial Equipment | 12/23/2019 | 205075396 | 07/06/2023
Manitowoc Ice, Inc. | Manitowoc | UYF0240W-161 | Self-Contained | Water-Cooled Condenser | Cube | Batch | 180 | 5.8 |  | 147 |  |  | Federally-Regulated Commercial & Industrial Equipment | 11/18/2019 | 10612539 | 07/06/2023
Manitowoc Ice, Inc. | Manitowoc | CNF0201A-161 | Self-Contained | Air-Cooled Condenser | Other | Continuous | 222 | 6.69 |  |  |  | 1.14 | Federally-Regulated Commercial & Industrial Equipment | 11/18/2019 | 201862973 | 07/06/2023
Manitowoc Ice, Inc. | Manitowoc | IYT1200C-161*CVDT1200-261 | Both Remote Condensing & Remot | Air-Cooled Condenser | Cube | Batch | 955 | 4.6 | 4.79 |  |  |  | Federally-Regulated Commercial & Industrial Equipment | 06/09/2023 | 201755792 | 07/06/2023
Manitowoc Ice, Inc. | Manitowoc | IDT0750W-261 | Ice-making Head | Water-Cooled Condenser | Cube | Batch | 600 | 4.07 |  | 135 |  |  | Federally-Regulated Commercial & Industrial Equipment | 11/06/2019 | 202864332 | 07/06/2023
Manitowoc Ice, Inc. | Manitowoc | UDF0310A-161 | Self-Contained | Air-Cooled Condenser | Cube | Batch | 233 | 7 |  |  |  |  | Federally-Regulated Commercial & Industrial Equipment | 11/18/2019 | 10612541 | 07/06/2023
Manitowoc Ice, Inc. | Manitowoc | IBT1020C-161*CVDT1200-263 | Both Remote Condensing & Remot | Air-Cooled Condenser | Cube | Batch | 1030 | 4.38 | 4.79 |  |  |  | Federally-Regulated Commercial & Industrial Equipment | 06/09/2023 | 201885321 | 07/06/2023
Manitowoc Ice, Inc. | Manitowoc | UDE0080A-161 | Self-Contained | Air-Cooled Condenser | Cube | Batch | 75 | 11.13 |  |  |  |  | Federally-Regulated Commercial & Industrial Equipment | 04/05/2022 | 201986963 | 07/06/2023
Manitowoc Ice, Inc. | Manitowoc | IDF1400C-161*CVDF1400-263A | Both Remote Condensing & Remot | Air-Cooled Condenser | Cube | Batch | 1120 | 4.75 | 4.79 |  |  |  | Federally-Regulated Commercial & Industrial Equipment | 06/29/2023 | 202634442 | 07/06/2023
Manitowoc Ice, Inc. | Manitowoc | IDF1400C-161*CVDF1400-261A | Both Remote Condensing & Remot | Air-Cooled Condenser | Cube | Batch | 1120 | 4.75 | 4.79 |  |  |  | Federally-Regulated Commercial & Industrial Equipment | 06/29/2023 | 202634441 | 07/06/2023
Manitowoc Ice, Inc. | Manitowoc | IYT0900W-261 | Ice-making Head | Water-Cooled Condenser | Cube | Batch | 665 | 4.02 |  | 135 |  |  | Federally-Regulated Commercial & Industrial Equipment | 11/06/2019 | 202864339 | 07/06/2023
Manitowoc Ice, Inc. | Manitowoc | SDF3000C-161*CVDF3000-263 | Both Remote Condensing & Remot | Air-Cooled Condenser | Cube | Batch | 2333 | 4.75 | 4.79 |  |  |  | Federally-Regulated Commercial & Industrial Equipment | 10/27/2021 | 201872168 | 07/06/2023
Manitowoc Ice, Inc. | Manitowoc | UFF0200A-161 | Self-Contained | Air-Cooled Condenser | Other | Continuous | 198 | 5.31 | 8.28 |  |  | 1.35 | Federally-Regulated Commercial & Industrial Equipment | 09/01/2021 | 201862975 | 07/06/2023
Manitowoc Ice, Inc. | Manitowoc | IYT1200N-261*JCT1200-261 | Remote Condensing w/o Remote C | Air-Cooled Condenser | Cube | Batch | 1010 | 4.2 | 4.59 |  |  |  | Federally-Regulated Commercial & Industrial Equipment | 06/09/2023 | 201755789 | 07/06/2023
Manitowoc Ice, Inc. | Manitowoc | IYT0450A-161 | Ice-making Head | Air-Cooled Condenser | Cube | Batch | 378 | 5.52 | 6.11 |  |  |  | Federally-Regulated Commercial & Industrial Equipment | 10/06/2022 | 201753773 | 07/06/2023
Manitowoc Ice, Inc. | Manitowoc | IYT0750A-261 | Ice-making Head | Air-Cooled Condenser | Cube | Batch | 575 | 5.12 |  |  |  |  | Federally-Regulated Commercial & Industrial Equipment | 07/06/2023 | 202864331 | 07/06/2023
Scotsman Ice Systems | Scotsman | C1030MA-32E | Ice-making Head | Air-Cooled Condenser | Cube | Batch | 781 | 4.96 | 5.1 |  |  |  | Federally-Regulated Commercial & Industrial Equipment | 03/17/2023 | 202053813 | 07/06/2023
Scotsman Ice Systems | Scotsman | EH222SL-1E*ECC1410-3E | Both Remote Condensing & Remot | Air-Cooled Condenser | Cube | Batch | 827 | 4.98 | 5.14 |  |  |  | Federally-Regulated Commercial & Industrial Equipment | 03/17/2023 | 201884150 | 07/06/2023
Scotsman Ice Systems | Scotsman | C1848SW-32E | Ice-making Head | Water-Cooled Condenser | Cube | Batch | 1668 | 3.92 | 4 | 138 | 163.3 |  | Federally-Regulated Commercial & Industrial Equipment | 03/17/2023 | 10595458 | 07/06/2023
Scotsman Ice Systems | Scotsman | C2648MR-3E*PRC241-32E | Remote Condensing w/o Remote C | Air-Cooled Condenser | Cube | Batch | 2131 | 4.44 | 4.59 |  |  |  | Federally-Regulated Commercial & Industrial Equipment | 03/17/2023 | 201785783 | 07/06/2023
Scotsman Ice Systems | Scotsman | C0530MA-1E | Ice-making Head | Air-Cooled Condenser | Cube | Batch | 361 | 5.68 | 6.15 |  |  |  | Federally-Regulated Commercial & Industrial Equipment | 03/14/2023 | 202348424 | 07/06/2023
Scotsman Ice Systems | Scotsman | C0530SA-1E | Ice-making Head | Air-Cooled Condenser | Cube | Batch | 361 | 5.68 | 6.15 |  |  |  | Federally-Regulated Commercial & Industrial Equipment | 03/14/2023 | 202348425 | 07/06/2023
Scotsman Ice Systems | Scotsman | C2648SR-3E*PRC241-32E | Remote Condensing w/o Remote C | Air-Cooled Condenser | Cube | Batch | 2131 | 4.44 | 4.59 |  |  |  | Federally-Regulated Commercial & Industrial Equipment | 03/17/2023 | 201785784 | 07/06/2023
Scotsman Ice Systems | Scotsman | C0530MA-32E | Ice-making Head | Air-Cooled Condenser | Cube | Batch | 361 | 5.68 | 6.15 |  |  |  | Federally-Regulated Commercial & Industrial Equipment | 03/14/2023 | 202348426 | 07/06/2023
Scotsman Ice Systems | Scotsman | C1848MA-32E | Ice-making Head | Air-Cooled Condenser | Cube | Batch | 1426 | 4.48 | 4.65 |  |  |  | Federally-Regulated Commercial & Industrial Equipment | 03/17/2023 | 10595455 | 07/06/2023
Scotsman Ice Systems | Scotsman | CU0515GA-1E | Self-Contained | Air-Cooled Condenser | Cube | Batch | 58 | 12.05 |  |  |  |  | Federally-Regulated Commercial & Industrial Equipment | 11/06/2019 | 201950722 | 07/06/2023
Scotsman Ice Systems | Scotsman | C0530SA-32E | Ice-making Head | Air-Cooled Condenser | Cube | Batch | 361 | 5.68 | 6.15 |  |  |  | Federally-Regulated Commercial & Industrial Equipment | 03/14/2023 | 202348427 | 07/06/2023
Scotsman Ice Systems | Scotsman | C2148MR-3E*ERC611-32E | Remote Condensing w/o Remote C | Air-Cooled Condenser | Cube | Batch | 1746 | 4.53 | 4.59 |  |  |  | Federally-Regulated Commercial & Industrial Equipment | 03/17/2023 | 201785785 | 07/06/2023
Scotsman Ice Systems | Scotsman | C1030MA-32E | Ice-making Head | Air-Cooled Condenser | Cube | Batch | 781 | 4.96 |  |  |  |  | Federally-Regulated Commercial & Industrial Equipment | 07/06/2023 | 202053813 | 07/06/2023
Scotsman Ice Systems | Scotsman | EH222SL-1E*ECC1410-3E | Both Remote Condensing & Remot | Air-Cooled Condenser | Cube | Batch | 827 | 4.98 |  |  |  |  | Federally-Regulated Commercial & Industrial Equipment | 07/06/2023 | 201884150 | 07/06/2023
Scotsman Ice Systems | Scotsman | C1848SW-32E | Ice-making Head | Water-Cooled Condenser | Cube | Batch | 1668 | 3.92 |  | 138 |  |  | Federally-Regulated Commercial & Industrial Equipment | 07/06/2023 | 10595458 | 07/06/2023
Scotsman Ice Systems | Scotsman | C2648MR-3E*PRC241-32E | Remote Condensing w/o Remote C | Air-Cooled Condenser | Cube | Batch | 2131 | 4.44 |  |  |  |  | Federally-Regulated Commercial & Industrial Equipment | 07/06/2023 | 201785783 | 07/06/2023
Scotsman Ice Systems | Scotsman | C0530MA-1E | Ice-making Head | Air-Cooled Condenser | Cube | Batch | 361 | 5.68 |  |  |  |  | Federally-Regulated Commercial & Industrial Equipment | 07/06/2023 | 202348424 | 07/06/2023
Scotsman Ice Systems | Scotsman | C0530SA-1E | Ice-making Head | Air-Cooled Condenser | Cube | Batch | 361 | 5.68 |  |  |  |  | Federally-Regulated Commercial & Industrial Equipment | 07/06/2023 | 202348425 | 07/06/2023
Scotsman Ice Systems | Scotsman | C2648SR-3E*PRC241-32E | Remote Condensing w/o Remote C | Air-Cooled Condenser | Cube | Batch | 2131 | 4.44 |  |  |  |  | Federally-Regulated Commercial & Industrial Equipment | 07/06/2023 | 201785784 | 07/06/2023
Scotsman Ice Systems | Scotsman | C0530MA-32E | Ice-making Head | Air-Cooled Condenser | Cube | Batch | 361 | 5.68 |  |  |  |  | Federally-Regulated Commercial & Industrial Equipment | 07/06/2023 | 202348426 | 07/06/2023
Scotsman Ice Systems | Scotsman | C1848MA-32E | Ice-making Head | Air-Cooled Condenser | Cube | Batch | 1426 | 4.48 |  |  |  |  | Federally-Regulated Commercial & Industrial Equipment | 07/06/2023 | 10595455 | 07/06/2023
Scotsman Ice Systems | Scotsman | CU0515GA-1E | Self-Contained | Air-Cooled Condenser | Cube | Batch | 58 | 12.05 |  |  |  |  | Federally-Regulated Commercial & Industrial Equipment | 07/06/2023 | 201950722 | 07/06/2023
Scotsman Ice Systems | Scotsman | C0530SA-32E | Ice-making Head | Air-Cooled Condenser | Cube | Batch | 361 | 5.68 |  |  |  |  | Federally-Regulated Commercial & Industrial Equipment | 07/06/2023 | 202348427 | 07/06/2023
Scotsman Ice Systems | Scotsman | C2148MR-3E*ERC611-32E | Remote Condensing w/o Remote C | Air-Cooled Condenser | Cube | Batch | 1746 | 4.53 |  |  |  |  | Federally-Regulated Commercial & Industrial Equipment | 07/06/2023 | 201785785 | 07/06/2023
Scotsman Ice Systems | Scotsman | MC0830SW-32A | Ice-making Head | Water-Cooled Condenser | Cube | Batch | 832 | 4 | 4.21 | 136 | 181.7 |  | Federally-Regulated Commercial & Industrial Equipment | 01/17/2023 | 211039408 | 07/06/2023
Scotsman Ice Systems | Scotsman | MC1448MR-32A*ERC311-32E | Remote Condensing w/o Remote C | Air-Cooled Condenser | Cube | Batch | 1258 | 4.34 | 4.59 |  |  |  | Federally-Regulated Commercial & Industrial Equipment | 01/17/2023 | 211039419 | 07/06/2023
Scotsman Ice Systems | Scotsman | HID525AW-1# | Self-Contained | Air-Cooled Condenser | Flake | Continuous | 365 | 5.5 | 7.19 |  |  | 1.16 | Federally-Regulated Commercial & Industrial Equipment | 07/15/2020 | 8200985 | 07/06/2023
Scotsman Ice Systems | Scotsman | NS0622R-1B*ERC111-1E | Remote Condensing w/o Remote C | Air-Cooled Condenser | Flake | Continuous | 515 | 4.82 | 6.71 |  |  | 1.17 | Federally-Regulated Commercial & Industrial Equipment | 09/15/2021 | 207348594 | 07/06/2023
Scotsman Ice Systems | Scotsman | MC0530MW-1A | Ice-making Head | Water-Cooled Condenser | Cube | Batch | 354 | 5.04 | 5.12 | 118 | 192.2 |  | Federally-Regulated Commercial & Industrial Equipment | 01/17/2023 | 211039389 | 07/06/2023
Scotsman Ice Systems | Scotsman | MC1448SR-3A*ERC311-32E | Remote Condensing w/o Remote C | Air-Cooled Condenser | Cube | Batch | 1258 | 4.34 | 4.59 |  |  |  | Federally-Regulated Commercial & Industrial Equipment | 01/17/2023 | 211039425 | 07/06/2023
Scotsman Ice Systems | Scotsman | MC0322MW-1A | Ice-making Head | Water-Cooled Condenser | Cube | Batch | 292 | 5.23 | 5.27 | 144 | 193.6 |  | Federally-Regulated Commercial & Industrial Equipment | 01/17/2023 | 211039607 | 07/06/2023
Scotsman Ice Systems | Scotsman | FS0822W-1B | Ice-making Head | Water-Cooled Condenser | Flake | Continuous | 581 | 3.41 | 4.93 | 87 | 168.5 | 1.38 | Federally-Regulated Commercial & Industrial Equipment | 09/15/2021 | 207348592 | 07/06/2023
Scotsman Ice Systems | Scotsman | EH430ML-1#*ECC1410-3# | Remote Condensing w/o Remote C | Air-Cooled Condenser | Cube | Batch | 1200 | 4.5 | 4.59 |  |  |  | Federally-Regulated Commercial & Industrial Equipment | 03/17/2023 | 8819753 | 07/06/2023
Scotsman Ice Systems | Scotsman | MC1448SW-32A | Ice-making Head | Water-Cooled Condenser | Cube | Batch | 1340 | 3.7 | 4.04 | 100 | 170.5 |  | Federally-Regulated Commercial & Industrial Equipment | 01/17/2023 | 211039426 | 07/06/2023
Scotsman Ice Systems | Scotsman | MC1448MW-3A | Ice-making Head | Water-Cooled Condenser | Cube | Batch | 1340 | 3.65 | 4.04 | 100 | 170.5 |  | Federally-Regulated Commercial & Industrial Equipment | 01/17/2023 | 211039620 | 07/06/2023
Scotsman Ice Systems | Scotsman | MC1030MR-3A*ERC311-32E | Remote Condensing w/o Remote C | Air-Cooled Condenser | Cube | Batch | 869 | 4.97 | 5 |  |  |  | Federally-Regulated Commercial & Industrial Equipment | 01/17/2023 | 211039411 | 07/06/2023
Scotsman Ice Systems | Scotsman | MC1448SR-32A*ERC311-32E | Remote Condensing w/o Remote C | Air-Cooled Condenser | Cube | Batch | 1258 | 4.34 | 4.59 |  |  |  | Federally-Regulated Commercial & Industrial Equipment | 01/17/2023 | 211039424 | 07/06/2023
Scotsman Ice Systems | Scotsman | MC1030SA-32A | Ice-making Head | Air-Cooled Condenser | Cube | Batch | 810 | 4.84 | 5.04 |  |  |  | Federally-Regulated Commercial & Industrial Equipment | 01/17/2023 | 211039413 | 07/06/2023
Scotsman Ice Systems | Scotsman | MC0522MW-1A | Ice-making Head | Water-Cooled Condenser | Cube | Batch | 409 | 4.48 | 5.02 | 152 | 191 |  | Federally-Regulated Commercial & Industrial Equipment | 01/17/2023 | 211039613 | 07/06/2023
Scotsman Ice Systems | Scotsman | HID525A-1# | Self-Contained | Air-Cooled Condenser | Flake | Continuous | 365 | 5.5 | 7.19 |  |  | 1.16 | Federally-Regulated Commercial & Industrial Equipment | 07/15/2020 | 8200984 | 07/06/2023
Scotsman Ice Systems | Scotsman | MC0322SA-1A | Ice-making Head | Air-Cooled Condenser | Cube | Batch | 232 | 6.95 | 7.14 |  |  |  | Federally-Regulated Commercial & Industrial Equipment | 01/17/2023 | 211039608 | 07/06/2023
Scotsman Ice Systems | Scotsman | MC0522SW-32A | Ice-making Head | Water-Cooled Condenser | Cube | Batch | 409 | 4.48 | 5.02 | 152 | 191 |  | Federally-Regulated Commercial & Industrial Equipment | 01/17/2023 | 211039617 | 07/06/2023
Scotsman Ice Systems | Scotsman | MC0630SR-32A*ERC311-32E | Remote Condensing w/o Remote C | Air-Cooled Condenser | Cube | Batch | 540 | 5.35 | 6.12 |  |  |  | Federally-Regulated Commercial & Industrial Equipment | 01/17/2023 | 211039398 | 07/06/2023
Scotsman Ice Systems | Scotsman | MC0830MA-32A | Ice-making Head | Air-Cooled Condenser | Cube | Batch | 718 | 4.99 | 5.26 |  |  |  | Federally-Regulated Commercial & Industrial Equipment | 01/17/2023 | 211039401 | 07/06/2023
Scotsman Ice Systems | Scotsman | MC0630SA-32A | Ice-making Head | Air-Cooled Condenser | Cube | Batch | 474 | 5.63 | 5.87 |  |  |  | Federally-Regulated Commercial & Industrial Equipment | 01/17/2023 | 211039397 | 07/06/2023
Scotsman Ice Systems | Scotsman | MC1030SW-32A | Ice-making Head | Water-Cooled Condenser | Cube | Batch | 929 | 3.96 | 4.16 | 167 | 179.6 |  | Federally-Regulated Commercial & Industrial Equipment | 01/17/2023 | 211039416 | 07/06/2023
Scotsman Ice Systems | Scotsman | MC0530SA-32A | Ice-making Head | Air-Cooled Condenser | Cube | Batch | 361 | 5.68 | 6.15 |  |  |  | Federally-Regulated Commercial & Industrial Equipment | 01/17/2023 | 211039391 | 07/06/2023
Scotsman Ice Systems | Scotsman | MC2148MR-32A*ERC611-32E | Remote Condensing w/o Remote C | Air-Cooled Condenser | Cube | Batch | 1746 | 4.53 | 4.59 |  |  |  | Federally-Regulated Commercial & Industrial Equipment | 01/17/2023 | 211039434 | 07/06/2023
Scotsman Ice Systems | Scotsman | MC0722MA-32A | Ice-making Head | Air-Cooled Condenser | Cube | Batch | 566 | 5.26 | 5.64 |  |  |  | Federally-Regulated Commercial & Industrial Equipment | 01/17/2023 | 211039618 | 07/06/2023
Scotsman Ice Systems | Scotsman | NS0622A-32B | Ice-making Head | Air-Cooled Condenser | Flake | Continuous | 530 | 4.91 | 6.53 |  |  | 1.19 | Federally-Regulated Commercial & Industrial Equipment | 09/15/2021 | 207348588 | 07/06/2023
Scotsman Ice Systems | Scotsman | MC1848MR-3A*ERC611-32E | Remote Condensing w/o Remote C | Air-Cooled Condenser | Cube | Batch | 1662 | 4.3 | 4.59 |  |  |  | Federally-Regulated Commercial & Industrial Equipment | 01/17/2023 | 211039622 | 07/06/2023
Scotsman Ice Systems | Scotsman | MC430SL-1A*ECC1410-3# | Remote Condensing w/o Remote C | Air-Cooled Condenser | Cube | Batch | 1200 | 4.5 | 4.59 |  |  |  | Federally-Regulated Commercial & Industrial Equipment | 01/17/2023 | 211039623 | 07/06/2023
Scotsman Ice Systems | Scotsman | MC330SL-1A*ECC1200-32E | Remote Condensing w/o Remote C | Air-Cooled Condenser | Cube | Batch | 1103 | 4.55 |  |  |  |  | Federally-Regulated Commercial & Industrial Equipment | 01/17/2023 | 211039442 | 07/06/2023
Scotsman Ice Systems | Scotsman | MC0522SA-32A | Ice-making Head | Air-Cooled Condenser | Cube | Batch | 340 | 5.94 | 6.2 |  |  |  | Federally-Regulated Commercial & Industrial Equipment | 01/17/2023 | 211039615 | 07/06/2023
Scotsman Ice Systems | Scotsman | MC0630MR-32A*ERC311-32E | Remote Condensing w/o Remote C | Air-Cooled Condenser | Cube | Batch | 540 | 5.35 | 6.12 |  |  |  | Federally-Regulated Commercial & Industrial Equipment | 01/17/2023 | 211039395 | 07/06/2023
Scotsman Ice Systems | Scotsman | MC1448MW-32A | Ice-making Head | Water-Cooled Condenser | Cube | Batch | 1340 | 3.7 | 4.04 | 100 | 170.5 |  | Federally-Regulated Commercial & Industrial Equipment | 01/17/2023 | 211039421 | 07/06/2023
Scotsman Ice Systems | Scotsman | MC222SL-1A*ECC1410-3E | Remote Condensing w/o Remote C | Air-Cooled Condenser | Cube | Batch | 827 | 4.98 |  |  |  |  | Federally-Regulated Commercial & Industrial Equipment | 01/17/2023 | 211039439 | 07/06/2023
Scotsman Ice Systems | Scotsman | MC0530MA-1A | Ice-making Head | Air-Cooled Condenser | Cube | Batch | 361 | 5.68 | 6.15 |  |  |  | Federally-Regulated Commercial & Industrial Equipment | 01/17/2023 | 211039387 | 07/06/2023
Scotsman Ice Systems | Scotsman | MC0330MW-1A | Ice-making Head | Water-Cooled Condenser | Cube | Batch | 326 | 4.97 | 5.18 | 139 | 192.8 |  | Federally-Regulated Commercial & Industrial Equipment | 01/17/2023 | 211039384 | 07/06/2023
Scotsman Ice Systems | Scotsman | MC0830MW-32A | Ice-making Head | Water-Cooled Condenser | Cube | Batch | 832 | 4 | 4.21 | 136 | 181.7 |  | Federally-Regulated Commercial & Industrial Equipment | 01/17/2023 | 211039404 | 07/06/2023
Scotsman Ice Systems | Scotsman | MC1848SR-32A*ERC611-32E | Remote Condensing w/o Remote C | Air-Cooled Condenser | Cube | Batch | 1662 | 4.3 | 4.59 |  |  |  | Federally-Regulated Commercial & Industrial Equipment | 01/17/2023 | 211039431 | 07/06/2023
Scotsman Ice Systems | Scotsman | MC2148SR-32A*ERC611-32E | Remote Condensing w/o Remote C | Air-Cooled Condenser | Cube | Batch | 1746 | 4.53 | 4.59 |  |  |  | Federally-Regulated Commercial & Industrial Equipment | 01/17/2023 | 211039436 | 07/06/2023
Scotsman Ice Systems | Scotsman | MC222SL-1A*ECC1410-32E | Remote Condensing w/o Remote C | Air-Cooled Condenser | Cube | Batch | 827 | 4.98 | 5.14 |  |  |  | Federally-Regulated Commercial & Industrial Equipment | 01/17/2023 | 211039438 | 07/06/2023
Scotsman Ice Systems | Scotsman | MC0830SA-32A | Ice-making Head | Air-Cooled Condenser | Cube | Batch | 718 | 4.99 | 5.26 |  |  |  | Federally-Regulated Commercial & Industrial Equipment | 01/17/2023 | 211039405 | 07/06/2023
Scotsman Ice Systems | Scotsman | MC1448MA-32A | Ice-making Head | Air-Cooled Condenser | Cube | Batch | 1296 | 4.25 | 4.73 |  |  |  | Federally-Regulated Commercial & Industrial Equipment | 01/17/2023 | 211039417 | 07/06/2023
Scotsman Ice Systems | Scotsman | MC1448SA-32A | Ice-making Head | Air-Cooled Condenser | Cube | Batch | 1296 | 4.25 | 4.73 |  |  |  | Federally-Regulated Commercial & Industrial Equipment | 01/17/2023 | 211039422 | 07/06/2023
Scotsman Ice Systems | Scotsman | MC0330MA-1A | Ice-making Head | Air-Cooled Condenser | Cube | Batch | 288 | 6.23 | 6.45 |  |  |  | Federally-Regulated Commercial & Industrial Equipment | 01/17/2023 | 211039382 | 07/06/2023
Scotsman Ice Systems | Scotsman | MC1030SR-3A*ERC311-32E | Remote Condensing w/o Remote C | Air-Cooled Condenser | Cube | Batch | 869 | 4.97 | 5 |  |  |  | Federally-Regulated Commercial & Industrial Equipment | 01/17/2023 | 211039415 | 07/06/2023
Scotsman Ice Systems | Scotsman | MC0322MA-1A | Ice-making Head | Air-Cooled Condenser | Cube | Batch | 232 | 6.95 |  |  |  |  | Federally-Regulated Commercial & Industrial Equipment | 01/17/2023 | 211039605 | 07/06/2023
Scotsman Ice Systems | Scotsman | MC2648MR-3A*PRC241-32E | Remote Condensing w/o Remote C | Air-Cooled Condenser | Cube | Batch | 2131 | 4.44 |  |  |  |  | Federally-Regulated Commercial & Industrial Equipment | 01/17/2023 | 211039440 | 07/06/2023
Scotsman Ice Systems | Scotsman | MC0530SA-1A | Ice-making Head | Air-Cooled Condenser | Cube | Batch | 361 | 5.68 | 6.15 |  |  |  | Federally-Regulated Commercial & Industrial Equipment | 01/17/2023 | 211039390 | 07/06/2023
Scotsman Ice Systems | Scotsman | EH430ML-1#*ECC1410-32# | Remote Condensing w/o Remote C | Air-Cooled Condenser | Cube | Batch | 1200 | 4.5 | 4.59 |  |  |  | Federally-Regulated Commercial & Industrial Equipment | 03/17/2023 | 8819752 | 07/06/2023
Scotsman Ice Systems | Scotsman | HID540A-1# | Self-Contained | Air-Cooled Condenser | Flake | Continuous | 365 | 5.5 | 7.19 |  |  | 1.16 | Federally-Regulated Commercial & Industrial Equipment | 07/15/2020 | 8200986 | 07/06/2023
Scotsman Ice Systems | Scotsman | CU0715MA-1# | Self-Contained | Air-Cooled Condenser | Cube | Batch | 58 | 11 | 12.07 |  |  |  | Federally-Regulated Commercial & Industrial Equipment | 07/15/2020 | 6970223 | 07/06/2023
Scotsman Ice Systems | Scotsman | MC0322SW-32A | Ice-making Head | Water-Cooled Condenser | Cube | Batch | 292 | 5.23 | 5.27 | 144 | 193.6 |  | Federally-Regulated Commercial & Industrial Equipment | 01/17/2023 | 211039610 | 07/06/2023
Scotsman Ice Systems | Scotsman | MC1448SA-3A | Ice-making Head | Air-Cooled Condenser | Cube | Batch | 1296 | 4.25 | 4.73 |  |  |  | Federally-Regulated Commercial & Industrial Equipment | 01/17/2023 | 211039423 | 07/06/2023
Scotsman Ice Systems | Scotsman | MC0530SR-1A*ERC111-1# | Remote Condensing w/o Remote C | Air-Cooled Condenser | Cube | Batch | 400 | 6.5 | 6.6 |  |  |  | Federally-Regulated Commercial & Industrial Equipment | 01/17/2023 | 211039392 | 07/06/2023
Scotsman Ice Systems | Scotsman | MC0722SA-32A | Ice-making Head | Air-Cooled Condenser | Cube | Batch | 566 | 5.26 | 5.64 |  |  |  | Federally-Regulated Commercial & Industrial Equipment | 01/17/2023 | 211039619 | 07/06/2023
Scotsman Ice Systems | Scotsman | MC0830SR-32A*ERC311-32# | Remote Condensing w/o Remote C | Air-Cooled Condenser | Cube | Batch | 780 | 4.7 | 5.3 |  |  |  | Federally-Regulated Commercial & Industrial Equipment | 01/17/2023 | 211039407 | 07/06/2023
Scotsman Ice Systems | Scotsman | MC0522SA-1A | Ice-making Head | Air-Cooled Condenser | Cube | Batch | 340 | 5.94 | 6.2 |  |  |  | Federally-Regulated Commercial & Industrial Equipment | 01/17/2023 | 211039614 | 07/06/2023
Scotsman Ice Systems | Scotsman | MC0330SA-1A | Ice-making Head | Air-Cooled Condenser | Cube | Batch | 288 | 6.23 | 6.45 |  |  |  | Federally-Regulated Commercial & Industrial Equipment | 01/17/2023 | 211039385 | 07/06/2023
Scotsman Ice Systems | Scotsman | MC1848MW-32A | Ice-making Head | Water-Cooled Condenser | Cube | Batch | 1668 | 3.92 | 4 | 138 | 163.3 |  | Federally-Regulated Commercial & Industrial Equipment | 01/17/2023 | 211039429 | 07/06/2023
Scotsman Ice Systems | Scotsman | NH0622A-32B | Ice-making Head | Air-Cooled Condenser | Flake | Continuous | 466 | 5.65 | 6.74 |  |  | 1.15 | Federally-Regulated Commercial & Industrial Equipment | 09/15/2021 | 207348589 | 07/06/2023
Scotsman Ice Systems | Scotsman | MC0630MA-32A | Ice-making Head | Air-Cooled Condenser | Cube | Batch | 474 | 5.63 | 5.87 |  |  |  | Federally-Regulated Commercial & Industrial Equipment | 01/17/2023 | 211039394 | 07/06/2023
Scotsman Ice Systems | Scotsman | MC1448SW-3A | Ice-making Head | Water-Cooled Condenser | Cube | Batch | 1340 | 3.65 | 4.04 | 100 | 170.5 |  | Federally-Regulated Commercial & Industrial Equipment | 01/17/2023 | 211039621 | 07/06/2023
Scotsman Ice Systems | Scotsman | MC1030MW-32A | Ice-making Head | Water-Cooled Condenser | Cube | Batch | 929 | 3.96 | 4.16 | 167 | 179.6 |  | Federally-Regulated Commercial & Industrial Equipment | 01/17/2023 | 211039412 | 07/06/2023
Scotsman Ice Systems | Scotsman | CU0920MA-1# | Self-Contained | Air-Cooled Condenser | Cube | Batch | 80 | 10 | 11.04 |  |  |  | Federally-Regulated Commercial & Industrial Equipment | 07/15/2020 | 6970224 | 07/06/2023
Scotsman Ice Systems | Scotsman | MC1848MR-32A*ERC611-32E | Remote Condensing w/o Remote C | Air-Cooled Condenser | Cube | Batch | 1662 | 4.3 | 4.59 |  |  |  | Federally-Regulated Commercial & Industrial Equipment | 01/17/2023 | 211039428 | 07/06/2023
Scotsman Ice Systems | Scotsman | MC2148MR-3A*ERC611-32E | Remote Condensing w/o Remote C | Air-Cooled Condenser | Cube | Batch | 1746 | 4.53 | 4.59 |  |  |  | Federally-Regulated Commercial & Industrial Equipment | 01/17/2023 | 211039435 | 07/06/2023
Scotsman Ice Systems | Scotsman | HID312AW-1# | Self-Contained | Air-Cooled Condenser | Flake | Continuous | 220 | 4.9 | 8.1 |  |  | 1.19 | Federally-Regulated Commercial & Industrial Equipment | 07/15/2020 | 8200983 | 07/06/2023
Scotsman Ice Systems | Scotsman | MC0522MA-32A | Ice-making Head | Air-Cooled Condenser | Cube | Batch | 340 | 5.94 | 6.2 |  |  |  | Federally-Regulated Commercial & Industrial Equipment | 01/17/2023 | 211039612 | 07/06/2023
Scotsman Ice Systems | Scotsman | MC2148SR-3A*ERC611-32E | Remote Condensing w/o Remote C | Air-Cooled Condenser | Cube | Batch | 1746 | 4.53 | 4.59 |  |  |  | Federally-Regulated Commercial & Industrial Equipment | 01/17/2023 | 211039437 | 07/06/2023
Scotsman Ice Systems | Scotsman | MC1030MA-32A | Ice-making Head | Air-Cooled Condenser | Cube | Batch | 810 | 4.84 | 5.04 |  |  |  | Federally-Regulated Commercial & Industrial Equipment | 01/17/2023 | 211039409 | 07/06/2023
Scotsman Ice Systems | Scotsman | MC1848MA-32A | Ice-making Head | Air-Cooled Condenser | Cube | Batch | 1426 | 4.48 | 4.65 |  |  |  | Federally-Regulated Commercial & Industrial Equipment | 01/17/2023 | 211039427 | 07/06/2023
Scotsman Ice Systems | Scotsman | C0830MW-32# | Ice-making Head | Water-Cooled Condenser | Cube | Batch | 832 | 4 | 4.21 | 136 | 181.7 |  | Federally-Regulated Commercial & Industrial Equipment | 03/17/2023 | 8914349 | 07/06/2023
Scotsman Ice Systems | Scotsman | MC2648SR-3A*PRC241-32E | Remote Condensing w/o Remote C | Air-Cooled Condenser | Cube | Batch | 2131 | 4.44 |  |  |  |  | Federally-Regulated Commercial & Industrial Equipment | 01/17/2023 | 211039441 | 07/06/2023
Scotsman Ice Systems | Scotsman | MC0830SA-3A | Ice-making Head | Air-Cooled Condenser | Cube | Batch | 718 | 4.99 | 5.26 |  |  |  | Federally-Regulated Commercial & Industrial Equipment | 01/17/2023 | 211039406 | 07/06/2023
Scotsman Ice Systems | Scotsman | MC0522SW-1A | Ice-making Head | Water-Cooled Condenser | Cube | Batch | 409 | 4.48 | 5.02 | 152 | 191 |  | Federally-Regulated Commercial & Industrial Equipment | 01/17/2023 | 211039616 | 07/06/2023
Scotsman Ice Systems | Scotsman | MC0530SW-1A | Ice-making Head | Water-Cooled Condenser | Cube | Batch | 354 | 5.04 | 5.12 | 118 | 192.2 |  | Federally-Regulated Commercial & Industrial Equipment | 01/17/2023 | 211039393 | 07/06/2023
Scotsman Ice Systems | Scotsman | MC1030SR-32A*ERC311-32E | Remote Condensing w/o Remote C | Air-Cooled Condenser | Cube | Batch | 869 | 4.97 | 5 |  |  |  | Federally-Regulated Commercial & Industrial Equipment | 01/17/2023 | 211039414 | 07/06/2023
Scotsman Ice Systems | Scotsman | MC1030MR-32A*ERC311-32E | Remote Condensing w/o Remote C | Air-Cooled Condenser | Cube | Batch | 869 | 4.97 | 5 |  |  |  | Federally-Regulated Commercial & Industrial Equipment | 01/17/2023 | 211039410 | 07/06/2023
Scotsman Ice Systems | Scotsman | FS0822W-32B | Ice-making Head | Water-Cooled Condenser | Flake | Continuous | 581 | 3.41 | 4.93 | 87 | 168.5 | 1.38 | Federally-Regulated Commercial & Industrial Equipment | 09/15/2021 | 207348593 | 07/06/2023
Scotsman Ice Systems | Scotsman | MC0322MA-32A | Ice-making Head | Air-Cooled Condenser | Cube | Batch | 232 | 6.95 | 7.14 |  |  |  | Federally-Regulated Commercial & Industrial Equipment | 01/17/2023 | 211039606 | 07/06/2023
Scotsman Ice Systems | Scotsman | HID525W-1# | Self-Contained | Water-Cooled Condenser | Flake | Continuous | 400 | 4.3 | 6.39 | 120 | 142.9 | 1.13 | Federally-Regulated Commercial & Industrial Equipment | 07/15/2020 | 8200988 | 07/06/2023
Scotsman Ice Systems | Scotsman | HID540W-1# | Self-Contained | Water-Cooled Condenser | Flake | Continuous | 400 | 4.3 | 6.39 | 120 | 142.9 | 1.13 | Federally-Regulated Commercial & Industrial Equipment | 07/15/2020 | 8200989 | 07/06/2023
Scotsman Ice Systems | Scotsman | MC0330MA-32A | Ice-making Head | Air-Cooled Condenser | Cube | Batch | 288 | 6.23 | 6.45 |  |  |  | Federally-Regulated Commercial & Industrial Equipment | 01/17/2023 | 211039383 | 07/06/2023
Scotsman Ice Systems | Scotsman | MC430SL-1A*ECC1410-32# | Remote Condensing w/o Remote C | Air-Cooled Condenser | Cube | Batch | 1200 | 4.5 |  |  |  |  | Federally-Regulated Commercial & Industrial Equipment | 01/17/2023 | 211039445 | 07/06/2023
Scotsman Ice Systems | Scotsman | MC0630SW-32A | Ice-making Head | Water-Cooled Condenser | Cube | Batch | 573 | 4.1 | 4.71 | 160 | 187.4 |  | Federally-Regulated Commercial & Industrial Equipment | 01/17/2023 | 211039399 | 07/06/2023
Scotsman Ice Systems | Scotsman | MC0330SW-1A | Ice-making Head | Water-Cooled Condenser | Cube | Batch | 326 | 4.97 | 5.18 | 139 | 192.8 |  | Federally-Regulated Commercial & Industrial Equipment | 01/17/2023 | 211039386 | 07/06/2023
Scotsman Ice Systems | Scotsman | MC1848SA-32A | Ice-making Head | Air-Cooled Condenser | Cube | Batch | 1426 | 4.48 | 4.65 |  |  |  | Federally-Regulated Commercial & Industrial Equipment | 01/17/2023 | 211039430 | 07/06/2023
Scotsman Ice Systems | Scotsman | MC430ML-1A*ECC1410-32# | Remote Condensing w/o Remote C | Air-Cooled Condenser | Cube | Batch | 1200 | 4.5 |  |  |  |  | Federally-Regulated Commercial & Industrial Equipment | 01/17/2023 | 211039443 | 07/06/2023
Scotsman Ice Systems | Scotsman | MC0830MR-32A*ERC311-32# | Remote Condensing w/o Remote C | Air-Cooled Condenser | Cube | Batch | 780 | 4.7 | 5.3 |  |  |  | Federally-Regulated Commercial & Industrial Equipment | 01/17/2023 | 211039403 | 07/06/2023
Scotsman Ice Systems | Scotsman | MC1448MA-3A | Ice-making Head | Air-Cooled Condenser | Cube | Batch | 1296 | 4.25 | 4.73 |  |  |  | Federally-Regulated Commercial & Industrial Equipment | 01/17/2023 | 211039418 | 07/06/2023
Scotsman Ice Systems | Scotsman | HID540AW-1# | Self-Contained | Air-Cooled Condenser | Flake | Continuous | 365 | 5.5 | 7.19 |  |  | 1.16 | Federally-Regulated Commercial & Industrial Equipment | 07/15/2020 | 8200987 | 07/06/2023
Scotsman Ice Systems | Scotsman | MC0630MW-32A | Ice-making Head | Water-Cooled Condenser | Cube | Batch | 573 | 4.1 | 4.71 | 160 | 187.4 |  | Federally-Regulated Commercial & Industrial Equipment | 01/17/2023 | 211039396 | 07/06/2023
Scotsman Ice Systems | Scotsman | MC0530MA-32A | Ice-making Head | Air-Cooled Condenser | Cube | Batch | 361 | 5.68 | 6.15 |  |  |  | Federally-Regulated Commercial & Industrial Equipment | 01/17/2023 | 211039388 | 07/06/2023
Scotsman Ice Systems | Scotsman | MC430ML-1A*ECC1410-3# | Remote Condensing w/o Remote C | Air-Cooled Condenser | Cube | Batch | 1200 | 4.5 |  |  |  |  | Federally-Regulated Commercial & Industrial Equipment | 01/17/2023 | 211039444 | 07/06/2023
Scotsman Ice Systems | Scotsman | MC0522MA-1A | Ice-making Head | Air-Cooled Condenser | Cube | Batch | 340 | 5.94 | 6.2 |  |  |  | Federally-Regulated Commercial & Industrial Equipment | 01/17/2023 | 211039611 | 07/06/2023
Scotsman Ice Systems | Scotsman | MC1448MR-3A*ERC311-32E | Remote Condensing w/o Remote C | Air-Cooled Condenser | Cube | Batch | 1258 | 4.34 | 4.59 |  |  |  | Federally-Regulated Commercial & Industrial Equipment | 01/17/2023 | 211039420 | 07/06/2023
Scotsman Ice Systems | Scotsman | MC0830MA-3A | Ice-making Head | Air-Cooled Condenser | Cube | Batch | 718 | 4.99 | 5.26 |  |  |  | Federally-Regulated Commercial & Industrial Equipment | 01/17/2023 | 211039402 | 07/06/2023
Scotsman Ice Systems | Scotsman | HID312A-1# | Self-Contained | Air-Cooled Condenser | Flake | Continuous | 220 | 4.9 | 8.1 |  |  | 1.19 | Federally-Regulated Commercial & Industrial Equipment | 07/15/2020 | 8200982 | 07/06/2023
Scotsman Ice Systems | Scotsman | MC1848SR-3A*ERC611-32E | Remote Condensing w/o Remote C | Air-Cooled Condenser | Cube | Batch | 1662 | 4.3 | 4.59 |  |  |  | Federally-Regulated Commercial & Industrial Equipment | 01/17/2023 | 211039432 | 07/06/2023
Scotsman Ice Systems | Scotsman | MC1848SW-32A | Ice-making Head | Water-Cooled Condenser | Cube | Batch | 1668 | 3.92 | 4 | 138 | 163.3 |  | Federally-Regulated Commercial & Industrial Equipment | 01/17/2023 | 211039433 | 07/06/2023
Scotsman Ice Systems | Scotsman | MC0322SW-1A | Ice-making Head | Water-Cooled Condenser | Cube | Batch | 292 | 5.23 | 5.27 | 144 | 193.6 |  | Federally-Regulated Commercial & Industrial Equipment | 01/17/2023 | 211039609 | 07/06/2023
Scotsman Ice Systems | Scotsman | MC0830SW-32A | Ice-making Head | Water-Cooled Condenser | Cube | Batch | 832 | 4 | 4.21 | 136 | 181.7 |  | Federally-Regulated Commercial & Industrial Equipment | 01/17/2023 | 211039408 | 07/06/2023
Scotsman Ice Systems | Scotsman | MC1448MR-32A*ERC311-32E | Remote Condensing w/o Remote C | Air-Cooled Condenser | Cube | Batch | 1258 | 4.34 | 4.59 |  |  |  | Federally-Regulated Commercial & Industrial Equipment | 01/17/2023 | 211039419 | 07/06/2023
Scotsman Ice Systems | Scotsman | HID525AW-1# | Self-Contained | Air-Cooled Condenser | Flake | Continuous | 365 | 5.5 | 7.19 |  |  | 1.16 | Federally-Regulated Commercial & Industrial Equipment | 07/15/2020 | 8200985 | 07/06/2023
Scotsman Ice Systems | Scotsman | NS0622R-1B*ERC111-1E | Remote Condensing w/o Remote C | Air-Cooled Condenser | Flake | Continuous | 515 | 4.82 | 6.71 |  |  | 1.17 | Federally-Regulated Commercial & Industrial Equipment | 09/15/2021 | 207348594 | 07/06/2023
Scotsman Ice Systems | Scotsman | MC0530MW-1A | Ice-making Head | Water-Cooled Condenser | Cube | Batch | 354 | 5.04 | 5.12 | 118 | 192.2 |  | Federally-Regulated Commercial & Industrial Equipment | 01/17/2023 | 211039389 | 07/06/2023
Scotsman Ice Systems | Scotsman | MC1448SR-3A*ERC311-32E | Remote Condensing w/o Remote C | Air-Cooled Condenser | Cube | Batch | 1258 | 4.34 | 4.59 |  |  |  | Federally-Regulated Commercial & Industrial Equipment | 01/17/2023 | 211039425 | 07/06/2023
Scotsman Ice Systems | Scotsman | MC0322MW-1A | Ice-making Head | Water-Cooled Condenser | Cube | Batch | 292 | 5.23 |  | 144 |  |  | Federally-Regulated Commercial & Industrial Equipment | 07/06/2023 | 211039607 | 07/06/2023
Hoshizaki America | Hoshizaki | F-2001MRJ-C*URC-22F | Remote Condensing w/o Remote C | Air-Cooled Condenser | Flake | Continuous | 1500 | 4.35 | 5.06 |  |  | 1.09 | Federally-Regulated Commercial & Industrial Equipment | 04/16/2019 |  | 07/06/2023
Hoshizaki America | Hoshizaki | KMD-460MWJ | Ice-making Head | Water-Cooled Condenser | Cube | Batch | 472 | 4.16 |  | 103 |  |  | Federally-Regulated Commercial & Industrial Equipment | 11/18/2019 | 202448103 | 07/06/2023
Hoshizaki America | Hoshizaki | KM-660MAJ | Ice-making Head | Air-Cooled Condenser | Cube | Batch | 560 | 5.3 |  |  |  |  | Federally-Regulated Commercial & Industrial Equipment | 01/20/2021 | 202195195 | 07/06/2023
Hoshizaki America | Hoshizaki | KM-1100MAJ | Ice-making Head | Air-Cooled Condenser | Cube | Batch | 935 | 4.9 | 4.96 |  |  |  | Federally-Regulated Commercial & Industrial Equipment | 01/02/2019 |  | 07/06/2023
Hoshizaki America | Hoshizaki | F-801MAJ | Ice-making Head | Air-Cooled Condenser | Flake | Continuous | 566 | 4.5 |  |  |  | 1.19 | Federally-Regulated Commercial & Industrial Equipment | 11/18/2019 | 9101892 | 07/06/2023
Hoshizaki America | Hoshizaki | F-1002MRJ-C*URC-5F | Remote Condensing w/o Remote C | Air-Cooled Condenser | Flake | Continuous | 680 | 4.94 |  |  |  | 1.13 | Federally-Regulated Commercial & Industrial Equipment | 11/18/2019 | 9135447 | 07/06/2023
Hoshizaki America | Hoshizaki | KM-520MWJ | Ice-making Head | Water-Cooled Condenser | Cube | Batch | 444 | 4.65 |  | 75 |  |  | Federally-Regulated Commercial & Industrial Equipment | 11/18/2019 | 202195192 | 07/06/2023
Hoshizaki America | Hoshizaki | KMH-2100SWJ3 | Ice-making Head | Water-Cooled Condenser | Cube | Batch | 2000 | 2.92 | 4 | 92 | 156 |  | Federally-Regulated Commercial & Industrial Equipment | 01/02/2019 |  | 07/06/2023
Hoshizaki America | Hoshizaki | KM-1900SAJ | Ice-making Head | Air-Cooled Condenser | Cube | Batch | 1675 | 3.9 | 4.61 |  |  |  | Federally-Regulated Commercial & Industrial Equipment | 03/14/2019 |  | 07/06/2023
Hoshizaki America | Hoshizaki | FD-1002MRJ-C*URC-5F | Remote Condensing w/o Remote C | Air-Cooled Condenser | Flake | Continuous | 680 | 4.94 |  |  |  | 1.13 | Federally-Regulated Commercial & Industrial Equipment | 11/18/2019 | 9135448 | 07/06/2023
Hoshizaki America | Hoshizaki | FD-650MAJ-C | Ice-making Head | Air-Cooled Condenser | Flake | Continuous | 494 | 5.6 | 6.65 |  |  | 1.07 | Federally-Regulated Commercial & Industrial Equipment | 06/15/2022 | 202326768 | 07/06/2023
Hoshizaki America | Hoshizaki | KM-1340MWJ | Ice-making Head | Water-Cooled Condenser | Cube | Batch | 1280 | 3.6 | 4.06 | 129 | 171.8 |  | Federally-Regulated Commercial & Industrial Equipment | 01/02/2019 |  | 07/06/2023
Hoshizaki America | Hoshizaki | KMD-460MAJ | Ice-making Head | Air-Cooled Condenser | Cube | Batch | 400 | 5.48 |  |  |  |  | Federally-Regulated Commercial & Industrial Equipment | 11/18/2019 | 202448102 | 07/06/2023
Hoshizaki America | Hoshizaki | KM-901MAJ | Ice-making Head | Air-Cooled Condenser | Cube | Batch | 753 | 5 | 5.17 |  |  |  | Federally-Regulated Commercial & Industrial Equipment | 01/02/2019 |  | 07/06/2023
Hoshizaki America | Hoshizaki | F-1002MWJ-C | Ice-making Head | Water-Cooled Condenser | Flake | Continuous | 770 | 3.95 | 4.42 | 111 | 164.8 | 1.1 | Federally-Regulated Commercial & Industrial Equipment | 04/16/2019 |  | 07/06/2023
Hoshizaki America | Hoshizaki | KM-520MRJ*URC-5F | Remote Condensing w/o Remote C | Air-Cooled Condenser | Cube | Batch | 495 | 4.8 |  |  |  |  | Federally-Regulated Commercial & Industrial Equipment | 11/18/2019 | 202181049 | 07/06/2023
Hoshizaki America | Hoshizaki | F-1002MRJ*URC-5F | Remote Condensing w/o Remote C | Air-Cooled Condenser | Flake | Continuous | 722 | 4.51 |  |  |  | 1.19 | Federally-Regulated Commercial & Industrial Equipment | 11/18/2019 | 9135446 | 07/06/2023
Hoshizaki America | Hoshizaki | F-1002MAJ | Ice-making Head | Air-Cooled Condenser | Flake | Continuous | 758 | 4.36 |  |  |  | 1.19 | Federally-Regulated Commercial & Industrial Equipment | 11/18/2019 | 9136987 | 07/06/2023
Hoshizaki America | Hoshizaki | KM-1301SRJ3*URC-14F | Remote Condensing w/o Remote C | Air-Cooled Condenser | Cube | Batch | 1330 | 3.83 | 4.59 |  |  |  | Federally-Regulated Commercial & Industrial Equipment | 03/14/2019 |  | 07/06/2023
Hoshizaki America | Hoshizaki | KMD-860MWJ | Ice-making Head | Water-Cooled Condenser | Cube | Batch | 845 | 4.05 |  | 139 |  |  | Federally-Regulated Commercial & Industrial Equipment | 01/20/2021 | 201796790 | 07/06/2023
Hoshizaki America | Hoshizaki | KM-1100MRJ*URC-14F | Remote Condensing w/o Remote C | Air-Cooled Condenser | Cube | Batch | 1030 | 4.5 | 4.59 |  |  |  | Federally-Regulated Commercial & Industrial Equipment | 01/02/2019 |  | 07/06/2023
Hoshizaki America | Hoshizaki | F-2001MRJ*URC-22F | Remote Condensing w/o Remote C | Air-Cooled Condenser | Flake | Continuous | 1660 | 3.81 | 5.06 |  |  | 1.21 | Federally-Regulated Commercial & Industrial Equipment | 04/16/2019 |  | 07/06/2023
Hoshizaki America | Hoshizaki | KML-500MAJ | Ice-making Head | Air-Cooled Condenser | Cube | Batch | 392 | 5.95 | 6.07 |  |  |  | Federally-Regulated Commercial & Industrial Equipment | 07/22/2022 | 10055348 | 07/06/2023
Hoshizaki America | Hoshizaki | KML-700MWJ | Ice-making Head | Water-Cooled Condenser | Cube | Batch | 660 | 3.79 | 4.54 | 110 | 185.5 |  | Federally-Regulated Commercial & Industrial Equipment | 09/02/2020 | 9956465 | 07/06/2023
Hoshizaki America | Hoshizaki | KMS-2000MLJ*SRK-20J3 | Both Remote Condensing & Remot | Air-Cooled Condenser | Cube | Batch | 1900 | 4.3 | 4.79 |  |  |  | Federally-Regulated Commercial & Industrial Equipment | 11/28/2018 |  | 07/06/2023
Hoshizaki America | Hoshizaki | F-1501MRJ*URC-14F | Remote Condensing w/o Remote C | Air-Cooled Condenser | Flake | Continuous | 1181 | 4 | 5.06 |  |  | 1.36 | Federally-Regulated Commercial & Industrial Equipment | 04/05/2022 | 9118275 | 07/06/2023
Hoshizaki America | Hoshizaki | KMS-1122MLJ*SRK-12J3 | Both Remote Condensing & Remot | Air-Cooled Condenser | Cube | Batch | 1100 | 4.05 | 4.79 |  |  |  | Federally-Regulated Commercial & Industrial Equipment | 03/14/2019 |  | 07/06/2023
Hoshizaki America | Hoshizaki | F-1002MWJ | Ice-making Head | Water-Cooled Condenser | Flake | Continuous | 833 | 3.57 | 4.34 | 110 | 163.5 | 1.2 | Federally-Regulated Commercial & Industrial Equipment | 04/16/2019 |  | 07/06/2023
Hoshizaki America | Hoshizaki | F-801MWJ | Ice-making Head | Water-Cooled Condenser | Flake | Continuous | 605 | 3.9 |  | 119 |  | 1.22 | Federally-Regulated Commercial & Industrial Equipment | 11/18/2019 | 9102379 | 07/06/2023
Hoshizaki America | Hoshizaki | KM-1900SWJ | Ice-making Head | Water-Cooled Condenser | Cube | Batch | 1875 | 3.2 | 4 | 85 | 158.8 |  | Federally-Regulated Commercial & Industrial Equipment | 01/02/2019 |  | 07/06/2023
Hoshizaki America | Hoshizaki | F-2001MLJ*RACK | Both Remote Condensing & Remot | Air-Cooled Condenser | Flake | Continuous | 1733 | 0.6 | 5.26 |  |  | 1.32 | Federally-Regulated Commercial & Industrial Equipment | 04/16/2019 |  | 07/06/2023
Hoshizaki America | Hoshizaki | KM-350MAJ | Ice-making Head | Air-Cooled Condenser | Cube | Batch | 393 | 5.42 |  |  |  |  | Federally-Regulated Commercial & Industrial Equipment | 11/18/2019 | 202181050 | 07/06/2023
Hoshizaki America | Hoshizaki | FD-1002MAJ-C | Ice-making Head | Air-Cooled Condenser | Flake | Continuous | 726 | 4.57 |  |  |  | 1.11 | Federally-Regulated Commercial & Industrial Equipment | 11/18/2019 | 9135449 | 07/06/2023
Hoshizaki America | Hoshizaki | F-2001MRJ3*URC-22F | Remote Condensing w/o Remote C | Air-Cooled Condenser | Flake | Continuous | 1675 | 3.9 | 5.06 |  |  | 1.22 | Federally-Regulated Commercial & Industrial Equipment | 04/16/2019 |  | 07/06/2023
Hoshizaki America | Hoshizaki | KML-325MWJ | Ice-making Head | Water-Cooled Condenser | Cube | Batch | 355 | 4.51 | 5.12 | 106 | 192.2 |  | Federally-Regulated Commercial & Industrial Equipment | 01/02/2019 |  | 07/06/2023
Hoshizaki America | Hoshizaki | F-801MWJ-C | Ice-making Head | Water-Cooled Condenser | Flake | Continuous | 580 | 4.13 |  | 120 |  | 1.17 | Federally-Regulated Commercial & Industrial Equipment | 11/18/2019 | 9102380 | 07/06/2023
Hoshizaki America | Hoshizaki | KM-1900SAJ3 | Ice-making Head | Air-Cooled Condenser | Cube | Batch | 1675 | 3.9 | 4.61 |  |  |  | Federally-Regulated Commercial & Industrial Equipment | 03/14/2019 |  | 07/06/2023
Hoshizaki America | Hoshizaki | KM-660MRJ*URC-5F | Remote Condensing w/o Remote C | Air-Cooled Condenser | Cube | Batch | 570 | 5.25 | 6.02 |  |  |  | Federally-Regulated Commercial & Industrial Equipment | 10/13/2021 | 202195194 | 07/06/2023
Hoshizaki America | Hoshizaki | KM-1900SWJ3 | Ice-making Head | Water-Cooled Condenser | Cube | Batch | 1875 | 3.2 | 4 | 85 | 158.8 |  | Federally-Regulated Commercial & Industrial Equipment | 01/02/2019 |  | 07/06/2023
Hoshizaki America | Hoshizaki | KM-1340MRJ3*URC-14F | Remote Condensing w/o Remote C | Air-Cooled Condenser | Cube | Batch | 1266 | 4.12 |  |  |  |  | Federally-Regulated Commercial & Industrial Equipment | 11/18/2019 | 202541508 | 07/06/2023
Hoshizaki America | Hoshizaki | F-500BAJ | Self-Contained | Air-Cooled Condenser | Flake | Continuous | 420 | 5.05 |  |  |  | 1.31 | Federally-Regulated Commercial & Industrial Equipment | 09/30/2020 | 10061809 | 07/06/2023
Hoshizaki America | Hoshizaki | KM-1100MWJ | Ice-making Head | Water-Cooled Condenser | Cube | Batch | 1006 | 4 | 4.14 | 107 | 177.9 |  | Federally-Regulated Commercial & Industrial Equipment | 01/02/2019 |  | 07/06/2023
Hoshizaki America | Hoshizaki | KMS-1122MLJ*SRK-12J | Both Remote Condensing & Remot | Air-Cooled Condenser | Cube | Batch | 1075 | 4.2 | 4.79 |  |  |  | Federally-Regulated Commercial & Industrial Equipment | 01/02/2019 |  | 07/06/2023
Hoshizaki America | Hoshizaki | DKM-500BWJ | Self-Contained | Water-Cooled Condenser | Cube | Batch | 500 | 4.79 | 5.7 | 103 | 175.3 |  | Federally-Regulated Commercial & Industrial Equipment | 11/28/2018 |  | 07/06/2023
Hoshizaki America | Hoshizaki | DKM-500BAJ | Self-Contained | Air-Cooled Condenser | Cube | Batch | 534 | 5.56 | 7.35 |  |  |  | Federally-Regulated Commercial & Industrial Equipment | 12/04/2018 |  | 07/06/2023
Hoshizaki America | Hoshizaki | KMS-1402MLJ*SRK-15J3 | Both Remote Condensing & Remot | Air-Cooled Condenser | Cube | Batch | 1325 | 4.55 | 4.79 |  |  |  | Federally-Regulated Commercial & Industrial Equipment | 01/02/2019 |  | 07/06/2023
Hoshizaki America | Hoshizaki | KM-1301SRJ*URC-14F | Remote Condensing w/o Remote C | Air-Cooled Condenser | Cube | Batch | 1260 | 4.28 | 4.59 |  |  |  | Federally-Regulated Commercial & Industrial Equipment | 11/28/2018 |  | 07/06/2023
Hoshizaki America | Hoshizaki | KML-700MRJ*URC-9F | Remote Condensing w/o Remote C | Air-Cooled Condenser | Cube | Batch | 614 | 4.9 | 5.87 |  |  |  | Federally-Regulated Commercial & Industrial Equipment | 09/02/2020 | 9956464 | 07/06/2023
Hoshizaki America | Hoshizaki | KM-1301SAJ | Ice-making Head | Air-Cooled Condenser | Cube | Batch | 1301 | 4.27 | 4.73 |  |  |  | Federally-Regulated Commercial & Industrial Equipment | 01/02/2019 |  | 07/06/2023
Hoshizaki America | Hoshizaki | KML-325MAJ | Ice-making Head | Air-Cooled Condenser | Cube | Batch | 300 | 5.72 | 6.3 |  |  |  | Federally-Regulated Commercial & Industrial Equipment | 01/02/2019 |  | 07/06/2023
Hoshizaki America | Hoshizaki | KM-520MAJ | Ice-making Head | Air-Cooled Condenser | Cube | Batch | 480 | 4.68 |  |  |  |  | Federally-Regulated Commercial & Industrial Equipment | 11/18/2019 | 202181044 | 07/06/2023
Hoshizaki America | Hoshizaki | F-1501MAJ-C | Ice-making Head | Air-Cooled Condenser | Flake | Continuous | 1020 | 4.61 |  |  |  | 1.1 | Federally-Regulated Commercial & Industrial Equipment | 11/18/2019 | 9118274 | 07/06/2023
Hoshizaki America | Hoshizaki | F-1501MWJ | Ice-making Head | Water-Cooled Condenser | Flake | Continuous | 1410 | 3.2 |  | 105 |  | 1.31 | Federally-Regulated Commercial & Industrial Equipment | 11/18/2019 | 9118277 | 07/06/2023
Hoshizaki America | Hoshizaki | KM-350MWJ | Ice-making Head | Water-Cooled Condenser | Cube | Batch | 383 | 4.9 |  | 109 |  |  | Federally-Regulated Commercial & Industrial Equipment | 11/18/2019 | 202195191 | 07/06/2023
Hoshizaki America | Hoshizaki | KM-2200SWJ3 | Ice-making Head | Water-Cooled Condenser | Cube | Batch | 2200 | 3.11 | 4 | 95 | 151.6 |  | Federally-Regulated Commercial & Industrial Equipment | 01/02/2019 |  | 07/06/2023
Hoshizaki America | Hoshizaki | FS-1001MLJ-C*SRC-10J | Both Remote Condensing & Remot | Air-Cooled Condenser | Flake | Continuous | 720 | 5.07 | 5.72 |  |  | 1.1 | Federally-Regulated Commercial & Industrial Equipment | 04/16/2019 |  | 07/06/2023
Hoshizaki America | Hoshizaki | F-1002MAJ-C | Ice-making Head | Air-Cooled Condenser | Flake | Continuous | 726 | 4.57 | 5.91 |  |  | 1.11 | Federally-Regulated Commercial & Industrial Equipment | 04/16/2019 |  | 07/06/2023
Hoshizaki America | Hoshizaki | KM-660MWJ | Ice-making Head | Water-Cooled Condenser | Cube | Batch | 630 | 4.28 |  | 152 |  |  | Federally-Regulated Commercial & Industrial Equipment | 01/20/2021 | 202195193 | 07/06/2023
Hoshizaki America | Hoshizaki | KMS-1402MLJ*SRK-15J | Both Remote Condensing & Remot | Air-Cooled Condenser | Cube | Batch | 1400 | 4.3 | 4.79 |  |  |  | Federally-Regulated Commercial & Industrial Equipment | 01/02/2019 |  | 07/06/2023
Hoshizaki America | Hoshizaki | FS-1022MLJ-C*SRC-10J | Both Remote Condensing & Remot | Air-Cooled Condenser | Flake | Continuous | 730 | 5.1 |  |  |  | 1.08 | Federally-Regulated Commercial & Industrial Equipment | 11/18/2019 | 202195615 | 07/06/2023
Hoshizaki America | Hoshizaki | KM-901MWJ | Ice-making Head | Water-Cooled Condenser | Cube | Batch | 890 | 3.65 | 4.17 | 129 | 180.4 |  | Federally-Regulated Commercial & Industrial Equipment | 12/23/2020 | 10565732 | 07/06/2023
Hoshizaki America | Hoshizaki | KMD-860MAJ | Ice-making Head | Air-Cooled Condenser | Cube | Batch | 655 | 5.3 |  |  |  |  | Federally-Regulated Commercial & Industrial Equipment | 01/20/2021 | 201791841 | 07/06/2023
Hoshizaki America | Hoshizaki | KM-2200SRJ3*URC-22F | Remote Condensing w/o Remote C | Air-Cooled Condenser | Cube | Batch | 2075 | 3.75 | 4.59 |  |  |  | Federally-Regulated Commercial & Industrial Equipment | 03/14/2019 |  | 07/06/2023
Hoshizaki America | Hoshizaki | KML-700MAJ | Ice-making Head | Air-Cooled Condenser | Cube | Batch | 610 | 4.9 |  |  |  |  | Federally-Regulated Commercial & Industrial Equipment | 09/23/2020 | 9956557 | 07/06/2023
Hoshizaki America | Hoshizaki | KM-901MRJ*URC-14F | Remote Condensing w/o Remote C | Air-Cooled Condenser | Cube | Batch | 780 | 4.75 |  |  |  |  | Federally-Regulated Commercial & Industrial Equipment | 01/20/2021 | 10565731 | 07/06/2023
Hoshizaki America | Hoshizaki | KM-1601SRJ*URC-22F | Remote Condensing w/o Remote C | Air-Cooled Condenser | Cube | Batch | 1600 | 3.96 | 4.59 |  |  |  | Federally-Regulated Commercial & Industrial Equipment | 03/14/2019 |  | 07/06/2023
Hoshizaki America | Hoshizaki | KM-1301SWJ | Ice-making Head | Water-Cooled Condenser | Cube | Batch | 1230 | 3.76 | 4.08 | 89 | 172.9 |  | Federally-Regulated Commercial & Industrial Equipment | 01/02/2019 |  | 07/06/2023
Hoshizaki America | Hoshizaki | KM-1900SRJ*URC-22F | Remote Condensing w/o Remote C | Air-Cooled Condenser | Cube | Batch | 1700 | 3.9 | 4.59 |  |  |  | Federally-Regulated Commercial & Industrial Equipment | 03/14/2019 |  | 07/06/2023
Hoshizaki America | Hoshizaki | KM-1340MRJ*URC-14F | Remote Condensing w/o Remote C | Air-Cooled Condenser | Cube | Batch | 1177 | 4.54 | 4.59 |  |  |  | Federally-Regulated Commercial & Industrial Equipment | 01/02/2019 |  | 07/06/2023
Hoshizaki America | Hoshizaki | F-1501MRJ-C*URC-14F | Remote Condensing w/o Remote C | Air-Cooled Condenser | Flake | Continuous | 1054 | 4.5 | 5.06 |  |  | 1.12 | Federally-Regulated Commercial & Industrial Equipment | 04/05/2022 | 9118276 | 07/06/2023
Hoshizaki America | Hoshizaki | KMH-2100SRJ3*URC-22F | Remote Condensing w/o Remote C | Air-Cooled Condenser | Cube | Batch | 1925 | 3.67 | 4.59 |  |  |  | Federally-Regulated Commercial & Industrial Equipment | 03/14/2019 |  | 07/06/2023
Hoshizaki America | Hoshizaki | F-1501MWJ-C | Ice-making Head | Water-Cooled Condenser | Flake | Continuous | 1218 | 3.76 |  | 123 |  | 1.15 | Federally-Regulated Commercial & Industrial Equipment | 11/18/2019 | 9118278 | 07/06/2023
Hoshizaki America | Hoshizaki | FD-650MWJ-C | Ice-making Head | Water-Cooled Condenser | Flake | Continuous | 525 | 3.9 | 5.08 | 115 | 169.6 | 1.08 | Federally-Regulated Commercial & Industrial Equipment | 06/15/2022 | 202326769 | 07/06/2023
Hoshizaki America | Hoshizaki | KMD-860MRJ*URC-9F | Remote Condensing w/o Remote C | Air-Cooled Condenser | Cube | Batch | 850 | 5.05 | 5.06 |  |  |  | Federally-Regulated Commercial & Industrial Equipment | 01/02/2019 |  | 07/06/2023
Hoshizaki America | Hoshizaki | F-450MAJ-C | Ice-making Head | Air-Cooled Condenser | Flake | Continuous | 316 | 6.1 |  |  |  | 1.18 | Federally-Regulated Commercial & Industrial Equipment | 11/18/2019 | 9102155 | 07/06/2023
Hoshizaki America | Hoshizaki | F-1002MLJ*RACK | Both Remote Condensing & Remot | Air-Cooled Condenser | Flake | Continuous | 797 | 1.51 | 5.28 |  |  | 1.27 | Federally-Regulated Commercial & Industrial Equipment | 04/16/2019 |  | 07/06/2023
Hoshizaki America | Hoshizaki | FD-650MRJ-C*URC-5F | Remote Condensing w/o Remote C | Air-Cooled Condenser | Flake | Continuous | 470 | 4.95 | 6.97 |  |  | 1.09 | Federally-Regulated Commercial & Industrial Equipment | 04/16/2019 |  | 07/06/2023
Hoshizaki America | Hoshizaki | KM-901MRJ3*URC-14F | Remote Condensing w/o Remote C | Air-Cooled Condenser | Cube | Batch | 830 | 4.4 | 5.13 |  |  |  | Federally-Regulated Commercial & Industrial Equipment | 03/14/2019 |  | 07/06/2023
Hoshizaki America | Hoshizaki | KM-1601SRJ3*URC-22F | Remote Condensing w/o Remote C | Air-Cooled Condenser | Cube | Batch | 1600 | 4.14 | 4.59 |  |  |  | Federally-Regulated Commercial & Industrial Equipment | 01/02/2019 |  | 07/06/2023
Hoshizaki America | Hoshizaki | KMH-2100SRJ*URC-22F | Remote Condensing w/o Remote C | Air-Cooled Condenser | Cube | Batch | 1850 | 3.75 | 4.59 |  |  |  | Federally-Regulated Commercial & Industrial Equipment | 03/14/2019 |  | 07/06/2023
Hoshizaki America | Hoshizaki | KMS-822MLJ* | Both Remote Condensing & Remot | Air-Cooled Condenser | Cube | Batch | 770 | 5.3 | 5.34 |  |  |  | Federally-Regulated Commercial & Industrial Equipment | 03/03/2022 | 202142546 | 07/06/2023
Hoshizaki America | Hoshizaki | KML-500MWJ | Ice-making Head | Water-Cooled Condenser | Cube | Batch | 512 | 4.6 | 4.82 | 107 | 188.7 |  | Federally-Regulated Commercial & Industrial Equipment | 07/22/2022 | 10055349 | 07/06/2023
Hoshizaki America | Hoshizaki | F-300BAJ | Self-Contained | Air-Cooled Condenser | Flake | Continuous | 247 | 6.14 | 7.93 |  |  | 1.28 | Federally-Regulated Commercial & Industrial Equipment | 04/16/2019 |  | 07/06/2023
Hoshizaki America | Hoshizaki | KM-1900SRJ3*URC-22F | Remote Condensing w/o Remote C | Air-Cooled Condenser | Cube | Batch | 1700 | 3.9 | 4.59 |  |  |  | Federally-Regulated Commercial & Industrial Equipment | 03/14/2019 |  | 07/06/2023
Hoshizaki America | Hoshizaki | KM-1301SAJ3 | Ice-making Head | Air-Cooled Condenser | Cube | Batch | 1350 | 3.95 | 4.7 |  |  |  | Federally-Regulated Commercial & Industrial Equipment | 03/14/2019 |  | 07/06/2023
Hoshizaki America | Hoshizaki | KM-1301SWJ3 | Ice-making Head | Water-Cooled Condenser | Cube | Batch | 1355 | 3.25 | 4.04 | 95 | 170.2 |  | Federally-Regulated Commercial & Industrial Equipment | 01/02/2019 |  | 07/06/2023
Hoshizaki America | Hoshizaki | KMS-2000MLJ*SRK-20J | Both Remote Condensing & Remot | Air-Cooled Condenser | Cube | Batch | 1850 | 4.5 |  |  |  |  | Federally-Regulated Commercial & Industrial Equipment | 11/18/2019 | 202209123 | 07/06/2023
Hoshizaki America | Hoshizaki | F-2001MWJ | Ice-making Head | Water-Cooled Condenser | Flake | Continuous | 1840 | 3.19 | 4.34 | 109 | 143.6 | 1.22 | Federally-Regulated Commercial & Industrial Equipment | 04/16/2019 |  | 07/06/2023
Hoshizaki America | Hoshizaki | KM-1340MAJ | Ice-making Head | Air-Cooled Condenser | Cube | Batch | 1175 | 4.2 |  |  |  |  | Federally-Regulated Commercial & Industrial Equipment | 01/17/2023 | 201840251 | 07/06/2023
Hoshizaki America | Hoshizaki | F-2001MRJ-C*URC-22F | Remote Condensing w/o Remote C | Air-Cooled Condenser | Flake | Continuous | 1500 | 4.35 | 5.06 |  |  | 1.09 | Federally-Regulated Commercial & Industrial Equipment | 04/16/2019 |  | 07/06/2023
Hoshizaki America | Hoshizaki | KMD-460MWJ | Ice-making Head | Water-Cooled Condenser | Cube | Batch | 472 | 4.16 |  | 103 |  |  | Federally-Regulated Commercial & Industrial Equipment | 11/18/2019 | 202448103 | 07/06/2023
Hoshizaki America | Hoshizaki | KM-660MAJ | Ice-making Head | Air-Cooled Condenser | Cube | Batch | 560 | 5.3 |  |  |  |  | Federally-Regulated Commercial & Industrial Equipment | 01/20/2021 | 202195195 | 07/06/2023
Hoshizaki America | Hoshizaki | KM-1100MAJ | Ice-making Head | Air-Cooled Condenser | Cube | Batch | 935 | 4.9 | 4.96 |  |  |  | Federally-Regulated Commercial & Industrial Equipment | 01/02/2019 |  | 07/06/2023
Hoshizaki America | Hoshizaki | F-801MAJ | Ice-making Head | Air-Cooled Condenser | Flake | Continuous | 566 | 4.5 |  |  |  | 1.19 | Federally-Regulated Commercial & Industrial Equipment | 11/18/2019 | 9101892 | 07/06/2023
Hoshizaki America | Hoshizaki | F-1002MRJ-C*URC-5F | Remote Condensing w/o Remote C | Air-Cooled Condenser | Flake | Continuous | 680 | 4.94 |  |  |  | 1.13 | Federally-Regulated Commercial & Industrial Equipment | 11/18/2019 | 9135447 | 07/06/2023
Hoshizaki America | Hoshizaki | KM-520MWJ | Ice-making Head | Water-Cooled Condenser | Cube | Batch | 444 | 4.65 |  | 75 |  |  | Federally-Regulated Commercial & Industrial Equipment | 11/18/2019 | 202195192 | 07/06/2023
Hoshizaki America | Hoshizaki | KMH-2100SWJ3 | Ice-making Head | Water-Cooled Condenser | Cube | Batch | 2000 | 2.92 | 4 | 92 | 156 |  | Federally-Regulated Commercial & Industrial Equipment | 01/02/2019 |  | 07/06/2023
Hoshizaki America | Hoshizaki | KM-1900SAJ | Ice-making Head | Air-Cooled Condenser | Cube | Batch | 1675 | 3.9 | 4.61 |  |  |  | Federally-Regulated Commercial & Industrial Equipment | 03/14/2019 |  | 07/06/2023
Hoshizaki America | Hoshizaki | FD-1002MRJ-C*URC-5F | Remote Condensing w/o Remote C | Air-Cooled Condenser | Flake | Continuous | 680 | 4.94 |  |  |  | 1.13 | Federally-Regulated Commercial & Industrial Equipment | 11/18/2019 | 9135448 | 07/06/2023
Hoshizaki America | Hoshizaki | FD-650MAJ-C | Ice-making Head | Air-Cooled Condenser | Flake | Continuous | 494 | 5.6 | 6.65 |  |  | 1.07 | Federally-Regulated Commercial & Industrial Equipment | 06/15/2022 | 202326768 | 07/06/2023
Hoshizaki America | Hoshizaki | KM-1340MWJ | Ice-making Head | Water-Cooled Condenser | Cube | Batch | 1280 | 3.6 | 4.06 | 129 | 171.8 |  | Federally-Regulated Commercial & Industrial Equipment | 01/02/2019 |  | 07/06/2023
Hoshizaki America | Hoshizaki | KMD-460MAJ | Ice-making Head | Air-Cooled Condenser | Cube | Batch | 400 | 5.48 |  |  |  |  | Federally-Regulated Commercial & Industrial Equipment | 11/18/2019 | 202448102 | 07/06/2023
Hoshizaki America | Hoshizaki | KM-901MAJ | Ice-making Head | Air-Cooled Condenser | Cube | Batch | 753 | 5 | 5.17 |  |  |  | Federally-Regulated Commercial & Industrial Equipment | 01/02/2019 |  | 07/06/2023
Hoshizaki America | Hoshizaki | F-1002MWJ-C | Ice-making Head | Water-Cooled Condenser | Flake | Continuous | 770 | 3.95 | 4.42 | 111 | 164.8 | 1.1 | Federally-Regulated Commercial & Industrial Equipment | 04/16/2019 |  | 07/06/2023
Hoshizaki America | Hoshizaki | KM-520MRJ*URC-5F | Remote Condensing w/o Remote C | Air-Cooled Condenser | Cube | Batch | 495 | 4.8 |  |  |  |  | Federally-Regulated Commercial & Industrial Equipment | 11/18/2019 | 202181049 | 07/06/2023
Hoshizaki America | Hoshizaki | F-1002MRJ*URC-5F | Remote Condensing w/o Remote C | Air-Cooled Condenser | Flake | Continuous | 722 | 4.51 |  |  |  | 1.19 | Federally-Regulated Commercial & Industrial Equipment | 11/18/2019 | 9135446 | 07/06/2023
Hoshizaki America | Hoshizaki | F-1002MAJ | Ice-making Head | Air-Cooled Condenser | Flake | Continuous | 758 | 4.36 |  |  |  | 1.19 | Federally-Regulated Commercial & Industrial Equipment | 11/18/2019 | 9136987 | 07/06/2023
Hoshizaki America | Hoshizaki | KM-1301SRJ3*URC-14F | Remote Condensing w/o Remote C | Air-Cooled Condenser | Cube | Batch | 1330 | 3.83 | 4.59 |  |  |  | Federally-Regulated Commercial & Industrial Equipment | 03/14/2019 |  | 07/06/2023
Hoshizaki America | Hoshizaki | KMD-860MWJ | Ice-making Head | Water-Cooled Condenser | Cube | Batch | 845 | 4.05 |  | 139 |  |  | Federally-Regulated Commercial & Industrial Equipment | 01/20/2021 | 201796790 | 07/06/2023
Hoshizaki America | Hoshizaki | KM-1100MRJ*URC-14F | Remote Condensing w/o Remote C | Air-Cooled Condenser | Cube | Batch | 1030 | 4.5 | 4.59 |  |  |  | Federally-Regulated Commercial & Industrial Equipment | 01/02/2019 |  | 07/06/2023
Hoshizaki America | Hoshizaki | F-2001MRJ*URC-22F | Remote Condensing w/o Remote C | Air-Cooled Condenser | Flake | Continuous | 1660 | 3.81 | 5.06 |  |  | 1.21 | Federally-Regulated Commercial & Industrial Equipment | 04/16/2019 |  | 07/06/2023
Hoshizaki America | Hoshizaki | KML-500MAJ | Ice-making Head | Air-Cooled Condenser | Cube | Batch | 392 | 5.95 | 6.07 |  |  |  | Federally-Regulated Commercial & Industrial Equipment | 07/22/2022 | 10055348 | 07/06/2023
Hoshizaki America | Hoshizaki | KML-700MWJ | Ice-making Head | Water-Cooled Condenser | Cube | Batch | 660 | 3.79 | 4.54 | 110 | 185.5 |  | Federally-Regulated Commercial & Industrial Equipment | 09/02/2020 | 9956465 | 07/06/2023
Hoshizaki America | Hoshizaki | KMS-2000MLJ*SRK-20J3 | Both Remote Condensing & Remot | Air-Cooled Condenser | Cube | Batch | 1900 | 4.3 | 4.79 |  |  |  | Federally-Regulated Commercial & Industrial Equipment | 11/28/2018 |  | 07/06/2023
Hoshizaki America | Hoshizaki | F-1501MRJ*URC-14F | Remote Condensing w/o Remote C | Air-Cooled Condenser | Flake | Continuous | 1181 | 4 | 5.06 |  |  | 1.36 | Federally-Regulated Commercial & Industrial Equipment | 04/05/2022 | 9118275 | 07/06/2023
Hoshizaki America | Hoshizaki | KMS-1122MLJ*SRK-12J3 | Both Remote Condensing & Remot | Air-Cooled Condenser | Cube | Batch | 1100 | 4.05 | 4.79 |  |  |  | Federally-Regulated Commercial & Industrial Equipment | 03/14/2019 |  | 07/06/2023
Hoshizaki America | Hoshizaki | F-1002MWJ | Ice-making Head | Water-Cooled Condenser | Flake | Continuous | 833 | 3.57 | 4.34 | 110 | 163.5 | 1.2 | Federally-Regulated Commercial & Industrial Equipment | 04/16/2019 |  | 07/06/2023
Hoshizaki America | Hoshizaki | F-801MWJ | Ice-making Head | Water-Cooled Condenser | Flake | Continuous | 605 | 3.9 |  | 119 |  | 1.22 | Federally-Regulated Commercial & Industrial Equipment | 11/18/2019 | 9102379 | 07/06/2023
Hoshizaki America | Hoshizaki | KM-1900SWJ | Ice-making Head | Water-Cooled Condenser | Cube | Batch | 1875 | 3.2 | 4 | 85 | 158.8 |  | Federally-Regulated Commercial & Industrial Equipment | 01/02/2019 |  | 07/06/2023
Hoshizaki America | Hoshizaki | F-2001MLJ*RACK | Both Remote Condensing & Remot | Air-Cooled Condenser | Flake | Continuous | 1733 | 0.6 | 5.26 |  |  | 1.32 | Federally-Regulated Commercial & Industrial Equipment | 04/16/2019 |  | 07/06/2023
Hoshizaki America | Hoshizaki | KM-350MAJ | Ice-making Head | Air-Cooled Condenser | Cube | Batch | 393 | 5.42 |  |  |  |  | Federally-Regulated Commercial & Industrial Equipment | 11/18/2019 | 202181050 | 07/06/2023
Hoshizaki America | Hoshizaki | FD-1002MAJ-C | Ice-making Head | Air-Cooled Condenser | Flake | Continuous | 726 | 4.57 |  |  |  | 1.11 | Federally-Regulated Commercial & Industrial Equipment | 11/18/2019 | 9135449 | 07/06/2023
Hoshizaki America | Hoshizaki | F-2001MRJ3*URC-22F | Remote Condensing w/o Remote C | Air-Cooled Condenser | Flake | Continuous | 1675 | 3.9 | 5.06 |  |  | 1.22 | Federally-Regulated Commercial & Industrial Equipment | 04/16/2019 |  | 07/06/2023
Hoshizaki America | Hoshizaki | KML-325MWJ | Ice-making Head | Water-Cooled Condenser | Cube | Batch | 355 | 4.51 | 5.12 | 106 | 192.2 |  | Federally-Regulated Commercial & Industrial Equipment | 01/02/2019 |  | 07/06/2023
Hoshizaki America | Hoshizaki | F-801MWJ-C | Ice-making Head | Water-Cooled Condenser | Flake | Continuous | 580 | 4.13 |  | 120 |  | 1.17 | Federally-Regulated Commercial & Industrial Equipment | 11/18/2019 | 9102380 | 07/06/2023
Hoshizaki America | Hoshizaki | KM-1900SAJ3 | Ice-making Head | Air-Cooled Condenser | Cube | Batch | 1675 | 3.9 | 4.61 |  |  |  | Federally-Regulated Commercial & Industrial Equipment | 03/14/2019 |  | 07/06/2023
Hoshizaki America | Hoshizaki | KM-660MRJ*URC-5F | Remote Condensing w/o Remote C | Air-Cooled Condenser | Cube | Batch | 570 | 5.25 | 6.02 |  |  |  | Federally-Regulated Commercial & Industrial Equipment | 10/13/2021 | 202195194 | 07/06/2023
Hoshizaki America | Hoshizaki | KM-1900SWJ3 | Ice-making Head | Water-Cooled Condenser | Cube | Batch | 1875 | 3.2 | 4 | 85 | 158.8 |  | Federally-Regulated Commercial & Industrial Equipment | 01/02/2019 |  | 07/06/2023
Hoshizaki America | Hoshizaki | KM-1340MRJ3*URC-14F | Remote Condensing w/o Remote C | Air-Cooled Condenser | Cube | Batch | 1266 | 4.12 |  |  |  |  | Federally-Regulated Commercial & Industrial Equipment | 11/18/2019 | 202541508 | 07/06/2023
Hoshizaki America | Hoshizaki | F-500BAJ | Self-Contained | Air-Cooled Condenser | Flake | Continuous | 420 | 5.05 |  |  |  | 1.31 | Federally-Regulated Commercial & Industrial Equipment | 09/30/2020 | 10061809 | 07/06/2023
Hoshizaki America | Hoshizaki | KM-1100MWJ | Ice-making Head | Water-Cooled Condenser | Cube | Batch | 1006 | 4 | 4.14 | 107 | 177.9 |  | Federally-Regulated Commercial & Industrial Equipment | 01/02/2019 |  | 07/06/2023
Hoshizaki America | Hoshizaki | KMS-1122MLJ*SRK-12J | Both Remote Condensing & Remot | Air-Cooled Condenser | Cube | Batch | 1075 | 4.2 | 4.79 |  |  |  | Federally-Regulated Commercial & Industrial Equipment | 01/02/2019 |  | 07/06/2023
Hoshizaki America | Hoshizaki | DKM-500BWJ | Self-Contained | Water-Cooled Condenser | Cube | Batch | 500 | 4.79 | 5.7 | 103 | 175.3 |  | Federally-Regulated Commercial & Industrial Equipment | 11/28/2018 |  | 07/06/2023
Hoshizaki America | Hoshizaki | DKM-500BAJ | Self-Contained | Air-Cooled Condenser | Cube | Batch | 534 | 5.56 | 7.35 |  |  |  | Federally-Regulated Commercial & Industrial Equipment | 12/04/2018 |  | 07/06/2023
Hoshizaki America | Hoshizaki | KMS-1402MLJ*SRK-15J3 | Both Remote Condensing & Remot | Air-Cooled Condenser | Cube | Batch | 1325 | 4.55 | 4.79 |  |  |  | Federally-Regulated Commercial & Industrial Equipment | 01/02/2019 |  | 07/06/2023
Hoshizaki America | Hoshizaki | KM-1301SRJ*URC-14F | Remote Condensing w/o Remote C | Air-Cooled Condenser | Cube | Batch | 1260 | 4.28 | 4.59 |  |  |  | Federally-Regulated Commercial & Industrial Equipment | 11/28/2018 |  | 07/06/2023
Hoshizaki America | Hoshizaki | KML-700MRJ*URC-9F | Remote Condensing w/o Remote C | Air-Cooled Condenser | Cube | Batch | 614 | 4.9 | 5.87 |  |  |  | Federally-Regulated Commercial & Industrial Equipment | 09/02/2020 | 9956464 | 07/06/2023
Hoshizaki America | Hoshizaki | KM-1301SAJ | Ice-making Head | Air-Cooled Condenser | Cube | Batch | 1301 | 4.27 | 4.73 |  |  |  | Federally-Regulated Commercial & Industrial Equipment | 01/02/2019 |  | 07/06/2023
Hoshizaki America | Hoshizaki | KML-325MAJ | Ice-making Head | Air-Cooled Condenser | Cube | Batch | 300 | 5.72 | 6.3 |  |  |  | Federally-Regulated Commercial & Industrial Equipment | 01/02/2019 |  | 07/06/2023
Hoshizaki America | Hoshizaki | KM-520MAJ | Ice-making Head | Air-Cooled Condenser | Cube | Batch | 480 | 4.68 |  |  |  |  | Federally-Regulated Commercial & Industrial Equipment | 11/18/2019 | 202181044 | 07/06/2023
Hoshizaki America | Hoshizaki | F-1501MAJ-C | Ice-making Head | Air-Cooled Condenser | Flake | Continuous | 1020 | 4.61 |  |  |  | 1.1 | Federally-Regulated Commercial & Industrial Equipment | 11/18/2019 | 9118274 | 07/06/2023
Hoshizaki America | Hoshizaki | F-1501MWJ | Ice-making Head | Water-Cooled Condenser | Flake | Continuous | 1410 | 3.2 |  | 105 |  | 1.31 | Federally-Regulated Commercial & Industrial Equipment | 11/18/2019 | 9118277 | 07/06/2023
Hoshizaki America | Hoshizaki | KM-350MWJ | Ice-making Head | Water-Cooled Condenser | Cube | Batch | 383 | 4.9 |  | 109 |  |  | Federally-Regulated Commercial & Industrial Equipment | 11/18/2019 | 202195191 | 07/06/2023
Hoshizaki America | Hoshizaki | KM-2200SWJ3 | Ice-making Head | Water-Cooled Condenser | Cube | Batch | 2200 | 3.11 | 4 | 95 | 151.6 |  | Federally-Regulated Commercial & Industrial Equipment | 01/02/2019 |  | 07/06/2023
Hoshizaki America | Hoshizaki | FS-1001MLJ-C*SRC-10J | Both Remote Condensing & Remot | Air-Cooled Condenser | Flake | Continuous | 720 | 5.07 | 5.72 |  |  | 1.1 | Federally-Regulated Commercial & Industrial Equipment | 04/16/2019 |  | 07/06/2023
Hoshizaki America | Hoshizaki | F-1002MAJ-C | Ice-making Head | Air-Cooled Condenser | Flake | Continuous | 726 | 4.57 | 5.91 |  |  | 1.11 | Federally-Regulated Commercial & Industrial Equipment | 04/16/2019 |  | 07/06/2023
Hoshizaki America | Hoshizaki | KM-660MWJ | Ice-making Head | Water-Cooled Condenser | Cube | Batch | 630 | 4.28 |  | 152 |  |  | Federally-Regulated Commercial & Industrial Equipment | 01/20/2021 | 202195193 | 07/06/2023
Hoshizaki America | Hoshizaki | KMS-1402MLJ*SRK-15J | Both Remote Condensing & Remot | Air-Cooled Condenser | Cube | Batch | 1400 | 4.3 | 4.79 |  |  |  | Federally-Regulated Commercial & Industrial Equipment | 01/02/2019 |  | 07/06/2023
Hoshizaki America | Hoshizaki | FS-1022MLJ-C*SRC-10J | Both Remote Condensing & Remot | Air-Cooled Condenser | Flake | Continuous | 730 | 5.1 |  |  |  | 1.08 | Federally-Regulated Commercial & Industrial Equipment | 11/18/2019 | 202195615 | 07/06/2023
Hoshizaki America | Hoshizaki | KM-901MWJ | Ice-making Head | Water-Cooled Condenser | Cube | Batch | 890 | 3.65 | 4.17 | 129 | 180.4 |  | Federally-Regulated Commercial & Industrial Equipment | 12/23/2020 | 10565732 | 07/06/2023
Hoshizaki America | Hoshizaki | KMD-860MAJ | Ice-making Head | Air-Cooled Condenser | Cube | Batch | 655 | 5.3 |  |  |  |  | Federally-Regulated Commercial & Industrial Equipment | 01/20/2021 | 201791841 | 07/06/2023
Hoshizaki America | Hoshizaki | KM-2200SRJ3*URC-22F | Remote Condensing w/o Remote C | Air-Cooled Condenser | Cube | Batch | 2075 | 3.75 | 4.59 |  |  |  | Federally-Regulated Commercial & Industrial Equipment | 03/14/2019 |  | 07/06/2023
Hoshizaki America | Hoshizaki | KML-700MAJ | Ice-making Head | Air-Cooled Condenser | Cube | Batch | 610 | 4.9 |  |  |  |  | Federally-Regulated Commercial & Industrial Equipment | 09/23/2020 | 9956557 | 07/06/2023
Hoshizaki America | Hoshizaki | KM-901MRJ*URC-14F | Remote Condensing w/o Remote C | Air-Cooled Condenser | Cube | Batch | 780 | 4.75 |  |  |  |  | Federally-Regulated Commercial & Industrial Equipment | 07/06/2023 | 10565731 | 07/06/2023
Hoshizaki America | Hoshizaki | KM-1305SRJ3*URC-14F | Remote Condensing w/o Remote C | Air-Cooled Condenser | Cube | Batch | 1236 | 4.3 |  |  |  |  | Federally-Regulated Commercial & Industrial Equipment | 07/31/2021 | 207132698 | 07/06/2023
Hoshizaki America | Hoshizaki | KMS-822MLJ*SRK-10J | Both Remote Condensing & Remot | Air-Cooled Condenser | Cube | Batch | 770 | 5.3 | 5.34 |  |  |  | Federally-Regulated Commercial & Industrial Equipment | 03/03/2022 | 207805770 | 07/06/2023
Hoshizaki America | Hoshizaki | IM-500SAB | Ice-making Head | Air-Cooled Condenser | Cube | Batch | 449 | 5.88 |  |  |  |  | Federally-Regulated Commercial & Industrial Equipment | 11/03/2022 | 203307200 | 07/06/2023
Hoshizaki America | Hoshizaki | KMD-530MWJ | Ice-making Head | Water-Cooled Condenser | Cube | Batch | 500 | 4.74 |  | 113 |  |  | Federally-Regulated Commercial & Industrial Equipment | 11/18/2019 | 204013252 | 07/06/2023
Hoshizaki America | Hoshizaki | KM-1601SWJ | Ice-making Head | Water-Cooled Condenser | Cube | Batch | 1650 | 3.3 | 4 | 100 | 163.7 |  | Federally-Regulated Commercial & Industrial Equipment | 01/02/2019 |  | 07/06/2023
Hoshizaki America | Hoshizaki | F-1501MRJ-SC*URC-14F | Remote Condensing w/o Remote C | Air-Cooled Condenser | Crushed | Continuous | 1101 | 4.3 | 5.06 |  |  | 1.14 | Federally-Regulated Commercial & Industrial Equipment | 04/05/2022 | 204457695 | 07/06/2023
Hoshizaki America | Hoshizaki | KM-1601SRJZ*URC-22FZ | Remote Condensing w/o Remote C | Air-Cooled Condenser | Cube | Batch | 1600 | 3.96 | 4.59 |  |  |  | Federally-Regulated Commercial & Industrial Equipment | 03/03/2022 | 207802692 | 07/06/2023
Hoshizaki America | Hoshizaki | DCM-752BAH-OS | Self-Contained | Air-Cooled Condenser | Flake | Continuous | 576 | 5.1 |  |  |  | 1.14 | Federally-Regulated Commercial & Industrial Equipment | 02/26/2020 |  | 07/06/2023
Hoshizaki America | Hoshizaki | DCM-500BWH-OS | Self-Contained | Water-Cooled Condenser | Crushed | Continuous | 512 | 4.48 | 6.05 | 112 | 140.1 | 1.13 | Federally-Regulated Commercial & Industrial Equipment | 02/19/2020 | 5628546 | 07/06/2023
Hoshizaki America | Hoshizaki | KM-901MRJZ*URC-14FZ | Remote Condensing w/o Remote C | Air-Cooled Condenser | Cube | Batch | 780 | 4.75 | 5.3 |  |  |  | Federally-Regulated Commercial & Industrial Equipment | 11/03/2021 | 207574200 | 07/06/2023
Hoshizaki America | Hoshizaki | KM-1305SRJ*URC-14F | Remote Condensing w/o Remote C | Air-Cooled Condenser | Cube | Batch | 1230 | 4.2 | 4.59 |  |  |  | Federally-Regulated Commercial & Industrial Equipment | 05/18/2021 |  | 07/06/2023
Hoshizaki America | Hoshizaki | KM-1605SRJ3*URC-22F | Remote Condensing w/o Remote C | Air-Cooled Condenser | Cube | Batch | 1400 | 4.35 | 4.59 |  |  |  | Federally-Regulated Commercial & Industrial Equipment | 03/31/2021 | 206840475 | 07/06/2023
Hoshizaki America | Hoshizaki | DCM-751BWH | Self-Contained | Water-Cooled Condenser | Crushed | Continuous | 678 | 4.76 |  | 96 |  | 1.14 | Federally-Regulated Commercial & Industrial Equipment | 11/18/2019 | 5628548 | 07/06/2023
Hoshizaki America | Hoshizaki | KMD-410MAJ | Ice-making Head | Air-Cooled Condenser | Cube | Batch | 351 | 5.7 |  |  |  |  | Federally-Regulated Commercial & Industrial Equipment | 11/18/2019 | 203470224 | 07/06/2023
Hoshizaki America | Hoshizaki | FS-1501MLJ-C*SRC-14J | Both Remote Condensing & Remot | Air-Cooled Condenser | Flake | Continuous | 1125 | 4.75 |  |  |  | 1.09 | Federally-Regulated Commercial & Industrial Equipment | 11/18/2019 | 203992905 | 07/06/2023
Hoshizaki America | Hoshizaki | KM-116BAJ | Self-Contained | Air-Cooled Condenser | Cube | Batch | 100 | 8.1 |  |  |  |  | Federally-Regulated Commercial & Industrial Equipment | 11/18/2019 | 203807512 | 07/06/2023
Hoshizaki America | Hoshizaki | KM-2600SWJ3 | Ice-making Head | Water-Cooled Condenser | Cube | Batch | 2480 | 3.6 | 4 | 87 | 145.4 |  | Federally-Regulated Commercial & Industrial Equipment | 01/02/2019 |  | 07/06/2023
Hoshizaki America | Hoshizaki | KM-1601MRJZ3*URC-22FZ | Remote Condensing w/o Remote C | Air-Cooled Condenser | Cube | Batch | 1550 | 4.09 |  |  |  |  | Federally-Regulated Commercial & Industrial Equipment | 12/08/2021 | 207649950 | 07/06/2023
Hoshizaki America | Hoshizaki | KM-420MRJZ*URC-5FZ | Remote Condensing w/o Remote C | Air-Cooled Condenser | Cube | Batch | 460 | 5 | 6.4 |  |  |  | Federally-Regulated Commercial & Industrial Equipment | 06/15/2022 | 208629403 | 07/06/2023
Hoshizaki America | Hoshizaki | KM-231BAJ | Self-Contained | Air-Cooled Condenser | Cube | Batch | 147 | 8.4 |  |  |  |  | Federally-Regulated Commercial & Industrial Equipment | 11/18/2019 | 204031995 | 07/06/2023
Hoshizaki America | Hoshizaki | KM-1601MRJ*URC-22F | Remote Condensing w/o Remote C | Air-Cooled Condenser | Cube | Batch | 1550 | 4.35 | 4.59 |  |  |  | Federally-Regulated Commercial & Industrial Equipment | 01/02/2019 |  | 07/06/2023
Hoshizaki America | Hoshizaki | F-801MAJ-C | Ice-making Head | Air-Cooled Condenser | Flake | Continuous | 532 | 5 |  |  |  | 1.12 | Federally-Regulated Commercial & Industrial Equipment | 11/18/2019 | 9102378 | 07/06/2023
Hoshizaki America | Hoshizaki | F-1501MAJ | Ice-making Head | Air-Cooled Condenser | Flake | Continuous | 1154 | 4 |  |  |  | 1.24 | Federally-Regulated Commercial & Industrial Equipment | 11/18/2019 | 9118273 | 07/06/2023
Hoshizaki America | Hoshizaki | F-450MAJ | Ice-making Head | Air-Cooled Condenser | Flake | Continuous | 395 | 4.94 |  |  |  | 1.34 | Federally-Regulated Commercial & Industrial Equipment | 11/18/2019 | 9097347 | 07/06/2023
Hoshizaki America | Hoshizaki | KM-1605SWJ | Ice-making Head | Water-Cooled Condenser | Cube | Batch | 1670 | 3.3 |  | 137 |  |  | Federally-Regulated Commercial & Industrial Equipment | 07/31/2021 | 207133142 | 07/06/2023
Hoshizaki America | Hoshizaki | FD-650MRJZ-C*URC-5FZ | Remote Condensing w/o Remote C | Air-Cooled Condenser | Flake | Continuous | 480 | 4.8 | 6.92 |  |  | 1.11 | Federally-Regulated Commercial & Industrial Equipment | 10/13/2021 | 207497714 | 07/06/2023
Hoshizaki America | Hoshizaki | FD-1002MAJ-CB | Ice-making Head | Air-Cooled Condenser | Flake | Continuous | 726 | 4.57 | 5.91 |  |  | 1.11 | Federally-Regulated Commercial & Industrial Equipment | 03/03/2022 | 207804899 | 07/06/2023
Hoshizaki America | Hoshizaki | KM-1601SAJ | Ice-making Head | Air-Cooled Condenser | Cube | Batch | 1433 | 4.24 | 4.65 |  |  |  | Federally-Regulated Commercial & Industrial Equipment | 01/02/2019 |  | 07/06/2023
Hoshizaki America | Hoshizaki | F-1002MRJZ-C*URC-5FZ | Remote Condensing w/o Remote C | Air-Cooled Condenser | Flake | Continuous | 680 | 4.94 |  |  |  | 1.13 | Federally-Regulated Commercial & Industrial Equipment | 10/27/2021 | 207254984 | 07/06/2023
Hoshizaki America | Hoshizaki | KM-1601MRJ3*URC-22F | Remote Condensing w/o Remote C | Air-Cooled Condenser | Cube | Batch | 1550 | 4.09 | 4.59 |  |  |  | Federally-Regulated Commercial & Industrial Equipment | 01/02/2019 |  | 07/06/2023
Hoshizaki America | Hoshizaki | KMD-530MAJ | Ice-making Head | Air-Cooled Condenser | Cube | Batch | 442 | 5.72 |  |  |  |  | Federally-Regulated Commercial & Industrial Equipment | 11/18/2019 | 204429111 | 07/06/2023
Hoshizaki America | Hoshizaki | F-1002MRJ-SC*URC-5F | Remote Condensing w/o Remote C | Air-Cooled Condenser | Crushed | Continuous | 660 | 5.15 |  |  |  | 1.12 | Federally-Regulated Commercial & Industrial Equipment | 11/18/2019 | 204430394 | 07/06/2023
Hoshizaki America | Hoshizaki | KMH-2100SRJZ3*URC-22FZ | Remote Condensing w/o Remote C | Air-Cooled Condenser | Cube | Batch | 1925 | 3.67 | 4.59 |  |  |  | Federally-Regulated Commercial & Industrial Equipment | 03/03/2022 | 207742386 | 07/06/2023
Hoshizaki America | Hoshizaki | DCM-300BAH-OS | Self-Contained | Air-Cooled Condenser | Crushed | Continuous | 232 | 6.84 | 8.02 |  |  | 1.09 | Federally-Regulated Commercial & Industrial Equipment | 04/05/2022 | 5622940 | 07/06/2023
Hoshizaki America | Hoshizaki | KM-420MWJ | Ice-making Head | Water-Cooled Condenser | Cube | Batch | 435 | 4.7 | 4.97 | 95 | 190.4 |  | Federally-Regulated Commercial & Industrial Equipment | 06/09/2022 |  | 07/06/2023
Hoshizaki America | Hoshizaki | DCM-500BAH-OS | Self-Contained | Air-Cooled Condenser | Crushed | Continuous | 450 | 5.62 | 6.66 |  |  | 1.15 | Federally-Regulated Commercial & Industrial Equipment | 04/05/2022 | 5622944 | 07/06/2023
Hoshizaki America | Hoshizaki | F-1002MAJ-SC | Ice-making Head | Air-Cooled Condenser | Flake | Continuous | 700 | 4.65 | 5.99 |  |  | 1.11 | Federally-Regulated Commercial & Industrial Equipment | 07/22/2022 | 209247344 | 07/06/2023
Hoshizaki America | Hoshizaki | F-2001MRJZ-C*URC-22FZ | Remote Condensing w/o Remote C | Air-Cooled Condenser | Flake | Continuous | 1500 | 4.35 | 5.06 |  |  | 1.09 | Federally-Regulated Commercial & Industrial Equipment | 03/03/2022 | 207804165 | 07/06/2023
Hoshizaki America | Hoshizaki | F-1501MRJZ-C*URC-14FZ | Remote Condensing w/o Remote C | Air-Cooled Condenser | Flake | Continuous | 1054 | 4.5 |  |  |  | 1.1 | Federally-Regulated Commercial & Industrial Equipment | 10/20/2021 | 207505854 | 07/06/2023
Hoshizaki America | Hoshizaki | KM-1605SRJ*URC-22F | Remote Condensing w/o Remote C | Air-Cooled Condenser | Cube | Batch | 1405 | 4.35 | 4.59 |  |  |  | Federally-Regulated Commercial & Industrial Equipment | 03/31/2021 | 206840474 | 07/06/2023
Hoshizaki America | Hoshizaki | KM-660MRJZ*URC-5FZ | Remote Condensing w/o Remote C | Air-Cooled Condenser | Cube | Batch | 570 | 5.25 |  |  |  |  | Federally-Regulated Commercial & Industrial Equipment | 10/27/2021 | 207254989 | 07/06/2023
Hoshizaki America | Hoshizaki | KM-161BWJ | Self-Contained | Water-Cooled Condenser | Cube | Batch | 135 | 6.5 |  | 162 |  |  | Federally-Regulated Commercial & Industrial Equipment | 11/18/2019 | 204140567 | 07/06/2023
Hoshizaki America | Hoshizaki | FD-1002MRJ-CB*URC-5F | Remote Condensing w/o Remote C | Air-Cooled Condenser | Flake | Continuous | 680 | 4.94 | 5.76 |  |  | 1.13 | Federally-Regulated Commercial & Industrial Equipment | 04/21/2020 | 205651482 | 07/06/2023
Hoshizaki America | Hoshizaki | KM-81BAJ | Self-Contained | Air-Cooled Condenser | Cube | Batch | 52 | 8.45 |  |  |  |  | Federally-Regulated Commercial & Industrial Equipment | 11/18/2019 | 204088628 | 07/06/2023
Hoshizaki America | Hoshizaki | KMH-2100SRJZ*URC-22FZ | Remote Condensing w/o Remote C | Air-Cooled Condenser | Cube | Batch | 1850 | 3.75 | 4.59 |  |  |  | Federally-Regulated Commercial & Industrial Equipment | 03/03/2022 | 207742385 | 07/06/2023
Hoshizaki America | Hoshizaki | KM-161BAJ | Self-Contained | Air-Cooled Condenser | Cube | Batch | 123 | 8.6 |  |  |  |  | Federally-Regulated Commercial & Industrial Equipment | 11/18/2019 | 203807698 | 07/06/2023
Hoshizaki America | Hoshizaki | KM-1900SRJZ*URC-22FZ | Remote Condensing w/o Remote C | Air-Cooled Condenser | Cube | Batch | 1700 | 3.9 | 4.59 |  |  |  | Federally-Regulated Commercial & Industrial Equipment | 12/15/2021 | 207679233 | 07/06/2023
Hoshizaki America | Hoshizaki | KM-520MRJZ*URC-5FZ | Remote Condensing w/o Remote C | Air-Cooled Condenser | Cube | Batch | 495 | 4.8 |  |  |  |  | Federally-Regulated Commercial & Industrial Equipment | 10/27/2021 | 207254988 | 07/06/2023
Hoshizaki America | Hoshizaki | KM-1605SAJ | Ice-making Head | Air-Cooled Condenser | Cube | Batch | 1330 | 4.67 |  |  |  |  | Federally-Regulated Commercial & Industrial Equipment | 07/31/2021 | 207132700 | 07/06/2023
Hoshizaki America | Hoshizaki | F-2001MRJZ-SC*URC-22FZ | Remote Condensing w/o Remote C | Air-Cooled Condenser | Flake | Continuous | 1575 | 4.4 | 5.06 |  |  | 1.13 | Federally-Regulated Commercial & Industrial Equipment | 04/05/2022 | 207862111 | 07/06/2023
Hoshizaki America | Hoshizaki | F-1501MWJ-SC | Ice-making Head | Water-Cooled Condenser | Flake | Continuous | 1250 | 3.55 | 4.34 | 150 | 155.3 | 80 | Federally-Regulated Commercial & Industrial Equipment | 08/05/2019 |  | 07/06/2023
Hoshizaki America | Hoshizaki | F-330BAJ | Self-Contained | Air-Cooled Condenser | Flake | Continuous | 243 | 5.91 |  |  |  | 1.18 | Federally-Regulated Commercial & Industrial Equipment | 11/18/2019 | 8915180 | 07/06/2023
Hoshizaki America | Hoshizaki | DCM-500BAH | Self-Contained | Air-Cooled Condenser | Crushed | Continuous | 450 | 5.62 | 6.66 |  |  | 1.15 | Federally-Regulated Commercial & Industrial Equipment | 04/05/2022 | 5622943 | 07/06/2023
Hoshizaki America | Hoshizaki | IM-200BAC | Self-Contained | Air-Cooled Condenser | Cube | Batch | 150 | 8.4 |  |  |  |  | Federally-Regulated Commercial & Industrial Equipment | 11/18/2019 | 203405035 | 07/06/2023
Hoshizaki America | Hoshizaki | F-2001MRJZ*URC-22FZ | Remote Condensing w/o Remote C | Air-Cooled Condenser | Flake | Continuous | 1660 | 3.81 | 5.06 |  |  | 1.21 | Federally-Regulated Commercial & Industrial Equipment | 11/03/2021 | 207574199 | 07/06/2023
Hoshizaki America | Hoshizaki | F-1501MRJZ*URC-14FZ | Remote Condensing w/o Remote C | Air-Cooled Condenser | Flake | Continuous | 1181 | 4 |  |  |  | 1.21 | Federally-Regulated Commercial & Industrial Equipment | 10/20/2021 | 207505852 | 07/06/2023
Hoshizaki America | Hoshizaki | KM-1305SAJ3 | Ice-making Head | Air-Cooled Condenser | Cube | Batch | 1208 | 4.65 |  |  |  |  | Federally-Regulated Commercial & Industrial Equipment | 07/31/2021 | 207132699 | 07/06/2023
Hoshizaki America | Hoshizaki | KM-1340MRJZ3*URC-14FZ | Remote Condensing w/o Remote C | Air-Cooled Condenser | Cube | Batch | 1266 | 4.12 | 4.59 |  |  |  | Federally-Regulated Commercial & Industrial Equipment | 04/13/2022 | 208120644 | 07/06/2023
Hoshizaki America | Hoshizaki | F-1501MAJ-SC | Ice-making Head | Air-Cooled Condenser | Flake | Continuous | 1005 | 4.55 | 5.61 |  |  | 1.14 | Federally-Regulated Commercial & Industrial Equipment | 04/05/2022 | 207862112 | 07/06/2023
Hoshizaki America | Hoshizaki | DCM-751BWH-OS | Self-Contained | Water-Cooled Condenser | Crushed | Continuous | 678 | 4.76 |  | 96 |  | 1.14 | Federally-Regulated Commercial & Industrial Equipment | 11/18/2019 | 5628547 | 07/06/2023
Hoshizaki America | Hoshizaki | KM-1605SWJ3 | Ice-making Head | Water-Cooled Condenser | Cube | Batch | 1576 | 3.4 |  | 140 |  |  | Federally-Regulated Commercial & Industrial Equipment | 07/31/2021 | 207132697 | 07/06/2023
Hoshizaki America | Hoshizaki | KM-901MRJZ3*URC-14FZ | Remote Condensing w/o Remote C | Air-Cooled Condenser | Cube | Batch | 830 | 4.4 |  |  |  |  | Federally-Regulated Commercial & Industrial Equipment | 12/08/2021 | 207650286 | 07/06/2023
Hoshizaki America | Hoshizaki | F-1002MRJZ-SC*URC-5FZ | Remote Condensing w/o Remote C | Air-Cooled Condenser | Flake | Continuous | 660 | 5.15 | 5.87 |  |  | 1.13 | Federally-Regulated Commercial & Industrial Equipment | 06/15/2022 | 207254985 | 07/06/2023
Hoshizaki America | Hoshizaki | KM-1605SAJ3 | Ice-making Head | Air-Cooled Condenser | Cube | Batch | 1391 | 4.6 |  |  |  |  | Federally-Regulated Commercial & Industrial Equipment | 07/31/2021 | 207132701 | 07/06/2023
Hoshizaki America | Hoshizaki | FD-1002MRJZ-C*URC-5FZ | Remote Condensing w/o Remote C | Air-Cooled Condenser | Flake | Continuous | 680 | 4.94 |  |  |  | 1.13 | Federally-Regulated Commercial & Industrial Equipment | 10/27/2021 | 207254982 | 07/06/2023
Hoshizaki America | Hoshizaki | KM-1900SRJZ3*URC-22FZ | Remote Condensing w/o Remote C | Air-Cooled Condenser | Cube | Batch | 1700 | 3.9 | 4.59 |  |  |  | Federally-Regulated Commercial & Industrial Equipment | 12/15/2021 | 207679234 | 07/06/2023
Hoshizaki America | Hoshizaki | KMD-410MWJ | Ice-making Head | Water-Cooled Condenser | Cube | Batch | 436 | 4.1 |  | 108 |  |  | Federally-Regulated Commercial & Industrial Equipment | 11/18/2019 | 203470225 | 07/06/2023
Hoshizaki America | Hoshizaki | KMD-530MRJZ*URC-5FZ | Remote Condensing w/o Remote C | Air-Cooled Condenser | Cube | Batch | 440 | 6.1 |  |  |  |  | Federally-Regulated Commercial & Industrial Equipment | 10/27/2021 | 207254987 | 07/06/2023
Hoshizaki America | Hoshizaki | DCM-271BAH-OS | Self-Contained | Air-Cooled Condenser | Flake | Continuous | 194 | 6.9 |  |  |  | 1.13 | Federally-Regulated Commercial & Industrial Equipment | 07/15/2020 | 205873313 | 07/06/2023
Hoshizaki America | Hoshizaki | KM-1601SRJZ3*URC-22FZ | Remote Condensing w/o Remote C | Air-Cooled Condenser | Cube | Batch | 1600 | 4.14 | 4.59 |  |  |  | Federally-Regulated Commercial & Industrial Equipment | 03/03/2022 | 207802693 | 07/06/2023
Hoshizaki America | Hoshizaki | KM-1601SAJ3 | Ice-making Head | Air-Cooled Condenser | Cube | Batch | 1414 | 4.4 | 4.66 |  |  |  | Federally-Regulated Commercial & Industrial Equipment | 01/02/2019 |  | 07/06/2023
Hoshizaki America | Hoshizaki | KML-700MRJZ*URC-9FZ | Remote Condensing w/o Remote C | Air-Cooled Condenser | Cube | Batch | 614 | 4.9 |  |  |  |  | Federally-Regulated Commercial & Industrial Equipment | 11/10/2021 | 207583103 | 07/06/2023
Hoshizaki America | Hoshizaki | FD-1002MRJZ-CB*URC-5FZ | Remote Condensing w/o Remote C | Air-Cooled Condenser | Flake | Continuous | 680 | 4.94 |  |  |  | 1.13 | Federally-Regulated Commercial & Industrial Equipment | 10/27/2021 | 207254983 | 07/06/2023
Hoshizaki America | Hoshizaki | F-330BAJ-C | Self-Contained | Air-Cooled Condenser | Flake | Continuous | 214 | 7.3 |  |  |  | 1.1 | Federally-Regulated Commercial & Industrial Equipment | 11/18/2019 | 8915179 | 07/06/2023
Hoshizaki America | Hoshizaki | KM-1305SWJ | Ice-making Head | Water-Cooled Condenser | Cube | Batch | 1300 | 3.6 | 4.06 | 110 | 171.4 |  | Federally-Regulated Commercial & Industrial Equipment | 05/18/2021 |  | 07/06/2023
Hoshizaki America | Hoshizaki | KM-301BWJ | Self-Contained | Water-Cooled Condenser | Cube | Batch | 237 | 4.9 | 5.7 | 92 | 183.5 |  | Federally-Regulated Commercial & Industrial Equipment | 02/19/2020 | 204038624 | 07/06/2023
Hoshizaki America | Hoshizaki | F-1002MRJZ*URC-5FZ | Remote Condensing w/o Remote C | Air-Cooled Condenser | Flake | Continuous | 722 | 4.51 |  |  |  | 1.19 | Federally-Regulated Commercial & Industrial Equipment | 10/27/2021 | 207254986 | 07/06/2023
Hoshizaki America | Hoshizaki | KM-2600SRJZ3*URC-26FZ | Remote Condensing w/o Remote C | Air-Cooled Condenser | Cube | Batch | 2580 | 3.61 | 4.59 |  |  |  | Federally-Regulated Commercial & Industrial Equipment | 12/15/2021 | 207679236 | 07/06/2023
Hoshizaki America | Hoshizaki | KM-2600SRJ3*URC-26J | Remote Condensing w/o Remote C | Air-Cooled Condenser | Cube | Batch | 2580 | 3.61 | 4.59 |  |  |  | Federally-Regulated Commercial & Industrial Equipment | 03/14/2019 |  | 07/06/2023
Hoshizaki America | Hoshizaki | KM-1100MRJZ*URC-14FZ | Remote Condensing w/o Remote C | Air-Cooled Condenser | Cube | Batch | 1030 | 4.5 | 4.59 |  |  |  | Federally-Regulated Commercial & Industrial Equipment | 11/03/2021 | 207574198 | 07/06/2023
Hoshizaki America | Hoshizaki | KM-301BAJ | Self-Contained | Air-Cooled Condenser | Cube | Batch | 212 | 7.1 |  |  |  |  | Federally-Regulated Commercial & Industrial Equipment | 11/18/2019 | 203452017 | 07/06/2023
Hoshizaki America | Hoshizaki | DCM-752BAH | Self-Contained | Air-Cooled Condenser | Flake | Continuous | 576 | 5.1 |  |  |  | 1.14 | Federally-Regulated Commercial & Industrial Equipment | 02/26/2020 |  | 07/06/2023
Hoshizaki America | Hoshizaki | KM-420MAJ | Ice-making Head | Air-Cooled Condenser | Cube | Batch | 440 | 5.3 | 5.95 |  |  |  | Federally-Regulated Commercial & Industrial Equipment | 06/09/2022 |  | 07/06/2023
Hoshizaki America | Hoshizaki | KM-2200SRJZ3*URC-22FZ | Remote Condensing w/o Remote C | Air-Cooled Condenser | Cube | Batch | 2075 | 3.75 | 4.59 |  |  |  | Federally-Regulated Commercial & Industrial Equipment | 12/15/2021 | 207679235 | 07/06/2023
Hoshizaki America | Hoshizaki | KM-1601SWJ3 | Ice-making Head | Water-Cooled Condenser | Cube | Batch | 1660 | 3.32 | 4 | 90 | 163.5 |  | Federally-Regulated Commercial & Industrial Equipment | 01/02/2019 |  | 07/06/2023
Hoshizaki America | Hoshizaki | F-2001MRJZ3*URC-22FZ | Remote Condensing w/o Remote C | Air-Cooled Condenser | Flake | Continuous | 1675 | 3.9 |  |  |  | 1.22 | Federally-Regulated Commercial & Industrial Equipment | 11/10/2021 | 207590955 | 07/06/2023
Hoshizaki America | Hoshizaki | KM-1305SAJ | Ice-making Head | Air-Cooled Condenser | Cube | Batch | 1190 | 4.75 | 4.8 |  |  |  | Federally-Regulated Commercial & Industrial Equipment | 05/18/2021 |  | 07/06/2023
Hoshizaki America | Hoshizaki | F-1501MRJZ-SC*URC-14FZ | Remote Condensing w/o Remote C | Air-Cooled Condenser | Flake | Continuous | 1101 | 4.3 |  |  |  | 1.15 | Federally-Regulated Commercial & Industrial Equipment | 10/20/2021 | 207505853 | 07/06/2023
Hoshizaki America | Hoshizaki | DCM-300BAH | Self-Contained | Air-Cooled Condenser | Crushed | Continuous | 232 | 6.84 | 8.02 |  |  | 1.09 | Federally-Regulated Commercial & Industrial Equipment | 04/05/2022 | 5622941 | 07/06/2023
Hoshizaki America | Hoshizaki | KM-1301SRJZ*URC-14FZ | Remote Condensing w/o Remote C | Air-Cooled Condenser | Cube | Batch | 1260 | 4.28 |  |  |  |  | Federally-Regulated Commercial & Industrial Equipment | 03/23/2022 | 207826213 | 07/06/2023
Hoshizaki America | Hoshizaki | KM-1305SWJ3 | Ice-making Head | Water-Cooled Condenser | Cube | Batch | 1389 | 3.3 |  | 120 |  |  | Federally-Regulated Commercial & Industrial Equipment | 07/31/2021 | 207132696 | 07/06/2023
Hoshizaki America | Hoshizaki | F-2001MRJZ3-C*URC-22FZ | Remote Condensing w/o Remote C | Air-Cooled Condenser | Flake | Continuous | 1500 | 4.35 | 5.06 |  |  | 1.09 | Federally-Regulated Commercial & Industrial Equipment | 03/03/2022 | 207591158 | 07/06/2023
Hoshizaki America | Hoshizaki | KMD-860MRJZ*URC-9FZ | Remote Condensing w/o Remote C | Air-Cooled Condenser | Cube | Batch | 850 | 5.05 |  |  |  |  | Federally-Regulated Commercial & Industrial Equipment | 11/10/2021 | 207590954 | 07/06/2023
Hoshizaki America | Hoshizaki | KM-1601MRJZ*URC-22FZ | Remote Condensing w/o Remote C | Air-Cooled Condenser | Cube | Batch | 1550 | 4.35 |  |  |  |  | Federally-Regulated Commercial & Industrial Equipment | 12/08/2021 | 207649949 | 07/06/2023
Hoshizaki America | Hoshizaki | KM-1301SRJZ3*URC-14FZ | Remote Condensing w/o Remote C | Air-Cooled Condenser | Cube | Batch | 1330 | 3.83 |  |  |  |  | Federally-Regulated Commercial & Industrial Equipment | 03/23/2022 | 207826214 | 07/06/2023
Hoshizaki America | Hoshizaki | F-2001MRJ-SC*URC-22F | Remote Condensing w/o Remote C | Air-Cooled Condenser | Flake | Continuous | 1575 | 4.4 | 5.06 |  |  | 1.13 | Federally-Regulated Commercial & Industrial Equipment | 04/05/2022 | 207862110 | 07/06/2023
Hoshizaki America | Hoshizaki | DCM-500BWH | Self-Contained | Water-Cooled Condenser | Crushed | Continuous | 512 | 4.48 | 6.05 | 112 | 140.1 | 1.13 | Federally-Regulated Commercial & Industrial Equipment | 02/19/2020 | 5628545 | 07/06/2023
Hoshizaki America | Hoshizaki | DCM-271BAH | Self-Contained | Air-Cooled Condenser | Flake | Continuous | 194 | 6.9 |  |  |  | 1.13 | Federally-Regulated Commercial & Industrial Equipment | 07/15/2020 | 205873312 | 07/06/2023
Hoshizaki America | Hoshizaki | KM-1340MRJZ*URC-14FZ | Remote Condensing w/o Remote C | Air-Cooled Condenser | Cube | Batch | 1177 | 4.54 | 4.59 |  |  |  | Federally-Regulated Commercial & Industrial Equipment | 04/13/2022 | 208120643 | 07/06/2023
Hoshizaki America | Hoshizaki | KM-1305SRJ3*URC-14F | Remote Condensing w/o Remote C | Air-Cooled Condenser | Cube | Batch | 1236 | 4.3 |  |  |  |  | Federally-Regulated Commercial & Industrial Equipment | 07/31/2021 | 207132698 | 07/06/2023
Hoshizaki America | Hoshizaki | KMS-822MLJ*SRK-10J | Both Remote Condensing & Remot | Air-Cooled Condenser | Cube | Batch | 770 | 5.3 | 5.34 |  |  |  | Federally-Regulated Commercial & Industrial Equipment | 03/03/2022 | 207805770 | 07/06/2023
Hoshizaki America | Hoshizaki | IM-500SAB | Ice-making Head | Air-Cooled Condenser | Cube | Batch | 449 | 5.88 |  |  |  |  | Federally-Regulated Commercial & Industrial Equipment | 11/03/2022 | 203307200 | 07/06/2023
Hoshizaki America | Hoshizaki | KMD-530MWJ | Ice-making Head | Water-Cooled Condenser | Cube | Batch | 500 | 4.74 |  | 113 |  |  | Federally-Regulated Commercial & Industrial Equipment | 11/18/2019 | 204013252 | 07/06/2023
Hoshizaki America | Hoshizaki | KM-1601SWJ | Ice-making Head | Water-Cooled Condenser | Cube | Batch | 1650 | 3.3 | 4 | 100 | 163.7 |  | Federally-Regulated Commercial & Industrial Equipment | 01/02/2019 |  | 07/06/2023
Hoshizaki America | Hoshizaki | F-1501MRJ-SC*URC-14F | Remote Condensing w/o Remote C | Air-Cooled Condenser | Crushed | Continuous | 1101 | 4.3 | 5.06 |  |  | 1.14 | Federally-Regulated Commercial & Industrial Equipment | 04/05/2022 | 204457695 | 07/06/2023
Hoshizaki America | Hoshizaki | KM-1601SRJZ*URC-22FZ | Remote Condensing w/o Remote C | Air-Cooled Condenser | Cube | Batch | 1600 | 3.96 | 4.59 |  |  |  | Federally-Regulated Commercial & Industrial Equipment | 03/03/2022 | 207802692 | 07/06/2023
Hoshizaki America | Hoshizaki | DCM-752BAH-OS | Self-Contained | Air-Cooled Condenser | Flake | Continuous | 576 | 5.1 |  |  |  | 1.14 | Federally-Regulated Commercial & Industrial Equipment | 02/26/2020 |  | 07/06/2023
Hoshizaki America | Hoshizaki | DCM-500BWH-OS | Self-Contained | Water-Cooled Condenser | Crushed | Continuous | 512 | 4.48 | 6.05 | 112 | 140.1 | 1.13 | Federally-Regulated Commercial & Industrial Equipment | 02/19/2020 | 5628546 | 07/06/2023
Hoshizaki America | Hoshizaki | KM-901MRJZ*URC-14FZ | Remote Condensing w/o Remote C | Air-Cooled Condenser | Cube | Batch | 780 | 4.75 | 5.3 |  |  |  | Federally-Regulated Commercial & Industrial Equipment | 11/03/2021 | 207574200 | 07/06/2023
Hoshizaki America | Hoshizaki | KM-1305SRJ*URC-14F | Remote Condensing w/o Remote C | Air-Cooled Condenser | Cube | Batch | 1230 | 4.2 | 4.59 |  |  |  | Federally-Regulated Commercial & Industrial Equipment | 05/18/2021 |  | 07/06/2023
Hoshizaki America | Hoshizaki | KM-1605SRJ3*URC-22F | Remote Condensing w/o Remote C | Air-Cooled Condenser | Cube | Batch | 1400 | 4.35 | 4.59 |  |  |  | Federally-Regulated Commercial & Industrial Equipment | 03/31/2021 | 206840475 | 07/06/2023
Hoshizaki America | Hoshizaki | DCM-751BWH | Self-Contained | Water-Cooled Condenser | Crushed | Continuous | 678 | 4.76 |  | 96 |  | 1.14 | Federally-Regulated Commercial & Industrial Equipment | 11/18/2019 | 5628548 | 07/06/2023
Hoshizaki America | Hoshizaki | KMD-410MAJ | Ice-making Head | Air-Cooled Condenser | Cube | Batch | 351 | 5.7 |  |  |  |  | Federally-Regulated Commercial & Industrial Equipment | 11/18/2019 | 203470224 | 07/06/2023
Hoshizaki America | Hoshizaki | FS-1501MLJ-C*SRC-14J | Both Remote Condensing & Remot | Air-Cooled Condenser | Flake | Continuous | 1125 | 4.75 |  |  |  | 1.09 | Federally-Regulated Commercial & Industrial Equipment | 11/18/2019 | 203992905 | 07/06/2023
Hoshizaki America | Hoshizaki | KM-116BAJ | Self-Contained | Air-Cooled Condenser | Cube | Batch | 100 | 8.1 |  |  |  |  | Federally-Regulated Commercial & Industrial Equipment | 11/18/2019 | 203807512 | 07/06/2023
Hoshizaki America | Hoshizaki | KM-2600SWJ3 | Ice-making Head | Water-Cooled Condenser | Cube | Batch | 2480 | 3.6 | 4 | 87 | 145.4 |  | Federally-Regulated Commercial & Industrial Equipment | 01/02/2019 |  | 07/06/2023
Hoshizaki America | Hoshizaki | KM-1601MRJZ3*URC-22FZ | Remote Condensing w/o Remote C | Air-Cooled Condenser | Cube | Batch | 1550 | 4.09 |  |  |  |  | Federally-Regulated Commercial & Industrial Equipment | 12/08/2021 | 207649950 | 07/06/2023
Hoshizaki America | Hoshizaki | KM-420MRJZ*URC-5FZ | Remote Condensing w/o Remote C | Air-Cooled Condenser | Cube | Batch | 460 | 5 | 6.4 |  |  |  | Federally-Regulated Commercial & Industrial Equipment | 06/15/2022 | 208629403 | 07/06/2023
Hoshizaki America | Hoshizaki | KM-231BAJ | Self-Contained | Air-Cooled Condenser | Cube | Batch | 147 | 8.4 |  |  |  |  | Federally-Regulated Commercial & Industrial Equipment | 11/18/2019 | 204031995 | 07/06/2023
Hoshizaki America | Hoshizaki | KM-1601MRJ*URC-22F | Remote Condensing w/o Remote C | Air-Cooled Condenser | Cube | Batch | 1550 | 4.35 | 4.59 |  |  |  | Federally-Regulated Commercial & Industrial Equipment | 01/02/2019 |  | 07/06/2023
Hoshizaki America | Hoshizaki | F-801MAJ-C | Ice-making Head | Air-Cooled Condenser | Flake | Continuous | 532 | 5 |  |  |  | 1.12 | Federally-Regulated Commercial & Industrial Equipment | 11/18/2019 | 9102378 | 07/06/2023
Hoshizaki America | Hoshizaki | F-1501MAJ | Ice-making Head | Air-Cooled Condenser | Flake | Continuous | 1154 | 4 |  |  |  | 1.24 | Federally-Regulated Commercial & Industrial Equipment | 11/18/2019 | 9118273 | 07/06/2023
Hoshizaki America | Hoshizaki | F-450MAJ | Ice-making Head | Air-Cooled Condenser | Flake | Continuous | 395 | 4.94 |  |  |  | 1.34 | Federally-Regulated Commercial & Industrial Equipment | 11/18/2019 | 9097347 | 07/06/2023
Hoshizaki America | Hoshizaki | KM-1605SWJ | Ice-making Head | Water-Cooled Condenser | Cube | Batch | 1670 | 3.3 |  | 137 |  |  | Federally-Regulated Commercial & Industrial Equipment | 07/31/2021 | 207133142 | 07/06/2023
Hoshizaki America | Hoshizaki | FD-650MRJZ-C*URC-5FZ | Remote Condensing w/o Remote C | Air-Cooled Condenser | Flake | Continuous | 480 | 4.8 | 6.92 |  |  | 1.11 | Federally-Regulated Commercial & Industrial Equipment | 10/13/2021 | 207497714 | 07/06/2023
Hoshizaki America | Hoshizaki | FD-1002MAJ-CB | Ice-making Head | Air-Cooled Condenser | Flake | Continuous | 726 | 4.57 | 5.91 |  |  | 1.11 | Federally-Regulated Commercial & Industrial Equipment | 03/03/2022 | 207804899 | 07/06/2023
Hoshizaki America | Hoshizaki | KM-1601SAJ | Ice-making Head | Air-Cooled Condenser | Cube | Batch | 1433 | 4.24 | 4.65 |  |  |  | Federally-Regulated Commercial & Industrial Equipment | 01/02/2019 |  | 07/06/2023
Hoshizaki America | Hoshizaki | F-1002MRJZ-C*URC-5FZ | Remote Condensing w/o Remote C | Air-Cooled Condenser | Flake | Continuous | 680 | 4.94 |  |  |  | 1.13 | Federally-Regulated Commercial & Industrial Equipment | 10/27/2021 | 207254984 | 07/06/2023
Hoshizaki America | Hoshizaki | KM-1601MRJ3*URC-22F | Remote Condensing w/o Remote C | Air-Cooled Condenser | Cube | Batch | 1550 | 4.09 | 4.59 |  |  |  | Federally-Regulated Commercial & Industrial Equipment | 01/02/2019 |  | 07/06/2023
Hoshizaki America | Hoshizaki | KMD-530MAJ | Ice-making Head | Air-Cooled Condenser | Cube | Batch | 442 | 5.72 |  |  |  |  | Federally-Regulated Commercial & Industrial Equipment | 11/18/2019 | 204429111 | 07/06/2023
Hoshizaki America | Hoshizaki | F-1002MRJ-SC*URC-5F | Remote Condensing w/o Remote C | Air-Cooled Condenser | Crushed | Continuous | 660 | 5.15 |  |  |  | 1.12 | Federally-Regulated Commercial & Industrial Equipment | 11/18/2019 | 204430394 | 07/06/2023
Hoshizaki America | Hoshizaki | KMH-2100SRJZ3*URC-22FZ | Remote Condensing w/o Remote C | Air-Cooled Condenser | Cube | Batch | 1925 | 3.67 | 4.59 |  |  |  | Federally-Regulated Commercial & Industrial Equipment | 03/03/2022 | 207742386 | 07/06/2023
Hoshizaki America | Hoshizaki | DCM-300BAH-OS | Self-Contained | Air-Cooled Condenser | Crushed | Continuous | 232 | 6.84 | 8.02 |  |  | 1.09 | Federally-Regulated Commercial & Industrial Equipment | 04/05/2022 | 5622940 | 07/06/2023
Hoshizaki America | Hoshizaki | KM-420MWJ | Ice-making Head | Water-Cooled Condenser | Cube | Batch | 435 | 4.7 | 4.97 | 95 | 190.4 |  | Federally-Regulated Commercial & Industrial Equipment | 06/09/2022 |  | 07/06/2023
Hoshizaki America | Hoshizaki | DCM-500BAH-OS | Self-Contained | Air-Cooled Condenser | Crushed | Continuous | 450 | 5.62 | 6.66 |  |  | 1.15 | Federally-Regulated Commercial & Industrial Equipment | 04/05/2022 | 5622944 | 07/06/2023
Hoshizaki America | Hoshizaki | F-1002MAJ-SC | Ice-making Head | Air-Cooled Condenser | Flake | Continuous | 700 | 4.65 | 5.99 |  |  | 1.11 | Federally-Regulated Commercial & Industrial Equipment | 07/22/2022 | 209247344 | 07/06/2023
Hoshizaki America | Hoshizaki | F-2001MRJZ-C*URC-22FZ | Remote Condensing w/o Remote C | Air-Cooled Condenser | Flake | Continuous | 1500 | 4.35 | 5.06 |  |  | 1.09 | Federally-Regulated Commercial & Industrial Equipment | 03/03/2022 | 207804165 | 07/06/2023
Hoshizaki America | Hoshizaki | F-1501MRJZ-C*URC-14FZ | Remote Condensing w/o Remote C | Air-Cooled Condenser | Flake | Continuous | 1054 | 4.5 |  |  |  | 1.1 | Federally-Regulated Commercial & Industrial Equipment | 10/20/2021 | 207505854 | 07/06/2023
Hoshizaki America | Hoshizaki | KM-1605SRJ*URC-22F | Remote Condensing w/o Remote C | Air-Cooled Condenser | Cube | Batch | 1405 | 4.35 | 4.59 |  |  |  | Federally-Regulated Commercial & Industrial Equipment | 03/31/2021 | 206840474 | 07/06/2023
Hoshizaki America | Hoshizaki | KM-660MRJZ*URC-5FZ | Remote Condensing w/o Remote C | Air-Cooled Condenser | Cube | Batch | 570 | 5.25 |  |  |  |  | Federally-Regulated Commercial & Industrial Equipment | 10/27/2021 | 207254989 | 07/06/2023
Hoshizaki America | Hoshizaki | KM-161BWJ | Self-Contained | Water-Cooled Condenser | Cube | Batch | 135 | 6.5 |  | 162 |  |  | Federally-Regulated Commercial & Industrial Equipment | 11/18/2019 | 204140567 | 07/06/2023
Hoshizaki America | Hoshizaki | FD-1002MRJ-CB*URC-5F | Remote Condensing w/o Remote C | Air-Cooled Condenser | Flake | Continuous | 680 | 4.94 | 5.76 |  |  | 1.13 | Federally-Regulated Commercial & Industrial Equipment | 04/21/2020 | 205651482 | 07/06/2023
Hoshizaki America | Hoshizaki | KM-81BAJ | Self-Contained | Air-Cooled Condenser | Cube | Batch | 52 | 8.45 |  |  |  |  | Federally-Regulated Commercial & Industrial Equipment | 11/18/2019 | 204088628 | 07/06/2023
Hoshizaki America | Hoshizaki | KMH-2100SRJZ*URC-22FZ | Remote Condensing w/o Remote C | Air-Cooled Condenser | Cube | Batch | 1850 | 3.75 | 4.59 |  |  |  | Federally-Regulated Commercial & Industrial Equipment | 03/03/2022 | 207742385 | 07/06/2023
Hoshizaki America | Hoshizaki | KM-161BAJ | Self-Contained | Air-Cooled Condenser | Cube | Batch | 123 | 8.6 |  |  |  |  | Federally-Regulated Commercial & Industrial Equipment | 11/18/2019 | 203807698 | 07/06/2023
Hoshizaki America | Hoshizaki | KM-1900SRJZ*URC-22FZ | Remote Condensing w/o Remote C | Air-Cooled Condenser | Cube | Batch | 1700 | 3.9 | 4.59 |  |  |  | Federally-Regulated Commercial & Industrial Equipment | 12/15/2021 | 207679233 | 07/06/2023
Hoshizaki America | Hoshizaki | KM-520MRJZ*URC-5FZ | Remote Condensing w/o Remote C | Air-Cooled Condenser | Cube | Batch | 495 | 4.8 |  |  |  |  | Federally-Regulated Commercial & Industrial Equipment | 10/27/2021 | 207254988 | 07/06/2023
Hoshizaki America | Hoshizaki | KM-1605SAJ | Ice-making Head | Air-Cooled Condenser | Cube | Batch | 1330 | 4.67 |  |  |  |  | Federally-Regulated Commercial & Industrial Equipment | 07/31/2021 | 207132700 | 07/06/2023
Hoshizaki America | Hoshizaki | F-2001MRJZ-SC*URC-22FZ | Remote Condensing w/o Remote C | Air-Cooled Condenser | Flake | Continuous | 1575 | 4.4 | 5.06 |  |  | 1.13 | Federally-Regulated Commercial & Industrial Equipment | 04/05/2022 | 207862111 | 07/06/2023
Hoshizaki America | Hoshizaki | F-1501MWJ-SC | Ice-making Head | Water-Cooled Condenser | Flake | Continuous | 1250 | 3.55 | 4.34 | 150 | 155.3 | 80 | Federally-Regulated Commercial & Industrial Equipment | 08/05/2019 |  | 07/06/2023
Hoshizaki America | Hoshizaki | F-330BAJ | Self-Contained | Air-Cooled Condenser | Flake | Continuous | 243 | 5.91 |  |  |  | 1.18 | Federally-Regulated Commercial & Industrial Equipment | 11/18/2019 | 8915180 | 07/06/2023
Hoshizaki America | Hoshizaki | DCM-500BAH | Self-Contained | Air-Cooled Condenser | Crushed | Continuous | 450 | 5.62 | 6.66 |  |  | 1.15 | Federally-Regulated Commercial & Industrial Equipment | 04/05/2022 | 5622943 | 07/06/2023
Hoshizaki America | Hoshizaki | IM-200BAC | Self-Contained | Air-Cooled Condenser | Cube | Batch | 150 | 8.4 |  |  |  |  | Federally-Regulated Commercial & Industrial Equipment | 11/18/2019 | 203405035 | 07/06/2023
Hoshizaki America | Hoshizaki | F-2001MRJZ*URC-22FZ | Remote Condensing w/o Remote C | Air-Cooled Condenser | Flake | Continuous | 1660 | 3.81 | 5.06 |  |  | 1.21 | Federally-Regulated Commercial & Industrial Equipment | 11/03/2021 | 207574199 | 07/06/2023
Hoshizaki America | Hoshizaki | F-1501MRJZ*URC-14FZ | Remote Condensing w/o Remote C | Air-Cooled Condenser | Flake | Continuous | 1181 | 4 |  |  |  | 1.21 | Federally-Regulated Commercial & Industrial Equipment | 10/20/2021 | 207505852 | 07/06/2023
Hoshizaki America | Hoshizaki | KM-1305SAJ3 | Ice-making Head | Air-Cooled Condenser | Cube | Batch | 1208 | 4.65 |  |  |  |  | Federally-Regulated Commercial & Industrial Equipment | 07/31/2021 | 207132699 | 07/06/2023
Hoshizaki America | Hoshizaki | KM-1340MRJZ3*URC-14FZ | Remote Condensing w/o Remote C | Air-Cooled Condenser | Cube | Batch | 1266 | 4.12 | 4.59 |  |  |  | Federally-Regulated Commercial & Industrial Equipment | 04/13/2022 | 208120644 | 07/06/2023
Hoshizaki America | Hoshizaki | F-1501MAJ-SC | Ice-making Head | Air-Cooled Condenser | Flake | Continuous | 1005 | 4.55 |  |  |  | 1.14 | Federally-Regulated Commercial & Industrial Equipment | 07/06/2023 | 207862112 | 07/06/2023
Scotsman Ice Systems | Scotsman | C1030MR-3F*ERC311-32E | Remote Condensing w/o Remote C | Air-Cooled Condenser | Cube | Batch | 869 | 4.97 | 5 |  |  |  | Federally-Regulated Commercial & Industrial Equipment | 03/14/2023 | 207641356 | 07/06/2023
Scotsman Ice Systems | Scotsman | NH0922R-32A*ERC311-32E | Remote Condensing w/o Remote C | Air-Cooled Condenser | Flake | Continuous | 717 | 4.36 | 5.54 |  |  | 1.15 | Federally-Regulated Commercial & Industrial Equipment | 09/15/2021 | 206362489 | 07/06/2023
Scotsman Ice Systems | Scotsman | UC2724MA-1A | Self-Contained | Air-Cooled Condenser | Cube | Batch | 202 | 7.05 | 7.35 |  |  |  | Federally-Regulated Commercial & Industrial Equipment | 08/26/2020 | 205995171 | 07/06/2023
Scotsman Ice Systems | Scotsman | NH0622A-32A | Ice-making Head | Air-Cooled Condenser | Flake | Continuous | 466 | 5.65 | 6.74 |  |  | 1.15 | Federally-Regulated Commercial & Industrial Equipment | 09/15/2021 | 206362467 | 07/06/2023
Scotsman Ice Systems | Scotsman | NS0922W-3A | Ice-making Head | Water-Cooled Condenser | Flake | Continuous | 817 | 3.01 | 4.34 | 123 | 163.8 | 1.22 | Federally-Regulated Commercial & Industrial Equipment | 12/09/2020 | 206362486 | 07/06/2023
Scotsman Ice Systems | Scotsman | UC2724SW-1A | Self-Contained | Water-Cooled Condenser | Cube | Batch | 219 | 5.68 | 5.7 | 112 | 184.1 |  | Federally-Regulated Commercial & Industrial Equipment | 08/26/2020 | 205995174 | 07/06/2023
Scotsman Ice Systems | Scotsman | FS0822R-1B*ERC111-1E | Remote Condensing w/o Remote C | Air-Cooled Condenser | Flake | Continuous | 589 | 4.22 | 6.28 |  |  | 1.38 | Federally-Regulated Commercial & Industrial Equipment | 09/15/2021 | 207348596 | 07/06/2023
Scotsman Ice Systems | Scotsman | FS1222A-3A | Ice-making Head | Air-Cooled Condenser | Flake | Continuous | 861 | 3.24 | 5.61 |  |  | 1.42 | Federally-Regulated Commercial & Industrial Equipment | 09/15/2021 | 206362482 | 07/06/2023
Scotsman Ice Systems | Scotsman | NH1322A-32A | Ice-making Head | Air-Cooled Condenser | Flake | Continuous | 866 | 4.55 | 5.61 |  |  | 1.17 | Federally-Regulated Commercial & Industrial Equipment | 09/15/2021 | 206362494 | 07/06/2023
Scotsman Ice Systems | Scotsman | NS0922R-32A*ERC311-32E | Remote Condensing w/o Remote C | Air-Cooled Condenser | Flake | Continuous | 754 | 3.91 | 5.33 |  |  | 1.18 | Federally-Regulated Commercial & Industrial Equipment | 12/09/2020 | 206362491 | 07/06/2023
Scotsman Ice Systems | Scotsman | NS1322W-32B | Ice-making Head | Water-Cooled Condenser | Flake | Continuous | 1115 | 3.11 | 4.34 | 94 | 157.9 | 1.22 | Federally-Regulated Commercial & Industrial Equipment | 09/15/2021 | 207348618 | 07/06/2023
Scotsman Ice Systems | Scotsman | FS1522R-32A*ERC311-32E | Remote Condensing w/o Remote C | Air-Cooled Condenser | Flake | Continuous | 1133 | 3.66 | 5.06 |  |  | 1.35 | Federally-Regulated Commercial & Industrial Equipment | 09/15/2021 | 206362503 | 07/06/2023
Scotsman Ice Systems | Scotsman | C1030SR-32F*ERC311-32E | Remote Condensing w/o Remote C | Air-Cooled Condenser | Cube | Batch | 869 | 4.97 | 5 |  |  |  | Federally-Regulated Commercial & Industrial Equipment | 03/14/2023 | 207641359 | 07/06/2023
Scotsman Ice Systems | Scotsman | NH1322W-32A | Ice-making Head | Water-Cooled Condenser | Flake | Continuous | 1033 | 3.38 | 4.34 | 109 | 159.5 | 1.14 | Federally-Regulated Commercial & Industrial Equipment | 09/15/2021 | 206362498 | 07/06/2023
Scotsman Ice Systems | Scotsman | NS0922W-32A | Ice-making Head | Water-Cooled Condenser | Flake | Continuous | 817 | 3.01 | 4.34 | 123 | 163.8 | 1.22 | Federally-Regulated Commercial & Industrial Equipment | 12/09/2020 | 206362485 | 07/06/2023
Scotsman Ice Systems | Scotsman | FS1222A-3B | Ice-making Head | Air-Cooled Condenser | Flake | Continuous | 861 | 3.24 | 5.61 |  |  | 1.42 | Federally-Regulated Commercial & Industrial Equipment | 09/15/2021 | 207348602 | 07/06/2023
Scotsman Ice Systems | Scotsman | FS1222A-32A | Ice-making Head | Air-Cooled Condenser | Flake | Continuous | 861 | 3.24 | 5.61 |  |  | 1.42 | Federally-Regulated Commercial & Industrial Equipment | 09/15/2021 | 206362483 | 07/06/2023
Scotsman Ice Systems | Scotsman | FS1222A-32B | Ice-making Head | Air-Cooled Condenser | Flake | Continuous | 861 | 3.24 | 5.61 |  |  | 1.42 | Federally-Regulated Commercial & Industrial Equipment | 09/15/2021 | 207348601 | 07/06/2023
Scotsman Ice Systems | Scotsman | C1030MR-32F*ERC311-32E | Remote Condensing w/o Remote C | Air-Cooled Condenser | Cube | Batch | 869 | 4.97 | 5 |  |  |  | Federally-Regulated Commercial & Industrial Equipment | 03/14/2023 | 207641358 | 07/06/2023
Scotsman Ice Systems | Scotsman | NH0622A-1B | Ice-making Head | Air-Cooled Condenser | Flake | Continuous | 466 | 5.65 | 6.74 |  |  | 1.15 | Federally-Regulated Commercial & Industrial Equipment | 09/15/2021 | 207348586 | 07/06/2023
Scotsman Ice Systems | Scotsman | NS0922W-3B | Ice-making Head | Water-Cooled Condenser | Flake | Continuous | 817 | 3.01 | 4.34 | 123 | 163.8 | 1.22 | Federally-Regulated Commercial & Industrial Equipment | 09/15/2021 | 207348603 | 07/06/2023
Scotsman Ice Systems | Scotsman | FS1222R-32A*ERC311-32E | Remote Condensing w/o Remote C | Air-Cooled Condenser | Flake | Continuous | 875 | 3.35 | 5.06 |  |  | 1.37 | Federally-Regulated Commercial & Industrial Equipment | 09/15/2021 | 206362493 | 07/06/2023
Scotsman Ice Systems | Scotsman | NS0922W-32B | Ice-making Head | Water-Cooled Condenser | Flake | Continuous | 817 | 3.01 | 4.34 | 123 | 163.8 | 1.22 | Federally-Regulated Commercial & Industrial Equipment | 09/15/2021 | 207348604 | 07/06/2023
Scotsman Ice Systems | Scotsman | NS1322A-32A | Ice-making Head | Air-Cooled Condenser | Flake | Continuous | 954 | 4.11 | 5.61 |  |  | 1.22 | Federally-Regulated Commercial & Industrial Equipment | 12/09/2020 | 206362495 | 07/06/2023
Scotsman Ice Systems | Scotsman | FS0822W-32A | Ice-making Head | Water-Cooled Condenser | Flake | Continuous | 581 | 3.41 | 4.93 | 87 | 168.5 | 1.38 | Federally-Regulated Commercial & Industrial Equipment | 09/15/2021 | 206362474 | 07/06/2023
Scotsman Ice Systems | Scotsman | UC2024SW-1A | Self-Contained | Water-Cooled Condenser | Cube | Batch | 176 | 4.91 | 6.16 | 111 | 185.5 |  | Federally-Regulated Commercial & Industrial Equipment | 08/26/2020 | 205995170 | 07/06/2023
Scotsman Ice Systems | Scotsman | NS0422A-1A | Ice-making Head | Air-Cooled Condenser | Flake | Continuous | 320 | 5.23 | 7.21 |  |  | 1.2 | Federally-Regulated Commercial & Industrial Equipment | 12/09/2020 | 206362461 | 07/06/2023
Scotsman Ice Systems | Scotsman | NH1322A-32B | Ice-making Head | Air-Cooled Condenser | Flake | Continuous | 866 | 4.55 | 5.61 |  |  | 1.17 | Federally-Regulated Commercial & Industrial Equipment | 09/15/2021 | 207348614 | 07/06/2023
Scotsman Ice Systems | Scotsman | C1030SA-32F | Ice-making Head | Air-Cooled Condenser | Cube | Batch | 810 | 4.84 | 5.04 |  |  |  | Federally-Regulated Commercial & Industrial Equipment | 03/14/2023 | 207641353 | 07/06/2023
Scotsman Ice Systems | Scotsman | FS1222W-32B | Ice-making Head | Water-Cooled Condenser | Flake | Continuous | 933 | 2.59 | 4.34 | 112 | 161.5 | 1.4 | Federally-Regulated Commercial & Industrial Equipment | 09/15/2021 | 207348606 | 07/06/2023
Scotsman Ice Systems | Scotsman | NH0622A-1A | Ice-making Head | Air-Cooled Condenser | Flake | Continuous | 466 | 5.65 | 6.74 |  |  | 1.15 | Federally-Regulated Commercial & Industrial Equipment | 09/15/2021 | 206362466 | 07/06/2023
Scotsman Ice Systems | Scotsman | NS1322W-32A | Ice-making Head | Water-Cooled Condenser | Flake | Continuous | 1115 | 3.11 | 4.34 | 94 | 157.9 | 1.22 | Federally-Regulated Commercial & Industrial Equipment | 12/09/2020 | 206362500 | 07/06/2023
Scotsman Ice Systems | Scotsman | FS1222R-32B*ERC311-32E | Remote Condensing w/o Remote C | Air-Cooled Condenser | Flake | Continuous | 875 | 3.35 | 5.06 |  |  | 1.37 | Federally-Regulated Commercial & Industrial Equipment | 09/15/2021 | 207348611 | 07/06/2023
Scotsman Ice Systems | Scotsman | FS0822R-1A*ERC111-1E | Remote Condensing w/o Remote C | Air-Cooled Condenser | Flake | Continuous | 589 | 4.22 | 6.28 |  |  | 1.38 | Federally-Regulated Commercial & Industrial Equipment | 09/15/2021 | 206362477 | 07/06/2023
Scotsman Ice Systems | Scotsman | FS0522A-1A | Ice-making Head | Air-Cooled Condenser | Flake | Continuous | 372 | 4.65 | 7.04 |  |  | 1.41 | Federally-Regulated Commercial & Industrial Equipment | 09/15/2021 | 206362462 | 07/06/2023
Scotsman Ice Systems | Scotsman | NH0422A-1B | Ice-making Head | Air-Cooled Condenser | Flake | Continuous | 327 | 5.21 | 7.18 |  |  | 1.17 | Federally-Regulated Commercial & Industrial Equipment | 09/15/2021 | 207348581 | 07/06/2023
Scotsman Ice Systems | Scotsman | NS1322R-32B*ERC311-32E | Remote Condensing w/o Remote C | Air-Cooled Condenser | Flake | Continuous | 1077 | 3.88 | 5.06 |  |  | 1.2 | Federally-Regulated Commercial & Industrial Equipment | 09/15/2021 | 207348620 | 07/06/2023
Scotsman Ice Systems | Scotsman | NS0622R-1A*ERC111-1E | Remote Condensing w/o Remote C | Air-Cooled Condenser | Flake | Continuous | 515 | 4.82 | 6.71 |  |  | 1.17 | Federally-Regulated Commercial & Industrial Equipment | 12/09/2020 | 206362476 | 07/06/2023
Scotsman Ice Systems | Scotsman | C1030MW-32F | Ice-making Head | Water-Cooled Condenser | Cube | Batch | 929 | 3.96 | 4.16 | 167 | 179.6 |  | Federally-Regulated Commercial & Industrial Equipment | 03/14/2023 | 207641354 | 07/06/2023
Scotsman Ice Systems | Scotsman | NH1322R-32B*ERC311-32E | Remote Condensing w/o Remote C | Air-Cooled Condenser | Flake | Continuous | 1000 | 4.19 | 5.06 |  |  | 1.14 | Federally-Regulated Commercial & Industrial Equipment | 09/15/2021 | 207348621 | 07/06/2023
Scotsman Ice Systems | Scotsman | NH0922R-1A*ERC111-1E | Remote Condensing w/o Remote C | Air-Cooled Condenser | Flake | Continuous | 717 | 4.36 | 5.54 |  |  | 1.15 | Federally-Regulated Commercial & Industrial Equipment | 09/15/2021 | 206362488 | 07/06/2023
Scotsman Ice Systems | Scotsman | FS1222R-3A*ERC311-32E | Remote Condensing w/o Remote C | Air-Cooled Condenser | Flake | Continuous | 875 | 3.35 | 5.06 |  |  | 1.37 | Federally-Regulated Commercial & Industrial Equipment | 09/15/2021 | 206362492 | 07/06/2023
Scotsman Ice Systems | Scotsman | NS0922R-32B*ERC311-32E | Remote Condensing w/o Remote C | Air-Cooled Condenser | Flake | Continuous | 754 | 3.91 | 5.33 |  |  | 1.18 | Federally-Regulated Commercial & Industrial Equipment | 09/15/2021 | 207348609 | 07/06/2023
Scotsman Ice Systems | Scotsman | FS1222R-3B*ERC311-32E | Remote Condensing w/o Remote C | Air-Cooled Condenser | Flake | Continuous | 875 | 3.35 | 5.06 |  |  | 1.37 | Federally-Regulated Commercial & Industrial Equipment | 09/15/2021 | 207348612 | 07/06/2023
Scotsman Ice Systems | Scotsman | FS0822A-1A | Ice-making Head | Air-Cooled Condenser | Flake | Continuous | 606 | 4.11 | 6.29 |  |  | 1.38 | Federally-Regulated Commercial & Industrial Equipment | 09/15/2021 | 206362470 | 07/06/2023
Scotsman Ice Systems | Scotsman | NH0622R-1B*ERC111-1E | Remote Condensing w/o Remote C | Air-Cooled Condenser | Flake | Continuous | 494 | 5.11 | 6.83 |  |  | 1.14 | Federally-Regulated Commercial & Industrial Equipment | 09/15/2021 | 207348595 | 07/06/2023
Scotsman Ice Systems | Scotsman | C1030MA-32F | Ice-making Head | Air-Cooled Condenser | Cube | Batch | 810 | 4.84 | 5.04 |  |  |  | Federally-Regulated Commercial & Industrial Equipment | 03/14/2023 | 207641352 | 07/06/2023
Scotsman Ice Systems | Scotsman | NS0622W-1A | Ice-making Head | Water-Cooled Condenser | Flake | Continuous | 515 | 4.13 | 5.1 | 94 | 169.8 | 1.22 | Federally-Regulated Commercial & Industrial Equipment | 12/09/2020 | 206362472 | 07/06/2023
Scotsman Ice Systems | Scotsman | FS1522A-32B | Ice-making Head | Air-Cooled Condenser | Flake | Continuous | 1100 | 3.64 | 5.61 |  |  | 1.37 | Federally-Regulated Commercial & Industrial Equipment | 09/15/2021 | 207348615 | 07/06/2023
Scotsman Ice Systems | Scotsman | NS1322W-3A | Ice-making Head | Water-Cooled Condenser | Flake | Continuous | 1115 | 3.11 | 4.34 | 94 | 157.9 | 1.22 | Federally-Regulated Commercial & Industrial Equipment | 12/09/2020 | 206362499 | 07/06/2023
Scotsman Ice Systems | Scotsman | NS0422W-1A | Ice-making Head | Water-Cooled Condenser | Flake | Continuous | 386 | 4.02 | 5.45 | 112 | 172.4 | 1.2 | Federally-Regulated Commercial & Industrial Equipment | 12/09/2020 | 206362464 | 07/06/2023
Scotsman Ice Systems | Scotsman | NH0422W-1B | Ice-making Head | Water-Cooled Condenser | Flake | Continuous | 370 | 4.12 | 5.49 | 107 | 172.7 | 1.16 | Federally-Regulated Commercial & Industrial Equipment | 09/15/2021 | 207348584 | 07/06/2023
Scotsman Ice Systems | Scotsman | NH0422W-1A | Ice-making Head | Water-Cooled Condenser | Flake | Continuous | 370 | 4.12 | 5.49 | 107 | 172.7 | 1.16 | Federally-Regulated Commercial & Industrial Equipment | 09/15/2021 | 206362463 | 07/06/2023
Scotsman Ice Systems | Scotsman | NS1322A-32B | Ice-making Head | Air-Cooled Condenser | Flake | Continuous | 954 | 4.11 | 5.61 |  |  | 1.22 | Federally-Regulated Commercial & Industrial Equipment | 09/15/2021 | 207348613 | 07/06/2023
Scotsman Ice Systems | Scotsman | NS0422A-1B | Ice-making Head | Air-Cooled Condenser | Flake | Continuous | 320 | 5.23 | 7.21 |  |  | 1.2 | Federally-Regulated Commercial & Industrial Equipment | 09/15/2021 | 207348580 | 07/06/2023
Scotsman Ice Systems | Scotsman | NH0922A-32B | Ice-making Head | Air-Cooled Condenser | Flake | Continuous | 676 | 4.23 | 6.07 |  |  | 1.15 | Federally-Regulated Commercial & Industrial Equipment | 09/15/2021 | 207348600 | 07/06/2023
Scotsman Ice Systems | Scotsman | NH0422A-1A | Ice-making Head | Air-Cooled Condenser | Flake | Continuous | 327 | 5.21 | 7.18 |  |  | 1.17 | Federally-Regulated Commercial & Industrial Equipment | 09/15/2021 | 206362460 | 07/06/2023
Scotsman Ice Systems | Scotsman | NH0922A-1A | Ice-making Head | Air-Cooled Condenser | Flake | Continuous | 676 | 4.23 | 6.07 |  |  | 1.15 | Federally-Regulated Commercial & Industrial Equipment | 09/15/2021 | 206362478 | 07/06/2023
Scotsman Ice Systems | Scotsman | NH0622R-1A*ERC111-1E | Remote Condensing w/o Remote C | Air-Cooled Condenser | Flake | Continuous | 494 | 5.11 | 6.83 |  |  | 1.14 | Federally-Regulated Commercial & Industrial Equipment | 09/15/2021 | 206362475 | 07/06/2023
Scotsman Ice Systems | Scotsman | FS0522W-1A | Ice-making Head | Water-Cooled Condenser | Flake | Continuous | 409 | 3.56 | 5.39 | 96 | 171.9 | 1.42 | Federally-Regulated Commercial & Industrial Equipment | 09/15/2021 | 206362465 | 07/06/2023
Scotsman Ice Systems | Scotsman | NS0922A-32B | Ice-making Head | Air-Cooled Condenser | Flake | Continuous | 740 | 3.91 | 5.86 |  |  | 1.21 | Federally-Regulated Commercial & Industrial Equipment | 09/15/2021 | 207348599 | 07/06/2023
Scotsman Ice Systems | Scotsman | NS0622A-1B | Ice-making Head | Air-Cooled Condenser | Flake | Continuous | 530 | 4.91 | 6.53 |  |  | 1.19 | Federally-Regulated Commercial & Industrial Equipment | 09/15/2021 | 207348585 | 07/06/2023
Scotsman Ice Systems | Scotsman | BC0530A-1A | Ice-making Head | Air-Cooled Condenser | Cube | Batch | 383 | 5.92 |  |  |  |  | Federally-Regulated Commercial & Industrial Equipment | 11/17/2021 | 205707978 | 07/06/2023
Scotsman Ice Systems | Scotsman | NH1322R-32A*ERC311-32E | Remote Condensing w/o Remote C | Air-Cooled Condenser | Flake | Continuous | 1000 | 4.19 | 5.06 |  |  | 1.14 | Federally-Regulated Commercial & Industrial Equipment | 09/15/2021 | 206362501 | 07/06/2023
Scotsman Ice Systems | Scotsman | UC2024SA-1A | Self-Contained | Air-Cooled Condenser | Cube | Batch | 166 | 6.27 | 8.22 |  |  |  | Federally-Regulated Commercial & Industrial Equipment | 08/26/2020 | 205995168 | 07/06/2023
Scotsman Ice Systems | Scotsman | NH1322W-32B | Ice-making Head | Water-Cooled Condenser | Flake | Continuous | 1033 | 3.38 | 4.34 | 109 | 159.5 | 1.14 | Federally-Regulated Commercial & Industrial Equipment | 09/15/2021 | 207348619 | 07/06/2023
Scotsman Ice Systems | Scotsman | UC2024MA-1A | Self-Contained | Air-Cooled Condenser | Cube | Batch | 166 | 6.27 | 8.22 |  |  |  | Federally-Regulated Commercial & Industrial Equipment | 08/26/2020 | 205995167 | 07/06/2023
Scotsman Ice Systems | Scotsman | NH0922R-1B*ERC111-1E | Remote Condensing w/o Remote C | Air-Cooled Condenser | Flake | Continuous | 717 | 4.36 | 5.54 |  |  | 1.15 | Federally-Regulated Commercial & Industrial Equipment | 09/15/2021 | 207348608 | 07/06/2023
Scotsman Ice Systems | Scotsman | NS1322W-3B | Ice-making Head | Water-Cooled Condenser | Flake | Continuous | 1115 | 3.11 | 4.34 | 94 | 157.9 | 1.22 | Federally-Regulated Commercial & Industrial Equipment | 09/15/2021 | 207348616 | 07/06/2023
Scotsman Ice Systems | Scotsman | NH0622W-1A | Ice-making Head | Water-Cooled Condenser | Flake | Continuous | 505 | 4.43 | 5.13 | 105 | 170 | 1.14 | Federally-Regulated Commercial & Industrial Equipment | 09/15/2021 | 206362471 | 07/06/2023
Scotsman Ice Systems | Scotsman | NS0422W-1B | Ice-making Head | Water-Cooled Condenser | Flake | Continuous | 386 | 4.02 | 5.45 | 112 | 172.4 | 1.2 | Federally-Regulated Commercial & Industrial Equipment | 09/15/2021 | 207348583 | 07/06/2023
Scotsman Ice Systems | Scotsman | FS1522A-32A | Ice-making Head | Air-Cooled Condenser | Flake | Continuous | 1100 | 3.64 | 5.61 |  |  | 1.37 | Federally-Regulated Commercial & Industrial Equipment | 09/15/2021 | 206362496 | 07/06/2023
Scotsman Ice Systems | Scotsman | NS0622W-1B | Ice-making Head | Water-Cooled Condenser | Flake | Continuous | 515 | 4.13 | 5.1 | 94 | 169.8 | 1.22 | Federally-Regulated Commercial & Industrial Equipment | 09/15/2021 | 207348590 | 07/06/2023
Scotsman Ice Systems | Scotsman | NS0622A-1A | Ice-making Head | Air-Cooled Condenser | Flake | Continuous | 530 | 4.91 | 6.53 |  |  | 1.19 | Federally-Regulated Commercial & Industrial Equipment | 12/09/2020 | 206362468 | 07/06/2023
Scotsman Ice Systems | Scotsman | NH0922R-32B*ERC311-32E | Remote Condensing w/o Remote C | Air-Cooled Condenser | Flake | Continuous | 717 | 4.36 | 5.54 |  |  | 1.15 | Federally-Regulated Commercial & Industrial Equipment | 09/15/2021 | 207348610 | 07/06/2023
Scotsman Ice Systems | Scotsman | C1030SW-32F | Ice-making Head | Water-Cooled Condenser | Cube | Batch | 929 | 3.96 | 4.16 | 167 | 179.6 |  | Federally-Regulated Commercial & Industrial Equipment | 03/14/2023 | 207641355 | 07/06/2023
Scotsman Ice Systems | Scotsman | NH0922W-32A | Ice-making Head | Water-Cooled Condenser | Flake | Continuous | 740 | 3.28 | 4.5 | 133 | 165.3 | 1.17 | Federally-Regulated Commercial & Industrial Equipment | 09/15/2021 | 206362484 | 07/06/2023
Scotsman Ice Systems | Scotsman | NH0922A-1B | Ice-making Head | Air-Cooled Condenser | Flake | Continuous | 676 | 4.23 | 6.07 |  |  | 1.15 | Federally-Regulated Commercial & Industrial Equipment | 09/15/2021 | 207348598 | 07/06/2023
Scotsman Ice Systems | Scotsman | NS0922A-1A | Ice-making Head | Air-Cooled Condenser | Flake | Continuous | 740 | 3.91 | 5.86 |  |  | 1.21 | Federally-Regulated Commercial & Industrial Equipment | 12/09/2020 | 206362480 | 07/06/2023
Scotsman Ice Systems | Scotsman | NH0922A-32A | Ice-making Head | Air-Cooled Condenser | Flake | Continuous | 676 | 4.23 | 6.07 |  |  | 1.15 | Federally-Regulated Commercial & Industrial Equipment | 09/15/2021 | 206362479 | 07/06/2023
Scotsman Ice Systems | Scotsman | UC2724MW-1A | Self-Contained | Water-Cooled Condenser | Cube | Batch | 219 | 5.68 | 5.7 | 112 | 184.1 |  | Federally-Regulated Commercial & Industrial Equipment | 08/26/2020 | 205995173 | 07/06/2023
Scotsman Ice Systems | Scotsman | NS0922A-32A | Ice-making Head | Air-Cooled Condenser | Flake | Continuous | 740 | 3.91 | 5.86 |  |  | 1.21 | Federally-Regulated Commercial & Industrial Equipment | 12/09/2020 | 206362481 | 07/06/2023
Scotsman Ice Systems | Scotsman | FS0522A-1B | Ice-making Head | Air-Cooled Condenser | Flake | Continuous | 372 | 4.65 | 7.04 |  |  | 1.4 | Federally-Regulated Commercial & Industrial Equipment | 09/15/2021 | 207348582 | 07/06/2023
Scotsman Ice Systems | Scotsman | NS0922R-1B*ERC111-1E | Remote Condensing w/o Remote C | Air-Cooled Condenser | Flake | Continuous | 754 | 3.91 | 5.33 |  |  | 1.18 | Federally-Regulated Commercial & Industrial Equipment | 09/15/2021 | 207348607 | 07/06/2023
Scotsman Ice Systems | Scotsman | NH1322W-3A | Ice-making Head | Water-Cooled Condenser | Flake | Continuous | 1033 | 3.38 | 4.34 | 109 | 159.5 | 1.14 | Federally-Regulated Commercial & Industrial Equipment | 09/15/2021 | 206362497 | 07/06/2023
Scotsman Ice Systems | Scotsman | C1030SR-3F*ERC311-32E | Remote Condensing w/o Remote C | Air-Cooled Condenser | Cube | Batch | 869 | 4.97 | 5 |  |  |  | Federally-Regulated Commercial & Industrial Equipment | 03/14/2023 | 207641357 | 07/06/2023
Scotsman Ice Systems | Scotsman | NH0622W-1B | Ice-making Head | Water-Cooled Condenser | Flake | Continuous | 505 | 4.43 | 5.13 | 105 | 170 | 1.14 | Federally-Regulated Commercial & Industrial Equipment | 09/15/2021 | 207348591 | 07/06/2023
Scotsman Ice Systems | Scotsman | NH1322W-3B | Ice-making Head | Water-Cooled Condenser | Flake | Continuous | 1033 | 3.38 | 4.34 | 109 | 159.5 | 1.14 | Federally-Regulated Commercial & Industrial Equipment | 09/15/2021 | 207348617 | 07/06/2023
Scotsman Ice Systems | Scotsman | UC2724SA-1A | Self-Contained | Air-Cooled Condenser | Cube | Batch | 202 | 7.05 | 7.35 |  |  |  | Federally-Regulated Commercial & Industrial Equipment | 08/26/2020 | 205995172 | 07/06/2023
Scotsman Ice Systems | Scotsman | NS1322R-32A*ERC311-32E | Remote Condensing w/o Remote C | Air-Cooled Condenser | Flake | Continuous | 1077 | 3.88 | 5.06 |  |  | 1.2 | Federally-Regulated Commercial & Industrial Equipment | 12/09/2020 | 206362502 | 07/06/2023
Scotsman Ice Systems | Scotsman | NH0922W-32B | Ice-making Head | Water-Cooled Condenser | Flake | Continuous | 740 | 3.28 | 4.5 | 133 | 165.3 | 1.17 | Federally-Regulated Commercial & Industrial Equipment | 09/15/2021 | 207348605 | 07/06/2023
Scotsman Ice Systems | Scotsman | NS0622A-32A | Ice-making Head | Air-Cooled Condenser | Flake | Continuous | 530 | 4.91 | 6.53 |  |  | 1.19 | Federally-Regulated Commercial & Industrial Equipment | 12/09/2020 | 206362469 | 07/06/2023
Scotsman Ice Systems | Scotsman | FS0522W-1B | Ice-making Head | Water-Cooled Condenser | Flake | Continuous | 409 | 3.56 | 5.39 | 96 | 171.9 | 1.42 | Federally-Regulated Commercial & Industrial Equipment | 08/25/2021 | 207334277 | 07/06/2023
Scotsman Ice Systems | Scotsman | FS0822A-1B | Ice-making Head | Air-Cooled Condenser | Flake | Continuous | 606 | 4.11 | 6.29 |  |  | 1.38 | Federally-Regulated Commercial & Industrial Equipment | 09/15/2021 | 207348587 | 07/06/2023
Scotsman Ice Systems | Scotsman | FS0822W-1A | Ice-making Head | Water-Cooled Condenser | Flake | Continuous | 581 | 3.41 | 4.93 | 87 | 168.5 | 1.38 | Federally-Regulated Commercial & Industrial Equipment | 09/15/2021 | 206362473 | 07/06/2023
Scotsman Ice Systems | Scotsman | FS1522R-32B*ERC311-32E | Remote Condensing w/o Remote C | Air-Cooled Condenser | Flake | Continuous | 1133 | 3.66 | 5.06 |  |  | 1.35 | Federally-Regulated Commercial & Industrial Equipment | 09/15/2021 | 207348622 | 07/06/2023
Scotsman Ice Systems | Scotsman | UC2024MW-1A | Self-Contained | Water-Cooled Condenser | Cube | Batch | 176 | 4.91 | 6.16 | 111 | 185.5 |  | Federally-Regulated Commercial & Industrial Equipment | 08/26/2020 | 205995169 | 07/06/2023
Scotsman Ice Systems | Scotsman | NS0922R-1A*ERC111-1E | Remote Condensing w/o Remote C | Air-Cooled Condenser | Flake | Continuous | 754 | 3.91 | 5.33 |  |  | 1.18 | Federally-Regulated Commercial & Industrial Equipment | 12/09/2020 | 206362490 | 07/06/2023
Scotsman Ice Systems | Scotsman | FS1222W-32A | Ice-making Head | Water-Cooled Condenser | Flake | Continuous | 933 | 2.59 | 4.34 | 112 | 161.5 | 1.4 | Federally-Regulated Commercial & Industrial Equipment | 09/15/2021 | 206362487 | 07/06/2023
Scotsman Ice Systems | Scotsman | NS0922A-1B | Ice-making Head | Air-Cooled Condenser | Flake | Continuous | 740 | 3.91 | 5.86 |  |  | 1.21 | Federally-Regulated Commercial & Industrial Equipment | 09/15/2021 | 207348597 | 07/06/2023
Scotsman Ice Systems | Scotsman | C1030MR-3F*ERC311-32E | Remote Condensing w/o Remote C | Air-Cooled Condenser | Cube | Batch | 869 | 4.97 | 5 |  |  |  | Federally-Regulated Commercial & Industrial Equipment | 03/14/2023 | 207641356 | 07/06/2023
Scotsman Ice Systems | Scotsman | NH0922R-32A*ERC311-32E | Remote Condensing w/o Remote C | Air-Cooled Condenser | Flake | Continuous | 717 | 4.36 | 5.54 |  |  | 1.15 | Federally-Regulated Commercial & Industrial Equipment | 09/15/2021 | 206362489 | 07/06/2023
Scotsman Ice Systems | Scotsman | UC2724MA-1A | Self-Contained | Air-Cooled Condenser | Cube | Batch | 202 | 7.05 | 7.35 |  |  |  | Federally-Regulated Commercial & Industrial Equipment | 08/26/2020 | 205995171 | 07/06/2023
Scotsman Ice Systems | Scotsman | NH0622A-32A | Ice-making Head | Air-Cooled Condenser | Flake | Continuous | 466 | 5.65 | 6.74 |  |  | 1.15 | Federally-Regulated Commercial & Industrial Equipment | 09/15/2021 | 206362467 | 07/06/2023
Scotsman Ice Systems | Scotsman | NS0922W-3A | Ice-making Head | Water-Cooled Condenser | Flake | Continuous | 817 | 3.01 | 4.34 | 123 | 163.8 | 1.22 | Federally-Regulated Commercial & Industrial Equipment | 12/09/2020 | 206362486 | 07/06/2023
Scotsman Ice Systems | Scotsman | UC2724SW-1A | Self-Contained | Water-Cooled Condenser | Cube | Batch | 219 | 5.68 | 5.7 | 112 | 184.1 |  | Federally-Regulated Commercial & Industrial Equipment | 08/26/2020 | 205995174 | 07/06/2023
Scotsman Ice Systems | Scotsman | FS0822R-1B*ERC111-1E | Remote Condensing w/o Remote C | Air-Cooled Condenser | Flake | Continuous | 589 | 4.22 | 6.28 |  |  | 1.38 | Federally-Regulated Commercial & Industrial Equipment | 09/15/2021 | 207348596 | 07/06/2023
Scotsman Ice Systems | Scotsman | FS1222A-3A | Ice-making Head | Air-Cooled Condenser | Flake | Continuous | 861 | 3.24 | 5.61 |  |  | 1.42 | Federally-Regulated Commercial & Industrial Equipment | 09/15/2021 | 206362482 | 07/06/2023
Scotsman Ice Systems | Scotsman | NH1322A-32A | Ice-making Head | Air-Cooled Condenser | Flake | Continuous | 866 | 4.55 | 5.61 |  |  | 1.17 | Federally-Regulated Commercial & Industrial Equipment | 09/15/2021 | 206362494 | 07/06/2023
Scotsman Ice Systems | Scotsman | NS0922R-32A*ERC311-32E | Remote Condensing w/o Remote C | Air-Cooled Condenser | Flake | Continuous | 754 | 3.91 | 5.33 |  |  | 1.18 | Federally-Regulated Commercial & Industrial Equipment | 12/09/2020 | 206362491 | 07/06/2023
Scotsman Ice Systems | Scotsman | NS1322W-32B | Ice-making Head | Water-Cooled Condenser | Flake | Continuous | 1115 | 3.11 | 4.34 | 94 | 157.9 | 1.22 | Federally-Regulated Commercial & Industrial Equipment | 09/15/2021 | 207348618 | 07/06/2023
Scotsman Ice Systems | Scotsman | FS1522R-32A*ERC311-32E | Remote Condensing w/o Remote C | Air-Cooled Condenser | Flake | Continuous | 1133 | 3.66 | 5.06 |  |  | 1.35 | Federally-Regulated Commercial & Industrial Equipment | 09/15/2021 | 206362503 | 07/06/2023
Scotsman Ice Systems | Scotsman | C1030SR-32F*ERC311-32E | Remote Condensing w/o Remote C | Air-Cooled Condenser | Cube | Batch | 869 | 4.97 | 5 |  |  |  | Federally-Regulated Commercial & Industrial Equipment | 03/14/2023 | 207641359 | 07/06/2023
Scotsman Ice Systems | Scotsman | NH1322W-32A | Ice-making Head | Water-Cooled Condenser | Flake | Continuous | 1033 | 3.38 | 4.34 | 109 | 159.5 | 1.14 | Federally-Regulated Commercial & Industrial Equipment | 09/15/2021 | 206362498 | 07/06/2023
Scotsman Ice Systems | Scotsman | NS0922W-32A | Ice-making Head | Water-Cooled Condenser | Flake | Continuous | 817 | 3.01 | 4.34 | 123 | 163.8 | 1.22 | Federally-Regulated Commercial & Industrial Equipment | 12/09/2020 | 206362485 | 07/06/2023
Scotsman Ice Systems | Scotsman | FS1222A-3B | Ice-making Head | Air-Cooled Condenser | Flake | Continuous | 861 | 3.24 | 5.61 |  |  | 1.42 | Federally-Regulated Commercial & Industrial Equipment | 09/15/2021 | 207348602 | 07/06/2023
Scotsman Ice Systems | Scotsman | FS1222A-32A | Ice-making Head | Air-Cooled Condenser | Flake | Continuous | 861 | 3.24 | 5.61 |  |  | 1.42 | Federally-Regulated Commercial & Industrial Equipment | 09/15/2021 | 206362483 | 07/06/2023
Scotsman Ice Systems | Scotsman | FS1222A-32B | Ice-making Head | Air-Cooled Condenser | Flake | Continuous | 861 | 3.24 | 5.61 |  |  | 1.42 | Federally-Regulated Commercial & Industrial Equipment | 09/15/2021 | 207348601 | 07/06/2023
Scotsman Ice Systems | Scotsman | C1030MR-32F*ERC311-32E | Remote Condensing w/o Remote C | Air-Cooled Condenser | Cube | Batch | 869 | 4.97 | 5 |  |  |  | Federally-Regulated Commercial & Industrial Equipment | 03/14/2023 | 207641358 | 07/06/2023
Scotsman Ice Systems | Scotsman | NH0622A-1B | Ice-making Head | Air-Cooled Condenser | Flake | Continuous | 466 | 5.65 | 6.74 |  |  | 1.15 | Federally-Regulated Commercial & Industrial Equipment | 09/15/2021 | 207348586 | 07/06/2023
Scotsman Ice Systems | Scotsman | NS0922W-3B | Ice-making Head | Water-Cooled Condenser | Flake | Continuous | 817 | 3.01 | 4.34 | 123 | 163.8 | 1.22 | Federally-Regulated Commercial & Industrial Equipment | 09/15/2021 | 207348603 | 07/06/2023
Scotsman Ice Systems | Scotsman | FS1222R-32A*ERC311-32E | Remote Condensing w/o Remote C | Air-Cooled Condenser | Flake | Continuous | 875 | 3.35 | 5.06 |  |  | 1.37 | Federally-Regulated Commercial & Industrial Equipment | 09/15/2021 | 206362493 | 07/06/2023
Scotsman Ice Systems | Scotsman | NS0922W-32B | Ice-making Head | Water-Cooled Condenser | Flake | Continuous | 817 | 3.01 | 4.34 | 123 | 163.8 | 1.22 | Federally-Regulated Commercial & Industrial Equipment | 09/15/2021 | 207348604 | 07/06/2023
Scotsman Ice Systems | Scotsman | NS1322A-32A | Ice-making Head | Air-Cooled Condenser | Flake | Continuous | 954 | 4.11 | 5.61 |  |  | 1.22 | Federally-Regulated Commercial & Industrial Equipment | 12/09/2020 | 206362495 | 07/06/2023
Scotsman Ice Systems | Scotsman | FS0822W-32A | Ice-making Head | Water-Cooled Condenser | Flake | Continuous | 581 | 3.41 | 4.93 | 87 | 168.5 | 1.38 | Federally-Regulated Commercial & Industrial Equipment | 09/15/2021 | 206362474 | 07/06/2023
Scotsman Ice Systems | Scotsman | UC2024SW-1A | Self-Contained | Water-Cooled Condenser | Cube | Batch | 176 | 4.91 | 6.16 | 111 | 185.5 |  | Federally-Regulated Commercial & Industrial Equipment | 08/26/2020 | 205995170 | 07/06/2023
Scotsman Ice Systems | Scotsman | NS0422A-1A | Ice-making Head | Air-Cooled Condenser | Flake | Continuous | 320 | 5.23 | 7.21 |  |  | 1.2 | Federally-Regulated Commercial & Industrial Equipment | 12/09/2020 | 206362461 | 07/06/2023
Scotsman Ice Systems | Scotsman | NH1322A-32B | Ice-making Head | Air-Cooled Condenser | Flake | Continuous | 866 | 4.55 | 5.61 |  |  | 1.17 | Federally-Regulated Commercial & Industrial Equipment | 09/15/2021 | 207348614 | 07/06/2023
Scotsman Ice Systems | Scotsman | C1030SA-32F | Ice-making Head | Air-Cooled Condenser | Cube | Batch | 810 | 4.84 | 5.04 |  |  |  | Federally-Regulated Commercial & Industrial Equipment | 03/14/2023 | 207641353 | 07/06/2023
Scotsman Ice Systems | Scotsman | FS1222W-32B | Ice-making Head | Water-Cooled Condenser | Flake | Continuous | 933 | 2.59 | 4.34 | 112 | 161.5 | 1.4 | Federally-Regulated Commercial & Industrial Equipment | 09/15/2021 | 207348606 | 07/06/2023
Scotsman Ice Systems | Scotsman | NH0622A-1A | Ice-making Head | Air-Cooled Condenser | Flake | Continuous | 466 | 5.65 | 6.74 |  |  | 1.15 | Federally-Regulated Commercial & Industrial Equipment | 09/15/2021 | 206362466 | 07/06/2023
Scotsman Ice Systems | Scotsman | NS1322W-32A | Ice-making Head | Water-Cooled Condenser | Flake | Continuous | 1115 | 3.11 | 4.34 | 94 | 157.9 | 1.22 | Federally-Regulated Commercial & Industrial Equipment | 12/09/2020 | 206362500 | 07/06/2023
Scotsman Ice Systems | Scotsman | FS1222R-32B*ERC311-32E | Remote Condensing w/o Remote C | Air-Cooled Condenser | Flake | Continuous | 875 | 3.35 |  |  |  | 1.37 | Federally-Regulated Commercial & Industrial Equipment | 07/06/2023 | 207348611 | 07/06/2023
Manitowoc Ice, Inc. | Koolaire | KDT1700W-261 | Ice-making Head | Water-Cooled Condenser | Cube | Batch | 1460 | 3.5 |  | 140 |  |  | Federally-Regulated Commercial & Industrial Equipment | 08/18/2022 | 10525516 | 07/06/2023
Manitowoc Ice, Inc. | Koolaire | KDT1700W-261A | Ice-making Head | Water-Cooled Condenser | Cube | Batch | 1400 | 3.61 | 4.03 | 145 | 169.2 |  | Federally-Regulated Commercial & Industrial Equipment | 11/06/2019 | 204540509 | 07/06/2023
Manitowoc Ice, Inc. | Koolaire | KDF0250A-161 | Self-Contained | Air-Cooled Condenser | Cube | Batch | 180 | 7.5 |  |  |  |  | Federally-Regulated Commercial & Industrial Equipment | 11/06/2019 | 10612529 | 07/06/2023
Manitowoc Ice, Inc. | Koolaire | KYT0420A-261 | Ice-making Head | Air-Cooled Condenser | Cube | Batch | 360 | 5.5 |  |  |  |  | Federally-Regulated Commercial & Industrial Equipment | 11/06/2019 | 10346189 | 07/06/2023
Manitowoc Ice, Inc. | Koolaire | KDT1000N-261A*JCT1200-261 | Remote Condensing w/o Remote C | Air-Cooled Condenser | Cube | Batch | 735 | 4.94 | 5.46 |  |  |  | Federally-Regulated Commercial & Industrial Equipment | 11/06/2019 | 203999060 | 07/06/2023
Manitowoc Ice, Inc. | Koolaire | KDT1700A-261 | Ice-making Head | Air-Cooled Condenser | Cube | Batch | 1350 | 4.6 |  |  |  |  | Federally-Regulated Commercial & Industrial Equipment | 08/18/2022 | 10525506 | 07/06/2023
Manitowoc Ice, Inc. | Koolaire | KDT0700A-261 | Ice-making Head | Air-Cooled Condenser | Cube | Batch | 530 | 5.35 |  |  |  |  | Federally-Regulated Commercial & Industrial Equipment | 11/06/2019 | 10525246 | 07/06/2023
Manitowoc Ice, Inc. | Koolaire | KDT0400W-161 | Ice-making Head | Water-Cooled Condenser | Cube | Batch | 360 | 4.6 |  | 160 |  |  | Federally-Regulated Commercial & Industrial Equipment | 11/06/2019 | 10346200 | 07/06/2023
Manitowoc Ice, Inc. | Koolaire | KYT1000N-261A*JCT1200-261 | Remote Condensing w/o Remote C | Air-Cooled Condenser | Cube | Batch | 760 | 5 | 5.37 |  |  |  | Federally-Regulated Commercial & Industrial Equipment | 11/06/2019 | 203999061 | 07/06/2023
Manitowoc Ice, Inc. | Koolaire | KYT0700W-261 | Ice-making Head | Water-Cooled Condenser | Cube | Batch | 580 | 4.2 |  | 160 |  |  | Federally-Regulated Commercial & Industrial Equipment | 11/06/2019 | 10525331 | 07/06/2023
Manitowoc Ice, Inc. | Koolaire | KYT1000N-261*JCT1200-261 | Remote Condensing w/o Remote C | Air-Cooled Condenser | Cube | Batch | 760 | 5.2 |  |  |  |  | Federally-Regulated Commercial & Industrial Equipment | 08/18/2022 | 10525505 | 07/06/2023
Manitowoc Ice, Inc. | Koolaire | KYF0150A-161 | Self-Contained | Air-Cooled Condenser | Cube | Batch | 114 | 9.1 |  |  |  |  | Federally-Regulated Commercial & Industrial Equipment | 11/06/2019 | 10612528 | 07/06/2023
Manitowoc Ice, Inc. | Koolaire | KYT1000A-261 | Ice-making Head | Air-Cooled Condenser | Cube | Batch | 775 | 4.9 |  |  |  |  | Federally-Regulated Commercial & Industrial Equipment | 11/06/2019 | 10525501 | 07/06/2023
Manitowoc Ice, Inc. | Koolaire | KDT1700A-261A | Ice-making Head | Air-Cooled Condenser | Cube | Batch | 1326 | 4.7 | 4.71 |  |  |  | Federally-Regulated Commercial & Industrial Equipment | 11/06/2019 | 204540507 | 07/06/2023
Manitowoc Ice, Inc. | Koolaire | KDT0420W-261 | Ice-making Head | Water-Cooled Condenser | Cube | Batch | 375 | 4.6 |  | 160 |  |  | Federally-Regulated Commercial & Industrial Equipment | 11/06/2019 | 10346203 | 07/06/2023
Manitowoc Ice, Inc. | Koolaire | KDT0700W-261 | Ice-making Head | Water-Cooled Condenser | Cube | Batch | 550 | 4.45 |  | 160 |  |  | Federally-Regulated Commercial & Industrial Equipment | 11/06/2019 | 10525298 | 07/06/2023
Manitowoc Ice, Inc. | Koolaire | KDT0500W-161 | Ice-making Head | Water-Cooled Condenser | Cube | Batch | 420 | 4.35 |  | 150 |  |  | Federally-Regulated Commercial & Industrial Equipment | 11/06/2019 | 10346205 | 07/06/2023
Manitowoc Ice, Inc. | Koolaire | KDT1000W-261 | Ice-making Head | Water-Cooled Condenser | Cube | Batch | 720 | 4.35 |  | 140 |  |  | Federally-Regulated Commercial & Industrial Equipment | 11/06/2019 | 10525502 | 07/06/2023
Manitowoc Ice, Inc. | Koolaire | KYT0500A-161 | Ice-making Head | Air-Cooled Condenser | Cube | Batch | 425 | 5.3 |  |  |  |  | Federally-Regulated Commercial & Industrial Equipment | 11/06/2019 | 10346192 | 07/06/2023
Manitowoc Ice, Inc. | Koolaire | KYT1700A-261A | Ice-making Head | Air-Cooled Condenser | Cube | Batch | 1334 | 4.66 | 4.71 |  |  |  | Federally-Regulated Commercial & Industrial Equipment | 11/06/2019 | 204540508 | 07/06/2023
Manitowoc Ice, Inc. | Koolaire | KDT0300A-161 | Ice-making Head | Air-Cooled Condenser | Cube | Batch | 230 | 5.85 |  |  |  |  | Federally-Regulated Commercial & Industrial Equipment | 11/06/2019 | 10346183 | 07/06/2023
Manitowoc Ice, Inc. | Koolaire | KDT1000A-261 | Ice-making Head | Air-Cooled Condenser | Cube | Batch | 680 | 5.35 |  |  |  |  | Federally-Regulated Commercial & Industrial Equipment | 11/06/2019 | 10525500 | 07/06/2023
Manitowoc Ice, Inc. | Koolaire | KYT1700W-261 | Ice-making Head | Water-Cooled Condenser | Cube | Batch | 1550 | 3.4 |  | 140 |  |  | Federally-Regulated Commercial & Industrial Equipment | 08/18/2022 | 10525572 | 07/06/2023
Manitowoc Ice, Inc. | Koolaire | KYT0300A-161 | Ice-making Head | Air-Cooled Condenser | Cube | Batch | 230 | 5.85 |  |  |  |  | Federally-Regulated Commercial & Industrial Equipment | 11/06/2019 | 10346182 | 07/06/2023
Manitowoc Ice, Inc. | Koolaire | KYT1700N-261E*JCT1500-261 | Remote Condensing w/o Remote C | Air-Cooled Condenser | Cube | Batch | 1477 | 4.06 | 4.59 |  |  |  | Federally-Regulated Commercial & Industrial Equipment | 11/18/2019 | 204517900 | 07/06/2023
Manitowoc Ice, Inc. | Koolaire | KDT0500A-161 | Ice-making Head | Air-Cooled Condenser | Cube | Batch | 400 | 5.4 |  |  |  |  | Federally-Regulated Commercial & Industrial Equipment | 11/06/2019 | 10346193 | 07/06/2023
Manitowoc Ice, Inc. | Koolaire | KYT0400W-161 | Ice-making Head | Water-Cooled Condenser | Cube | Batch | 360 | 4.7 |  | 160 |  |  | Federally-Regulated Commercial & Industrial Equipment | 11/06/2019 | 10346195 | 07/06/2023
Manitowoc Ice, Inc. | Koolaire | KDT1000N-261*JCT1200-261 | Remote Condensing w/o Remote C | Air-Cooled Condenser | Cube | Batch | 700 | 5.3 |  |  |  |  | Federally-Regulated Commercial & Industrial Equipment | 08/18/2022 | 10525504 | 07/06/2023
Manitowoc Ice, Inc. | Koolaire | KDT0420A-161 | Ice-making Head | Air-Cooled Condenser | Cube | Batch | 350 | 5.8 |  |  |  |  | Federally-Regulated Commercial & Industrial Equipment | 11/06/2019 | 10346190 | 07/06/2023
Manitowoc Ice, Inc. | Koolaire | KDT1700N-261E*JCT1500-261 | Remote Condensing w/o Remote C | Air-Cooled Condenser | Cube | Batch | 1380 | 4.26 | 4.59 |  |  |  | Federally-Regulated Commercial & Industrial Equipment | 11/06/2019 | 204517899 | 07/06/2023
Manitowoc Ice, Inc. | Koolaire | KDT0420W-161 | Ice-making Head | Water-Cooled Condenser | Cube | Batch | 375 | 4.6 |  | 160 |  |  | Federally-Regulated Commercial & Industrial Equipment | 11/06/2019 | 10346202 | 07/06/2023
Manitowoc Ice, Inc. | Koolaire | KYT1700W-261A | Ice-making Head | Water-Cooled Condenser | Cube | Batch | 1421 | 3.49 | 4.02 | 145 | 168.7 |  | Federally-Regulated Commercial & Industrial Equipment | 11/06/2019 | 204540510 | 07/06/2023
Manitowoc Ice, Inc. | Koolaire | KDT1700N-261*JCT1500-261 | Remote Condensing w/o Remote C | Air-Cooled Condenser | Cube | Batch | 1420 | 4.3 |  |  |  |  | Federally-Regulated Commercial & Industrial Equipment | 08/18/2022 | 10525742 | 07/06/2023
Manitowoc Ice, Inc. | Koolaire | KYT0400A-161 | Ice-making Head | Air-Cooled Condenser | Cube | Batch | 350 | 5.6 |  |  |  |  | Federally-Regulated Commercial & Industrial Equipment | 11/06/2019 | 10346184 | 07/06/2023
Manitowoc Ice, Inc. | Koolaire | KYT1700N-261*JCT1500-261 | Remote Condensing w/o Remote C | Air-Cooled Condenser | Cube | Batch | 1490 | 4 |  |  |  |  | Federally-Regulated Commercial & Industrial Equipment | 08/18/2022 | 10525743 | 07/06/2023
Manitowoc Ice, Inc. | Koolaire | KYT0500W-161 | Ice-making Head | Water-Cooled Condenser | Cube | Batch | 460 | 4 |  | 150 |  |  | Federally-Regulated Commercial & Industrial Equipment | 11/06/2019 | 10346204 | 07/06/2023
Manitowoc Ice, Inc. | Koolaire | KYT0700A-261 | Ice-making Head | Air-Cooled Condenser | Cube | Batch | 580 | 5.12 |  |  |  |  | Federally-Regulated Commercial & Industrial Equipment | 11/06/2019 | 10525247 | 07/06/2023
Manitowoc Ice, Inc. | Koolaire | KYT0420W-161 | Ice-making Head | Water-Cooled Condenser | Cube | Batch | 390 | 4.6 |  | 160 |  |  | Federally-Regulated Commercial & Industrial Equipment | 11/06/2019 | 10346201 | 07/06/2023
Manitowoc Ice, Inc. | Koolaire | KYT1000W-261 | Ice-making Head | Water-Cooled Condenser | Cube | Batch | 730 | 4.25 |  | 140 |  |  | Federally-Regulated Commercial & Industrial Equipment | 11/06/2019 | 10525503 | 07/06/2023
Manitowoc Ice, Inc. | Koolaire | KDT0420A-261 | Ice-making Head | Air-Cooled Condenser | Cube | Batch | 350 | 5.8 |  |  |  |  | Federally-Regulated Commercial & Industrial Equipment | 11/06/2019 | 10346191 | 07/06/2023
Manitowoc Ice, Inc. | Koolaire | KDF0150A-161 | Self-Contained | Air-Cooled Condenser | Cube | Batch | 110 | 9.35 |  |  |  |  | Federally-Regulated Commercial & Industrial Equipment | 11/06/2019 | 10612527 | 07/06/2023
Manitowoc Ice, Inc. | Koolaire | KYT1700A-261 | Ice-making Head | Air-Cooled Condenser | Cube | Batch | 1380 | 4.55 |  |  |  |  | Federally-Regulated Commercial & Industrial Equipment | 08/18/2022 | 10525508 | 07/06/2023
Manitowoc Ice, Inc. | Koolaire | KYF0250A-161 | Self-Contained | Air-Cooled Condenser | Cube | Batch | 190 | 7.3 |  |  |  |  | Federally-Regulated Commercial & Industrial Equipment | 11/06/2019 | 10612530 | 07/06/2023
Manitowoc Ice, Inc. | Koolaire | KDT0400A-261 | Ice-making Head | Air-Cooled Condenser | Cube | Batch | 345 | 6.1 |  |  |  |  | Federally-Regulated Commercial & Industrial Equipment | 11/06/2019 | 10346187 | 07/06/2023
Manitowoc Ice, Inc. | Koolaire | KYT0420A-161 | Ice-making Head | Air-Cooled Condenser | Cube | Batch | 360 | 5.5 |  |  |  |  | Federally-Regulated Commercial & Industrial Equipment | 11/06/2019 | 10346188 | 07/06/2023
Manitowoc Ice, Inc. | Koolaire | KYT0400A-261 | Ice-making Head | Air-Cooled Condenser | Cube | Batch | 350 | 5.6 |  |  |  |  | Federally-Regulated Commercial & Industrial Equipment | 11/06/2019 | 10346185 | 07/06/2023
Manitowoc Ice, Inc. | Koolaire | KDT0400A-161 | Ice-making Head | Air-Cooled Condenser | Cube | Batch | 345 | 6.1 |  |  |  |  | Federally-Regulated Commercial & Industrial Equipment | 11/06/2019 | 10346186 | 07/06/2023
Manitowoc Ice, Inc. | Koolaire | KDT1700W-261 | Ice-making Head | Water-Cooled Condenser | Cube | Batch | 1460 | 3.5 |  | 140 |  |  | Federally-Regulated Commercial & Industrial Equipment | 07/06/2023 | 10525516 | 07/06/2023
Manitowoc Ice, Inc. | Koolaire | KDT1700W-261A | Ice-making Head | Water-Cooled Condenser | Cube | Batch | 1400 | 3.61 |  | 145 |  |  | Federally-Regulated Commercial & Industrial Equipment | 07/06/2023 | 204540509 | 07/06/2023
Manitowoc Ice, Inc. | Koolaire | KDF0250A-161 | Self-Contained | Air-Cooled Condenser | Cube | Batch | 180 | 7.5 |  |  |  |  | Federally-Regulated Commercial & Industrial Equipment | 07/06/2023 | 10612529 | 07/06/2023
Manitowoc Ice, Inc. | Koolaire | KYT0420A-261 | Ice-making Head | Air-Cooled Condenser | Cube | Batch | 360 | 5.5 |  |  |  |  | Federally-Regulated Commercial & Industrial Equipment | 07/06/2023 | 10346189 | 07/06/2023
Manitowoc Ice, Inc. | Koolaire | KDT1000N-261A*JCT1200-261 | Remote Condensing w/o Remote C | Air-Cooled Condenser | Cube | Batch | 735 | 4.94 |  |  |  |  | Federally-Regulated Commercial & Industrial Equipment | 07/06/2023 | 203999060 | 07/06/2023
Manitowoc Ice, Inc. | Koolaire | KDT1700A-261 | Ice-making Head | Air-Cooled Condenser | Cube | Batch | 1350 | 4.6 |  |  |  |  | Federally-Regulated Commercial & Industrial Equipment | 07/06/2023 | 10525506 | 07/06/2023
Manitowoc Ice, Inc. | Koolaire | KDT0700A-261 | Ice-making Head | Air-Cooled Condenser | Cube | Batch | 530 | 5.35 |  |  |  |  | Federally-Regulated Commercial & Industrial Equipment | 07/06/2023 | 10525246 | 07/06/2023
Manitowoc Ice, Inc. | Koolaire | KDT0400W-161 | Ice-making Head | Water-Cooled Condenser | Cube | Batch | 360 | 4.6 |  | 160 |  |  | Federally-Regulated Commercial & Industrial Equipment | 07/06/2023 | 10346200 | 07/06/2023
Manitowoc Ice, Inc. | Koolaire | KYT1000N-261A*JCT1200-261 | Remote Condensing w/o Remote C | Air-Cooled Condenser | Cube | Batch | 760 | 5 |  |  |  |  | Federally-Regulated Commercial & Industrial Equipment | 07/06/2023 | 203999061 | 07/06/2023
Manitowoc Ice, Inc. | Koolaire | KYT0700W-261 | Ice-making Head | Water-Cooled Condenser | Cube | Batch | 580 | 4.2 |  | 160 |  |  | Federally-Regulated Commercial & Industrial Equipment | 07/06/2023 | 10525331 | 07/06/2023
Manitowoc Ice, Inc. | Koolaire | KYT1000N-261*JCT1200-261 | Remote Condensing w/o Remote C | Air-Cooled Condenser | Cube | Batch | 760 | 5.2 |  |  |  |  | Federally-Regulated Commercial & Industrial Equipment | 07/06/2023 | 10525505 | 07/06/2023
Manitowoc Ice, Inc. | Koolaire | KYF0150A-161 | Self-Contained | Air-Cooled Condenser | Cube | Batch | 114 | 9.1 |  |  |  |  | Federally-Regulated Commercial & Industrial Equipment | 07/06/2023 | 10612528 | 07/06/2023
Manitowoc Ice, Inc. | Koolaire | KYT1000A-261 | Ice-making Head | Air-Cooled Condenser | Cube | Batch | 775 | 4.9 |  |  |  |  | Federally-Regulated Commercial & Industrial Equipment | 07/06/2023 | 10525501 | 07/06/2023
Manitowoc Ice, Inc. | Koolaire | KDT1700A-261A | Ice-making Head | Air-Cooled Condenser | Cube | Batch | 1326 | 4.7 |  |  |  |  | Federally-Regulated Commercial & Industrial Equipment | 07/06/2023 | 204540507 | 07/06/2023
Manitowoc Ice, Inc. | Koolaire | KDT0420W-261 | Ice-making Head | Water-Cooled Condenser | Cube | Batch | 375 | 4.6 |  | 160 |  |  | Federally-Regulated Commercial & Industrial Equipment | 07/06/2023 | 10346203 | 07/06/2023
Manitowoc Ice, Inc. | Koolaire | KDT0700W-261 | Ice-making Head | Water-Cooled Condenser | Cube | Batch | 550 | 4.45 |  | 160 |  |  | Federally-Regulated Commercial & Industrial Equipment | 07/06/2023 | 10525298 | 07/06/2023
Manitowoc Ice, Inc. | Koolaire | KDT0500W-161 | Ice-making Head | Water-Cooled Condenser | Cube | Batch | 420 | 4.35 |  | 150 |  |  | Federally-Regulated Commercial & Industrial Equipment | 07/06/2023 | 10346205 | 07/06/2023
Manitowoc Ice, Inc. | Koolaire | KDT1000W-261 | Ice-making Head | Water-Cooled Condenser | Cube | Batch | 720 | 4.35 |  | 140 |  |  | Federally-Regulated Commercial & Industrial Equipment | 07/06/2023 | 10525502 | 07/06/2023
Manitowoc Ice, Inc. | Koolaire | KYT0500A-161 | Ice-making Head | Air-Cooled Condenser | Cube | Batch | 425 | 5.3 |  |  |  |  | Federally-Regulated Commercial & Industrial Equipment | 07/06/2023 | 10346192 | 07/06/2023
Manitowoc Ice, Inc. | Koolaire | KYT1700A-261A | Ice-making Head | Air-Cooled Condenser | Cube | Batch | 1334 | 4.66 |  |  |  |  | Federally-Regulated Commercial & Industrial Equipment | 07/06/2023 | 204540508 | 07/06/2023
Manitowoc Ice, Inc. | Koolaire | KDT0300A-161 | Ice-making Head | Air-Cooled Condenser | Cube | Batch | 230 | 5.85 |  |  |  |  | Federally-Regulated Commercial & Industrial Equipment | 07/06/2023 | 10346183 | 07/06/2023
Manitowoc Ice, Inc. | Koolaire | KDT1000A-261 | Ice-making Head | Air-Cooled Condenser | Cube | Batch | 680 | 5.35 |  |  |  |  | Federally-Regulated Commercial & Industrial Equipment | 07/06/2023 | 10525500 | 07/06/2023
Manitowoc Ice, Inc. | Koolaire | KYT1700W-261 | Ice-making Head | Water-Cooled Condenser | Cube | Batch | 1550 | 3.4 |  | 140 |  |  | Federally-Regulated Commercial & Industrial Equipment | 07/06/2023 | 10525572 | 07/06/2023
Manitowoc Ice, Inc. | Koolaire | KYT0300A-161 | Ice-making Head | Air-Cooled Condenser | Cube | Batch | 230 | 5.85 |  |  |  |  | Federally-Regulated Commercial & Industrial Equipment | 07/06/2023 | 10346182 | 07/06/2023
Manitowoc Ice, Inc. | Koolaire | KYT1700N-261E*JCT1500-261 | Remote Condensing w/o Remote C | Air-Cooled Condenser | Cube | Batch | 1477 | 4.06 |  |  |  |  | Federally-Regulated Commercial & Industrial Equipment | 07/06/2023 | 204517900 | 07/06/2023
Manitowoc Ice, Inc. | Koolaire | KDT0500A-161 | Ice-making Head | Air-Cooled Condenser | Cube | Batch | 400 | 5.4 |  |  |  |  | Federally-Regulated Commercial & Industrial Equipment | 07/06/2023 | 10346193 | 07/06/2023
Manitowoc Ice, Inc. | Koolaire | KYT0400W-161 | Ice-making Head | Water-Cooled Condenser | Cube | Batch | 360 | 4.7 |  | 160 |  |  | Federally-Regulated Commercial & Industrial Equipment | 07/06/2023 | 10346195 | 07/06/2023
Manitowoc Ice, Inc. | Koolaire | KDT1000N-261*JCT1200-261 | Remote Condensing w/o Remote C | Air-Cooled Condenser | Cube | Batch | 700 | 5.3 |  |  |  |  | Federally-Regulated Commercial & Industrial Equipment | 07/06/2023 | 10525504 | 07/06/2023
Manitowoc Ice, Inc. | Koolaire | KDT0420A-161 | Ice-making Head | Air-Cooled Condenser | Cube | Batch | 350 | 5.8 |  |  |  |  | Federally-Regulated Commercial & Industrial Equipment | 07/06/2023 | 10346190 | 07/06/2023
Manitowoc Ice, Inc. | Koolaire | KDT1700N-261E*JCT1500-261 | Remote Condensing w/o Remote C | Air-Cooled Condenser | Cube | Batch | 1380 | 4.26 |  |  |  |  | Federally-Regulated Commercial & Industrial Equipment | 07/06/2023 | 204517899 | 07/06/2023
Manitowoc Ice, Inc. | Koolaire | KDT0420W-161 | Ice-making Head | Water-Cooled Condenser | Cube | Batch | 375 | 4.6 |  | 160 |  |  | Federally-Regulated Commercial & Industrial Equipment | 07/06/2023 | 10346202 | 07/06/2023
Manitowoc Ice, Inc. | Koolaire | KYT1700W-261A | Ice-making Head | Water-Cooled Condenser | Cube | Batch | 1421 | 3.49 |  | 145 |  |  | Federally-Regulated Commercial & Industrial Equipment | 07/06/2023 | 204540510 | 07/06/2023
Manitowoc Ice, Inc. | Koolaire | KDT1700N-261*JCT1500-261 | Remote Condensing w/o Remote C | Air-Cooled Condenser | Cube | Batch | 1420 | 4.3 |  |  |  |  | Federally-Regulated Commercial & Industrial Equipment | 07/06/2023 | 10525742 | 07/06/2023
Manitowoc Ice, Inc. | Koolaire | KYT0400A-161 | Ice-making Head | Air-Cooled Condenser | Cube | Batch | 350 | 5.6 |  |  |  |  | Federally-Regulated Commercial & Industrial Equipment | 07/06/2023 | 10346184 | 07/06/2023
Manitowoc Ice, Inc. | Koolaire | KYT1700N-261*JCT1500-261 | Remote Condensing w/o Remote C | Air-Cooled Condenser | Cube | Batch | 1490 | 4 |  |  |  |  | Federally-Regulated Commercial & Industrial Equipment | 07/06/2023 | 10525743 | 07/06/2023
Manitowoc Ice, Inc. | Koolaire | KYT0500W-161 | Ice-making Head | Water-Cooled Condenser | Cube | Batch | 460 | 4 |  | 150 |  |  | Federally-Regulated Commercial & Industrial Equipment | 07/06/2023 | 10346204 | 07/06/2023
Manitowoc Ice, Inc. | Koolaire | KYT0700A-261 | Ice-making Head | Air-Cooled Condenser | Cube | Batch | 580 | 5.12 |  |  |  |  | Federally-Regulated Commercial & Industrial Equipment | 07/06/2023 | 10525247 | 07/06/2023
Manitowoc Ice, Inc. | Koolaire | KYT0420W-161 | Ice-making Head | Water-Cooled Condenser | Cube | Batch | 390 | 4.6 |  | 160 |  |  | Federally-Regulated Commercial & Industrial Equipment | 07/06/2023 | 10346201 | 07/06/2023
Manitowoc Ice, Inc. | Koolaire | KYT1000W-261 | Ice-making Head | Water-Cooled Condenser | Cube | Batch | 730 | 4.25 |  | 140 |  |  | Federally-Regulated Commercial & Industrial Equipment | 07/06/2023 | 10525503 | 07/06/2023
Manitowoc Ice, Inc. | Koolaire | KDT0420A-261 | Ice-making Head | Air-Cooled Condenser | Cube | Batch | 350 | 5.8 |  |  |  |  | Federally-Regulated Commercial & Industrial Equipment | 07/06/2023 | 10346191 | 07/06/2023
Manitowoc Ice, Inc. | Koolaire | KDF0150A-161 | Self-Contained | Air-Cooled Condenser | Cube | Batch | 110 | 9.35 |  |  |  |  | Federally-Regulated Commercial & Industrial Equipment | 07/06/2023 | 10612527 | 07/06/2023
Manitowoc Ice, Inc. | Koolaire | KYT1700A-261 | Ice-making Head | Air-Cooled Condenser | Cube | Batch | 1380 | 4.55 |  |  |  |  | Federally-Regulated Commercial & Industrial Equipment | 07/06/2023 | 10525508 | 07/06/2023
Manitowoc Ice, Inc. | Koolaire | KYF0250A-161 | Self-Contained | Air-Cooled Condenser | Cube | Batch | 190 | 7.3 |  |  |  |  | Federally-Regulated Commercial & Industrial Equipment | 07/06/2023 | 10612530 | 07/06/2023
Manitowoc Ice, Inc. | Koolaire | KDT0400A-261 | Ice-making Head | Air-Cooled Condenser | Cube | Batch | 345 | 6.1 |  |  |  |  | Federally-Regulated Commercial & Industrial Equipment | 07/06/2023 | 10346187 | 07/06/2023
Manitowoc Ice, Inc. | Koolaire | KYT0420A-161 | Ice-making Head | Air-Cooled Condenser | Cube | Batch | 360 | 5.5 |  |  |  |  | Federally-Regulated Commercial & Industrial Equipment | 07/06/2023 | 10346188 | 07/06/2023
Manitowoc Ice, Inc. | Koolaire | KYT0400A-261 | Ice-making Head | Air-Cooled Condenser | Cube | Batch | 350 | 5.6 |  |  |  |  | Federally-Regulated Commercial & Industrial Equipment | 07/06/2023 | 10346185 | 07/06/2023
Manitowoc Ice, Inc. | Koolaire | KDT0400A-161 | Ice-making Head | Air-Cooled Condenser | Cube | Batch | 345 | 6.1 |  |  |  |  | Federally-Regulated Commercial & Industrial Equipment | 07/06/2023 | 10346186 | 07/06/2023
Scotsman Ice Systems | Scotsman | MC0830SW-32A | Ice-making Head | Water-Cooled Condenser | Cube | Batch | 832 | 4 |  | 136 |  |  | Federally-Regulated Commercial & Industrial Equipment | 07/06/2023 | 211039408 | 07/06/2023
Scotsman Ice Systems | Scotsman | MC1448MR-32A*ERC311-32E | Remote Condensing w/o Remote C | Air-Cooled Condenser | Cube | Batch | 1258 | 4.34 |  |  |  |  | Federally-Regulated Commercial & Industrial Equipment | 07/06/2023 | 211039419 | 07/06/2023
Scotsman Ice Systems | Scotsman | HID525AW-1# | Self-Contained | Air-Cooled Condenser | Flake | Continuous | 365 | 5.5 |  |  |  | 1.16 | Federally-Regulated Commercial & Industrial Equipment | 07/06/2023 | 8200985 | 07/06/2023
Scotsman Ice Systems | Scotsman | NS0622R-1B*ERC111-1E | Remote Condensing w/o Remote C | Air-Cooled Condenser | Flake | Continuous | 515 | 4.82 |  |  |  | 1.17 | Federally-Regulated Commercial & Industrial Equipment | 07/06/2023 | 207348594 | 07/06/2023
Scotsman Ice Systems | Scotsman | MC0530MW-1A | Ice-making Head | Water-Cooled Condenser | Cube | Batch | 354 | 5.04 |  | 118 |  |  | Federally-Regulated Commercial & Industrial Equipment | 07/06/2023 | 211039389 | 07/06/2023
Scotsman Ice Systems | Scotsman | MC1448SR-3A*ERC311-32E | Remote Condensing w/o Remote C | Air-Cooled Condenser | Cube | Batch | 1258 | 4.34 |  |  |  |  | Federally-Regulated Commercial & Industrial Equipment | 07/06/2023 | 211039425 | 07/06/2023
Scotsman Ice Systems | Scotsman | MC0322MW-1A | Ice-making Head | Water-Cooled Condenser | Cube | Batch | 292 | 5.23 |  | 144 |  |  | Federally-Regulated Commercial & Industrial Equipment | 07/06/2023 | 211039607 | 07/06/2023
Scotsman Ice Systems | Scotsman | FS0822W-1B | Ice-making Head | Water-Cooled Condenser | Flake | Continuous | 581 | 3.41 |  | 87 |  | 1.38 | Federally-Regulated Commercial & Industrial Equipment | 07/06/2023 | 207348592 | 07/06/2023
Scotsman Ice Systems | Scotsman | EH430ML-1#*ECC1410-3# | Remote Condensing w/o Remote C | Air-Cooled Condenser | Cube | Batch | 1200 | 4.5 |  |  |  |  | Federally-Regulated Commercial & Industrial Equipment | 07/06/2023 | 8819753 | 07/06/2023
Scotsman Ice Systems | Scotsman | MC1448SW-32A | Ice-making Head | Water-Cooled Condenser | Cube | Batch | 1340 | 3.7 |  | 100 |  |  | Federally-Regulated Commercial & Industrial Equipment | 07/06/2023 | 211039426 | 07/06/2023
Scotsman Ice Systems | Scotsman | MC1448MW-3A | Ice-making Head | Water-Cooled Condenser | Cube | Batch | 1340 | 3.65 |  | 100 |  |  | Federally-Regulated Commercial & Industrial Equipment | 07/06/2023 | 211039620 | 07/06/2023
Scotsman Ice Systems | Scotsman | MC1030MR-3A*ERC311-32E | Remote Condensing w/o Remote C | Air-Cooled Condenser | Cube | Batch | 869 | 4.97 |  |  |  |  | Federally-Regulated Commercial & Industrial Equipment | 07/06/2023 | 211039411 | 07/06/2023
Scotsman Ice Systems | Scotsman | MC1448SR-32A*ERC311-32E | Remote Condensing w/o Remote C | Air-Cooled Condenser | Cube | Batch | 1258 | 4.34 |  |  |  |  | Federally-Regulated Commercial & Industrial Equipment | 07/06/2023 | 211039424 | 07/06/2023
Scotsman Ice Systems | Scotsman | MC1030SA-32A | Ice-making Head | Air-Cooled Condenser | Cube | Batch | 810 | 4.84 |  |  |  |  | Federally-Regulated Commercial & Industrial Equipment | 07/06/2023 | 211039413 | 07/06/2023
Scotsman Ice Systems | Scotsman | MC0522MW-1A | Ice-making Head | Water-Cooled Condenser | Cube | Batch | 409 | 4.48 |  | 152 |  |  | Federally-Regulated Commercial & Industrial Equipment | 07/06/2023 | 211039613 | 07/06/2023
Scotsman Ice Systems | Scotsman | HID525A-1# | Self-Contained | Air-Cooled Condenser | Flake | Continuous | 365 | 5.5 |  |  |  | 1.16 | Federally-Regulated Commercial & Industrial Equipment | 07/06/2023 | 8200984 | 07/06/2023
Scotsman Ice Systems | Scotsman | MC0322SA-1A | Ice-making Head | Air-Cooled Condenser | Cube | Batch | 232 | 6.95 |  |  |  |  | Federally-Regulated Commercial & Industrial Equipment | 07/06/2023 | 211039608 | 07/06/2023
Scotsman Ice Systems | Scotsman | MC0522SW-32A | Ice-making Head | Water-Cooled Condenser | Cube | Batch | 409 | 4.48 |  | 152 |  |  | Federally-Regulated Commercial & Industrial Equipment | 07/06/2023 | 211039617 | 07/06/2023
Scotsman Ice Systems | Scotsman | MC0630SR-32A*ERC311-32E | Remote Condensing w/o Remote C | Air-Cooled Condenser | Cube | Batch | 540 | 5.35 |  |  |  |  | Federally-Regulated Commercial & Industrial Equipment | 07/06/2023 | 211039398 | 07/06/2023
Scotsman Ice Systems | Scotsman | MC0830MA-32A | Ice-making Head | Air-Cooled Condenser | Cube | Batch | 718 | 4.99 |  |  |  |  | Federally-Regulated Commercial & Industrial Equipment | 07/06/2023 | 211039401 | 07/06/2023
Scotsman Ice Systems | Scotsman | MC0630SA-32A | Ice-making Head | Air-Cooled Condenser | Cube | Batch | 474 | 5.63 |  |  |  |  | Federally-Regulated Commercial & Industrial Equipment | 07/06/2023 | 211039397 | 07/06/2023
Scotsman Ice Systems | Scotsman | MC1030SW-32A | Ice-making Head | Water-Cooled Condenser | Cube | Batch | 929 | 3.96 |  | 167 |  |  | Federally-Regulated Commercial & Industrial Equipment | 07/06/2023 | 211039416 | 07/06/2023
Scotsman Ice Systems | Scotsman | MC0530SA-32A | Ice-making Head | Air-Cooled Condenser | Cube | Batch | 361 | 5.68 |  |  |  |  | Federally-Regulated Commercial & Industrial Equipment | 07/06/2023 | 211039391 | 07/06/2023
Scotsman Ice Systems | Scotsman | MC2148MR-32A*ERC611-32E | Remote Condensing w/o Remote C | Air-Cooled Condenser | Cube | Batch | 1746 | 4.53 |  |  |  |  | Federally-Regulated Commercial & Industrial Equipment | 07/06/2023 | 211039434 | 07/06/2023
Scotsman Ice Systems | Scotsman | MC0722MA-32A | Ice-making Head | Air-Cooled Condenser | Cube | Batch | 566 | 5.26 |  |  |  |  | Federally-Regulated Commercial & Industrial Equipment | 07/06/2023 | 211039618 | 07/06/2023
Scotsman Ice Systems | Scotsman | NS0622A-32B | Ice-making Head | Air-Cooled Condenser | Flake | Continuous | 530 | 4.91 |  |  |  | 1.19 | Federally-Regulated Commercial & Industrial Equipment | 07/06/2023 | 207348588 | 07/06/2023
Scotsman Ice Systems | Scotsman | MC1848MR-3A*ERC611-32E | Remote Condensing w/o Remote C | Air-Cooled Condenser | Cube | Batch | 1662 | 4.3 |  |  |  |  | Federally-Regulated Commercial & Industrial Equipment | 07/06/2023 | 211039622 | 07/06/2023
Scotsman Ice Systems | Scotsman | MC430SL-1A*ECC1410-3# | Remote Condensing w/o Remote C | Air-Cooled Condenser | Cube | Batch | 1200 | 4.5 |  |  |  |  | Federally-Regulated Commercial & Industrial Equipment | 07/06/2023 | 211039623 | 07/06/2023
Scotsman Ice Systems | Scotsman | MC330SL-1A*ECC1200-32E | Remote Condensing w/o Remote C | Air-Cooled Condenser | Cube | Batch | 1103 | 4.55 |  |  |  |  | Federally-Regulated Commercial & Industrial Equipment | 07/06/2023 | 211039442 | 07/06/2023
Scotsman Ice Systems | Scotsman | MC0522SA-32A | Ice-making Head | Air-Cooled Condenser | Cube | Batch | 340 | 5.94 |  |  |  |  | Federally-Regulated Commercial & Industrial Equipment | 07/06/2023 | 211039615 | 07/06/2023
Scotsman Ice Systems | Scotsman | MC0630MR-32A*ERC311-32E | Remote Condensing w/o Remote C | Air-Cooled Condenser | Cube | Batch | 540 | 5.35 |  |  |  |  | Federally-Regulated Commercial & Industrial Equipment | 07/06/2023 | 211039395 | 07/06/2023
Scotsman Ice Systems | Scotsman | MC1448MW-32A | Ice-making Head | Water-Cooled Condenser | Cube | Batch | 1340 | 3.7 |  | 100 |  |  | Federally-Regulated Commercial & Industrial Equipment | 07/06/2023 | 211039421 | 07/06/2023
Scotsman Ice Systems | Scotsman | MC222SL-1A*ECC1410-3E | Remote Condensing w/o Remote C | Air-Cooled Condenser | Cube | Batch | 827 | 4.98 |  |  |  |  | Federally-Regulated Commercial & Industrial Equipment | 07/06/2023 | 211039439 | 07/06/2023
Scotsman Ice Systems | Scotsman | MC0530MA-1A | Ice-making Head | Air-Cooled Condenser | Cube | Batch | 361 | 5.68 |  |  |  |  | Federally-Regulated Commercial & Industrial Equipment | 07/06/2023 | 211039387 | 07/06/2023
Scotsman Ice Systems | Scotsman | MC0330MW-1A | Ice-making Head | Water-Cooled Condenser | Cube | Batch | 326 | 4.97 |  | 139 |  |  | Federally-Regulated Commercial & Industrial Equipment | 07/06/2023 | 211039384 | 07/06/2023
Scotsman Ice Systems | Scotsman | MC0830MW-32A | Ice-making Head | Water-Cooled Condenser | Cube | Batch | 832 | 4 |  | 136 |  |  | Federally-Regulated Commercial & Industrial Equipment | 07/06/2023 | 211039404 | 07/06/2023
Scotsman Ice Systems | Scotsman | MC1848SR-32A*ERC611-32E | Remote Condensing w/o Remote C | Air-Cooled Condenser | Cube | Batch | 1662 | 4.3 |  |  |  |  | Federally-Regulated Commercial & Industrial Equipment | 07/06/2023 | 211039431 | 07/06/2023
Scotsman Ice Systems | Scotsman | MC2148SR-32A*ERC611-32E | Remote Condensing w/o Remote C | Air-Cooled Condenser | Cube | Batch | 1746 | 4.53 |  |  |  |  | Federally-Regulated Commercial & Industrial Equipment | 07/06/2023 | 211039436 | 07/06/2023
Scotsman Ice Systems | Scotsman | MC222SL-1A*ECC1410-32E | Remote Condensing w/o Remote C | Air-Cooled Condenser | Cube | Batch | 827 | 4.98 |  |  |  |  | Federally-Regulated Commercial & Industrial Equipment | 07/06/2023 | 211039438 | 07/06/2023
Scotsman Ice Systems | Scotsman | MC0830SA-32A | Ice-making Head | Air-Cooled Condenser | Cube | Batch | 718 | 4.99 |  |  |  |  | Federally-Regulated Commercial & Industrial Equipment | 07/06/2023 | 211039405 | 07/06/2023
Scotsman Ice Systems | Scotsman | MC1448MA-32A | Ice-making Head | Air-Cooled Condenser | Cube | Batch | 1296 | 4.25 |  |  |  |  | Federally-Regulated Commercial & Industrial Equipment | 07/06/2023 | 211039417 | 07/06/2023
Scotsman Ice Systems | Scotsman | MC1448SA-32A | Ice-making Head | Air-Cooled Condenser | Cube | Batch | 1296 | 4.25 |  |  |  |  | Federally-Regulated Commercial & Industrial Equipment | 07/06/2023 | 211039422 | 07/06/2023
Scotsman Ice Systems | Scotsman | MC0330MA-1A | Ice-making Head | Air-Cooled Condenser | Cube | Batch | 288 | 6.23 |  |  |  |  | Federally-Regulated Commercial & Industrial Equipment | 07/06/2023 | 211039382 | 07/06/2023
Scotsman Ice Systems | Scotsman | MC1030SR-3A*ERC311-32E | Remote Condensing w/o Remote C | Air-Cooled Condenser | Cube | Batch | 869 | 4.97 |  |  |  |  | Federally-Regulated Commercial & Industrial Equipment | 07/06/2023 | 211039415 | 07/06/2023
Scotsman Ice Systems | Scotsman | MC0322MA-1A | Ice-making Head | Air-Cooled Condenser | Cube | Batch | 232 | 6.95 |  |  |  |  | Federally-Regulated Commercial & Industrial Equipment | 07/06/2023 | 211039605 | 07/06/2023
Scotsman Ice Systems | Scotsman | MC2648MR-3A*PRC241-32E | Remote Condensing w/o Remote C | Air-Cooled Condenser | Cube | Batch | 2131 | 4.44 |  |  |  |  | Federally-Regulated Commercial & Industrial Equipment | 07/06/2023 | 211039440 | 07/06/2023
Scotsman Ice Systems | Scotsman | MC0530SA-1A | Ice-making Head | Air-Cooled Condenser | Cube | Batch | 361 | 5.68 |  |  |  |  | Federally-Regulated Commercial & Industrial Equipment | 07/06/2023 | 211039390 | 07/06/2023
Scotsman Ice Systems | Scotsman | EH430ML-1#*ECC1410-32# | Remote Condensing w/o Remote C | Air-Cooled Condenser | Cube | Batch | 1200 | 4.5 |  |  |  |  | Federally-Regulated Commercial & Industrial Equipment | 07/06/2023 | 8819752 | 07/06/2023
Scotsman Ice Systems | Scotsman | HID540A-1# | Self-Contained | Air-Cooled Condenser | Flake | Continuous | 365 | 5.5 |  |  |  | 1.16 | Federally-Regulated Commercial & Industrial Equipment | 07/06/2023 | 8200986 | 07/06/2023
Scotsman Ice Systems | Scotsman | CU0715MA-1# | Self-Contained | Air-Cooled Condenser | Cube | Batch | 58 | 11 |  |  |  |  | Federally-Regulated Commercial & Industrial Equipment | 07/06/2023 | 6970223 | 07/06/2023
Scotsman Ice Systems | Scotsman | MC0322SW-32A | Ice-making Head | Water-Cooled Condenser | Cube | Batch | 292 | 5.23 |  | 144 |  |  | Federally-Regulated Commercial & Industrial Equipment | 07/06/2023 | 211039610 | 07/06/2023
Scotsman Ice Systems | Scotsman | MC1448SA-3A | Ice-making Head | Air-Cooled Condenser | Cube | Batch | 1296 | 4.25 |  |  |  |  | Federally-Regulated Commercial & Industrial Equipment | 07/06/2023 | 211039423 | 07/06/2023
Scotsman Ice Systems | Scotsman | MC0530SR-1A*ERC111-1# | Remote Condensing w/o Remote C | Air-Cooled Condenser | Cube | Batch | 400 | 6.5 |  |  |  |  | Federally-Regulated Commercial & Industrial Equipment | 07/06/2023 | 211039392 | 07/06/2023
Scotsman Ice Systems | Scotsman | MC0722SA-32A | Ice-making Head | Air-Cooled Condenser | Cube | Batch | 566 | 5.26 |  |  |  |  | Federally-Regulated Commercial & Industrial Equipment | 07/06/2023 | 211039619 | 07/06/2023
Scotsman Ice Systems | Scotsman | MC0830SR-32A*ERC311-32# | Remote Condensing w/o Remote C | Air-Cooled Condenser | Cube | Batch | 780 | 4.7 |  |  |  |  | Federally-Regulated Commercial & Industrial Equipment | 07/06/2023 | 211039407 | 07/06/2023
Scotsman Ice Systems | Scotsman | MC0522SA-1A | Ice-making Head | Air-Cooled Condenser | Cube | Batch | 340 | 5.94 |  |  |  |  | Federally-Regulated Commercial & Industrial Equipment | 07/06/2023 | 211039614 | 07/06/2023
Scotsman Ice Systems | Scotsman | MC0330SA-1A | Ice-making Head | Air-Cooled Condenser | Cube | Batch | 288 | 6.23 |  |  |  |  | Federally-Regulated Commercial & Industrial Equipment | 07/06/2023 | 211039385 | 07/06/2023
Scotsman Ice Systems | Scotsman | MC1848MW-32A | Ice-making Head | Water-Cooled Condenser | Cube | Batch | 1668 | 3.92 |  | 138 |  |  | Federally-Regulated Commercial & Industrial Equipment | 07/06/2023 | 211039429 | 07/06/2023
Scotsman Ice Systems | Scotsman | NH0622A-32B | Ice-making Head | Air-Cooled Condenser | Flake | Continuous | 466 | 5.65 |  |  |  | 1.15 | Federally-Regulated Commercial & Industrial Equipment | 07/06/2023 | 207348589 | 07/06/2023
Scotsman Ice Systems | Scotsman | MC0630MA-32A | Ice-making Head | Air-Cooled Condenser | Cube | Batch | 474 | 5.63 |  |  |  |  | Federally-Regulated Commercial & Industrial Equipment | 07/06/2023 | 211039394 | 07/06/2023
Scotsman Ice Systems | Scotsman | MC1448SW-3A | Ice-making Head | Water-Cooled Condenser | Cube | Batch | 1340 | 3.65 |  | 100 |  |  | Federally-Regulated Commercial & Industrial Equipment | 07/06/2023 | 211039621 | 07/06/2023
Scotsman Ice Systems | Scotsman | MC1030MW-32A | Ice-making Head | Water-Cooled Condenser | Cube | Batch | 929 | 3.96 |  | 167 |  |  | Federally-Regulated Commercial & Industrial Equipment | 07/06/2023 | 211039412 | 07/06/2023
Scotsman Ice Systems | Scotsman | CU0920MA-1# | Self-Contained | Air-Cooled Condenser | Cube | Batch | 80 | 10 |  |  |  |  | Federally-Regulated Commercial & Industrial Equipment | 07/06/2023 | 6970224 | 07/06/2023
Scotsman Ice Systems | Scotsman | MC1848MR-32A*ERC611-32E | Remote Condensing w/o Remote C | Air-Cooled Condenser | Cube | Batch | 1662 | 4.3 |  |  |  |  | Federally-Regulated Commercial & Industrial Equipment | 07/06/2023 | 211039428 | 07/06/2023
Scotsman Ice Systems | Scotsman | MC2148MR-3A*ERC611-32E | Remote Condensing w/o Remote C | Air-Cooled Condenser | Cube | Batch | 1746 | 4.53 |  |  |  |  | Federally-Regulated Commercial & Industrial Equipment | 07/06/2023 | 211039435 | 07/06/2023
Scotsman Ice Systems | Scotsman | HID312AW-1# | Self-Contained | Air-Cooled Condenser | Flake | Continuous | 220 | 4.9 |  |  |  | 1.19 | Federally-Regulated Commercial & Industrial Equipment | 07/06/2023 | 8200983 | 07/06/2023
Scotsman Ice Systems | Scotsman | MC0522MA-32A | Ice-making Head | Air-Cooled Condenser | Cube | Batch | 340 | 5.94 |  |  |  |  | Federally-Regulated Commercial & Industrial Equipment | 07/06/2023 | 211039612 | 07/06/2023
Scotsman Ice Systems | Scotsman | MC2148SR-3A*ERC611-32E | Remote Condensing w/o Remote C | Air-Cooled Condenser | Cube | Batch | 1746 | 4.53 |  |  |  |  | Federally-Regulated Commercial & Industrial Equipment | 07/06/2023 | 211039437 | 07/06/2023
Scotsman Ice Systems | Scotsman | MC1030MA-32A | Ice-making Head | Air-Cooled Condenser | Cube | Batch | 810 | 4.84 |  |  |  |  | Federally-Regulated Commercial & Industrial Equipment | 07/06/2023 | 211039409 | 07/06/2023
Scotsman Ice Systems | Scotsman | MC1848MA-32A | Ice-making Head | Air-Cooled Condenser | Cube | Batch | 1426 | 4.48 |  |  |  |  | Federally-Regulated Commercial & Industrial Equipment | 07/06/2023 | 211039427 | 07/06/2023
Scotsman Ice Systems | Scotsman | C0830MW-32# | Ice-making Head | Water-Cooled Condenser | Cube | Batch | 832 | 4 |  | 136 |  |  | Federally-Regulated Commercial & Industrial Equipment | 07/06/2023 | 8914349 | 07/06/2023
Scotsman Ice Systems | Scotsman | MC2648SR-3A*PRC241-32E | Remote Condensing w/o Remote C | Air-Cooled Condenser | Cube | Batch | 2131 | 4.44 |  |  |  |  | Federally-Regulated Commercial & Industrial Equipment | 07/06/2023 | 211039441 | 07/06/2023
Scotsman Ice Systems | Scotsman | MC0830SA-3A | Ice-making Head | Air-Cooled Condenser | Cube | Batch | 718 | 4.99 |  |  |  |  | Federally-Regulated Commercial & Industrial Equipment | 07/06/2023 | 211039406 | 07/06/2023
Scotsman Ice Systems | Scotsman | MC0522SW-1A | Ice-making Head | Water-Cooled Condenser | Cube | Batch | 409 | 4.48 |  | 152 |  |  | Federally-Regulated Commercial & Industrial Equipment | 07/06/2023 | 211039616 | 07/06/2023
Scotsman Ice Systems | Scotsman | MC0530SW-1A | Ice-making Head | Water-Cooled Condenser | Cube | Batch | 354 | 5.04 |  | 118 |  |  | Federally-Regulated Commercial & Industrial Equipment | 07/06/2023 | 211039393 | 07/06/2023
Scotsman Ice Systems | Scotsman | MC1030SR-32A*ERC311-32E | Remote Condensing w/o Remote C | Air-Cooled Condenser | Cube | Batch | 869 | 4.97 |  |  |  |  | Federally-Regulated Commercial & Industrial Equipment | 07/06/2023 | 211039414 | 07/06/2023
Scotsman Ice Systems | Scotsman | MC1030MR-32A*ERC311-32E | Remote Condensing w/o Remote C | Air-Cooled Condenser | Cube | Batch | 869 | 4.97 |  |  |  |  | Federally-Regulated Commercial & Industrial Equipment | 07/06/2023 | 211039410 | 07/06/2023
Scotsman Ice Systems | Scotsman | FS0822W-32B | Ice-making Head | Water-Cooled Condenser | Flake | Continuous | 581 | 3.41 |  | 87 |  | 1.38 | Federally-Regulated Commercial & Industrial Equipment | 07/06/2023 | 207348593 | 07/06/2023
Scotsman Ice Systems | Scotsman | MC0322MA-32A | Ice-making Head | Air-Cooled Condenser | Cube | Batch | 232 | 6.95 |  |  |  |  | Federally-Regulated Commercial & Industrial Equipment | 07/06/2023 | 211039606 | 07/06/2023
Scotsman Ice Systems | Scotsman | HID525W-1# | Self-Contained | Water-Cooled Condenser | Flake | Continuous | 400 | 4.3 |  | 120 |  | 1.13 | Federally-Regulated Commercial & Industrial Equipment | 07/06/2023 | 8200988 | 07/06/2023
Scotsman Ice Systems | Scotsman | HID540W-1# | Self-Contained | Water-Cooled Condenser | Flake | Continuous | 400 | 4.3 |  | 120 |  | 1.13 | Federally-Regulated Commercial & Industrial Equipment | 07/06/2023 | 8200989 | 07/06/2023
Scotsman Ice Systems | Scotsman | MC0330MA-32A | Ice-making Head | Air-Cooled Condenser | Cube | Batch | 288 | 6.23 |  |  |  |  | Federally-Regulated Commercial & Industrial Equipment | 07/06/2023 | 211039383 | 07/06/2023
Scotsman Ice Systems | Scotsman | MC430SL-1A*ECC1410-32# | Remote Condensing w/o Remote C | Air-Cooled Condenser | Cube | Batch | 1200 | 4.5 |  |  |  |  | Federally-Regulated Commercial & Industrial Equipment | 07/06/2023 | 211039445 | 07/06/2023
Scotsman Ice Systems | Scotsman | MC0630SW-32A | Ice-making Head | Water-Cooled Condenser | Cube | Batch | 573 | 4.1 |  | 160 |  |  | Federally-Regulated Commercial & Industrial Equipment | 07/06/2023 | 211039399 | 07/06/2023
Scotsman Ice Systems | Scotsman | MC0330SW-1A | Ice-making Head | Water-Cooled Condenser | Cube | Batch | 326 | 4.97 |  | 139 |  |  | Federally-Regulated Commercial & Industrial Equipment | 07/06/2023 | 211039386 | 07/06/2023
Scotsman Ice Systems | Scotsman | MC1848SA-32A | Ice-making Head | Air-Cooled Condenser | Cube | Batch | 1426 | 4.48 |  |  |  |  | Federally-Regulated Commercial & Industrial Equipment | 07/06/2023 | 211039430 | 07/06/2023
Scotsman Ice Systems | Scotsman | MC430ML-1A*ECC1410-32# | Remote Condensing w/o Remote C | Air-Cooled Condenser | Cube | Batch | 1200 | 4.5 |  |  |  |  | Federally-Regulated Commercial & Industrial Equipment | 07/06/2023 | 211039443 | 07/06/2023
Scotsman Ice Systems | Scotsman | MC0830MR-32A*ERC311-32# | Remote Condensing w/o Remote C | Air-Cooled Condenser | Cube | Batch | 780 | 4.7 |  |  |  |  | Federally-Regulated Commercial & Industrial Equipment | 07/06/2023 | 211039403 | 07/06/2023
Scotsman Ice Systems | Scotsman | MC1448MA-3A | Ice-making Head | Air-Cooled Condenser | Cube | Batch | 1296 | 4.25 |  |  |  |  | Federally-Regulated Commercial & Industrial Equipment | 07/06/2023 | 211039418 | 07/06/2023
Scotsman Ice Systems | Scotsman | HID540AW-1# | Self-Contained | Air-Cooled Condenser | Flake | Continuous | 365 | 5.5 |  |  |  | 1.16 | Federally-Regulated Commercial & Industrial Equipment | 07/06/2023 | 8200987 | 07/06/2023
Scotsman Ice Systems | Scotsman | MC0630MW-32A | Ice-making Head | Water-Cooled Condenser | Cube | Batch | 573 | 4.1 |  | 160 |  |  | Federally-Regulated Commercial & Industrial Equipment | 07/06/2023 | 211039396 | 07/06/2023
Scotsman Ice Systems | Scotsman | MC0530MA-32A | Ice-making Head | Air-Cooled Condenser | Cube | Batch | 361 | 5.68 |  |  |  |  | Federally-Regulated Commercial & Industrial Equipment | 07/06/2023 | 211039388 | 07/06/2023
Scotsman Ice Systems | Scotsman | MC430ML-1A*ECC1410-3# | Remote Condensing w/o Remote C | Air-Cooled Condenser | Cube | Batch | 1200 | 4.5 |  |  |  |  | Federally-Regulated Commercial & Industrial Equipment | 07/06/2023 | 211039444 | 07/06/2023
Scotsman Ice Systems | Scotsman | MC0522MA-1A | Ice-making Head | Air-Cooled Condenser | Cube | Batch | 340 | 5.94 |  |  |  |  | Federally-Regulated Commercial & Industrial Equipment | 07/06/2023 | 211039611 | 07/06/2023
Scotsman Ice Systems | Scotsman | MC1448MR-3A*ERC311-32E | Remote Condensing w/o Remote C | Air-Cooled Condenser | Cube | Batch | 1258 | 4.34 |  |  |  |  | Federally-Regulated Commercial & Industrial Equipment | 07/06/2023 | 211039420 | 07/06/2023
Scotsman Ice Systems | Scotsman | MC0830MA-3A | Ice-making Head | Air-Cooled Condenser | Cube | Batch | 718 | 4.99 |  |  |  |  | Federally-Regulated Commercial & Industrial Equipment | 07/06/2023 | 211039402 | 07/06/2023
Scotsman Ice Systems | Scotsman | HID312A-1# | Self-Contained | Air-Cooled Condenser | Flake | Continuous | 220 | 4.9 |  |  |  | 1.19 | Federally-Regulated Commercial & Industrial Equipment | 07/06/2023 | 8200982 | 07/06/2023
Scotsman Ice Systems | Scotsman | MC1848SR-3A*ERC611-32E | Remote Condensing w/o Remote C | Air-Cooled Condenser | Cube | Batch | 1662 | 4.3 |  |  |  |  | Federally-Regulated Commercial & Industrial Equipment | 07/06/2023 | 211039432 | 07/06/2023
Scotsman Ice Systems | Scotsman | MC1848SW-32A | Ice-making Head | Water-Cooled Condenser | Cube | Batch | 1668 | 3.92 |  | 138 |  |  | Federally-Regulated Commercial & Industrial Equipment | 07/06/2023 | 211039433 | 07/06/2023
Scotsman Ice Systems | Scotsman | MC0322SW-1A | Ice-making Head | Water-Cooled Condenser | Cube | Batch | 292 | 5.23 |  | 144 |  |  | Federally-Regulated Commercial & Industrial Equipment | 07/06/2023 | 211039609 | 07/06/2023
Manitowoc Ice, Inc. | Manitowoc | IYT0620W-261 | Ice-making Head | Water-Cooled Condenser | Cube | Batch | 485 | 3.87 | 4.87 | 140 | 189.3 |  | Federally-Regulated Commercial & Industrial Equipment | 07/06/2023 | 201753785 | 07/06/2023
Manitowoc Ice, Inc. | Manitowoc | IBT1020C-161*CVDT1200-263A | Both Remote Condensing & Remot | Air-Cooled Condenser | Cube | Batch | 1030 | 4.49 | 4.79 |  |  |  | Federally-Regulated Commercial & Industrial Equipment | 06/15/2023 | 203401619 | 07/06/2023
Manitowoc Ice, Inc. | Manitowoc | IDT0620W-161 | Ice-making Head | Water-Cooled Condenser | Cube | Batch | 450 | 4.13 | 4.94 | 140 | 190.1 |  | Federally-Regulated Commercial & Industrial Equipment | 07/06/2023 | 201753783 | 07/06/2023
Manitowoc Ice, Inc. | Manitowoc | IYT0750A-261X | Ice-making Head | Air-Cooled Condenser | Cube | Batch | 575 | 5.12 | 5.61 |  |  |  | Federally-Regulated Commercial & Industrial Equipment | 07/06/2023 | 211635227 | 07/06/2023
Manitowoc Ice, Inc. | Manitowoc | IDT1500N-261A*JCT1500-261 | Remote Condensing w/o Remote C | Air-Cooled Condenser | Cube | Batch | 1452 | 4 | 4.59 |  |  |  | Federally-Regulated Commercial & Industrial Equipment | 07/06/2023 | 203925698 | 07/06/2023
Manitowoc Ice, Inc. | Manitowoc | UDF0190A-161 | Self-Contained | Air-Cooled Condenser | Cube | Batch | 132 | 8.8 | 9.08 |  |  |  | Federally-Regulated Commercial & Industrial Equipment | 07/06/2023 | 203999063 | 07/06/2023
Manitowoc Ice, Inc. | Manitowoc | IBT1020C-161*CVDT1200-261A | Both Remote Condensing & Remot | Air-Cooled Condenser | Cube | Batch | 1030 | 4.49 | 4.79 |  |  |  | Federally-Regulated Commercial & Industrial Equipment | 07/06/2023 | 203401618 | 07/06/2023
Manitowoc Ice, Inc. | Manitowoc | IYT1500W-261A | Ice-making Head | Water-Cooled Condenser | Cube | Batch | 1392 | 3.55 | 4.03 | 145 | 169.4 |  | Federally-Regulated Commercial & Industrial Equipment | 07/06/2023 | 203925697 | 07/06/2023
Manitowoc Ice, Inc. | Manitowoc | IDT0620A-261 | Ice-making Head | Air-Cooled Condenser | Cube | Batch | 450 | 5.18 | 5.93 |  |  |  | Federally-Regulated Commercial & Industrial Equipment | 07/06/2023 | 201753779 | 07/06/2023
Manitowoc Ice, Inc. | Manitowoc | RNF1020C-161*RCUF1000-261A | Both Remote Condensing & Remot | Air-Cooled Condenser | Other | Continuous | 900 | 4.6 | 5.26 |  |  | 1.12 | Federally-Regulated Commercial & Industrial Equipment | 07/06/2023 | 203191928 | 07/06/2023
Manitowoc Ice, Inc. | Manitowoc | IYT1900N-261E*JCT1500-261 | Remote Condensing w/o Remote C | Air-Cooled Condenser | Cube | Batch | 1744 | 4 | 4.59 |  |  |  | Federally-Regulated Commercial & Industrial Equipment | 07/06/2023 | 204517897 | 07/06/2023
Manitowoc Ice, Inc. | Manitowoc | IDF0900N-261A*JCF0900-261 | Remote Condensing w/o Remote C | Air-Cooled Condenser | Cube | Batch | 710 | 5.2 | 5.54 |  |  |  | Federally-Regulated Commercial & Industrial Equipment | 07/06/2023 | 203458632 | 07/06/2023
Manitowoc Ice, Inc. | Manitowoc | IRT1900A-261E | Ice-making Head | Air-Cooled Condenser | Cube | Batch | 1407 | 4.65 | 4.66 |  |  |  | Federally-Regulated Commercial & Industrial Equipment | 07/06/2023 | 204443932 | 07/06/2023
Manitowoc Ice, Inc. | Manitowoc | IYT1900A-261E | Ice-making Head | Air-Cooled Condenser | Cube | Batch | 1535 | 4.6 | 4.61 |  |  |  | Federally-Regulated Commercial & Industrial Equipment | 07/06/2023 | 204443936 | 07/06/2023
Manitowoc Ice, Inc. | Manitowoc | IYT0900A-261X | Ice-making Head | Air-Cooled Condenser | Cube | Batch | 719 | 4.7 | 5.25 |  |  |  | Federally-Regulated Commercial & Industrial Equipment | 07/06/2023 | 211900355 | 07/06/2023
Manitowoc Ice, Inc. | Manitowoc | IYF0900C-161*CVDF0900-261A | Both Remote Condensing & Remot | Air-Cooled Condenser | Cube | Batch | 675 | 5.38 | 5.66 |  |  |  | Federally-Regulated Commercial & Industrial Equipment | 07/06/2023 | 203264446 | 07/06/2023
Manitowoc Ice, Inc. | Manitowoc | RFP0620A-161 | Ice-making Head | Air-Cooled Condenser | Flake | Continuous | 527 | 5.04 | 6.54 |  |  | 1.26 | Federally-Regulated Commercial & Industrial Equipment | 07/06/2023 | 207237530 | 07/06/2023
Manitowoc Ice, Inc. | Manitowoc | IYF0500N-161A*JCF0500-161 | Remote Condensing w/o Remote C | Air-Cooled Condenser | Cube | Batch | 465 | 6 | 6.38 |  |  |  | Federally-Regulated Commercial & Industrial Equipment | 07/06/2023 | 203999055 | 07/06/2023
Manitowoc Ice, Inc. | Manitowoc | ID-0303W-161 | Ice-making Head | Water-Cooled Condenser | Cube | Batch | 260 | 5.45 | 5.45 | 193 | 194.3 |  | Federally-Regulated Commercial & Industrial Equipment | 07/06/2023 | 4475780 | 07/06/2023
Manitowoc Ice, Inc. | Manitowoc | IYF0900N-261A*JCF0900-261 | Remote Condensing w/o Remote C | Air-Cooled Condenser | Cube | Batch | 740 | 5 | 5.44 |  |  |  | Federally-Regulated Commercial & Industrial Equipment | 07/06/2023 | 203458630 | 07/06/2023
Manitowoc Ice, Inc. | Manitowoc | IYT1200C-161*CVDT1200-261A | Both Remote Condensing & Remot | Air-Cooled Condenser | Cube | Batch | 1000 | 4.6 | 4.79 |  |  |  | Federally-Regulated Commercial & Industrial Equipment | 07/06/2023 | 203401614 | 07/06/2023
Manitowoc Ice, Inc. | Manitowoc | IYT1500N-261A*JCT1500-261 | Remote Condensing w/o Remote C | Air-Cooled Condenser | Cube | Batch | 1450 | 4.09 | 4.59 |  |  |  | Federally-Regulated Commercial & Industrial Equipment | 07/06/2023 | 203925699 | 07/06/2023
Manitowoc Ice, Inc. | Manitowoc | IBF0820C-161*CVDF0900-261A | Both Remote Condensing & Remot | Air-Cooled Condenser | Cube | Batch | 728 | 5 | 5.48 |  |  |  | Federally-Regulated Commercial & Industrial Equipment | 07/06/2023 | 203264450 | 07/06/2023
Manitowoc Ice, Inc. | Manitowoc | IDT1500N-261E*JCT1500-261 | Remote Condensing w/o Remote C | Air-Cooled Condenser | Cube | Batch | 1523 | 3.9 | 4.59 |  |  |  | Federally-Regulated Commercial & Industrial Equipment | 07/06/2023 | 204517890 | 07/06/2023
Manitowoc Ice, Inc. | Manitowoc | UFP0200A-161 | Self-Contained | Air-Cooled Condenser | Flake | Continuous | 201 | 5.05 | 8.22 |  |  | 1.37 | Federally-Regulated Commercial & Industrial Equipment | 07/06/2023 | 207237531 | 07/06/2023
Manitowoc Ice, Inc. | Manitowoc | IYT1500N-263E*JCT1500-261 | Remote Condensing w/o Remote C | Air-Cooled Condenser | Cube | Batch | 1533 | 4 | 4.59 |  |  |  | Federally-Regulated Commercial & Industrial Equipment | 07/06/2023 | 204517892 | 07/06/2023
Manitowoc Ice, Inc. | Manitowoc | IRT1900N-261E*JCT1500-261 | Remote Condensing w/o Remote C | Air-Cooled Condenser | Cube | Batch | 1545 | 4.26 | 4.59 |  |  |  | Federally-Regulated Commercial & Industrial Equipment | 07/06/2023 | 204517893 | 07/06/2023
Manitowoc Ice, Inc. | Manitowoc | IYT0620A-261 | Ice-making Head | Air-Cooled Condenser | Cube | Batch | 450 | 5.16 | 5.93 |  |  |  | Federally-Regulated Commercial & Industrial Equipment | 07/06/2023 | 201753782 | 07/06/2023
Manitowoc Ice, Inc. | Manitowoc | IYT1500A-263E | Ice-making Head | Air-Cooled Condenser | Cube | Batch | 1438 | 4.33 | 4.64 |  |  |  | Federally-Regulated Commercial & Industrial Equipment | 07/06/2023 | 204517887 | 07/06/2023
Manitowoc Ice, Inc. | Manitowoc | IYT0300A-261 | Ice-making Head | Air-Cooled Condenser | Cube | Batch | 230 | 5.99 | 7.16 |  |  |  | Federally-Regulated Commercial & Industrial Equipment | 07/06/2023 | 205574628 | 07/06/2023
Manitowoc Ice, Inc. | Manitowoc | IYF0600C-161*CVDF0600-263A | Both Remote Condensing & Remot | Air-Cooled Condenser | Cube | Batch | 530 | 6 | 6.16 |  |  |  | Federally-Regulated Commercial & Industrial Equipment | 07/06/2023 | 203264441 | 07/06/2023
Manitowoc Ice, Inc. | Manitowoc | IYT1900W-261E | Ice-making Head | Water-Cooled Condenser | Cube | Batch | 1758 | 3.44 | 4 | 145 | 161.3 |  | Federally-Regulated Commercial & Industrial Equipment | 07/06/2023 | 204443940 | 07/06/2023
Manitowoc Ice, Inc. | Manitowoc | IYT1500W-263E | Ice-making Head | Water-Cooled Condenser | Cube | Batch | 1590 | 3.2 | 4 | 145 | 165 |  | Federally-Regulated Commercial & Industrial Equipment | 07/06/2023 | 204517889 | 07/06/2023
Manitowoc Ice, Inc. | Manitowoc | IYT1900W-263E | Ice-making Head | Water-Cooled Condenser | Cube | Batch | 1758 | 3.44 | 4 | 145 | 161.3 |  | Federally-Regulated Commercial & Industrial Equipment | 07/06/2023 | 204443941 | 07/06/2023
Manitowoc Ice, Inc. | Manitowoc | IBF0620C-161*CVDF0600-263A | Both Remote Condensing & Remot | Air-Cooled Condenser | Cube | Batch | 564 | 5.68 | 6.04 |  |  |  | Federally-Regulated Commercial & Industrial Equipment | 07/06/2023 | 203264444 | 07/06/2023
Manitowoc Ice, Inc. | Manitowoc | IDT1900A-263E | Ice-making Head | Air-Cooled Condenser | Cube | Batch | 1470 | 4.62 | 4.62 |  |  |  | Federally-Regulated Commercial & Industrial Equipment | 07/06/2023 | 204443935 | 07/06/2023
Manitowoc Ice, Inc. | Manitowoc | IYT1200C-161*CVDT1200-263A | Both Remote Condensing & Remot | Air-Cooled Condenser | Cube | Batch | 1000 | 4.6 | 4.79 |  |  |  | Federally-Regulated Commercial & Industrial Equipment | 06/15/2023 | 203401615 | 07/06/2023
Manitowoc Ice, Inc. | Manitowoc | IYT0300A-161 | Ice-making Head | Air-Cooled Condenser | Cube | Batch | 230 | 5.99 | 7.16 |  |  |  | Federally-Regulated Commercial & Industrial Equipment | 07/06/2023 | 205574627 | 07/06/2023
Manitowoc Ice, Inc. | Manitowoc | IDT0620A-161 | Ice-making Head | Air-Cooled Condenser | Cube | Batch | 450 | 5.18 | 5.93 |  |  |  | Federally-Regulated Commercial & Industrial Equipment | 07/06/2023 | 201753778 | 07/06/2023
Manitowoc Ice, Inc. | Manitowoc | RFF1300A-261 | Ice-making Head | Air-Cooled Condenser | Flake | Continuous | 950 | 4.24 | 5.61 |  |  | 1.27 | Federally-Regulated Commercial & Industrial Equipment | 07/06/2023 | 10591298 | 07/06/2023
Manitowoc Ice, Inc. | Manitowoc | UNP0200A-161 | Self-Contained | Air-Cooled Condenser | Cube | Continuous | 164 | 6.38 | 9.3 |  |  | 1.14 | Federally-Regulated Commercial & Industrial Equipment | 07/06/2023 | 207252366 | 07/06/2023
Manitowoc Ice, Inc. | Manitowoc | RNP0620A-161 | Ice-making Head | Air-Cooled Condenser | Cube | Continuous | 463 | 5.66 | 6.75 |  |  | 1.13 | Federally-Regulated Commercial & Industrial Equipment | 07/06/2023 | 207207447 | 07/06/2023
Manitowoc Ice, Inc. | Manitowoc | IYT1500A-261A | Ice-making Head | Air-Cooled Condenser | Cube | Batch | 1412 | 4.49 | 4.66 |  |  |  | Federally-Regulated Commercial & Industrial Equipment | 07/06/2023 | 203966614 | 07/06/2023
Manitowoc Ice, Inc. | Manitowoc | IDT1500W-261A | Ice-making Head | Water-Cooled Condenser | Cube | Batch | 1390 | 3.63 | 4.03 | 145 | 169.4 |  | Federally-Regulated Commercial & Industrial Equipment | 07/06/2023 | 203925696 | 07/06/2023
Manitowoc Ice, Inc. | Manitowoc | IBF0820C-161*CVDF0900-263A | Both Remote Condensing & Remot | Air-Cooled Condenser | Cube | Batch | 728 | 5 | 5.48 |  |  |  | Federally-Regulated Commercial & Industrial Equipment | 07/06/2023 | 203264451 | 07/06/2023
Manitowoc Ice, Inc. | Manitowoc | IBF0620C-161*CVDF0600-261A | Both Remote Condensing & Remot | Air-Cooled Condenser | Cube | Batch | 564 | 5.68 | 6.04 |  |  |  | Federally-Regulated Commercial & Industrial Equipment | 07/06/2023 | 203264442 | 07/06/2023
Manitowoc Ice, Inc. | Manitowoc | IYT1200N-263A*JCT1200-261 | Remote Condensing w/o Remote C | Air-Cooled Condenser | Cube | Batch | 1030 | 4.43 | 4.59 |  |  |  | Federally-Regulated Commercial & Industrial Equipment | 06/15/2023 | 203999059 | 07/06/2023
Manitowoc Ice, Inc. | Manitowoc | IDT1500A-261A | Ice-making Head | Air-Cooled Condenser | Cube | Batch | 1350 | 4.66 | 4.7 |  |  |  | Federally-Regulated Commercial & Industrial Equipment | 07/06/2023 | 203966613 | 07/06/2023
Manitowoc Ice, Inc. | Manitowoc | IYT1200A-263A | Ice-making Head | Air-Cooled Condenser | Cube | Batch | 937 | 4.83 | 4.96 |  |  |  | Federally-Regulated Commercial & Industrial Equipment | 06/15/2023 | 205746740 | 07/06/2023
Manitowoc Ice, Inc. | Manitowoc | RNP0320A-161 | Ice-making Head | Air-Cooled Condenser | Cube | Continuous | 259 | 6.04 | 7.56 |  |  | 1.13 | Federally-Regulated Commercial & Industrial Equipment | 07/06/2023 | 207203470 | 07/06/2023
Manitowoc Ice, Inc. | Manitowoc | IDT0450A-161P | Ice-making Head | Air-Cooled Condenser | Cube | Batch | 358 | 5.63 | 6.16 |  |  |  | Federally-Regulated Commercial & Industrial Equipment | 07/06/2023 | 211272529 | 07/06/2023
Manitowoc Ice, Inc. | Manitowoc | IDT1200N-261A*JCT1200-261 | Remote Condensing w/o Remote C | Air-Cooled Condenser | Cube | Batch | 955 | 4.63 | 4.7 |  |  |  | Federally-Regulated Commercial & Industrial Equipment | 07/06/2023 | 203999057 | 07/06/2023
Manitowoc Ice, Inc. | Manitowoc | IDT1200C-161*CVDT1200-263A | Both Remote Condensing & Remot | Air-Cooled Condenser | Cube | Batch | 975 | 4.6 | 4.79 |  |  |  | Federally-Regulated Commercial & Industrial Equipment | 06/15/2023 | 203401617 | 07/06/2023
Manitowoc Ice, Inc. | Manitowoc | IDT0450A-161X | Ice-making Head | Air-Cooled Condenser | Cube | Batch | 358 | 5.63 | 6.16 |  |  |  | Federally-Regulated Commercial & Industrial Equipment | 07/06/2023 | 210227908 | 07/06/2023
Manitowoc Ice, Inc. | Manitowoc | IDT1900A-261E | Ice-making Head | Air-Cooled Condenser | Cube | Batch | 1470 | 4.62 | 4.62 |  |  |  | Federally-Regulated Commercial & Industrial Equipment | 07/06/2023 | 204443934 | 07/06/2023
Manitowoc Ice, Inc. | Manitowoc | IYT0420A-161X | Ice-making Head | Air-Cooled Condenser | Cube | Batch | 375 | 5.55 | 6.11 |  |  |  | Federally-Regulated Commercial & Industrial Equipment | 07/06/2023 | 210160110 | 07/06/2023
Manitowoc Ice, Inc. | Manitowoc | IRT0500A-161 | Ice-making Head | Air-Cooled Condenser | Cube | Batch | 386 | 5.04 | 6.09 |  |  |  | Federally-Regulated Commercial & Industrial Equipment | 07/06/2023 | 201753786 | 07/06/2023
Manitowoc Ice, Inc. | Manitowoc | IYT0620A-161 | Ice-making Head | Air-Cooled Condenser | Cube | Batch | 450 | 5.16 | 5.93 |  |  |  | Federally-Regulated Commercial & Industrial Equipment | 07/06/2023 | 201753780 | 07/06/2023
Manitowoc Ice, Inc. | Manitowoc | IDT1900W-263E | Ice-making Head | Water-Cooled Condenser | Cube | Batch | 1666 | 3.51 | 4 | 145 | 163.3 |  | Federally-Regulated Commercial & Industrial Equipment | 07/06/2023 | 204443939 | 07/06/2023
Manitowoc Ice, Inc. | Manitowoc | IRT1900A-263E | Ice-making Head | Air-Cooled Condenser | Cube | Batch | 1407 | 4.65 | 4.66 |  |  |  | Federally-Regulated Commercial & Industrial Equipment | 07/06/2023 | 204443933 | 07/06/2023
Manitowoc Ice, Inc. | Manitowoc | IYF0900N-263A*JCF0900-261 | Remote Condensing w/o Remote C | Air-Cooled Condenser | Cube | Batch | 740 | 5 | 5.44 |  |  |  | Federally-Regulated Commercial & Industrial Equipment | 07/06/2023 | 203458631 | 07/06/2023
Manitowoc Ice, Inc. | Manitowoc | IYF0600C-161*CVDF0600-261A | Both Remote Condensing & Remot | Air-Cooled Condenser | Cube | Batch | 530 | 6 | 6.16 |  |  |  | Federally-Regulated Commercial & Industrial Equipment | 07/06/2023 | 203264439 | 07/06/2023
Manitowoc Ice, Inc. | Manitowoc | IYT0300W-161 | Ice-making Head | Water-Cooled Condenser | Cube | Batch | 260 | 4.74 | 5.45 | 140 | 194.3 |  | Federally-Regulated Commercial & Industrial Equipment | 07/06/2023 | 205574630 | 07/06/2023
Manitowoc Ice, Inc. | Manitowoc | IDT1900W-261E | Ice-making Head | Water-Cooled Condenser | Cube | Batch | 1666 | 3.51 | 4 | 145 | 163.3 |  | Federally-Regulated Commercial & Industrial Equipment | 07/06/2023 | 204443938 | 07/06/2023
Manitowoc Ice, Inc. | Manitowoc | IDF0600N-261A*JCF0900-261 | Remote Condensing w/o Remote C | Air-Cooled Condenser | Cube | Batch | 540 | 6 | 6.12 |  |  |  | Federally-Regulated Commercial & Industrial Equipment | 07/06/2023 | 203458628 | 07/06/2023
Manitowoc Ice, Inc. | Manitowoc | IYF0600N-261A*JCF0900-261 | Remote Condensing w/o Remote C | Air-Cooled Condenser | Cube | Batch | 580 | 5.66 | 5.99 |  |  |  | Federally-Regulated Commercial & Industrial Equipment | 07/06/2023 | 203458629 | 07/06/2023
Manitowoc Ice, Inc. | Manitowoc | USP0100A-161 | Self-Contained | Air-Cooled Condenser | Cube | Batch | 85 | 10.37 | 10.8 |  |  |  | Federally-Regulated Commercial & Industrial Equipment | 07/06/2023 | 206195946 | 07/06/2023
Manitowoc Ice, Inc. | Manitowoc | RNP0620W-161 | Ice-making Head | Water-Cooled Condenser | Cube | Continuous | 545 | 4.19 | 5.02 | 153 | 169.2 | 1.1 | Federally-Regulated Commercial & Industrial Equipment | 07/06/2023 | 207588139 | 07/06/2023
Manitowoc Ice, Inc. | Manitowoc | RFP0320A-161 | Ice-making Head | Air-Cooled Condenser | Flake | Continuous | 331 | 4.59 | 7.17 |  |  | 1.38 | Federally-Regulated Commercial & Industrial Equipment | 07/06/2023 | 207252364 | 07/06/2023
Manitowoc Ice, Inc. | Manitowoc | UNP0300A-161 | Self-Contained | Air-Cooled Condenser | Cube | Continuous | 286 | 5.42 | 7.69 |  |  | 1.11 | Federally-Regulated Commercial & Industrial Equipment | 07/06/2023 | 207237532 | 07/06/2023
Manitowoc Ice, Inc. | Manitowoc | IDT0300A-161 | Ice-making Head | Air-Cooled Condenser | Cube | Batch | 230 | 6.35 | 7.16 |  |  |  | Federally-Regulated Commercial & Industrial Equipment | 07/06/2023 | 205574625 | 07/06/2023
Manitowoc Ice, Inc. | Manitowoc | IYT1900A-263E | Ice-making Head | Air-Cooled Condenser | Cube | Batch | 1535 | 4.6 | 4.61 |  |  |  | Federally-Regulated Commercial & Industrial Equipment | 07/06/2023 | 204443937 | 07/06/2023
Manitowoc Ice, Inc. | Manitowoc | IYT0620A-161X | Ice-making Head | Air-Cooled Condenser | Cube | Batch | 450 | 5.16 | 5.93 |  |  |  | Federally-Regulated Commercial & Industrial Equipment | 07/06/2023 | 210160109 | 07/06/2023
Manitowoc Ice, Inc. | Manitowoc | IYT1500N-261E*JCT1500-261 | Remote Condensing w/o Remote C | Air-Cooled Condenser | Cube | Batch | 1533 | 4 | 4.59 |  |  |  | Federally-Regulated Commercial & Industrial Equipment | 07/06/2023 | 204517891 | 07/06/2023
Manitowoc Ice, Inc. | Manitowoc | ID-0302A-261 | Ice-making Head | Air-Cooled Condenser | Cube | Batch | 225 | 7 | 7.23 |  |  |  | Federally-Regulated Commercial & Industrial Equipment | 07/06/2023 | 4475747 | 07/06/2023
Manitowoc Ice, Inc. | Manitowoc | IYT0450A-161X | Ice-making Head | Air-Cooled Condenser | Cube | Batch | 378 | 5.52 | 6.11 |  |  |  | Federally-Regulated Commercial & Industrial Equipment | 07/06/2023 | 210227910 | 07/06/2023
Manitowoc Ice, Inc. | Manitowoc | IDT1500A-263E | Ice-making Head | Air-Cooled Condenser | Cube | Batch | 1380 | 4.33 | 4.68 |  |  |  | Federally-Regulated Commercial & Industrial Equipment | 07/06/2023 | 204517886 | 07/06/2023
Manitowoc Ice, Inc. | Manitowoc | IYT1200N-261A*JCT1200-261 | Remote Condensing w/o Remote C | Air-Cooled Condenser | Cube | Batch | 1030 | 4.43 | 4.59 |  |  |  | Federally-Regulated Commercial & Industrial Equipment | 07/06/2023 | 203999058 | 07/06/2023
Manitowoc Ice, Inc. | Manitowoc | IYT0500A-161X | Ice-making Head | Air-Cooled Condenser | Cube | Batch | 421 | 5.05 | 6 |  |  |  | Federally-Regulated Commercial & Industrial Equipment | 07/06/2023 | 210160111 | 07/06/2023
Manitowoc Ice, Inc. | Manitowoc | IDT1500W-263E | Ice-making Head | Water-Cooled Condenser | Cube | Batch | 1472 | 3.42 | 4.01 | 145 | 167.6 |  | Federally-Regulated Commercial & Industrial Equipment | 07/06/2023 | 204517888 | 07/06/2023
Manitowoc Ice, Inc. | Manitowoc | IYT1200W-263A | Ice-making Head | Water-Cooled Condenser | Cube | Batch | 965 | 4 | 4.15 | 140 | 178.8 |  | Federally-Regulated Commercial & Industrial Equipment | 06/15/2023 | 205652341 | 07/06/2023
Manitowoc Ice, Inc. | Manitowoc | IYT0620W-161 | Ice-making Head | Water-Cooled Condenser | Cube | Batch | 485 | 3.87 | 4.87 | 140 | 189.3 |  | Federally-Regulated Commercial & Industrial Equipment | 07/06/2023 | 201753784 | 07/06/2023
Manitowoc Ice, Inc. | Manitowoc | IYT0300A-161X | Ice-making Head | Air-Cooled Condenser | Cube | Batch | 230 | 5.99 | 7.16 |  |  |  | Federally-Regulated Commercial & Industrial Equipment | 07/06/2023 | 210160108 | 07/06/2023
Manitowoc Ice, Inc. | Manitowoc | IY-0304A-261 | Ice-making Head | Air-Cooled Condenser | Cube | Batch | 235 | 7 | 7.1 |  |  |  | Federally-Regulated Commercial & Industrial Equipment | 07/06/2023 | 4475764 | 07/06/2023
Manitowoc Ice, Inc. | Manitowoc | IYF0900C-161*CVDF0900-263A | Both Remote Condensing & Remot | Air-Cooled Condenser | Cube | Batch | 675 | 5.38 | 5.66 |  |  |  | Federally-Regulated Commercial & Industrial Equipment | 07/06/2023 | 203264448 | 07/06/2023
Manitowoc Ice, Inc. | Manitowoc | IDT1900N-263E*JCT1500-261 | Remote Condensing w/o Remote C | Air-Cooled Condenser | Cube | Batch | 1643 | 4.02 | 4.59 |  |  |  | Federally-Regulated Commercial & Industrial Equipment | 07/06/2023 | 204517896 | 07/06/2023
Manitowoc Ice, Inc. | Manitowoc | IDT0300W-161 | Ice-making Head | Water-Cooled Condenser | Cube | Batch | 258 | 4.76 | 5.46 | 140 | 194.3 |  | Federally-Regulated Commercial & Industrial Equipment | 07/06/2023 | 205574629 | 07/06/2023
Manitowoc Ice, Inc. | Manitowoc | IYT0450W-161 | Ice-making Head | Water-Cooled Condenser | Cube | Batch | 420 | 4.2 | 5 | 140 | 190.8 |  | Federally-Regulated Commercial & Industrial Equipment | 07/06/2023 | 201753776 | 07/06/2023
Manitowoc Ice, Inc. | Manitowoc | IDT1900N-261E*JCT1500-261 | Remote Condensing w/o Remote C | Air-Cooled Condenser | Cube | Batch | 1643 | 4.02 | 4.59 |  |  |  | Federally-Regulated Commercial & Industrial Equipment | 07/06/2023 | 204517895 | 07/06/2023
Manitowoc Ice, Inc. | Manitowoc | IDT0500A-161X | Ice-making Head | Air-Cooled Condenser | Cube | Batch | 400 | 5.25 | 6.05 |  |  |  | Federally-Regulated Commercial & Industrial Equipment | 07/06/2023 | 210227912 | 07/06/2023
Manitowoc Ice, Inc. | Manitowoc | IDT1200C-161*CVDT1200-261A | Both Remote Condensing & Remot | Air-Cooled Condenser | Cube | Batch | 975 | 4.6 | 4.79 |  |  |  | Federally-Regulated Commercial & Industrial Equipment | 07/06/2023 | 203401616 | 07/06/2023
Manitowoc Ice, Inc. | Manitowoc | IYT1900N-263E*JCT1500-261 | Remote Condensing w/o Remote C | Air-Cooled Condenser | Cube | Batch | 1744 | 4 | 4.59 |  |  |  | Federally-Regulated Commercial & Industrial Equipment | 07/06/2023 | 204517898 | 07/06/2023
Manitowoc Ice, Inc. | Manitowoc | UYF0190A-161 | Self-Contained | Air-Cooled Condenser | Cube | Batch | 135 | 8.67 | 9 |  |  |  | Federally-Regulated Commercial & Industrial Equipment | 07/06/2023 | 203999062 | 07/06/2023
Manitowoc Ice, Inc. | Manitowoc | IDT0450W-261 | Ice-making Head | Water-Cooled Condenser | Cube | Batch | 360 | 4.75 | 5.11 | 140 | 192.1 |  | Federally-Regulated Commercial & Industrial Equipment | 07/06/2023 | 201753775 | 07/06/2023
Manitowoc Ice, Inc. | Manitowoc | IYF0900A-263A | Ice-making Head | Air-Cooled Condenser | Cube | Batch | 700 | 5.21 | 5.3 |  |  |  | Federally-Regulated Commercial & Industrial Equipment | 07/06/2023 | 205775500 | 07/06/2023
Manitowoc Ice, Inc. | Manitowoc | IDT0300A-261 | Ice-making Head | Air-Cooled Condenser | Cube | Batch | 230 | 6.35 | 7.16 |  |  |  | Federally-Regulated Commercial & Industrial Equipment | 07/06/2023 | 205574626 | 07/06/2023
Manitowoc Ice, Inc. | Manitowoc | IDF0500N-161A*JCF0500-161 | Remote Condensing w/o Remote C | Air-Cooled Condenser | Cube | Batch | 445 | 5.96 | 6.45 |  |  |  | Federally-Regulated Commercial & Industrial Equipment | 07/06/2023 | 203999056 | 07/06/2023
Manitowoc Ice, Inc. | Manitowoc | IYT1500N-261EX*JCT1500-261 | Remote Condensing w/o Remote C | Air-Cooled Condenser | Cube | Batch | 1533 | 4 | 4.59 |  |  |  | Federally-Regulated Commercial & Industrial Equipment | 07/06/2023 | 210594432 | 07/06/2023
Manitowoc Ice, Inc. | Manitowoc | UFP0350A-161 | Self-Contained | Air-Cooled Condenser | Flake | Continuous | 321 | 4.7 | 7.47 |  |  | 1.3 | Federally-Regulated Commercial & Industrial Equipment | 07/06/2023 | 207252365 | 07/06/2023
Manitowoc Ice, Inc. | Manitowoc | IRT1900N-263E*JCT1500-261 | Remote Condensing w/o Remote C | Air-Cooled Condenser | Cube | Batch | 1545 | 4.26 | 4.59 |  |  |  | Federally-Regulated Commercial & Industrial Equipment | 07/06/2023 | 204517894 | 07/06/2023
Scotsman Ice Systems | Scotsman | C1848MW-32E | Ice-making Head | Water-Cooled Condenser | Cube | Batch | 1668 | 3.92 | 4 | 138 | 163.3 |  | Federally-Regulated Commercial & Industrial Equipment | 03/17/2023 | 10595457 | 07/06/2023
Scotsman Ice Systems | Scotsman | C1848SR-3E*ERC611-32E | Remote Condensing w/o Remote C | Air-Cooled Condenser | Cube | Batch | 1662 | 4.3 | 4.59 |  |  |  | Federally-Regulated Commercial & Industrial Equipment | 03/17/2023 | 10595462 | 07/06/2023
Scotsman Ice Systems | Scotsman | C0522MA-32E | Ice-making Head | Air-Cooled Condenser | Cube | Batch | 340 | 5.94 | 6.2 |  |  |  | Federally-Regulated Commercial & Industrial Equipment | 03/17/2023 | 9952219 | 07/06/2023
Scotsman Ice Systems | Scotsman | C0522SW-1E | Ice-making Head | Water-Cooled Condenser | Cube | Batch | 409 | 4.48 | 5.02 | 152 | 191 |  | Federally-Regulated Commercial & Industrial Equipment | 03/17/2023 | 10014932 | 07/06/2023
Scotsman Ice Systems | Scotsman | C2148SR-3E*ERC611-32E | Remote Condensing w/o Remote C | Air-Cooled Condenser | Cube | Batch | 1746 | 4.53 | 4.59 |  |  |  | Federally-Regulated Commercial & Industrial Equipment | 03/17/2023 | 201753644 | 07/06/2023
Scotsman Ice Systems | Scotsman | CU3030SA-1E | Self-Contained | Air-Cooled Condenser | Cube | Batch | 224 | 7.35 | 7.35 |  |  |  | Federally-Regulated Commercial & Industrial Equipment | 07/15/2020 | 10447382 | 07/06/2023
Scotsman Ice Systems | Scotsman | EH222SL-1E*ECC1410-32E | Both Remote Condensing & Remot | Air-Cooled Condenser | Cube | Batch | 827 | 4.98 | 5.14 |  |  |  | Federally-Regulated Commercial & Industrial Equipment | 03/17/2023 | 201753641 | 07/06/2023
Scotsman Ice Systems | Scotsman | C0630SA-32E | Ice-making Head | Air-Cooled Condenser | Cube | Batch | 474 | 5.63 | 5.87 |  |  |  | Federally-Regulated Commercial & Industrial Equipment | 03/17/2023 | 10268732 | 07/06/2023
Scotsman Ice Systems | Scotsman | C0522MA-1E | Ice-making Head | Air-Cooled Condenser | Cube | Batch | 340 | 5.94 | 6.2 |  |  |  | Federally-Regulated Commercial & Industrial Equipment | 03/17/2023 | 9952217 | 07/06/2023
Scotsman Ice Systems | Scotsman | SCN60GA-1SS, -1SU | Self-Contained | Air-Cooled Condenser | Flake | Continuous | 56 | 10.52 | 12.54 |  |  | 1.18 | Federally-Regulated Commercial & Industrial Equipment | 07/15/2020 | 10221206 | 07/06/2023
Scotsman Ice Systems | Scotsman | C0830SW-32# | Ice-making Head | Water-Cooled Condenser | Cube | Batch | 832 | 4 | 4.21 | 136 | 181.7 |  | Federally-Regulated Commercial & Industrial Equipment | 03/17/2023 | 5927075 | 07/06/2023
Scotsman Ice Systems | Scotsman | C0630MR-32E*ERC311-32E | Remote Condensing w/o Remote C | Air-Cooled Condenser | Cube | Batch | 540 | 5.35 | 6.12 |  |  |  | Federally-Regulated Commercial & Industrial Equipment | 03/17/2023 | 10272649 | 07/06/2023
Scotsman Ice Systems | Scotsman | C0630MA-32E | Ice-making Head | Air-Cooled Condenser | Cube | Batch | 474 | 5.63 | 5.87 |  |  |  | Federally-Regulated Commercial & Industrial Equipment | 03/17/2023 | 10268731 | 07/06/2023
Scotsman Ice Systems | Scotsman | C1848SA-32E | Ice-making Head | Air-Cooled Condenser | Cube | Batch | 1426 | 4.48 | 4.65 |  |  |  | Federally-Regulated Commercial & Industrial Equipment | 03/17/2023 | 10595456 | 07/06/2023
Scotsman Ice Systems | Scotsman | C0830SA-3E | Ice-making Head | Air-Cooled Condenser | Cube | Batch | 718 | 4.99 | 5.26 |  |  |  | Federally-Regulated Commercial & Industrial Equipment | 03/17/2023 | 10271666 | 07/06/2023
Scotsman Ice Systems | Scotsman | CU3030SA-32E | Self-Contained | Air-Cooled Condenser | Cube | Batch | 224 | 7.35 | 7.35 |  |  |  | Federally-Regulated Commercial & Industrial Equipment | 07/15/2020 | 10447384 | 07/06/2023
Scotsman Ice Systems | Scotsman | C0330MW-1E | Ice-making Head | Water-Cooled Condenser | Cube | Batch | 326 | 4.97 | 5.18 | 139 | 192.8 |  | Federally-Regulated Commercial & Industrial Equipment | 03/17/2023 | 10498179 | 07/06/2023
Scotsman Ice Systems | Scotsman | C0530MW-1E | Ice-making Head | Water-Cooled Condenser | Cube | Batch | 354 | 5.04 | 5.12 | 118 | 192.2 |  | Federally-Regulated Commercial & Industrial Equipment | 03/17/2023 | 201753668 | 07/06/2023
Scotsman Ice Systems | Scotsman | C0322MA-32E | Ice-making Head | Air-Cooled Condenser | Cube | Batch | 232 | 6.95 | 7.14 |  |  |  | Federally-Regulated Commercial & Industrial Equipment | 03/17/2023 | 10014925 | 07/06/2023
Scotsman Ice Systems | Scotsman | CU1526MA-1E | Self-Contained | Air-Cooled Condenser | Cube | Batch | 101 | 9.49 | 10.05 |  |  |  | Federally-Regulated Commercial & Industrial Equipment | 07/15/2020 | 10447376 | 07/06/2023
Scotsman Ice Systems | Scotsman | C0522SA-32E | Ice-making Head | Air-Cooled Condenser | Cube | Batch | 340 | 5.94 | 6.2 |  |  |  | Federally-Regulated Commercial & Industrial Equipment | 03/17/2023 | 9952220 | 07/06/2023
Scotsman Ice Systems | Scotsman | C1448MW-3E | Ice-making Head | Water-Cooled Condenser | Cube | Batch | 1340 | 3.65 | 4.04 | 100 | 170.5 |  | Federally-Regulated Commercial & Industrial Equipment | 03/17/2023 | 10445117 | 07/06/2023
Scotsman Ice Systems | Scotsman | C0830MR-32#*ERC311-32# | Remote Condensing w/o Remote C | Air-Cooled Condenser | Cube | Batch | 780 | 4.7 | 5.3 |  |  |  | Federally-Regulated Commercial & Industrial Equipment | 03/17/2023 | 5820778 | 07/06/2023
Scotsman Ice Systems | Scotsman | C1848MR-3E*ERC611-32E | Remote Condensing w/o Remote C | Air-Cooled Condenser | Cube | Batch | 1662 | 4.3 | 4.59 |  |  |  | Federally-Regulated Commercial & Industrial Equipment | 03/17/2023 | 10595461 | 07/06/2023
Scotsman Ice Systems | Scotsman | C0630MW-32E | Ice-making Head | Water-Cooled Condenser | Cube | Batch | 573 | 4.1 | 4.71 | 160 | 187.4 |  | Federally-Regulated Commercial & Industrial Equipment | 03/17/2023 | 10268733 | 07/06/2023
Scotsman Ice Systems | Scotsman | C1448SW-32E | Ice-making Head | Water-Cooled Condenser | Cube | Batch | 1340 | 3.7 | 4.04 | 100 | 170.5 |  | Federally-Regulated Commercial & Industrial Equipment | 03/17/2023 | 10445120 | 07/06/2023
Scotsman Ice Systems | Scotsman | C0522SW-32E | Ice-making Head | Water-Cooled Condenser | Cube | Batch | 409 | 4.48 | 5.02 | 152 | 191 |  | Federally-Regulated Commercial & Industrial Equipment | 03/17/2023 | 10014930 | 07/06/2023
Scotsman Ice Systems | Scotsman | C0830SR-32#*ERC311-32# | Remote Condensing w/o Remote C | Air-Cooled Condenser | Cube | Batch | 780 | 4.7 | 5.3 |  |  |  | Federally-Regulated Commercial & Industrial Equipment | 03/17/2023 | 5628493 | 07/06/2023
Scotsman Ice Systems | Scotsman | C1448MR-32E*ERC311-32E | Remote Condensing w/o Remote C | Air-Cooled Condenser | Cube | Batch | 1258 | 4.34 | 4.59 |  |  |  | Federally-Regulated Commercial & Industrial Equipment | 03/17/2023 | 10445121 | 07/06/2023
Scotsman Ice Systems | Scotsman | C1448MA-3E | Ice-making Head | Air-Cooled Condenser | Cube | Batch | 1296 | 4.25 | 4.73 |  |  |  | Federally-Regulated Commercial & Industrial Equipment | 03/17/2023 | 10445113 | 07/06/2023
Scotsman Ice Systems | Scotsman | UN1215A-1A | Self-Contained | Air-Cooled Condenser | Flake | Continuous | 84 | 6.73 |  |  |  | 1.2 | Federally-Regulated Commercial & Industrial Equipment | 11/06/2019 | 204713832 | 07/06/2023
Scotsman Ice Systems | Scotsman | CU2026SA-1E | Self-Contained | Air-Cooled Condenser | Cube | Batch | 145 | 7.23 | 8.75 |  |  |  | Federally-Regulated Commercial & Industrial Equipment | 07/15/2020 | 10447379 | 07/06/2023
Scotsman Ice Systems | Scotsman | UF2020A-1A | Self-Contained | Air-Cooled Condenser | Flake | Continuous | 149 | 4.63 |  |  |  | 1.39 | Federally-Regulated Commercial & Industrial Equipment | 11/06/2019 | 204713836 | 07/06/2023
Scotsman Ice Systems | Scotsman | C1448SR-3E*ERC311-32E | Remote Condensing w/o Remote C | Air-Cooled Condenser | Cube | Batch | 1258 | 4.34 | 4.59 |  |  |  | Federally-Regulated Commercial & Industrial Equipment | 03/17/2023 | 10445124 | 07/06/2023
Scotsman Ice Systems | Scotsman | C0330SW-1E | Ice-making Head | Water-Cooled Condenser | Cube | Batch | 326 | 4.97 | 5.18 | 139 | 192.8 |  | Federally-Regulated Commercial & Industrial Equipment | 03/17/2023 | 10498181 | 07/06/2023
Scotsman Ice Systems | Scotsman | C0830SA-32E | Ice-making Head | Air-Cooled Condenser | Cube | Batch | 718 | 4.99 | 5.26 |  |  |  | Federally-Regulated Commercial & Industrial Equipment | 03/17/2023 | 10271664 | 07/06/2023
Scotsman Ice Systems | Scotsman | C0722SA-32E | Ice-making Head | Air-Cooled Condenser | Cube | Batch | 566 | 5.26 | 5.64 |  |  |  | Federally-Regulated Commercial & Industrial Equipment | 03/17/2023 | 9952216 | 07/06/2023
Scotsman Ice Systems | Scotsman | C1030SR-32E*ERC311-32E | Remote Condensing w/o Remote C | Air-Cooled Condenser | Cube | Batch | 842 | 4.99 | 5.09 |  |  |  | Federally-Regulated Commercial & Industrial Equipment | 03/17/2023 | 10349168 | 07/06/2023
Scotsman Ice Systems | Scotsman | GEMU090 | Self-Contained | Air-Cooled Condenser | Flake | Continuous | 56 | 10.52 | 12.54 |  |  | 1.18 | Federally-Regulated Commercial & Industrial Equipment | 07/15/2020 | 10581094 | 07/06/2023
Scotsman Ice Systems | Scotsman | C1030MW-32E | Ice-making Head | Water-Cooled Condenser | Cube | Batch | 908 | 4.04 | 4.17 | 134 | 180 |  | Federally-Regulated Commercial & Industrial Equipment | 03/17/2023 | 10349165 | 07/06/2023
Scotsman Ice Systems | Scotsman | UN0815A-1A | Self-Contained | Air-Cooled Condenser | Flake | Continuous | 55 | 7.11 |  |  |  | 1.32 | Federally-Regulated Commercial & Industrial Equipment | 11/06/2019 | 204713831 | 07/06/2023
Scotsman Ice Systems | Scotsman | EH330SL-1E*ECC1200-32E | Both Remote Condensing & Remot | Air-Cooled Condenser | Cube | Batch | 1103 | 4.55 | 4.79 |  |  |  | Federally-Regulated Commercial & Industrial Equipment | 03/17/2023 | 201753640 | 07/06/2023
Scotsman Ice Systems | Scotsman | C0530SA-1# | Ice-making Head | Air-Cooled Condenser | Cube | Batch | 380 | 5.8 | 6.1 |  |  |  | Federally-Regulated Commercial & Industrial Equipment | 03/17/2023 | 5820769 | 07/06/2023
Scotsman Ice Systems | Scotsman | C1448MA-32E | Ice-making Head | Air-Cooled Condenser | Cube | Batch | 1296 | 4.25 | 4.73 |  |  |  | Federally-Regulated Commercial & Industrial Equipment | 03/17/2023 | 10445115 | 07/06/2023
Scotsman Ice Systems | Scotsman | C1030SR-3E*ERC311-32E | Remote Condensing w/o Remote C | Air-Cooled Condenser | Cube | Batch | 842 | 4.99 | 5.09 |  |  |  | Federally-Regulated Commercial & Industrial Equipment | 03/17/2023 | 10349170 | 07/06/2023
Scotsman Ice Systems | Scotsman | C0522MW-1E | Ice-making Head | Water-Cooled Condenser | Cube | Batch | 409 | 4.48 | 5.02 | 152 | 191 |  | Federally-Regulated Commercial & Industrial Equipment | 03/17/2023 | 10014931 | 07/06/2023
Scotsman Ice Systems | Scotsman | C2148SR-32E*ERC611-32E | Remote Condensing w/o Remote C | Air-Cooled Condenser | Cube | Batch | 1746 | 4.53 | 4.59 |  |  |  | Federally-Regulated Commercial & Industrial Equipment | 03/17/2023 | 201753643 | 07/06/2023
Scotsman Ice Systems | Scotsman | C1848SR-32E*ERC611-32E | Remote Condensing w/o Remote C | Air-Cooled Condenser | Cube | Batch | 1662 | 4.3 | 4.59 |  |  |  | Federally-Regulated Commercial & Industrial Equipment | 03/17/2023 | 10595460 | 07/06/2023
Scotsman Ice Systems | Scotsman | UF1415A-1A | Self-Contained | Air-Cooled Condenser | Flake | Continuous | 107 | 5.29 |  |  |  | 1.41 | Federally-Regulated Commercial & Industrial Equipment | 11/06/2019 | 204713835 | 07/06/2023
Scotsman Ice Systems | Scotsman | CU1526MW-1E | Self-Contained | Water-Cooled Condenser | Cube | Batch | 130 | 6.58 | 7.03 | 135 | 186.9 |  | Federally-Regulated Commercial & Industrial Equipment | 07/15/2020 | 10447385 | 07/06/2023
Scotsman Ice Systems | Scotsman | C1448SW-3E | Ice-making Head | Water-Cooled Condenser | Cube | Batch | 1340 | 3.65 | 4.04 | 100 | 170.5 |  | Federally-Regulated Commercial & Industrial Equipment | 03/17/2023 | 10445118 | 07/06/2023
Scotsman Ice Systems | Scotsman | C0322MA-1E | Ice-making Head | Air-Cooled Condenser | Cube | Batch | 232 | 6.95 | 7.14 |  |  |  | Federally-Regulated Commercial & Industrial Equipment | 03/17/2023 | 10014926 | 07/06/2023
Scotsman Ice Systems | Scotsman | C1448SA-3E | Ice-making Head | Air-Cooled Condenser | Cube | Batch | 1296 | 4.25 | 4.73 |  |  |  | Federally-Regulated Commercial & Industrial Equipment | 03/17/2023 | 10445114 | 07/06/2023
Scotsman Ice Systems | Scotsman | UF0915A-1A | Self-Contained | Air-Cooled Condenser | Flake | Continuous | 76 | 5.75 |  |  |  | 1.67 | Federally-Regulated Commercial & Industrial Equipment | 11/06/2019 | 204713834 | 07/06/2023
Scotsman Ice Systems | Scotsman | C1848MR-32E*ERC611-32E | Remote Condensing w/o Remote C | Air-Cooled Condenser | Cube | Batch | 1662 | 4.3 | 4.59 |  |  |  | Federally-Regulated Commercial & Industrial Equipment | 03/17/2023 | 10595459 | 07/06/2023
Scotsman Ice Systems | Scotsman | CU1526SA-1E | Self-Contained | Air-Cooled Condenser | Cube | Batch | 101 | 9.49 | 10.05 |  |  |  | Federally-Regulated Commercial & Industrial Equipment | 07/15/2020 | 10447377 | 07/06/2023
Scotsman Ice Systems | Scotsman | C0530MA-32# | Ice-making Head | Air-Cooled Condenser | Cube | Batch | 380 | 5.8 | 6.1 |  |  |  | Federally-Regulated Commercial & Industrial Equipment | 03/17/2023 | 5820768 | 07/06/2023
Scotsman Ice Systems | Scotsman | C1448SR-32E*ERC311-32E | Remote Condensing w/o Remote C | Air-Cooled Condenser | Cube | Batch | 1258 | 4.34 | 4.59 |  |  |  | Federally-Regulated Commercial & Industrial Equipment | 03/17/2023 | 10445122 | 07/06/2023
Scotsman Ice Systems | Scotsman | C2148MR-32E*ERC611-32E | Remote Condensing w/o Remote C | Air-Cooled Condenser | Cube | Batch | 1746 | 4.53 | 4.59 |  |  |  | Federally-Regulated Commercial & Industrial Equipment | 03/17/2023 | 201753642 | 07/06/2023
Scotsman Ice Systems | Scotsman | C0322SA-1E | Ice-making Head | Air-Cooled Condenser | Cube | Batch | 232 | 6.95 | 7.14 |  |  |  | Federally-Regulated Commercial & Industrial Equipment | 03/17/2023 | 10014929 | 07/06/2023
Scotsman Ice Systems | Scotsman | EH430SL-1#*ECC1410-32# | Remote Condensing w/o Remote C | Air-Cooled Condenser | Cube | Batch | 1200 | 4.5 | 4.59 |  |  |  | Federally-Regulated Commercial & Industrial Equipment | 03/17/2023 | 6749895 | 07/06/2023
Scotsman Ice Systems | Scotsman | C0530SR-1#*ERC111-1# | Remote Condensing w/o Remote C | Air-Cooled Condenser | Cube | Batch | 400 | 6.5 | 6.6 |  |  |  | Federally-Regulated Commercial & Industrial Equipment | 03/17/2023 | 3299003 | 07/06/2023
Scotsman Ice Systems | Scotsman | SCN60PA-1SS, -1SU | Self-Contained | Air-Cooled Condenser | Flake | Continuous | 56 | 10.52 | 12.54 |  |  | 1.18 | Federally-Regulated Commercial & Industrial Equipment | 07/15/2020 | 10221205 | 07/06/2023
Scotsman Ice Systems | Scotsman | UN324W-1A | Self-Contained | Water-Cooled Condenser | Flake | Continuous | 281 | 4.55 | 6.75 | 95 | 145.9 | 1.12 | Federally-Regulated Commercial & Industrial Equipment | 07/15/2020 | 10581271 | 07/06/2023
Scotsman Ice Systems | Scotsman | C0722MA-32E | Ice-making Head | Air-Cooled Condenser | Cube | Batch | 566 | 5.26 | 5.64 |  |  |  | Federally-Regulated Commercial & Industrial Equipment | 03/17/2023 | 9952082 | 07/06/2023
Scotsman Ice Systems | Scotsman | CU2026SW-1E | Self-Contained | Water-Cooled Condenser | Cube | Batch | 172 | 5.28 | 6.23 | 105 | 185.6 |  | Federally-Regulated Commercial & Industrial Equipment | 07/15/2020 | 10447387 | 07/06/2023
Scotsman Ice Systems | Scotsman | C0830MA-32E | Ice-making Head | Air-Cooled Condenser | Cube | Batch | 718 | 4.99 | 5.26 |  |  |  | Federally-Regulated Commercial & Industrial Equipment | 03/17/2023 | 10271663 | 07/06/2023
Scotsman Ice Systems | Scotsman | C0530SW-1E | Ice-making Head | Water-Cooled Condenser | Cube | Batch | 354 | 5.04 | 5.12 | 118 | 192.2 |  | Federally-Regulated Commercial & Industrial Equipment | 03/17/2023 | 201753669 | 07/06/2023
Scotsman Ice Systems | Scotsman | FME2404AS-32E | Ice-making Head | Air-Cooled Condenser | Flake | Continuous | 1792 | 3.35 | 5.61 |  |  | 1.61 | Federally-Regulated Commercial & Industrial Equipment | 11/06/2019 | 10498182 | 07/06/2023
Scotsman Ice Systems | Scotsman | C1030MR-3E*ERC311-32E | Remote Condensing w/o Remote C | Air-Cooled Condenser | Cube | Batch | 842 | 4.99 | 5.09 |  |  |  | Federally-Regulated Commercial & Industrial Equipment | 03/17/2023 | 10349169 | 07/06/2023
Scotsman Ice Systems | Scotsman | C0330MA-1E | Ice-making Head | Air-Cooled Condenser | Cube | Batch | 288 | 6.23 | 6.45 |  |  |  | Federally-Regulated Commercial & Industrial Equipment | 03/17/2023 | 10271660 | 07/06/2023
Scotsman Ice Systems | Scotsman | C0322MW-1E | Ice-making Head | Water-Cooled Condenser | Cube | Batch | 292 | 5.23 | 5.27 | 144 | 193.6 |  | Federally-Regulated Commercial & Industrial Equipment | 03/17/2023 | 9973377 | 07/06/2023
Scotsman Ice Systems | Scotsman | C0330MA-32E | Ice-making Head | Air-Cooled Condenser | Cube | Batch | 288 | 6.23 | 6.45 |  |  |  | Federally-Regulated Commercial & Industrial Equipment | 03/17/2023 | 10271662 | 07/06/2023
Scotsman Ice Systems | Scotsman | UF424A-1A | Self-Contained | Air-Cooled Condenser | Flake | Continuous | 310 | 4.58 |  |  |  | 1.59 | Federally-Regulated Commercial & Industrial Equipment | 11/06/2019 | 10581200 | 07/06/2023
Scotsman Ice Systems | Scotsman | C1448MW-32E | Ice-making Head | Water-Cooled Condenser | Cube | Batch | 1340 | 3.7 | 4.04 | 100 | 170.5 |  | Federally-Regulated Commercial & Industrial Equipment | 03/17/2023 | 10445119 | 07/06/2023
Scotsman Ice Systems | Scotsman | UNC15NJ### | Self-Contained | Air-Cooled Condenser | Flake | Continuous | 56 | 10.52 | 12.54 |  |  | 1.18 | Federally-Regulated Commercial & Industrial Equipment | 09/30/2020 | 10238968 | 07/06/2023
Scotsman Ice Systems | Scotsman | C0530MA-1# | Ice-making Head | Air-Cooled Condenser | Cube | Batch | 380 | 5.8 | 6.1 |  |  |  | Federally-Regulated Commercial & Industrial Equipment | 03/17/2023 | 5820767 | 07/06/2023
Scotsman Ice Systems | Scotsman | UN1520A-1A | Self-Contained | Air-Cooled Condenser | Flake | Continuous | 125 | 5.23 |  |  |  | 1.22 | Federally-Regulated Commercial & Industrial Equipment | 11/06/2019 | 204713833 | 07/06/2023
Scotsman Ice Systems | Scotsman | C1030SW-32E | Ice-making Head | Water-Cooled Condenser | Cube | Batch | 908 | 4.04 | 4.17 | 134 | 180 |  | Federally-Regulated Commercial & Industrial Equipment | 03/17/2023 | 10349166 | 07/06/2023
Scotsman Ice Systems | Scotsman | C0330SA-1E | Ice-making Head | Air-Cooled Condenser | Cube | Batch | 288 | 6.23 | 6.45 |  |  |  | Federally-Regulated Commercial & Industrial Equipment | 03/17/2023 | 10271661 | 07/06/2023
Scotsman Ice Systems | Scotsman | C0522SA-1E | Ice-making Head | Air-Cooled Condenser | Cube | Batch | 340 | 5.94 | 6.2 |  |  |  | Federally-Regulated Commercial & Industrial Equipment | 03/17/2023 | 9952218 | 07/06/2023
Scotsman Ice Systems | Scotsman | C1448MR-3E*ERC311-32E | Remote Condensing w/o Remote C | Air-Cooled Condenser | Cube | Batch | 1258 | 4.34 | 4.59 |  |  |  | Federally-Regulated Commercial & Industrial Equipment | 03/17/2023 | 10445123 | 07/06/2023
Scotsman Ice Systems | Scotsman | EH430SL-1#*ECC1410-3# | Remote Condensing w/o Remote C | Air-Cooled Condenser | Cube | Batch | 1200 | 4.5 | 4.59 |  |  |  | Federally-Regulated Commercial & Industrial Equipment | 03/17/2023 | 6749896 | 07/06/2023
Scotsman Ice Systems | Scotsman | CU3030MA-1E | Self-Contained | Air-Cooled Condenser | Cube | Batch | 224 | 7.35 | 7.35 |  |  |  | Federally-Regulated Commercial & Industrial Equipment | 07/15/2020 | 10447381 | 07/06/2023
Scotsman Ice Systems | Scotsman | C0322SW-32E | Ice-making Head | Water-Cooled Condenser | Cube | Batch | 292 | 5.23 | 5.27 | 144 | 193.6 |  | Federally-Regulated Commercial & Industrial Equipment | 03/17/2023 | 9973376 | 07/06/2023
Scotsman Ice Systems | Scotsman | NME1854RS-32E*PR2C240-32E | Remote Condensing w/o Remote C | Air-Cooled Condenser | Flake | Continuous | 1631 | 3.63 | 5.06 |  |  | 1.25 | Federally-Regulated Commercial & Industrial Equipment | 11/06/2019 | 10445156 | 07/06/2023
Scotsman Ice Systems | Scotsman | CU1526SW-1E | Self-Contained | Water-Cooled Condenser | Cube | Batch | 130 | 6.58 | 7.03 | 135 | 186.9 |  | Federally-Regulated Commercial & Industrial Equipment | 07/15/2020 | 10447386 | 07/06/2023
Scotsman Ice Systems | Scotsman | C1448SA-32E | Ice-making Head | Air-Cooled Condenser | Cube | Batch | 1296 | 4.25 | 4.73 |  |  |  | Federally-Regulated Commercial & Industrial Equipment | 03/17/2023 | 10445116 | 07/06/2023
Scotsman Ice Systems | Scotsman | C1030MR-32E*ERC311-32E | Remote Condensing w/o Remote C | Air-Cooled Condenser | Cube | Batch | 842 | 4.99 | 5.09 |  |  |  | Federally-Regulated Commercial & Industrial Equipment | 03/17/2023 | 10349167 | 07/06/2023
Scotsman Ice Systems | Scotsman | UN324A-1A | Self-Contained | Air-Cooled Condenser | Flake | Continuous | 266 | 5.47 | 7.81 |  |  | 1.12 | Federally-Regulated Commercial & Industrial Equipment | 07/15/2020 | 10581202 | 07/06/2023
Scotsman Ice Systems | Scotsman | C0322SW-1E | Ice-making Head | Water-Cooled Condenser | Cube | Batch | 292 | 5.23 | 5.27 | 144 | 193.6 |  | Federally-Regulated Commercial & Industrial Equipment | 03/17/2023 | 9973378 | 07/06/2023
Scotsman Ice Systems | Scotsman | CU2026MA-1E | Self-Contained | Air-Cooled Condenser | Cube | Batch | 145 | 7.23 | 8.75 |  |  |  | Federally-Regulated Commercial & Industrial Equipment | 07/15/2020 | 10447378 | 07/06/2023
Scotsman Ice Systems | Scotsman | C0630SW-32E | Ice-making Head | Water-Cooled Condenser | Cube | Batch | 573 | 4.1 | 4.71 | 160 | 187.4 |  | Federally-Regulated Commercial & Industrial Equipment | 03/17/2023 | 10268734 | 07/06/2023
Scotsman Ice Systems | Scotsman | C0630SR-32E*ERC311-32E | Remote Condensing w/o Remote C | Air-Cooled Condenser | Cube | Batch | 540 | 5.35 | 6.12 |  |  |  | Federally-Regulated Commercial & Industrial Equipment | 03/17/2023 | 10272974 | 07/06/2023
Scotsman Ice Systems | Scotsman | C0530SA-32# | Ice-making Head | Air-Cooled Condenser | Cube | Batch | 380 | 5.8 | 6.1 |  |  |  | Federally-Regulated Commercial & Industrial Equipment | 03/17/2023 | 5820770 | 07/06/2023
Scotsman Ice Systems | Scotsman | C1030SA-32E | Ice-making Head | Air-Cooled Condenser | Cube | Batch | 781 | 4.96 | 5.1 |  |  |  | Federally-Regulated Commercial & Industrial Equipment | 03/14/2023 | 10349181 | 07/06/2023
Scotsman Ice Systems | Scotsman | CU3030MA-32E | Self-Contained | Air-Cooled Condenser | Cube | Batch | 226 | 7.02 | 7.35 |  |  |  | Federally-Regulated Commercial & Industrial Equipment | 08/05/2020 | 10447383 | 07/06/2023
Scotsman Ice Systems | Scotsman | C0830MA-3E | Ice-making Head | Air-Cooled Condenser | Cube | Batch | 718 | 4.99 | 5.26 |  |  |  | Federally-Regulated Commercial & Industrial Equipment | 03/17/2023 | 10271665 | 07/06/2023
Scotsman Ice Systems | Scotsman | UF424W-1A | Self-Contained | Water-Cooled Condenser | Flake | Continuous | 330 | 3.93 |  | 68 |  | 1.59 | Federally-Regulated Commercial & Industrial Equipment | 11/06/2019 | 10581201 | 07/06/2023
Scotsman Ice Systems | Scotsman | CU3030SW-1E | Self-Contained | Water-Cooled Condenser | Cube | Batch | 282 | 5.22 | 5.7 | 150 | 182.1 |  | Federally-Regulated Commercial & Industrial Equipment | 07/15/2020 | 10447389 | 07/06/2023
Manitowoc Ice, Inc. | Koolaire | KDT1700W-261 | Ice-making Head | Water-Cooled Condenser | Cube | Batch | 1460 | 3.5 |  | 140 |  |  | Federally-Regulated Commercial & Industrial Equipment | 07/06/2023 | 10525516 | 07/06/2023
Manitowoc Ice, Inc. | Koolaire | KDT1700W-261A | Ice-making Head | Water-Cooled Condenser | Cube | Batch | 1400 | 3.61 |  | 145 |  |  | Federally-Regulated Commercial & Industrial Equipment | 07/06/2023 | 204540509 | 07/06/2023
Manitowoc Ice, Inc. | Koolaire | KDF0250A-161 | Self-Contained | Air-Cooled Condenser | Cube | Batch | 180 | 7.5 |  |  |  |  | Federally-Regulated Commercial & Industrial Equipment | 07/06/2023 | 10612529 | 07/06/2023
Manitowoc Ice, Inc. | Koolaire | KYT0420A-261 | Ice-making Head | Air-Cooled Condenser | Cube | Batch | 360 | 5.5 |  |  |  |  | Federally-Regulated Commercial & Industrial Equipment | 07/06/2023 | 10346189 | 07/06/2023
Manitowoc Ice, Inc. | Koolaire | KDT1000N-261A*JCT1200-261 | Remote Condensing w/o Remote C | Air-Cooled Condenser | Cube | Batch | 735 | 4.94 |  |  |  |  | Federally-Regulated Commercial & Industrial Equipment | 07/06/2023 | 203999060 | 07/06/2023
Manitowoc Ice, Inc. | Koolaire | KDT1700A-261 | Ice-making Head | Air-Cooled Condenser | Cube | Batch | 1350 | 4.6 |  |  |  |  | Federally-Regulated Commercial & Industrial Equipment | 07/06/2023 | 10525506 | 07/06/2023
Manitowoc Ice, Inc. | Koolaire | KDT0700A-261 | Ice-making Head | Air-Cooled Condenser | Cube | Batch | 530 | 5.35 |  |  |  |  | Federally-Regulated Commercial & Industrial Equipment | 07/06/2023 | 10525246 | 07/06/2023
Manitowoc Ice, Inc. | Koolaire | KDT0400W-161 | Ice-making Head | Water-Cooled Condenser | Cube | Batch | 360 | 4.6 |  | 160 |  |  | Federally-Regulated Commercial & Industrial Equipment | 07/06/2023 | 10346200 | 07/06/2023
Manitowoc Ice, Inc. | Koolaire | KYT1000N-261A*JCT1200-261 | Remote Condensing w/o Remote C | Air-Cooled Condenser | Cube | Batch | 760 | 5 |  |  |  |  | Federally-Regulated Commercial & Industrial Equipment | 07/06/2023 | 203999061 | 07/06/2023
Manitowoc Ice, Inc. | Koolaire | KYT0700W-261 | Ice-making Head | Water-Cooled Condenser | Cube | Batch | 580 | 4.2 |  | 160 |  |  | Federally-Regulated Commercial & Industrial Equipment | 07/06/2023 | 10525331 | 07/06/2023
Manitowoc Ice, Inc. | Koolaire | KYT1000N-261*JCT1200-261 | Remote Condensing w/o Remote C | Air-Cooled Condenser | Cube | Batch | 760 | 5.2 |  |  |  |  | Federally-Regulated Commercial & Industrial Equipment | 07/06/2023 | 10525505 | 07/06/2023
Manitowoc Ice, Inc. | Koolaire | KYF0150A-161 | Self-Contained | Air-Cooled Condenser | Cube | Batch | 114 | 9.1 |  |  |  |  | Federally-Regulated Commercial & Industrial Equipment | 07/06/2023 | 10612528 | 07/06/2023
Manitowoc Ice, Inc. | Koolaire | KYT1000A-261 | Ice-making Head | Air-Cooled Condenser | Cube | Batch | 775 | 4.9 |  |  |  |  | Federally-Regulated Commercial & Industrial Equipment | 07/06/2023 | 10525501 | 07/06/2023
Manitowoc Ice, Inc. | Koolaire | KDT1700A-261A | Ice-making Head | Air-Cooled Condenser | Cube | Batch | 1326 | 4.7 |  |  |  |  | Federally-Regulated Commercial & Industrial Equipment | 07/06/2023 | 204540507 | 07/06/2023
Manitowoc Ice, Inc. | Koolaire | KDT0420W-261 | Ice-making Head | Water-Cooled Condenser | Cube | Batch | 375 | 4.6 |  | 160 |  |  | Federally-Regulated Commercial & Industrial Equipment | 07/06/2023 | 10346203 | 07/06/2023
Manitowoc Ice, Inc. | Koolaire | KDT0700W-261 | Ice-making Head | Water-Cooled Condenser | Cube | Batch | 550 | 4.45 |  | 160 |  |  | Federally-Regulated Commercial & Industrial Equipment | 07/06/2023 | 10525298 | 07/06/2023
Manitowoc Ice, Inc. | Koolaire | KDT0500W-161 | Ice-making Head | Water-Cooled Condenser | Cube | Batch | 420 | 4.35 |  | 150 |  |  | Federally-Regulated Commercial & Industrial Equipment | 07/06/2023 | 10346205 | 07/06/2023
Manitowoc Ice, Inc. | Koolaire | KDT1000W-261 | Ice-making Head | Water-Cooled Condenser | Cube | Batch | 720 | 4.35 |  | 140 |  |  | Federally-Regulated Commercial & Industrial Equipment | 07/06/2023 | 10525502 | 07/06/2023
Manitowoc Ice, Inc. | Koolaire | KYT0500A-161 | Ice-making Head | Air-Cooled Condenser | Cube | Batch | 425 | 5.3 |  |  |  |  | Federally-Regulated Commercial & Industrial Equipment | 07/06/2023 | 10346192 | 07/06/2023
Manitowoc Ice, Inc. | Koolaire | KYT1700A-261A | Ice-making Head | Air-Cooled Condenser | Cube | Batch | 1334 | 4.66 |  |  |  |  | Federally-Regulated Commercial & Industrial Equipment | 07/06/2023 | 204540508 | 07/06/2023
Manitowoc Ice, Inc. | Koolaire | KDT0300A-161 | Ice-making Head | Air-Cooled Condenser | Cube | Batch | 230 | 5.85 |  |  |  |  | Federally-Regulated Commercial & Industrial Equipment | 07/06/2023 | 10346183 | 07/06/2023
Manitowoc Ice, Inc. | Koolaire | KDT1000A-261 | Ice-making Head | Air-Cooled Condenser | Cube | Batch | 680 | 5.35 |  |  |  |  | Federally-Regulated Commercial & Industrial Equipment | 07/06/2023 | 10525500 | 07/06/2023
Manitowoc Ice, Inc. | Koolaire | KYT1700W-261 | Ice-making Head | Water-Cooled Condenser | Cube | Batch | 1550 | 3.4 |  | 140 |  |  | Federally-Regulated Commercial & Industrial Equipment | 07/06/2023 | 10525572 | 07/06/2023
Manitowoc Ice, Inc. | Koolaire | KYT0300A-161 | Ice-making Head | Air-Cooled Condenser | Cube | Batch | 230 | 5.85 |  |  |  |  | Federally-Regulated Commercial & Industrial Equipment | 07/06/2023 | 10346182 | 07/06/2023
Manitowoc Ice, Inc. | Koolaire | KYT1700N-261E*JCT1500-261 | Remote Condensing w/o Remote C | Air-Cooled Condenser | Cube | Batch | 1477 | 4.06 |  |  |  |  | Federally-Regulated Commercial & Industrial Equipment | 07/06/2023 | 204517900 | 07/06/2023
Manitowoc Ice, Inc. | Koolaire | KDT0500A-161 | Ice-making Head | Air-Cooled Condenser | Cube | Batch | 400 | 5.4 |  |  |  |  | Federally-Regulated Commercial & Industrial Equipment | 07/06/2023 | 10346193 | 07/06/2023
Manitowoc Ice, Inc. | Koolaire | KYT0400W-161 | Ice-making Head | Water-Cooled Condenser | Cube | Batch | 360 | 4.7 |  | 160 |  |  | Federally-Regulated Commercial & Industrial Equipment | 07/06/2023 | 10346195 | 07/06/2023
Manitowoc Ice, Inc. | Koolaire | KDT1000N-261*JCT1200-261 | Remote Condensing w/o Remote C | Air-Cooled Condenser | Cube | Batch | 700 | 5.3 |  |  |  |  | Federally-Regulated Commercial & Industrial Equipment | 07/06/2023 | 10525504 | 07/06/2023
Manitowoc Ice, Inc. | Koolaire | KDT0420A-161 | Ice-making Head | Air-Cooled Condenser | Cube | Batch | 350 | 5.8 |  |  |  |  | Federally-Regulated Commercial & Industrial Equipment | 07/06/2023 | 10346190 | 07/06/2023
Manitowoc Ice, Inc. | Koolaire | KDT1700N-261E*JCT1500-261 | Remote Condensing w/o Remote C | Air-Cooled Condenser | Cube | Batch | 1380 | 4.26 |  |  |  |  | Federally-Regulated Commercial & Industrial Equipment | 07/06/2023 | 204517899 | 07/06/2023
Manitowoc Ice, Inc. | Koolaire | KDT0420W-161 | Ice-making Head | Water-Cooled Condenser | Cube | Batch | 375 | 4.6 |  | 160 |  |  | Federally-Regulated Commercial & Industrial Equipment | 07/06/2023 | 10346202 | 07/06/2023
Manitowoc Ice, Inc. | Koolaire | KYT1700W-261A | Ice-making Head | Water-Cooled Condenser | Cube | Batch | 1421 | 3.49 |  | 145 |  |  | Federally-Regulated Commercial & Industrial Equipment | 07/06/2023 | 204540510 | 07/06/2023
Manitowoc Ice, Inc. | Koolaire | KDT1700N-261*JCT1500-261 | Remote Condensing w/o Remote C | Air-Cooled Condenser | Cube | Batch | 1420 | 4.3 |  |  |  |  | Federally-Regulated Commercial & Industrial Equipment | 07/06/2023 | 10525742 | 07/06/2023
Manitowoc Ice, Inc. | Koolaire | KYT0400A-161 | Ice-making Head | Air-Cooled Condenser | Cube | Batch | 350 | 5.6 |  |  |  |  | Federally-Regulated Commercial & Industrial Equipment | 07/06/2023 | 10346184 | 07/06/2023
Manitowoc Ice, Inc. | Koolaire | KYT1700N-261*JCT1500-261 | Remote Condensing w/o Remote C | Air-Cooled Condenser | Cube | Batch | 1490 | 4 |  |  |  |  | Federally-Regulated Commercial & Industrial Equipment | 07/06/2023 | 10525743 | 07/06/2023
Manitowoc Ice, Inc. | Koolaire | KYT0500W-161 | Ice-making Head | Water-Cooled Condenser | Cube | Batch | 460 | 4 |  | 150 |  |  | Federally-Regulated Commercial & Industrial Equipment | 07/06/2023 | 10346204 | 07/06/2023
Manitowoc Ice, Inc. | Koolaire | KYT0700A-261 | Ice-making Head | Air-Cooled Condenser | Cube | Batch | 580 | 5.12 |  |  |  |  | Federally-Regulated Commercial & Industrial Equipment | 07/06/2023 | 10525247 | 07/06/2023
Manitowoc Ice, Inc. | Koolaire | KYT0420W-161 | Ice-making Head | Water-Cooled Condenser | Cube | Batch | 390 | 4.6 |  | 160 |  |  | Federally-Regulated Commercial & Industrial Equipment | 07/06/2023 | 10346201 | 07/06/2023
Manitowoc Ice, Inc. | Koolaire | KYT1000W-261 | Ice-making Head | Water-Cooled Condenser | Cube | Batch | 730 | 4.25 |  | 140 |  |  | Federally-Regulated Commercial & Industrial Equipment | 07/06/2023 | 10525503 | 07/06/2023
Manitowoc Ice, Inc. | Koolaire | KDT0420A-261 | Ice-making Head | Air-Cooled Condenser | Cube | Batch | 350 | 5.8 |  |  |  |  | Federally-Regulated Commercial & Industrial Equipment | 07/06/2023 | 10346191 | 07/06/2023
Manitowoc Ice, Inc. | Koolaire | KDF0150A-161 | Self-Contained | Air-Cooled Condenser | Cube | Batch | 110 | 9.35 |  |  |  |  | Federally-Regulated Commercial & Industrial Equipment | 07/06/2023 | 10612527 | 07/06/2023
Manitowoc Ice, Inc. | Koolaire | KYT1700A-261 | Ice-making Head | Air-Cooled Condenser | Cube | Batch | 1380 | 4.55 |  |  |  |  | Federally-Regulated Commercial & Industrial Equipment | 07/06/2023 | 10525508 | 07/06/2023
Manitowoc Ice, Inc. | Koolaire | KYF0250A-161 | Self-Contained | Air-Cooled Condenser | Cube | Batch | 190 | 7.3 |  |  |  |  | Federally-Regulated Commercial & Industrial Equipment | 07/06/2023 | 10612530 | 07/06/2023
Manitowoc Ice, Inc. | Koolaire | KDT0400A-261 | Ice-making Head | Air-Cooled Condenser | Cube | Batch | 345 | 6.1 |  |  |  |  | Federally-Regulated Commercial & Industrial Equipment | 07/06/2023 | 10346187 | 07/06/2023
Manitowoc Ice, Inc. | Koolaire | KYT0420A-161 | Ice-making Head | Air-Cooled Condenser | Cube | Batch | 360 | 5.5 |  |  |  |  | Federally-Regulated Commercial & Industrial Equipment | 07/06/2023 | 10346188 | 07/06/2023
Manitowoc Ice, Inc. | Koolaire | KYT0400A-261 | Ice-making Head | Air-Cooled Condenser | Cube | Batch | 350 | 5.6 |  |  |  |  | Federally-Regulated Commercial & Industrial Equipment | 07/06/2023 | 10346185 | 07/06/2023
Manitowoc Ice, Inc. | Koolaire | KDT0400A-161 | Ice-making Head | Air-Cooled Condenser | Cube | Batch | 345 | 6.1 |  |  |  |  | Federally-Regulated Commercial & Industrial Equipment | 07/06/2023 | 10346186 | 07/06/2023
Hoshizaki America | Hoshizaki | F-2001MRJ-C*URC-22F | Remote Condensing w/o Remote C | Air-Cooled Condenser | Flake | Continuous | 1500 | 4.35 |  |  |  | 1.09 | Federally-Regulated Commercial & Industrial Equipment | 07/06/2023 | 201928936 | 07/06/2023
Hoshizaki America | Hoshizaki | KMD-460MWJ | Ice-making Head | Water-Cooled Condenser | Cube | Batch | 472 | 4.16 |  | 103 |  |  | Federally-Regulated Commercial & Industrial Equipment | 07/06/2023 | 202448103 | 07/06/2023
Hoshizaki America | Hoshizaki | KM-660MAJ | Ice-making Head | Air-Cooled Condenser | Cube | Batch | 560 | 5.3 |  |  |  |  | Federally-Regulated Commercial & Industrial Equipment | 07/06/2023 | 202195195 | 07/06/2023
Hoshizaki America | Hoshizaki | KM-1100MAJ | Ice-making Head | Air-Cooled Condenser | Cube | Batch | 935 | 4.9 |  |  |  |  | Federally-Regulated Commercial & Industrial Equipment | 07/06/2023 | 10594414 | 07/06/2023
Hoshizaki America | Hoshizaki | F-801MAJ | Ice-making Head | Air-Cooled Condenser | Flake | Continuous | 566 | 4.5 |  |  |  | 1.19 | Federally-Regulated Commercial & Industrial Equipment | 07/06/2023 | 9101892 | 07/06/2023
Hoshizaki America | Hoshizaki | F-1002MRJ-C*URC-5F | Remote Condensing w/o Remote C | Air-Cooled Condenser | Flake | Continuous | 680 | 4.94 |  |  |  | 1.13 | Federally-Regulated Commercial & Industrial Equipment | 07/06/2023 | 9135447 | 07/06/2023
Hoshizaki America | Hoshizaki | KM-520MWJ | Ice-making Head | Water-Cooled Condenser | Cube | Batch | 444 | 4.65 |  | 75 |  |  | Federally-Regulated Commercial & Industrial Equipment | 07/06/2023 | 202195192 | 07/06/2023
Hoshizaki America | Hoshizaki | KMH-2100SWJ3 | Ice-making Head | Water-Cooled Condenser | Cube | Batch | 2000 | 2.92 |  | 92 |  |  | Federally-Regulated Commercial & Industrial Equipment | 07/06/2023 | 202066563 | 07/06/2023
Hoshizaki America | Hoshizaki | KM-1900SAJ | Ice-making Head | Air-Cooled Condenser | Cube | Batch | 1675 | 3.9 |  |  |  |  | Federally-Regulated Commercial & Industrial Equipment | 07/06/2023 | 10526006 | 07/06/2023
Hoshizaki America | Hoshizaki | FD-1002MRJ-C*URC-5F | Remote Condensing w/o Remote C | Air-Cooled Condenser | Flake | Continuous | 680 | 4.94 |  |  |  | 1.13 | Federally-Regulated Commercial & Industrial Equipment | 07/06/2023 | 9135448 | 07/06/2023
Hoshizaki America | Hoshizaki | FD-650MAJ-C | Ice-making Head | Air-Cooled Condenser | Flake | Continuous | 494 | 5.6 |  |  |  | 1.07 | Federally-Regulated Commercial & Industrial Equipment | 07/06/2023 | 202326768 | 07/06/2023
Hoshizaki America | Hoshizaki | KM-1340MWJ | Ice-making Head | Water-Cooled Condenser | Cube | Batch | 1280 | 3.6 |  | 129 |  |  | Federally-Regulated Commercial & Industrial Equipment | 07/06/2023 | 201841178 | 07/06/2023
Hoshizaki America | Hoshizaki | KMD-460MAJ | Ice-making Head | Air-Cooled Condenser | Cube | Batch | 400 | 5.48 |  |  |  |  | Federally-Regulated Commercial & Industrial Equipment | 07/06/2023 | 202448102 | 07/06/2023
Hoshizaki America | Hoshizaki | KM-901MAJ | Ice-making Head | Air-Cooled Condenser | Cube | Batch | 753 | 5 |  |  |  |  | Federally-Regulated Commercial & Industrial Equipment | 07/06/2023 | 10567411 | 07/06/2023
Hoshizaki America | Hoshizaki | F-1002MWJ-C | Ice-making Head | Water-Cooled Condenser | Flake | Continuous | 770 | 3.95 |  | 111 |  | 1.1 | Federally-Regulated Commercial & Industrial Equipment | 07/06/2023 | 9144621 | 07/06/2023
Hoshizaki America | Hoshizaki | KM-520MRJ*URC-5F | Remote Condensing w/o Remote C | Air-Cooled Condenser | Cube | Batch | 495 | 4.8 |  |  |  |  | Federally-Regulated Commercial & Industrial Equipment | 07/06/2023 | 202181049 | 07/06/2023
Hoshizaki America | Hoshizaki | F-1002MRJ*URC-5F | Remote Condensing w/o Remote C | Air-Cooled Condenser | Flake | Continuous | 722 | 4.51 |  |  |  | 1.19 | Federally-Regulated Commercial & Industrial Equipment | 07/06/2023 | 9135446 | 07/06/2023
Hoshizaki America | Hoshizaki | F-1002MAJ | Ice-making Head | Air-Cooled Condenser | Flake | Continuous | 758 | 4.36 |  |  |  | 1.19 | Federally-Regulated Commercial & Industrial Equipment | 07/06/2023 | 9136987 | 07/06/2023
Hoshizaki America | Hoshizaki | KM-1301SRJ3*URC-14F | Remote Condensing w/o Remote C | Air-Cooled Condenser | Cube | Batch | 1330 | 3.83 |  |  |  |  | Federally-Regulated Commercial & Industrial Equipment | 07/06/2023 | 10273124 | 07/06/2023
Hoshizaki America | Hoshizaki | KMD-860MWJ | Ice-making Head | Water-Cooled Condenser | Cube | Batch | 845 | 4.05 |  | 139 |  |  | Federally-Regulated Commercial & Industrial Equipment | 07/06/2023 | 201796790 | 07/06/2023
Hoshizaki America | Hoshizaki | KM-1100MRJ*URC-14F | Remote Condensing w/o Remote C | Air-Cooled Condenser | Cube | Batch | 1030 | 4.5 |  |  |  |  | Federally-Regulated Commercial & Industrial Equipment | 07/06/2023 | 10579984 | 07/06/2023
Hoshizaki America | Hoshizaki | F-2001MRJ*URC-22F | Remote Condensing w/o Remote C | Air-Cooled Condenser | Flake | Continuous | 1660 | 3.81 |  |  |  | 1.21 | Federally-Regulated Commercial & Industrial Equipment | 07/06/2023 | 202099149 | 07/06/2023
Hoshizaki America | Hoshizaki | KML-500MAJ | Ice-making Head | Air-Cooled Condenser | Cube | Batch | 392 | 5.95 |  |  |  |  | Federally-Regulated Commercial & Industrial Equipment | 07/06/2023 | 10055348 | 07/06/2023
Hoshizaki America | Hoshizaki | KML-700MWJ | Ice-making Head | Water-Cooled Condenser | Cube | Batch | 660 | 3.79 |  | 110 |  |  | Federally-Regulated Commercial & Industrial Equipment | 07/06/2023 | 9956465 | 07/06/2023
Hoshizaki America | Hoshizaki | KMS-2000MLJ*SRK-20J3 | Both Remote Condensing & Remot | Air-Cooled Condenser | Cube | Batch | 1900 | 4.3 |  |  |  |  | Federally-Regulated Commercial & Industrial Equipment | 07/06/2023 | 202209124 | 07/06/2023
Hoshizaki America | Hoshizaki | F-1501MRJ*URC-14F | Remote Condensing w/o Remote C | Air-Cooled Condenser | Flake | Continuous | 1181 | 4 |  |  |  | 1.36 | Federally-Regulated Commercial & Industrial Equipment | 07/06/2023 | 9118275 | 07/06/2023
Hoshizaki America | Hoshizaki | KMS-1122MLJ*SRK-12J3 | Both Remote Condensing & Remot | Air-Cooled Condenser | Cube | Batch | 1100 | 4.05 |  |  |  |  | Federally-Regulated Commercial & Industrial Equipment | 07/06/2023 | 201867001 | 07/06/2023
Hoshizaki America | Hoshizaki | F-1002MWJ | Ice-making Head | Water-Cooled Condenser | Flake | Continuous | 833 | 3.57 |  | 110 |  | 1.2 | Federally-Regulated Commercial & Industrial Equipment | 07/06/2023 | 9144620 | 07/06/2023
Hoshizaki America | Hoshizaki | F-801MWJ | Ice-making Head | Water-Cooled Condenser | Flake | Continuous | 605 | 3.9 |  | 119 |  | 1.22 | Federally-Regulated Commercial & Industrial Equipment | 07/06/2023 | 9102379 | 07/06/2023
Hoshizaki America | Hoshizaki | KM-1900SWJ | Ice-making Head | Water-Cooled Condenser | Cube | Batch | 1875 | 3.2 |  | 85 |  |  | Federally-Regulated Commercial & Industrial Equipment | 07/06/2023 | 10526007 | 07/06/2023
Hoshizaki America | Hoshizaki | F-2001MLJ*RACK | Both Remote Condensing & Remot | Air-Cooled Condenser | Flake | Continuous | 1733 | 0.6 |  |  |  | 1.32 | Federally-Regulated Commercial & Industrial Equipment | 07/06/2023 | 10443166 | 07/06/2023
Hoshizaki America | Hoshizaki | KM-350MAJ | Ice-making Head | Air-Cooled Condenser | Cube | Batch | 393 | 5.42 |  |  |  |  | Federally-Regulated Commercial & Industrial Equipment | 07/06/2023 | 202181050 | 07/06/2023
Hoshizaki America | Hoshizaki | FD-1002MAJ-C | Ice-making Head | Air-Cooled Condenser | Flake | Continuous | 726 | 4.57 |  |  |  | 1.11 | Federally-Regulated Commercial & Industrial Equipment | 07/06/2023 | 9135449 | 07/06/2023
Hoshizaki America | Hoshizaki | F-2001MRJ3*URC-22F | Remote Condensing w/o Remote C | Air-Cooled Condenser | Flake | Continuous | 1675 | 3.9 |  |  |  | 1.22 | Federally-Regulated Commercial & Industrial Equipment | 07/06/2023 | 202099151 | 07/06/2023
Hoshizaki America | Hoshizaki | KML-325MWJ | Ice-making Head | Water-Cooled Condenser | Cube | Batch | 355 | 4.51 |  | 106 |  |  | Federally-Regulated Commercial & Industrial Equipment | 07/06/2023 | 10095535 | 07/06/2023
Hoshizaki America | Hoshizaki | F-801MWJ-C | Ice-making Head | Water-Cooled Condenser | Flake | Continuous | 580 | 4.13 |  | 120 |  | 1.17 | Federally-Regulated Commercial & Industrial Equipment | 07/06/2023 | 9102380 | 07/06/2023
Hoshizaki America | Hoshizaki | KM-1900SAJ3 | Ice-making Head | Air-Cooled Condenser | Cube | Batch | 1675 | 3.9 |  |  |  |  | Federally-Regulated Commercial & Industrial Equipment | 07/06/2023 | 10525778 | 07/06/2023
Hoshizaki America | Hoshizaki | KM-660MRJ*URC-5F | Remote Condensing w/o Remote C | Air-Cooled Condenser | Cube | Batch | 570 | 5.25 |  |  |  |  | Federally-Regulated Commercial & Industrial Equipment | 07/06/2023 | 202195194 | 07/06/2023
Hoshizaki America | Hoshizaki | KM-1900SWJ3 | Ice-making Head | Water-Cooled Condenser | Cube | Batch | 1875 | 3.2 |  | 85 |  |  | Federally-Regulated Commercial & Industrial Equipment | 07/06/2023 | 10526010 | 07/06/2023
Hoshizaki America | Hoshizaki | KM-1340MRJ3*URC-14F | Remote Condensing w/o Remote C | Air-Cooled Condenser | Cube | Batch | 1266 | 4.12 |  |  |  |  | Federally-Regulated Commercial & Industrial Equipment | 07/06/2023 | 202541508 | 07/06/2023
Hoshizaki America | Hoshizaki | F-500BAJ | Self-Contained | Air-Cooled Condenser | Flake | Continuous | 420 | 5.05 |  |  |  | 1.31 | Federally-Regulated Commercial & Industrial Equipment | 07/06/2023 | 10061809 | 07/06/2023
Hoshizaki America | Hoshizaki | KM-1100MWJ | Ice-making Head | Water-Cooled Condenser | Cube | Batch | 1006 | 4 |  | 107 |  |  | Federally-Regulated Commercial & Industrial Equipment | 07/06/2023 | 10591558 | 07/06/2023
Hoshizaki America | Hoshizaki | KMS-1122MLJ*SRK-12J | Both Remote Condensing & Remot | Air-Cooled Condenser | Cube | Batch | 1075 | 4.2 |  |  |  |  | Federally-Regulated Commercial & Industrial Equipment | 07/06/2023 | 201874951 | 07/06/2023
Hoshizaki America | Hoshizaki | DKM-500BWJ | Self-Contained | Water-Cooled Condenser | Cube | Batch | 500 | 4.79 |  | 103 |  |  | Federally-Regulated Commercial & Industrial Equipment | 07/06/2023 | 10093144 | 07/06/2023
Hoshizaki America | Hoshizaki | DKM-500BAJ | Self-Contained | Air-Cooled Condenser | Cube | Batch | 534 | 5.56 |  |  |  |  | Federally-Regulated Commercial & Industrial Equipment | 07/06/2023 | 10093203 | 07/06/2023
Hoshizaki America | Hoshizaki | KMS-1402MLJ*SRK-15J3 | Both Remote Condensing & Remot | Air-Cooled Condenser | Cube | Batch | 1325 | 4.55 |  |  |  |  | Federally-Regulated Commercial & Industrial Equipment | 07/06/2023 | 201874962 | 07/06/2023
Hoshizaki America | Hoshizaki | KM-1301SRJ*URC-14F | Remote Condensing w/o Remote C | Air-Cooled Condenser | Cube | Batch | 1260 | 4.28 |  |  |  |  | Federally-Regulated Commercial & Industrial Equipment | 07/06/2023 | 10273123 | 07/06/2023
Hoshizaki America | Hoshizaki | KML-700MRJ*URC-9F | Remote Condensing w/o Remote C | Air-Cooled Condenser | Cube | Batch | 614 | 4.9 |  |  |  |  | Federally-Regulated Commercial & Industrial Equipment | 07/06/2023 | 9956464 | 07/06/2023
Hoshizaki America | Hoshizaki | KM-1301SAJ | Ice-making Head | Air-Cooled Condenser | Cube | Batch | 1301 | 4.27 |  |  |  |  | Federally-Regulated Commercial & Industrial Equipment | 07/06/2023 | 10273119 | 07/06/2023
Hoshizaki America | Hoshizaki | KML-325MAJ | Ice-making Head | Air-Cooled Condenser | Cube | Batch | 300 | 5.72 |  |  |  |  | Federally-Regulated Commercial & Industrial Equipment | 07/06/2023 | 10095534 | 07/06/2023
Hoshizaki America | Hoshizaki | KM-520MAJ | Ice-making Head | Air-Cooled Condenser | Cube | Batch | 480 | 4.68 |  |  |  |  | Federally-Regulated Commercial & Industrial Equipment | 07/06/2023 | 202181044 | 07/06/2023
Hoshizaki America | Hoshizaki | F-1501MAJ-C | Ice-making Head | Air-Cooled Condenser | Flake | Continuous | 1020 | 4.61 |  |  |  | 1.1 | Federally-Regulated Commercial & Industrial Equipment | 07/06/2023 | 9118274 | 07/06/2023
Hoshizaki America | Hoshizaki | F-1501MWJ | Ice-making Head | Water-Cooled Condenser | Flake | Continuous | 1410 | 3.2 |  | 105 |  | 1.31 | Federally-Regulated Commercial & Industrial Equipment | 07/06/2023 | 9118277 | 07/06/2023
Hoshizaki America | Hoshizaki | KM-350MWJ | Ice-making Head | Water-Cooled Condenser | Cube | Batch | 383 | 4.9 |  | 109 |  |  | Federally-Regulated Commercial & Industrial Equipment | 07/06/2023 | 202195191 | 07/06/2023
Hoshizaki America | Hoshizaki | KM-2200SWJ3 | Ice-making Head | Water-Cooled Condenser | Cube | Batch | 2200 | 3.11 |  | 95 |  |  | Federally-Regulated Commercial & Industrial Equipment | 07/06/2023 | 10242347 | 07/06/2023
Hoshizaki America | Hoshizaki | FS-1001MLJ-C*SRC-10J | Both Remote Condensing & Remot | Air-Cooled Condenser | Flake | Continuous | 720 | 5.07 |  |  |  | 1.1 | Federally-Regulated Commercial & Industrial Equipment | 07/06/2023 | 201925005 | 07/06/2023
Hoshizaki America | Hoshizaki | F-1002MAJ-C | Ice-making Head | Air-Cooled Condenser | Flake | Continuous | 726 | 4.57 |  |  |  | 1.11 | Federally-Regulated Commercial & Industrial Equipment | 07/06/2023 | 9141028 | 07/06/2023
Hoshizaki America | Hoshizaki | KM-660MWJ | Ice-making Head | Water-Cooled Condenser | Cube | Batch | 630 | 4.28 |  | 152 |  |  | Federally-Regulated Commercial & Industrial Equipment | 07/06/2023 | 202195193 | 07/06/2023
Hoshizaki America | Hoshizaki | KMS-1402MLJ*SRK-15J | Both Remote Condensing & Remot | Air-Cooled Condenser | Cube | Batch | 1400 | 4.3 |  |  |  |  | Federally-Regulated Commercial & Industrial Equipment | 07/06/2023 | 201850721 | 07/06/2023
Hoshizaki America | Hoshizaki | FS-1022MLJ-C*SRC-10J | Both Remote Condensing & Remot | Air-Cooled Condenser | Flake | Continuous | 730 | 5.1 |  |  |  | 1.08 | Federally-Regulated Commercial & Industrial Equipment | 07/06/2023 | 202195615 | 07/06/2023
Hoshizaki America | Hoshizaki | KM-901MWJ | Ice-making Head | Water-Cooled Condenser | Cube | Batch | 890 | 3.65 |  | 129 |  |  | Federally-Regulated Commercial & Industrial Equipment | 07/06/2023 | 10565732 | 07/06/2023
Hoshizaki America | Hoshizaki | KMD-860MAJ | Ice-making Head | Air-Cooled Condenser | Cube | Batch | 655 | 5.3 |  |  |  |  | Federally-Regulated Commercial & Industrial Equipment | 07/06/2023 | 201791841 | 07/06/2023
Hoshizaki America | Hoshizaki | KM-2200SRJ3*URC-22F | Remote Condensing w/o Remote C | Air-Cooled Condenser | Cube | Batch | 2075 | 3.75 |  |  |  |  | Federally-Regulated Commercial & Industrial Equipment | 07/06/2023 | 10247066 | 07/06/2023
Hoshizaki America | Hoshizaki | KML-700MAJ | Ice-making Head | Air-Cooled Condenser | Cube | Batch | 610 | 4.9 |  |  |  |  | Federally-Regulated Commercial & Industrial Equipment | 07/06/2023 | 9956557 | 07/06/2023
Hoshizaki America | Hoshizaki | KM-901MRJ*URC-14F | Remote Condensing w/o Remote C | Air-Cooled Condenser | Cube | Batch | 780 | 4.75 |  |  |  |  | Federally-Regulated Commercial & Industrial Equipment | 07/06/2023 | 10565731 | 07/06/2023
Hoshizaki America | Hoshizaki | KM-1601SRJ*URC-22F | Remote Condensing w/o Remote C | Air-Cooled Condenser | Cube | Batch | 1600 | 3.96 |  |  |  |  | Federally-Regulated Commercial & Industrial Equipment | 07/06/2023 | 10226496 | 07/06/2023
Hoshizaki America | Hoshizaki | KM-1301SWJ | Ice-making Head | Water-Cooled Condenser | Cube | Batch | 1230 | 3.76 |  | 89 |  |  | Federally-Regulated Commercial & Industrial Equipment | 07/06/2023 | 10273121 | 07/06/2023
Hoshizaki America | Hoshizaki | KM-1900SRJ*URC-22F | Remote Condensing w/o Remote C | Air-Cooled Condenser | Cube | Batch | 1700 | 3.9 |  |  |  |  | Federally-Regulated Commercial & Industrial Equipment | 07/06/2023 | 10526035 | 07/06/2023
Hoshizaki America | Hoshizaki | KM-1340MRJ*URC-14F | Remote Condensing w/o Remote C | Air-Cooled Condenser | Cube | Batch | 1177 | 4.54 |  |  |  |  | Federally-Regulated Commercial & Industrial Equipment | 07/06/2023 | 201841179 | 07/06/2023
Hoshizaki America | Hoshizaki | F-1501MRJ-C*URC-14F | Remote Condensing w/o Remote C | Air-Cooled Condenser | Flake | Continuous | 1054 | 4.5 |  |  |  | 1.12 | Federally-Regulated Commercial & Industrial Equipment | 07/06/2023 | 9118276 | 07/06/2023
Hoshizaki America | Hoshizaki | KMH-2100SRJ3*URC-22F | Remote Condensing w/o Remote C | Air-Cooled Condenser | Cube | Batch | 1925 | 3.67 |  |  |  |  | Federally-Regulated Commercial & Industrial Equipment | 07/06/2023 | 202066577 | 07/06/2023
Hoshizaki America | Hoshizaki | F-1501MWJ-C | Ice-making Head | Water-Cooled Condenser | Flake | Continuous | 1218 | 3.76 |  | 123 |  | 1.15 | Federally-Regulated Commercial & Industrial Equipment | 07/06/2023 | 9118278 | 07/06/2023
Hoshizaki America | Hoshizaki | FD-650MWJ-C | Ice-making Head | Water-Cooled Condenser | Flake | Continuous | 525 | 3.9 |  | 115 |  | 1.08 | Federally-Regulated Commercial & Industrial Equipment | 07/06/2023 | 202326769 | 07/06/2023
Hoshizaki America | Hoshizaki | KMD-860MRJ*URC-9F | Remote Condensing w/o Remote C | Air-Cooled Condenser | Cube | Batch | 850 | 5.05 |  |  |  |  | Federally-Regulated Commercial & Industrial Equipment | 07/06/2023 | 201796791 | 07/06/2023
Hoshizaki America | Hoshizaki | F-450MAJ-C | Ice-making Head | Air-Cooled Condenser | Flake | Continuous | 316 | 6.1 |  |  |  | 1.18 | Federally-Regulated Commercial & Industrial Equipment | 07/06/2023 | 9102155 | 07/06/2023
Hoshizaki America | Hoshizaki | F-1002MLJ*RACK | Both Remote Condensing & Remot | Air-Cooled Condenser | Flake | Continuous | 797 | 1.51 |  |  |  | 1.27 | Federally-Regulated Commercial & Industrial Equipment | 07/06/2023 | 9958622 | 07/06/2023
Hoshizaki America | Hoshizaki | FD-650MRJ-C*URC-5F | Remote Condensing w/o Remote C | Air-Cooled Condenser | Flake | Continuous | 470 | 4.95 |  |  |  | 1.09 | Federally-Regulated Commercial & Industrial Equipment | 07/06/2023 | 202326770 | 07/06/2023
Hoshizaki America | Hoshizaki | KM-901MRJ3*URC-14F | Remote Condensing w/o Remote C | Air-Cooled Condenser | Cube | Batch | 830 | 4.4 |  |  |  |  | Federally-Regulated Commercial & Industrial Equipment | 07/06/2023 | 10579450 | 07/06/2023
Hoshizaki America | Hoshizaki | KM-1601SRJ3*URC-22F | Remote Condensing w/o Remote C | Air-Cooled Condenser | Cube | Batch | 1600 | 4.14 |  |  |  |  | Federally-Regulated Commercial & Industrial Equipment | 07/06/2023 | 10226497 | 07/06/2023
Hoshizaki America | Hoshizaki | KMH-2100SRJ*URC-22F | Remote Condensing w/o Remote C | Air-Cooled Condenser | Cube | Batch | 1850 | 3.75 |  |  |  |  | Federally-Regulated Commercial & Industrial Equipment | 07/06/2023 | 202087016 | 07/06/2023
Hoshizaki America | Hoshizaki | KMS-822MLJ* | Both Remote Condensing & Remot | Air-Cooled Condenser | Cube | Batch | 770 | 5.3 |  |  |  |  | Federally-Regulated Commercial & Industrial Equipment | 07/06/2023 | 202142546 | 07/06/2023
Hoshizaki America | Hoshizaki | KML-500MWJ | Ice-making Head | Water-Cooled Condenser | Cube | Batch | 512 | 4.6 |  | 107 |  |  | Federally-Regulated Commercial & Industrial Equipment | 07/06/2023 | 10055349 | 07/06/2023
Hoshizaki America | Hoshizaki | F-300BAJ | Self-Contained | Air-Cooled Condenser | Flake | Continuous | 247 | 6.14 |  |  |  | 1.28 | Federally-Regulated Commercial & Industrial Equipment | 07/06/2023 | 10013723 | 07/06/2023
Hoshizaki America | Hoshizaki | KM-1900SRJ3*URC-22F | Remote Condensing w/o Remote C | Air-Cooled Condenser | Cube | Batch | 1700 | 3.9 |  |  |  |  | Federally-Regulated Commercial & Industrial Equipment | 07/06/2023 | 10526036 | 07/06/2023
Hoshizaki America | Hoshizaki | KM-1301SAJ3 | Ice-making Head | Air-Cooled Condenser | Cube | Batch | 1350 | 3.95 |  |  |  |  | Federally-Regulated Commercial & Industrial Equipment | 07/06/2023 | 10273120 | 07/06/2023
Hoshizaki America | Hoshizaki | KM-1301SWJ3 | Ice-making Head | Water-Cooled Condenser | Cube | Batch | 1355 | 3.25 |  | 95 |  |  | Federally-Regulated Commercial & Industrial Equipment | 07/06/2023 | 10273122 | 07/06/2023
Hoshizaki America | Hoshizaki | KMS-2000MLJ*SRK-20J | Both Remote Condensing & Remot | Air-Cooled Condenser | Cube | Batch | 1850 | 4.5 |  |  |  |  | Federally-Regulated Commercial & Industrial Equipment | 07/06/2023 | 202209123 | 07/06/2023
Hoshizaki America | Hoshizaki | F-2001MWJ | Ice-making Head | Water-Cooled Condenser | Flake | Continuous | 1840 | 3.19 |  | 109 |  | 1.22 | Federally-Regulated Commercial & Industrial Equipment | 07/06/2023 | 202099150 | 07/06/2023
Hoshizaki America | Hoshizaki | KM-1340MAJ | Ice-making Head | Air-Cooled Condenser | Cube | Batch | 1175 | 4.2 |  |  |  |  | Federally-Regulated Commercial & Industrial Equipment | 07/06/2023 | 201840251 | 07/06/2023
Scotsman Ice Systems | Scotsman | C1030MA-32E | Ice-making Head | Air-Cooled Condenser | Cube | Batch | 781 | 4.96 |  |  |  |  | Federally-Regulated Commercial & Industrial Equipment | 07/06/2023 | 202053813 | 07/06/2023
Scotsman Ice Systems | Scotsman | EH222SL-1E*ECC1410-3E | Both Remote Condensing & Remot | Air-Cooled Condenser | Cube | Batch | 827 | 4.98 |  |  |  |  | Federally-Regulated Commercial & Industrial Equipment | 07/06/2023 | 201884150 | 07/06/2023
Scotsman Ice Systems | Scotsman | C1848SW-32E | Ice-making Head | Water-Cooled Condenser | Cube | Batch | 1668 | 3.92 |  | 138 |  |  | Federally-Regulated Commercial & Industrial Equipment | 07/06/2023 | 10595458 | 07/06/2023
Scotsman Ice Systems | Scotsman | C2648MR-3E*PRC241-32E | Remote Condensing w/o Remote C | Air-Cooled Condenser | Cube | Batch | 2131 | 4.44 |  |  |  |  | Federally-Regulated Commercial & Industrial Equipment | 07/06/2023 | 201785783 | 07/06/2023
Scotsman Ice Systems | Scotsman | C0530MA-1E | Ice-making Head | Air-Cooled Condenser | Cube | Batch | 361 | 5.68 |  |  |  |  | Federally-Regulated Commercial & Industrial Equipment | 07/06/2023 | 202348424 | 07/06/2023
Scotsman Ice Systems | Scotsman | C0530SA-1E | Ice-making Head | Air-Cooled Condenser | Cube | Batch | 361 | 5.68 |  |  |  |  | Federally-Regulated Commercial & Industrial Equipment | 07/06/2023 | 202348425 | 07/06/2023
Scotsman Ice Systems | Scotsman | C2648SR-3E*PRC241-32E | Remote Condensing w/o Remote C | Air-Cooled Condenser | Cube | Batch | 2131 | 4.44 |  |  |  |  | Federally-Regulated Commercial & Industrial Equipment | 07/06/2023 | 201785784 | 07/06/2023
Scotsman Ice Systems | Scotsman | C0530MA-32E | Ice-making Head | Air-Cooled Condenser | Cube | Batch | 361 | 5.68 |  |  |  |  | Federally-Regulated Commercial & Industrial Equipment | 07/06/2023 | 202348426 | 07/06/2023
Scotsman Ice Systems | Scotsman | C1848MA-32E | Ice-making Head | Air-Cooled Condenser | Cube | Batch | 1426 | 4.48 |  |  |  |  | Federally-Regulated Commercial & Industrial Equipment | 07/06/2023 | 10595455 | 07/06/2023
Scotsman Ice Systems | Scotsman | CU0515GA-1E | Self-Contained | Air-Cooled Condenser | Cube | Batch | 58 | 12.05 |  |  |  |  | Federally-Regulated Commercial & Industrial Equipment | 07/06/2023 | 201950722 | 07/06/2023
Scotsman Ice Systems | Scotsman | C0530SA-32E | Ice-making Head | Air-Cooled Condenser | Cube | Batch | 361 | 5.68 |  |  |  |  | Federally-Regulated Commercial & Industrial Equipment | 07/06/2023 | 202348427 | 07/06/2023
Scotsman Ice Systems | Scotsman | C2148MR-3E*ERC611-32E | Remote Condensing w/o Remote C | Air-Cooled Condenser | Cube | Batch | 1746 | 4.53 |  |  |  |  | Federally-Regulated Commercial & Industrial Equipment | 07/06/2023 | 201785785 | 07/06/2023
Manitowoc Ice, Inc. | Manitowoc | IDT1200N-261*JCT1200-261 | Remote Condensing w/o Remote C | Air-Cooled Condenser | Cube | Batch | 925 | 4.47 |  |  |  |  | Federally-Regulated Commercial & Industrial Equipment | 07/06/2023 | 201755788 | 07/06/2023
Manitowoc Ice, Inc. | Manitowoc | IDT1200C-161*CVDT1200-263 | Both Remote Condensing & Remot | Air-Cooled Condenser | Cube | Batch | 930 | 4.6 |  |  |  |  | Federally-Regulated Commercial & Industrial Equipment | 07/06/2023 | 201885319 | 07/06/2023
Manitowoc Ice, Inc. | Manitowoc | UYF0310A-161 | Self-Contained | Air-Cooled Condenser | Cube | Batch | 235 | 7.2 |  |  |  |  | Federally-Regulated Commercial & Industrial Equipment | 07/06/2023 | 10612542 | 07/06/2023
Manitowoc Ice, Inc. | Manitowoc | RFF2200C-261*RCUF2200-263 | Both Remote Condensing & Remot | Air-Cooled Condenser | Flake | Continuous | 1702 | 3.87 |  |  |  | 1.34 | Federally-Regulated Commercial & Industrial Equipment | 07/06/2023 | 201797131 | 07/06/2023
Manitowoc Ice, Inc. | Manitowoc | IYT1200W-263 | Ice-making Head | Water-Cooled Condenser | Cube | Batch | 1050 | 3.78 | 4.13 | 140 | 176.9 |  | Federally-Regulated Commercial & Industrial Equipment | 06/09/2023 | 201755787 | 07/06/2023
Manitowoc Ice, Inc. | Manitowoc | UDF0240W-161 | Self-Contained | Water-Cooled Condenser | Cube | Batch | 174 | 5.95 |  | 147 |  |  | Federally-Regulated Commercial & Industrial Equipment | 07/06/2023 | 10612538 | 07/06/2023
Manitowoc Ice, Inc. | Manitowoc | IRT0500A-261 | Ice-making Head | Air-Cooled Condenser | Cube | Batch | 386 | 5.04 |  |  |  |  | Federally-Regulated Commercial & Industrial Equipment | 07/06/2023 | 201753787 | 07/06/2023
Manitowoc Ice, Inc. | Manitowoc | IDT0450A-261 | Ice-making Head | Air-Cooled Condenser | Cube | Batch | 358 | 5.63 |  |  |  |  | Federally-Regulated Commercial & Industrial Equipment | 07/06/2023 | 201753415 | 07/06/2023
Manitowoc Ice, Inc. | Manitowoc | IDT0500A-261 | Ice-making Head | Air-Cooled Condenser | Cube | Batch | 400 | 5.25 |  |  |  |  | Federally-Regulated Commercial & Industrial Equipment | 07/06/2023 | 201753789 | 07/06/2023
Manitowoc Ice, Inc. | Manitowoc | IYT0420A-161 | Ice-making Head | Air-Cooled Condenser | Cube | Batch | 375 | 5.55 |  |  |  |  | Federally-Regulated Commercial & Industrial Equipment | 07/06/2023 | 201753769 | 07/06/2023
Manitowoc Ice, Inc. | Manitowoc | SDT3000W-263H | Ice-making Head | Water-Cooled Condenser | Cube | Batch | 2558 | 3.69 |  | 140 |  |  | Federally-Regulated Commercial & Industrial Equipment | 07/06/2023 | 202177364 | 07/06/2023
Manitowoc Ice, Inc. | Manitowoc | IDT1200W-261 | Ice-making Head | Water-Cooled Condenser | Cube | Batch | 900 | 4.16 |  | 140 |  |  | Federally-Regulated Commercial & Industrial Equipment | 07/06/2023 | 201755784 | 07/06/2023
Manitowoc Ice, Inc. | Manitowoc | IDT0500W-161 | Ice-making Head | Water-Cooled Condenser | Cube | Batch | 400 | 4.41 |  | 130 |  |  | Federally-Regulated Commercial & Industrial Equipment | 07/06/2023 | 201753794 | 07/06/2023
Manitowoc Ice, Inc. | Manitowoc | UDF0310A-261 | Self-Contained | Air-Cooled Condenser | Cube | Batch | 237 | 7.2 |  |  |  |  | Federally-Regulated Commercial & Industrial Equipment | 07/06/2023 | 10612543 | 07/06/2023
Manitowoc Ice, Inc. | Manitowoc | IDT0420A-161 | Ice-making Head | Air-Cooled Condenser | Cube | Batch | 375 | 5.6 |  |  |  |  | Federally-Regulated Commercial & Industrial Equipment | 07/06/2023 | 201753767 | 07/06/2023
Manitowoc Ice, Inc. | Manitowoc | IYT1200C-161*CVDT1200-263 | Both Remote Condensing & Remot | Air-Cooled Condenser | Cube | Batch | 955 | 4.6 | 4.79 |  |  |  | Federally-Regulated Commercial & Industrial Equipment | 06/09/2023 | 201885320 | 07/06/2023
Manitowoc Ice, Inc. | Manitowoc | SYF3000C-161*CVDF3000-263 | Both Remote Condensing & Remot | Air-Cooled Condenser | Cube | Batch | 2400 | 4.75 |  |  |  |  | Federally-Regulated Commercial & Industrial Equipment | 07/06/2023 | 201872167 | 07/06/2023
Manitowoc Ice, Inc. | Manitowoc | UFF0350A-161 | Self-Contained | Air-Cooled Condenser | Flake | Continuous | 328 | 5.27 |  |  |  | 1.27 | Federally-Regulated Commercial & Industrial Equipment | 07/06/2023 | 201797137 | 07/06/2023
Manitowoc Ice, Inc. | Manitowoc | RNF1100A-261 | Ice-making Head | Air-Cooled Condenser | Other | Continuous | 825 | 4.94 |  |  |  | 1.1 | Federally-Regulated Commercial & Industrial Equipment | 07/06/2023 | 201797128 | 07/06/2023
Manitowoc Ice, Inc. | Manitowoc | RNF0620A-161 | Ice-making Head | Air-Cooled Condenser | Other | Continuous | 451 | 5.81 |  |  |  | 1.1 | Federally-Regulated Commercial & Industrial Equipment | 07/06/2023 | 201810258 | 07/06/2023
Manitowoc Ice, Inc. | Manitowoc | RNF0320A-161 | Ice-making Head | Air-Cooled Condenser | Other | Continuous | 236 | 6.88 |  |  |  | 1.11 | Federally-Regulated Commercial & Industrial Equipment | 07/06/2023 | 201797126 | 07/06/2023
Manitowoc Ice, Inc. | Manitowoc | URF0140A-161 | Self-Contained | Air-Cooled Condenser | Cube | Batch | 95 | 9.66 |  |  |  |  | Federally-Regulated Commercial & Industrial Equipment | 07/06/2023 | 10612531 | 07/06/2023
Manitowoc Ice, Inc. | Manitowoc | IDF1800C-161*CVDF1800-261 | Both Remote Condensing & Remot | Air-Cooled Condenser | Cube | Batch | 1375 | 4.74 |  |  |  |  | Federally-Regulated Commercial & Industrial Equipment | 07/06/2023 | 202358894 | 07/06/2023
Manitowoc Ice, Inc. | Manitowoc | IDT1200A-261 | Ice-making Head | Air-Cooled Condenser | Cube | Batch | 950 | 4.8 |  |  |  |  | Federally-Regulated Commercial & Industrial Equipment | 07/06/2023 | 201755781 | 07/06/2023
Manitowoc Ice, Inc. | Manitowoc | IRT0900A-261 | Ice-making Head | Air-Cooled Condenser | Cube | Batch | 676 | 5.01 |  |  |  |  | Federally-Regulated Commercial & Industrial Equipment | 07/06/2023 | 202864334 | 07/06/2023
Manitowoc Ice, Inc. | Manitowoc | IYT0500A-161 | Ice-making Head | Air-Cooled Condenser | Cube | Batch | 421 | 5.05 |  |  |  |  | Federally-Regulated Commercial & Industrial Equipment | 07/06/2023 | 201753790 | 07/06/2023
Manitowoc Ice, Inc. | Manitowoc | IYT0450A-261 | Ice-making Head | Air-Cooled Condenser | Cube | Batch | 378 | 5.52 |  |  |  |  | Federally-Regulated Commercial & Industrial Equipment | 07/06/2023 | 201753416 | 07/06/2023
Manitowoc Ice, Inc. | Manitowoc | UYF0310W-161 | Self-Contained | Water-Cooled Condenser | Cube | Batch | 267 | 5.5 |  | 182 |  |  | Federally-Regulated Commercial & Industrial Equipment | 07/06/2023 | 10612545 | 07/06/2023
Manitowoc Ice, Inc. | Manitowoc | IRT0500W-161 | Ice-making Head | Water-Cooled Condenser | Cube | Batch | 406 | 4.3 |  | 130 |  |  | Federally-Regulated Commercial & Industrial Equipment | 07/06/2023 | 201753792 | 07/06/2023
Manitowoc Ice, Inc. | Manitowoc | IYF1400C-161*CVDF1400-261A | Both Remote Condensing & Remot | Air-Cooled Condenser | Cube | Batch | 1230 | 4.4 |  |  |  |  | Federally-Regulated Commercial & Industrial Equipment | 07/06/2023 | 202634429 | 07/06/2023
Manitowoc Ice, Inc. | Manitowoc | URF0310A-161 | Self-Contained | Air-Cooled Condenser | Cube | Batch | 221 | 7 |  |  |  |  | Federally-Regulated Commercial & Industrial Equipment | 07/06/2023 | 10612540 | 07/06/2023
Manitowoc Ice, Inc. | Manitowoc | RNF1100W-261 | Ice-making Head | Water-Cooled Condenser | Other | Continuous | 960 | 3.67 |  | 131 |  | 1.1 | Federally-Regulated Commercial & Industrial Equipment | 07/06/2023 | 201797130 | 07/06/2023
Manitowoc Ice, Inc. | Manitowoc | IYF2100C-161*CVDF2100-261 | Both Remote Condensing & Remot | Air-Cooled Condenser | Cube | Batch | 1600 | 4.75 | 4.79 |  |  |  | Federally-Regulated Commercial & Industrial Equipment | 06/29/2023 | 202358896 | 07/06/2023
Manitowoc Ice, Inc. | Manitowoc | IYF1800C-161*CVDF1800-261A | Both Remote Condensing & Remot | Air-Cooled Condenser | Cube | Batch | 1440 | 4.49 |  |  |  |  | Federally-Regulated Commercial & Industrial Equipment | 07/06/2023 | 202634431 | 07/06/2023
Manitowoc Ice, Inc. | Manitowoc | IDT0500N-161*JCT0500-161 | Remote Condensing w/o Remote C | Air-Cooled Condenser | Cube | Batch | 450 | 6.11 |  |  |  |  | Federally-Regulated Commercial & Industrial Equipment | 07/06/2023 | 201753796 | 07/06/2023
Manitowoc Ice, Inc. | Manitowoc | IDF1800C-161*CVDF1800-261A | Both Remote Condensing & Remot | Air-Cooled Condenser | Cube | Batch | 1375 | 4.63 |  |  |  |  | Federally-Regulated Commercial & Industrial Equipment | 07/06/2023 | 202634433 | 07/06/2023
Manitowoc Ice, Inc. | Manitowoc | IRT0620A-161 | Ice-making Head | Air-Cooled Condenser | Cube | Batch | 410 | 5.29 |  |  |  |  | Federally-Regulated Commercial & Industrial Equipment | 07/06/2023 | 201753777 | 07/06/2023
Manitowoc Ice, Inc. | Manitowoc | CNF0202A-161 | Self-Contained | Air-Cooled Condenser | Other | Continuous | 222 | 6.69 |  |  |  | 1.14 | Federally-Regulated Commercial & Industrial Equipment | 07/06/2023 | 201862974 | 07/06/2023
Manitowoc Ice, Inc. | Manitowoc | IYT1200N-263*JCT1200-261 | Remote Condensing w/o Remote C | Air-Cooled Condenser | Cube | Batch | 1010 | 4.2 | 4.59 |  |  |  | Federally-Regulated Commercial & Industrial Equipment | 06/09/2023 | 201755790 | 07/06/2023
Manitowoc Ice, Inc. | Manitowoc | RNF0620W-161 | Ice-making Head | Water-Cooled Condenser | Other | Continuous | 508 | 4.32 |  | 109 |  | 1.1 | Federally-Regulated Commercial & Industrial Equipment | 07/06/2023 | 201797129 | 07/06/2023
Manitowoc Ice, Inc. | Manitowoc | RFF0320A-161 | Ice-making Head | Air-Cooled Condenser | Flake | Continuous | 287 | 5.58 |  |  |  | 1.3 | Federally-Regulated Commercial & Industrial Equipment | 07/06/2023 | 205075396 | 07/06/2023
Manitowoc Ice, Inc. | Manitowoc | UYF0240W-161 | Self-Contained | Water-Cooled Condenser | Cube | Batch | 180 | 5.8 |  | 147 |  |  | Federally-Regulated Commercial & Industrial Equipment | 07/06/2023 | 10612539 | 07/06/2023
Manitowoc Ice, Inc. | Manitowoc | CNF0201A-161 | Self-Contained | Air-Cooled Condenser | Other | Continuous | 222 | 6.69 |  |  |  | 1.14 | Federally-Regulated Commercial & Industrial Equipment | 07/06/2023 | 201862973 | 07/06/2023
Manitowoc Ice, Inc. | Manitowoc | IYT1200C-161*CVDT1200-261 | Both Remote Condensing & Remot | Air-Cooled Condenser | Cube | Batch | 955 | 4.6 | 4.79 |  |  |  | Federally-Regulated Commercial & Industrial Equipment | 06/09/2023 | 201755792 | 07/06/2023
Manitowoc Ice, Inc. | Manitowoc | IDT0750W-261 | Ice-making Head | Water-Cooled Condenser | Cube | Batch | 600 | 4.07 |  | 135 |  |  | Federally-Regulated Commercial & Industrial Equipment | 07/06/2023 | 202864332 | 07/06/2023
Manitowoc Ice, Inc. | Manitowoc | UDF0310A-161 | Self-Contained | Air-Cooled Condenser | Cube | Batch | 233 | 7 |  |  |  |  | Federally-Regulated Commercial & Industrial Equipment | 07/06/2023 | 10612541 | 07/06/2023
Manitowoc Ice, Inc. | Manitowoc | IBT1020C-161*CVDT1200-263 | Both Remote Condensing & Remot | Air-Cooled Condenser | Cube | Batch | 1030 | 4.38 | 4.79 |  |  |  | Federally-Regulated Commercial & Industrial Equipment | 06/09/2023 | 201885321 | 07/06/2023
Manitowoc Ice, Inc. | Manitowoc | UDE0080A-161 | Self-Contained | Air-Cooled Condenser | Cube | Batch | 75 | 11.13 |  |  |  |  | Federally-Regulated Commercial & Industrial Equipment | 07/06/2023 | 201986963 | 07/06/2023
Manitowoc Ice, Inc. | Manitowoc | IDF1400C-161*CVDF1400-263A | Both Remote Condensing & Remot | Air-Cooled Condenser | Cube | Batch | 1120 | 4.75 |  |  |  |  | Federally-Regulated Commercial & Industrial Equipment | 07/06/2023 | 202634442 | 07/06/2023
Manitowoc Ice, Inc. | Manitowoc | IDF1400C-161*CVDF1400-261A | Both Remote Condensing & Remot | Air-Cooled Condenser | Cube | Batch | 1120 | 4.75 |  |  |  |  | Federally-Regulated Commercial & Industrial Equipment | 07/06/2023 | 202634441 | 07/06/2023
Manitowoc Ice, Inc. | Manitowoc | IYT0900W-261 | Ice-making Head | Water-Cooled Condenser | Cube | Batch | 665 | 4.02 |  | 135 |  |  | Federally-Regulated Commercial & Industrial Equipment | 07/06/2023 | 202864339 | 07/06/2023
Manitowoc Ice, Inc. | Manitowoc | SDF3000C-161*CVDF3000-263 | Both Remote Condensing & Remot | Air-Cooled Condenser | Cube | Batch | 2333 | 4.75 |  |  |  |  | Federally-Regulated Commercial & Industrial Equipment | 07/06/2023 | 201872168 | 07/06/2023
Manitowoc Ice, Inc. | Manitowoc | UFF0200A-161 | Self-Contained | Air-Cooled Condenser | Other | Continuous | 198 | 5.31 |  |  |  | 1.35 | Federally-Regulated Commercial & Industrial Equipment | 07/06/2023 | 201862975 | 07/06/2023
Manitowoc Ice, Inc. | Manitowoc | IYT1200N-261*JCT1200-261 | Remote Condensing w/o Remote C | Air-Cooled Condenser | Cube | Batch | 1010 | 4.2 | 4.59 |  |  |  | Federally-Regulated Commercial & Industrial Equipment | 06/09/2023 | 201755789 | 07/06/2023
Manitowoc Ice, Inc. | Manitowoc | IYT0450A-161 | Ice-making Head | Air-Cooled Condenser | Cube | Batch | 378 | 5.52 |  |  |  |  | Federally-Regulated Commercial & Industrial Equipment | 07/06/2023 | 201753773 | 07/06/2023
Manitowoc Ice, Inc. | Manitowoc | IYT0750A-261 | Ice-making Head | Air-Cooled Condenser | Cube | Batch | 575 | 5.12 |  |  |  |  | Federally-Regulated Commercial & Industrial Equipment | 07/06/2023 | 202864331 | 07/06/2023
Manitowoc Ice, Inc. | Manitowoc | IDT0500A-161 | Ice-making Head | Air-Cooled Condenser | Cube | Batch | 400 | 5.25 |  |  |  |  | Federally-Regulated Commercial & Industrial Equipment | 07/06/2023 | 201753788 | 07/06/2023
Manitowoc Ice, Inc. | Manitowoc | UDF0310W-161 | Self-Contained | Water-Cooled Condenser | Cube | Batch | 252 | 5.6 |  | 182 |  |  | Federally-Regulated Commercial & Industrial Equipment | 07/06/2023 | 10612544 | 07/06/2023
Manitowoc Ice, Inc. | Manitowoc | IYT0500A-261 | Ice-making Head | Air-Cooled Condenser | Cube | Batch | 421 | 5.05 |  |  |  |  | Federally-Regulated Commercial & Industrial Equipment | 07/06/2023 | 201753791 | 07/06/2023
Manitowoc Ice, Inc. | Manitowoc | UNF0300A-161 | Self-Contained | Air-Cooled Condenser | Other | Continuous | 275 | 6.43 |  |  |  | 1.09 | Federally-Regulated Commercial & Industrial Equipment | 07/06/2023 | 201797135 | 07/06/2023
Manitowoc Ice, Inc. | Manitowoc | IDT0450A-161 | Ice-making Head | Air-Cooled Condenser | Cube | Batch | 358 | 5.63 |  |  |  |  | Federally-Regulated Commercial & Industrial Equipment | 07/06/2023 | 201753414 | 07/06/2023
Manitowoc Ice, Inc. | Manitowoc | IYF2100C-161*CVDF2100-263 | Both Remote Condensing & Remot | Air-Cooled Condenser | Cube | Batch | 1600 | 4.75 | 4.79 |  |  |  | Federally-Regulated Commercial & Industrial Equipment | 06/29/2023 | 202358897 | 07/06/2023
Manitowoc Ice, Inc. | Manitowoc | IDT0420A-261 | Ice-making Head | Air-Cooled Condenser | Cube | Batch | 375 | 5.6 |  |  |  |  | Federally-Regulated Commercial & Industrial Equipment | 07/06/2023 | 201753768 | 07/06/2023
Manitowoc Ice, Inc. | Manitowoc | RFF1220C-261*RCUF1200-261 | Both Remote Condensing & Remot | Air-Cooled Condenser | Flake | Continuous | 958 | 3.98 |  |  |  | 1.28 | Federally-Regulated Commercial & Industrial Equipment | 07/06/2023 | 201797132 | 07/06/2023
Manitowoc Ice, Inc. | Manitowoc | UYF0240A-161 | Self-Contained | Air-Cooled Condenser | Cube | Batch | 160 | 7.8 |  |  |  |  | Federally-Regulated Commercial & Industrial Equipment | 07/06/2023 | 10612535 | 07/06/2023
Manitowoc Ice, Inc. | Manitowoc | IYT0500W-161 | Ice-making Head | Water-Cooled Condenser | Cube | Batch | 460 | 3.9 |  | 130 |  |  | Federally-Regulated Commercial & Industrial Equipment | 07/06/2023 | 201753795 | 07/06/2023
Manitowoc Ice, Inc. | Manitowoc | IDT1200C-161*CVDT1200-261 | Both Remote Condensing & Remot | Air-Cooled Condenser | Cube | Batch | 930 | 4.6 | 4.79 |  |  |  | Federally-Regulated Commercial & Industrial Equipment | 06/09/2023 | 201755791 | 07/06/2023
Manitowoc Ice, Inc. | Manitowoc | IBT1020C-161*CVDT1200-261 | Both Remote Condensing & Remot | Air-Cooled Condenser | Cube | Batch | 1030 | 4.38 | 4.79 |  |  |  | Federally-Regulated Commercial & Industrial Equipment | 06/09/2023 | 201755793 | 07/06/2023
Manitowoc Ice, Inc. | Manitowoc | IYF1800C-161*CVDF1800-261 | Both Remote Condensing & Remot | Air-Cooled Condenser | Cube | Batch | 1470 | 4.6 |  |  |  |  | Federally-Regulated Commercial & Industrial Equipment | 07/06/2023 | 202358892 | 07/06/2023
Manitowoc Ice, Inc. | Manitowoc | SYT3000W-263H | Ice-making Head | Water-Cooled Condenser | Cube | Batch | 2584 | 3.72 |  | 140 |  |  | Federally-Regulated Commercial & Industrial Equipment | 07/06/2023 | 202177363 | 07/06/2023
Manitowoc Ice, Inc. | Manitowoc | IDF2100C-161*CVDF2100-263 | Both Remote Condensing & Remot | Air-Cooled Condenser | Cube | Batch | 1575 | 4.75 |  |  |  |  | Federally-Regulated Commercial & Industrial Equipment | 07/06/2023 | 202358899 | 07/06/2023
Manitowoc Ice, Inc. | Manitowoc | IDT0750A-261 | Ice-making Head | Air-Cooled Condenser | Cube | Batch | 540 | 5.24 |  |  |  |  | Federally-Regulated Commercial & Industrial Equipment | 07/06/2023 | 202864330 | 07/06/2023
Manitowoc Ice, Inc. | Manitowoc | UYF0140A-161 | Self-Contained | Air-Cooled Condenser | Cube | Batch | 100 | 9.2 |  |  |  |  | Federally-Regulated Commercial & Industrial Equipment | 07/06/2023 | 10612533 | 07/06/2023
Manitowoc Ice, Inc. | Manitowoc | IYT1200A-261 | Ice-making Head | Air-Cooled Condenser | Cube | Batch | 950 | 4.75 |  |  |  |  | Federally-Regulated Commercial & Industrial Equipment | 07/06/2023 | 201755782 | 07/06/2023
Manitowoc Ice, Inc. | Manitowoc | IDT0420W-161 | Ice-making Head | Water-Cooled Condenser | Cube | Batch | 400 | 4.28 |  | 140 |  |  | Federally-Regulated Commercial & Industrial Equipment | 07/06/2023 | 201753771 | 07/06/2023
Manitowoc Ice, Inc. | Manitowoc | UDF0240A-261 | Self-Contained | Air-Cooled Condenser | Cube | Batch | 148 | 7.95 |  |  |  |  | Federally-Regulated Commercial & Industrial Equipment | 07/06/2023 | 10612536 | 07/06/2023
Manitowoc Ice, Inc. | Manitowoc | IRT0900W-261 | Ice-making Head | Water-Cooled Condenser | Cube | Batch | 665 | 4.04 |  | 135 |  |  | Federally-Regulated Commercial & Industrial Equipment | 07/06/2023 | 202864337 | 07/06/2023
Manitowoc Ice, Inc. | Manitowoc | IYT0900A-261 | Ice-making Head | Air-Cooled Condenser | Cube | Batch | 719 | 4.7 |  |  |  |  | Federally-Regulated Commercial & Industrial Equipment | 07/06/2023 | 202864336 | 07/06/2023
Manitowoc Ice, Inc. | Manitowoc | IDF2100C-161*CVDF2100-261 | Both Remote Condensing & Remot | Air-Cooled Condenser | Cube | Batch | 1575 | 4.75 | 4.79 |  |  |  | Federally-Regulated Commercial & Industrial Equipment | 06/29/2023 | 202358898 | 07/06/2023
Manitowoc Ice, Inc. | Manitowoc | UYF0240A-261 | Self-Contained | Air-Cooled Condenser | Cube | Batch | 148 | 7.95 |  |  |  |  | Federally-Regulated Commercial & Industrial Equipment | 07/06/2023 | 10612537 | 07/06/2023
Manitowoc Ice, Inc. | Manitowoc | UDF0240A-161 | Self-Contained | Air-Cooled Condenser | Cube | Batch | 160 | 7.9 |  |  |  |  | Federally-Regulated Commercial & Industrial Equipment | 07/06/2023 | 10612534 | 07/06/2023
Manitowoc Ice, Inc. | Manitowoc | RFF1300W-261 | Ice-making Head | Water-Cooled Condenser | Flake | Continuous | 1115 | 3.12 |  | 116 |  | 1.25 | Federally-Regulated Commercial & Industrial Equipment | 07/06/2023 | 10591299 | 07/06/2023
Manitowoc Ice, Inc. | Manitowoc | RFF0620W-161 | Ice-making Head | Water-Cooled Condenser | Flake | Continuous | 597 | 3.75 |  | 106 |  | 1.25 | Federally-Regulated Commercial & Industrial Equipment | 07/06/2023 | 201797138 | 07/06/2023
Manitowoc Ice, Inc. | Manitowoc | IDF1800C-161*CVDF1800-263A | Both Remote Condensing & Remot | Air-Cooled Condenser | Cube | Batch | 1375 | 4.63 |  |  |  |  | Federally-Regulated Commercial & Industrial Equipment | 07/06/2023 | 202634434 | 07/06/2023
Manitowoc Ice, Inc. | Manitowoc | RNF2000C-261*RCUF2200-263 | Both Remote Condensing & Remot | Air-Cooled Condenser | Other | Continuous | 1475 | 4.42 |  |  |  | 1.14 | Federally-Regulated Commercial & Industrial Equipment | 07/06/2023 | 204743193 | 07/06/2023
Manitowoc Ice, Inc. | Manitowoc | IYT1200A-263 | Ice-making Head | Air-Cooled Condenser | Cube | Batch | 940 | 4.83 | 4.96 |  |  |  | Federally-Regulated Commercial & Industrial Equipment | 06/09/2023 | 201755783 | 07/06/2023
Manitowoc Ice, Inc. | Manitowoc | IDT0900W-261 | Ice-making Head | Water-Cooled Condenser | Cube | Batch | 665 | 4.02 |  | 135 |  |  | Federally-Regulated Commercial & Industrial Equipment | 07/06/2023 | 202864338 | 07/06/2023
Manitowoc Ice, Inc. | Manitowoc | IYT0420W-161 | Ice-making Head | Water-Cooled Condenser | Cube | Batch | 425 | 4.24 |  | 140 |  |  | Federally-Regulated Commercial & Industrial Equipment | 07/06/2023 | 201753772 | 07/06/2023
Manitowoc Ice, Inc. | Manitowoc | IYF1800C-161*CVDF1800-263A | Both Remote Condensing & Remot | Air-Cooled Condenser | Cube | Batch | 1440 | 4.49 |  |  |  |  | Federally-Regulated Commercial & Industrial Equipment | 07/06/2023 | 202634432 | 07/06/2023
Manitowoc Ice, Inc. | Manitowoc | IYT0750W-261 | Ice-making Head | Water-Cooled Condenser | Cube | Batch | 650 | 3.79 |  | 135 |  |  | Federally-Regulated Commercial & Industrial Equipment | 07/06/2023 | 202864333 | 07/06/2023
Manitowoc Ice, Inc. | Manitowoc | IYF1400C-161*CVDF1400-263A | Both Remote Condensing & Remot | Air-Cooled Condenser | Cube | Batch | 1230 | 4.4 |  |  |  |  | Federally-Regulated Commercial & Industrial Equipment | 07/06/2023 | 202634430 | 07/06/2023
Manitowoc Ice, Inc. | Manitowoc | IYT1200W-261 | Ice-making Head | Water-Cooled Condenser | Cube | Batch | 965 | 4 |  | 140 |  |  | Federally-Regulated Commercial & Industrial Equipment | 07/06/2023 | 201755785 | 07/06/2023
Manitowoc Ice, Inc. | Manitowoc | IDT0450W-161 | Ice-making Head | Water-Cooled Condenser | Cube | Batch | 360 | 4.75 |  | 140 |  |  | Federally-Regulated Commercial & Industrial Equipment | 07/06/2023 | 201753774 | 07/06/2023
Manitowoc Ice, Inc. | Manitowoc | UDF0140A-161 | Self-Contained | Air-Cooled Condenser | Cube | Batch | 95 | 9.83 |  |  |  |  | Federally-Regulated Commercial & Industrial Equipment | 07/06/2023 | 10612532 | 07/06/2023
Manitowoc Ice, Inc. | Manitowoc | IDF0900N-261*JCF0900-261 | Remote Condensing w/o Remote C | Air-Cooled Condenser | Cube | Batch | 720 | 4.91 |  |  |  |  | Federally-Regulated Commercial & Industrial Equipment | 07/06/2023 | 202147777 | 07/06/2023
Manitowoc Ice, Inc. | Manitowoc | RFF0620A-161 | Ice-making Head | Air-Cooled Condenser | Flake | Continuous | 506 | 5.19 |  |  |  | 1.27 | Federally-Regulated Commercial & Industrial Equipment | 07/06/2023 | 201797136 | 07/06/2023
Manitowoc Ice, Inc. | Manitowoc | IDT0900A-261 | Ice-making Head | Air-Cooled Condenser | Cube | Batch | 695 | 4.85 |  |  |  |  | Federally-Regulated Commercial & Industrial Equipment | 07/06/2023 | 202864335 | 07/06/2023
Manitowoc Ice, Inc. | Manitowoc | UNF0200A-161 | Self-Contained | Air-Cooled Condenser | Other | Continuous | 164 | 6.65 |  |  |  | 1.14 | Federally-Regulated Commercial & Industrial Equipment | 07/06/2023 | 201797134 | 07/06/2023
Hoshizaki America | Hoshizaki | KM-1305SRJ3*URC-14F | Remote Condensing w/o Remote C | Air-Cooled Condenser | Cube | Batch | 1236 | 4.3 |  |  |  |  | Federally-Regulated Commercial & Industrial Equipment | 07/06/2023 | 207132698 | 07/06/2023
Hoshizaki America | Hoshizaki | KMS-822MLJ*SRK-10J | Both Remote Condensing & Remot | Air-Cooled Condenser | Cube | Batch | 770 | 5.3 |  |  |  |  | Federally-Regulated Commercial & Industrial Equipment | 07/06/2023 | 207805770 | 07/06/2023
Hoshizaki America | Hoshizaki | IM-500SAB | Ice-making Head | Air-Cooled Condenser | Cube | Batch | 449 | 5.88 |  |  |  |  | Federally-Regulated Commercial & Industrial Equipment | 07/06/2023 | 203307200 | 07/06/2023
Hoshizaki America | Hoshizaki | KMD-530MWJ | Ice-making Head | Water-Cooled Condenser | Cube | Batch | 500 | 4.74 |  | 113 |  |  | Federally-Regulated Commercial & Industrial Equipment | 07/06/2023 | 204013252 | 07/06/2023
Hoshizaki America | Hoshizaki | KM-1601SWJ | Ice-making Head | Water-Cooled Condenser | Cube | Batch | 1650 | 3.3 |  | 100 |  |  | Federally-Regulated Commercial & Industrial Equipment | 07/06/2023 | 10226214 | 07/06/2023
Hoshizaki America | Hoshizaki | F-1501MRJ-SC*URC-14F | Remote Condensing w/o Remote C | Air-Cooled Condenser | Crushed | Continuous | 1101 | 4.3 |  |  |  | 1.14 | Federally-Regulated Commercial & Industrial Equipment | 07/06/2023 | 204457695 | 07/06/2023
Hoshizaki America | Hoshizaki | KM-1601SRJZ*URC-22FZ | Remote Condensing w/o Remote C | Air-Cooled Condenser | Cube | Batch | 1600 | 3.96 |  |  |  |  | Federally-Regulated Commercial & Industrial Equipment | 07/06/2023 | 207802692 | 07/06/2023
Hoshizaki America | Hoshizaki | DCM-752BAH-OS | Self-Contained | Air-Cooled Condenser | Flake | Continuous | 576 | 5.1 |  |  |  | 1.1 | Federally-Regulated Commercial & Industrial Equipment | 07/06/2023 | 205304065 | 07/06/2023
Hoshizaki America | Hoshizaki | DCM-500BWH-OS | Self-Contained | Water-Cooled Condenser | Crushed | Continuous | 512 | 4.48 |  | 112 |  | 1.13 | Federally-Regulated Commercial & Industrial Equipment | 07/06/2023 | 5628546 | 07/06/2023
Hoshizaki America | Hoshizaki | KM-901MRJZ*URC-14FZ | Remote Condensing w/o Remote C | Air-Cooled Condenser | Cube | Batch | 780 | 4.75 |  |  |  |  | Federally-Regulated Commercial & Industrial Equipment | 07/06/2023 | 207574200 | 07/06/2023
Hoshizaki America | Hoshizaki | KM-1305SRJ*URC-14F | Remote Condensing w/o Remote C | Air-Cooled Condenser | Cube | Batch | 1230 | 4.2 |  |  |  |  | Federally-Regulated Commercial & Industrial Equipment | 07/06/2023 | 207093917 | 07/06/2023
Hoshizaki America | Hoshizaki | KM-1605SRJ3*URC-22F | Remote Condensing w/o Remote C | Air-Cooled Condenser | Cube | Batch | 1400 | 4.35 |  |  |  |  | Federally-Regulated Commercial & Industrial Equipment | 07/06/2023 | 206840475 | 07/06/2023
Hoshizaki America | Hoshizaki | DCM-751BWH | Self-Contained | Water-Cooled Condenser | Crushed | Continuous | 678 | 4.76 |  | 96 |  | 1.14 | Federally-Regulated Commercial & Industrial Equipment | 07/06/2023 | 5628548 | 07/06/2023
Hoshizaki America | Hoshizaki | KMD-410MAJ | Ice-making Head | Air-Cooled Condenser | Cube | Batch | 351 | 5.7 |  |  |  |  | Federally-Regulated Commercial & Industrial Equipment | 07/06/2023 | 203470224 | 07/06/2023
Hoshizaki America | Hoshizaki | FS-1501MLJ-C*SRC-14J | Both Remote Condensing & Remot | Air-Cooled Condenser | Flake | Continuous | 1125 | 4.75 |  |  |  | 1.09 | Federally-Regulated Commercial & Industrial Equipment | 07/06/2023 | 203992905 | 07/06/2023
Hoshizaki America | Hoshizaki | KM-116BAJ | Self-Contained | Air-Cooled Condenser | Cube | Batch | 100 | 8.1 |  |  |  |  | Federally-Regulated Commercial & Industrial Equipment | 07/06/2023 | 203807512 | 07/06/2023
Hoshizaki America | Hoshizaki | KM-2600SWJ3 | Ice-making Head | Water-Cooled Condenser | Cube | Batch | 2480 | 3.6 |  | 87 |  |  | Federally-Regulated Commercial & Industrial Equipment | 07/06/2023 | 10100276 | 07/06/2023
Hoshizaki America | Hoshizaki | KM-1601MRJZ3*URC-22FZ | Remote Condensing w/o Remote C | Air-Cooled Condenser | Cube | Batch | 1550 | 4.09 |  |  |  |  | Federally-Regulated Commercial & Industrial Equipment | 07/06/2023 | 207649950 | 07/06/2023
Hoshizaki America | Hoshizaki | KM-420MRJZ*URC-5FZ | Remote Condensing w/o Remote C | Air-Cooled Condenser | Cube | Batch | 460 | 5 |  |  |  |  | Federally-Regulated Commercial & Industrial Equipment | 07/06/2023 | 208629403 | 07/06/2023
Hoshizaki America | Hoshizaki | KM-231BAJ | Self-Contained | Air-Cooled Condenser | Cube | Batch | 147 | 8.4 |  |  |  |  | Federally-Regulated Commercial & Industrial Equipment | 07/06/2023 | 204031995 | 07/06/2023
Hoshizaki America | Hoshizaki | KM-1601MRJ*URC-22F | Remote Condensing w/o Remote C | Air-Cooled Condenser | Cube | Batch | 1550 | 4.35 |  |  |  |  | Federally-Regulated Commercial & Industrial Equipment | 07/06/2023 | 10201257 | 07/06/2023
Hoshizaki America | Hoshizaki | F-801MAJ-C | Ice-making Head | Air-Cooled Condenser | Flake | Continuous | 532 | 5 |  |  |  | 1.12 | Federally-Regulated Commercial & Industrial Equipment | 07/06/2023 | 9102378 | 07/06/2023
Hoshizaki America | Hoshizaki | F-1501MAJ | Ice-making Head | Air-Cooled Condenser | Flake | Continuous | 1154 | 4 |  |  |  | 1.24 | Federally-Regulated Commercial & Industrial Equipment | 07/06/2023 | 9118273 | 07/06/2023
Hoshizaki America | Hoshizaki | F-450MAJ | Ice-making Head | Air-Cooled Condenser | Flake | Continuous | 395 | 4.94 |  |  |  | 1.34 | Federally-Regulated Commercial & Industrial Equipment | 07/06/2023 | 9097347 | 07/06/2023
Hoshizaki America | Hoshizaki | KM-1605SWJ | Ice-making Head | Water-Cooled Condenser | Cube | Batch | 1670 | 3.3 |  | 137 |  |  | Federally-Regulated Commercial & Industrial Equipment | 07/06/2023 | 207133142 | 07/06/2023
Hoshizaki America | Hoshizaki | FD-650MRJZ-C*URC-5FZ | Remote Condensing w/o Remote C | Air-Cooled Condenser | Flake | Continuous | 480 | 4.8 |  |  |  | 1.11 | Federally-Regulated Commercial & Industrial Equipment | 07/06/2023 | 207497714 | 07/06/2023
Hoshizaki America | Hoshizaki | FD-1002MAJ-CB | Ice-making Head | Air-Cooled Condenser | Flake | Continuous | 726 | 4.57 |  |  |  | 1.11 | Federally-Regulated Commercial & Industrial Equipment | 07/06/2023 | 207804899 | 07/06/2023
Hoshizaki America | Hoshizaki | KM-1601SAJ | Ice-making Head | Air-Cooled Condenser | Cube | Batch | 1433 | 4.24 |  |  |  |  | Federally-Regulated Commercial & Industrial Equipment | 07/06/2023 | 10226495 | 07/06/2023
Hoshizaki America | Hoshizaki | F-1002MRJZ-C*URC-5FZ | Remote Condensing w/o Remote C | Air-Cooled Condenser | Flake | Continuous | 680 | 4.94 |  |  |  | 1.13 | Federally-Regulated Commercial & Industrial Equipment | 07/06/2023 | 207254984 | 07/06/2023
Hoshizaki America | Hoshizaki | KM-1601MRJ3*URC-22F | Remote Condensing w/o Remote C | Air-Cooled Condenser | Cube | Batch | 1550 | 4.09 |  |  |  |  | Federally-Regulated Commercial & Industrial Equipment | 07/06/2023 | 10203217 | 07/06/2023
Hoshizaki America | Hoshizaki | KMD-530MAJ | Ice-making Head | Air-Cooled Condenser | Cube | Batch | 442 | 5.72 |  |  |  |  | Federally-Regulated Commercial & Industrial Equipment | 07/06/2023 | 204429111 | 07/06/2023
Hoshizaki America | Hoshizaki | F-1002MRJ-SC*URC-5F | Remote Condensing w/o Remote C | Air-Cooled Condenser | Crushed | Continuous | 660 | 5.15 |  |  |  | 1.12 | Federally-Regulated Commercial & Industrial Equipment | 07/06/2023 | 204430394 | 07/06/2023
Hoshizaki America | Hoshizaki | KMH-2100SRJZ3*URC-22FZ | Remote Condensing w/o Remote C | Air-Cooled Condenser | Cube | Batch | 1925 | 3.67 |  |  |  |  | Federally-Regulated Commercial & Industrial Equipment | 07/06/2023 | 207742386 | 07/06/2023
Hoshizaki America | Hoshizaki | DCM-300BAH-OS | Self-Contained | Air-Cooled Condenser | Crushed | Continuous | 232 | 6.84 |  |  |  | 1.09 | Federally-Regulated Commercial & Industrial Equipment | 07/06/2023 | 5622940 | 07/06/2023
Hoshizaki America | Hoshizaki | KM-420MWJ | Ice-making Head | Water-Cooled Condenser | Cube | Batch | 435 | 4.7 |  | 95 |  |  | Federally-Regulated Commercial & Industrial Equipment | 07/06/2023 | 208629404 | 07/06/2023
Hoshizaki America | Hoshizaki | DCM-500BAH-OS | Self-Contained | Air-Cooled Condenser | Crushed | Continuous | 450 | 5.62 |  |  |  | 1.15 | Federally-Regulated Commercial & Industrial Equipment | 07/06/2023 | 5622944 | 07/06/2023
Hoshizaki America | Hoshizaki | F-1002MAJ-SC | Ice-making Head | Air-Cooled Condenser | Flake | Continuous | 700 | 4.65 |  |  |  | 1.11 | Federally-Regulated Commercial & Industrial Equipment | 07/06/2023 | 209247344 | 07/06/2023
Hoshizaki America | Hoshizaki | F-2001MRJZ-C*URC-22FZ | Remote Condensing w/o Remote C | Air-Cooled Condenser | Flake | Continuous | 1500 | 4.35 |  |  |  | 1.09 | Federally-Regulated Commercial & Industrial Equipment | 07/06/2023 | 207804165 | 07/06/2023
Hoshizaki America | Hoshizaki | F-1501MRJZ-C*URC-14FZ | Remote Condensing w/o Remote C | Air-Cooled Condenser | Flake | Continuous | 1054 | 4.5 |  |  |  | 1.1 | Federally-Regulated Commercial & Industrial Equipment | 07/06/2023 | 207505854 | 07/06/2023
Hoshizaki America | Hoshizaki | KM-1605SRJ*URC-22F | Remote Condensing w/o Remote C | Air-Cooled Condenser | Cube | Batch | 1405 | 4.35 |  |  |  |  | Federally-Regulated Commercial & Industrial Equipment | 07/06/2023 | 206840474 | 07/06/2023
Hoshizaki America | Hoshizaki | KM-660MRJZ*URC-5FZ | Remote Condensing w/o Remote C | Air-Cooled Condenser | Cube | Batch | 570 | 5.25 |  |  |  |  | Federally-Regulated Commercial & Industrial Equipment | 07/06/2023 | 207254989 | 07/06/2023
Hoshizaki America | Hoshizaki | KM-161BWJ | Self-Contained | Water-Cooled Condenser | Cube | Batch | 135 | 6.5 |  | 162 |  |  | Federally-Regulated Commercial & Industrial Equipment | 07/06/2023 | 204140567 | 07/06/2023
Hoshizaki America | Hoshizaki | FD-1002MRJ-CB*URC-5F | Remote Condensing w/o Remote C | Air-Cooled Condenser | Flake | Continuous | 680 | 4.94 |  |  |  | 1.13 | Federally-Regulated Commercial & Industrial Equipment | 07/06/2023 | 205651482 | 07/06/2023
Hoshizaki America | Hoshizaki | KM-81BAJ | Self-Contained | Air-Cooled Condenser | Cube | Batch | 52 | 8.45 |  |  |  |  | Federally-Regulated Commercial & Industrial Equipment | 07/06/2023 | 204088628 | 07/06/2023
Hoshizaki America | Hoshizaki | KMH-2100SRJZ*URC-22FZ | Remote Condensing w/o Remote C | Air-Cooled Condenser | Cube | Batch | 1850 | 3.75 |  |  |  |  | Federally-Regulated Commercial & Industrial Equipment | 07/06/2023 | 207742385 | 07/06/2023
Hoshizaki America | Hoshizaki | KM-161BAJ | Self-Contained | Air-Cooled Condenser | Cube | Batch | 123 | 8.6 |  |  |  |  | Federally-Regulated Commercial & Industrial Equipment | 07/06/2023 | 203807698 | 07/06/2023
Hoshizaki America | Hoshizaki | KM-1900SRJZ*URC-22FZ | Remote Condensing w/o Remote C | Air-Cooled Condenser | Cube | Batch | 1700 | 3.9 |  |  |  |  | Federally-Regulated Commercial & Industrial Equipment | 07/06/2023 | 207679233 | 07/06/2023
Hoshizaki America | Hoshizaki | KM-520MRJZ*URC-5FZ | Remote Condensing w/o Remote C | Air-Cooled Condenser | Cube | Batch | 495 | 4.8 |  |  |  |  | Federally-Regulated Commercial & Industrial Equipment | 07/06/2023 | 207254988 | 07/06/2023
Hoshizaki America | Hoshizaki | KM-1605SAJ | Ice-making Head | Air-Cooled Condenser | Cube | Batch | 1330 | 4.67 |  |  |  |  | Federally-Regulated Commercial & Industrial Equipment | 07/06/2023 | 207132700 | 07/06/2023
Hoshizaki America | Hoshizaki | F-2001MRJZ-SC*URC-22FZ | Remote Condensing w/o Remote C | Air-Cooled Condenser | Flake | Continuous | 1575 | 4.4 |  |  |  | 1.13 | Federally-Regulated Commercial & Industrial Equipment | 07/06/2023 | 207862111 | 07/06/2023
Hoshizaki America | Hoshizaki | F-1501MWJ-SC | Ice-making Head | Water-Cooled Condenser | Crushed | Continuous | 1250 | 3.55 |  | 134 |  | 1.16 | Federally-Regulated Commercial & Industrial Equipment | 11/18/2019 | 204338495 | 07/06/2023
Hoshizaki America | Hoshizaki | F-330BAJ | Self-Contained | Air-Cooled Condenser | Flake | Continuous | 243 | 5.91 |  |  |  | 1.18 | Federally-Regulated Commercial & Industrial Equipment | 07/06/2023 | 8915180 | 07/06/2023
Hoshizaki America | Hoshizaki | DCM-500BAH | Self-Contained | Air-Cooled Condenser | Crushed | Continuous | 450 | 5.62 |  |  |  | 1.15 | Federally-Regulated Commercial & Industrial Equipment | 07/06/2023 | 5622943 | 07/06/2023
Hoshizaki America | Hoshizaki | IM-200BAC | Self-Contained | Air-Cooled Condenser | Cube | Batch | 150 | 8.4 |  |  |  |  | Federally-Regulated Commercial & Industrial Equipment | 07/06/2023 | 203405035 | 07/06/2023
Hoshizaki America | Hoshizaki | F-2001MRJZ*URC-22FZ | Remote Condensing w/o Remote C | Air-Cooled Condenser | Flake | Continuous | 1660 | 3.81 |  |  |  | 1.21 | Federally-Regulated Commercial & Industrial Equipment | 07/06/2023 | 207574199 | 07/06/2023
Hoshizaki America | Hoshizaki | F-1501MRJZ*URC-14FZ | Remote Condensing w/o Remote C | Air-Cooled Condenser | Flake | Continuous | 1181 | 4 |  |  |  | 1.21 | Federally-Regulated Commercial & Industrial Equipment | 07/06/2023 | 207505852 | 07/06/2023
Hoshizaki America | Hoshizaki | KM-1305SAJ3 | Ice-making Head | Air-Cooled Condenser | Cube | Batch | 1208 | 4.65 |  |  |  |  | Federally-Regulated Commercial & Industrial Equipment | 07/06/2023 | 207132699 | 07/06/2023
Hoshizaki America | Hoshizaki | KM-1340MRJZ3*URC-14FZ | Remote Condensing w/o Remote C | Air-Cooled Condenser | Cube | Batch | 1266 | 4.12 |  |  |  |  | Federally-Regulated Commercial & Industrial Equipment | 07/06/2023 | 208120644 | 07/06/2023
Hoshizaki America | Hoshizaki | F-1501MAJ-SC | Ice-making Head | Air-Cooled Condenser | Flake | Continuous | 1005 | 4.55 |  |  |  | 1.14 | Federally-Regulated Commercial & Industrial Equipment | 07/06/2023 | 207862112 | 07/06/2023
Hoshizaki America | Hoshizaki | DCM-751BWH-OS | Self-Contained | Water-Cooled Condenser | Crushed | Continuous | 678 | 4.76 |  | 96 |  | 1.14 | Federally-Regulated Commercial & Industrial Equipment | 07/06/2023 | 5628547 | 07/06/2023
Hoshizaki America | Hoshizaki | KM-1605SWJ3 | Ice-making Head | Water-Cooled Condenser | Cube | Batch | 1576 | 3.4 |  | 140 |  |  | Federally-Regulated Commercial & Industrial Equipment | 07/06/2023 | 207132697 | 07/06/2023
Hoshizaki America | Hoshizaki | KM-901MRJZ3*URC-14FZ | Remote Condensing w/o Remote C | Air-Cooled Condenser | Cube | Batch | 830 | 4.4 |  |  |  |  | Federally-Regulated Commercial & Industrial Equipment | 07/06/2023 | 207650286 | 07/06/2023
Hoshizaki America | Hoshizaki | F-1002MRJZ-SC*URC-5FZ | Remote Condensing w/o Remote C | Air-Cooled Condenser | Flake | Continuous | 660 | 5.15 |  |  |  | 1.13 | Federally-Regulated Commercial & Industrial Equipment | 07/06/2023 | 207254985 | 07/06/2023
Hoshizaki America | Hoshizaki | KM-1605SAJ3 | Ice-making Head | Air-Cooled Condenser | Cube | Batch | 1391 | 4.6 |  |  |  |  | Federally-Regulated Commercial & Industrial Equipment | 07/06/2023 | 207132701 | 07/06/2023
Hoshizaki America | Hoshizaki | FD-1002MRJZ-C*URC-5FZ | Remote Condensing w/o Remote C | Air-Cooled Condenser | Flake | Continuous | 680 | 4.94 |  |  |  | 1.13 | Federally-Regulated Commercial & Industrial Equipment | 07/06/2023 | 207254982 | 07/06/2023
Hoshizaki America | Hoshizaki | KM-1900SRJZ3*URC-22FZ | Remote Condensing w/o Remote C | Air-Cooled Condenser | Cube | Batch | 1700 | 3.9 |  |  |  |  | Federally-Regulated Commercial & Industrial Equipment | 07/06/2023 | 207679234 | 07/06/2023
Hoshizaki America | Hoshizaki | KMD-410MWJ | Ice-making Head | Water-Cooled Condenser | Cube | Batch | 436 | 4.1 |  | 108 |  |  | Federally-Regulated Commercial & Industrial Equipment | 07/06/2023 | 203470225 | 07/06/2023
Hoshizaki America | Hoshizaki | KMD-530MRJZ*URC-5FZ | Remote Condensing w/o Remote C | Air-Cooled Condenser | Cube | Batch | 440 | 6.1 |  |  |  |  | Federally-Regulated Commercial & Industrial Equipment | 07/06/2023 | 207254987 | 07/06/2023
Hoshizaki America | Hoshizaki | DCM-271BAH-OS | Self-Contained | Air-Cooled Condenser | Flake | Continuous | 194 | 6.9 |  |  |  | 1.13 | Federally-Regulated Commercial & Industrial Equipment | 07/06/2023 | 205873313 | 07/06/2023
Hoshizaki America | Hoshizaki | KM-1601SRJZ3*URC-22FZ | Remote Condensing w/o Remote C | Air-Cooled Condenser | Cube | Batch | 1600 | 4.14 |  |  |  |  | Federally-Regulated Commercial & Industrial Equipment | 07/06/2023 | 207802693 | 07/06/2023
Hoshizaki America | Hoshizaki | KM-1601SAJ3 | Ice-making Head | Air-Cooled Condenser | Cube | Batch | 1414 | 4.4 |  |  |  |  | Federally-Regulated Commercial & Industrial Equipment | 07/06/2023 | 10226210 | 07/06/2023
Hoshizaki America | Hoshizaki | KML-700MRJZ*URC-9FZ | Remote Condensing w/o Remote C | Air-Cooled Condenser | Cube | Batch | 614 | 4.9 |  |  |  |  | Federally-Regulated Commercial & Industrial Equipment | 07/06/2023 | 207583103 | 07/06/2023
Hoshizaki America | Hoshizaki | FD-1002MRJZ-CB*URC-5FZ | Remote Condensing w/o Remote C | Air-Cooled Condenser | Flake | Continuous | 680 | 4.94 |  |  |  | 1.13 | Federally-Regulated Commercial & Industrial Equipment | 07/06/2023 | 207254983 | 07/06/2023
Hoshizaki America | Hoshizaki | F-330BAJ-C | Self-Contained | Air-Cooled Condenser | Flake | Continuous | 214 | 7.3 |  |  |  | 1.1 | Federally-Regulated Commercial & Industrial Equipment | 07/06/2023 | 8915179 | 07/06/2023
Hoshizaki America | Hoshizaki | KM-1305SWJ | Ice-making Head | Water-Cooled Condenser | Cube | Batch | 1300 | 3.6 |  | 110 |  |  | Federally-Regulated Commercial & Industrial Equipment | 07/06/2023 | 207093918 | 07/06/2023
Hoshizaki America | Hoshizaki | KM-301BWJ | Self-Contained | Water-Cooled Condenser | Cube | Batch | 237 | 4.9 |  | 92 |  |  | Federally-Regulated Commercial & Industrial Equipment | 07/06/2023 | 204038624 | 07/06/2023
Hoshizaki America | Hoshizaki | F-1002MRJZ*URC-5FZ | Remote Condensing w/o Remote C | Air-Cooled Condenser | Flake | Continuous | 722 | 4.51 |  |  |  | 1.19 | Federally-Regulated Commercial & Industrial Equipment | 07/06/2023 | 207254986 | 07/06/2023
Hoshizaki America | Hoshizaki | KM-2600SRJZ3*URC-26FZ | Remote Condensing w/o Remote C | Air-Cooled Condenser | Cube | Batch | 2580 | 3.61 |  |  |  |  | Federally-Regulated Commercial & Industrial Equipment | 07/06/2023 | 207679236 | 07/06/2023
Hoshizaki America | Hoshizaki | KM-2600SRJ3*URC-26J | Remote Condensing w/o Remote C | Air-Cooled Condenser | Cube | Batch | 2580 | 3.61 |  |  |  |  | Federally-Regulated Commercial & Industrial Equipment | 07/06/2023 | 10203221 | 07/06/2023
Hoshizaki America | Hoshizaki | KM-1100MRJZ*URC-14FZ | Remote Condensing w/o Remote C | Air-Cooled Condenser | Cube | Batch | 1030 | 4.5 |  |  |  |  | Federally-Regulated Commercial & Industrial Equipment | 07/06/2023 | 207574198 | 07/06/2023
Hoshizaki America | Hoshizaki | KM-301BAJ | Self-Contained | Air-Cooled Condenser | Cube | Batch | 212 | 7.1 |  |  |  |  | Federally-Regulated Commercial & Industrial Equipment | 07/06/2023 | 203452017 | 07/06/2023
Hoshizaki America | Hoshizaki | DCM-752BAH | Self-Contained | Air-Cooled Condenser | Flake | Continuous | 576 | 5.1 |  |  |  | 1.1 | Federally-Regulated Commercial & Industrial Equipment | 07/06/2023 | 205304064 | 07/06/2023
Hoshizaki America | Hoshizaki | KM-420MAJ | Ice-making Head | Air-Cooled Condenser | Cube | Batch | 440 | 5.3 |  |  |  |  | Federally-Regulated Commercial & Industrial Equipment | 07/06/2023 | 208629402 | 07/06/2023
Hoshizaki America | Hoshizaki | KM-2200SRJZ3*URC-22FZ | Remote Condensing w/o Remote C | Air-Cooled Condenser | Cube | Batch | 2075 | 3.75 |  |  |  |  | Federally-Regulated Commercial & Industrial Equipment | 07/06/2023 | 207679235 | 07/06/2023
Hoshizaki America | Hoshizaki | KM-1601SWJ3 | Ice-making Head | Water-Cooled Condenser | Cube | Batch | 1660 | 3.32 |  | 90 |  |  | Federally-Regulated Commercial & Industrial Equipment | 07/06/2023 | 10226211 | 07/06/2023
Hoshizaki America | Hoshizaki | F-2001MRJZ3*URC-22FZ | Remote Condensing w/o Remote C | Air-Cooled Condenser | Flake | Continuous | 1675 | 3.9 |  |  |  | 1.22 | Federally-Regulated Commercial & Industrial Equipment | 07/06/2023 | 207590955 | 07/06/2023
Hoshizaki America | Hoshizaki | KM-1305SAJ | Ice-making Head | Air-Cooled Condenser | Cube | Batch | 1190 | 4.75 |  |  |  |  | Federally-Regulated Commercial & Industrial Equipment | 07/06/2023 | 207071421 | 07/06/2023
Hoshizaki America | Hoshizaki | F-1501MRJZ-SC*URC-14FZ | Remote Condensing w/o Remote C | Air-Cooled Condenser | Flake | Continuous | 1101 | 4.3 |  |  |  | 1.15 | Federally-Regulated Commercial & Industrial Equipment | 07/06/2023 | 207505853 | 07/06/2023
Hoshizaki America | Hoshizaki | DCM-300BAH | Self-Contained | Air-Cooled Condenser | Crushed | Continuous | 232 | 6.84 |  |  |  | 1.09 | Federally-Regulated Commercial & Industrial Equipment | 07/06/2023 | 5622941 | 07/06/2023
Hoshizaki America | Hoshizaki | KM-1301SRJZ*URC-14FZ | Remote Condensing w/o Remote C | Air-Cooled Condenser | Cube | Batch | 1260 | 4.28 |  |  |  |  | Federally-Regulated Commercial & Industrial Equipment | 07/06/2023 | 207826213 | 07/06/2023
Hoshizaki America | Hoshizaki | KM-1305SWJ3 | Ice-making Head | Water-Cooled Condenser | Cube | Batch | 1389 | 3.3 |  | 120 |  |  | Federally-Regulated Commercial & Industrial Equipment | 07/06/2023 | 207132696 | 07/06/2023
Hoshizaki America | Hoshizaki | F-2001MRJZ3-C*URC-22FZ | Remote Condensing w/o Remote C | Air-Cooled Condenser | Flake | Continuous | 1500 | 4.35 |  |  |  | 1.09 | Federally-Regulated Commercial & Industrial Equipment | 07/06/2023 | 207591158 | 07/06/2023
Hoshizaki America | Hoshizaki | KMD-860MRJZ*URC-9FZ | Remote Condensing w/o Remote C | Air-Cooled Condenser | Cube | Batch | 850 | 5.05 |  |  |  |  | Federally-Regulated Commercial & Industrial Equipment | 07/06/2023 | 207590954 | 07/06/2023
Hoshizaki America | Hoshizaki | KM-1601MRJZ*URC-22FZ | Remote Condensing w/o Remote C | Air-Cooled Condenser | Cube | Batch | 1550 | 4.35 |  |  |  |  | Federally-Regulated Commercial & Industrial Equipment | 07/06/2023 | 207649949 | 07/06/2023
Hoshizaki America | Hoshizaki | KM-1301SRJZ3*URC-14FZ | Remote Condensing w/o Remote C | Air-Cooled Condenser | Cube | Batch | 1330 | 3.83 |  |  |  |  | Federally-Regulated Commercial & Industrial Equipment | 07/06/2023 | 207826214 | 07/06/2023
Hoshizaki America | Hoshizaki | F-2001MRJ-SC*URC-22F | Remote Condensing w/o Remote C | Air-Cooled Condenser | Flake | Continuous | 1575 | 4.4 |  |  |  | 1.13 | Federally-Regulated Commercial & Industrial Equipment | 07/06/2023 | 207862110 | 07/06/2023
Hoshizaki America | Hoshizaki | DCM-500BWH | Self-Contained | Water-Cooled Condenser | Crushed | Continuous | 512 | 4.48 |  | 112 |  | 1.13 | Federally-Regulated Commercial & Industrial Equipment | 07/06/2023 | 5628545 | 07/06/2023
Hoshizaki America | Hoshizaki | DCM-271BAH | Self-Contained | Air-Cooled Condenser | Flake | Continuous | 194 | 6.9 |  |  |  | 1.13 | Federally-Regulated Commercial & Industrial Equipment | 07/06/2023 | 205873312 | 07/06/2023
Hoshizaki America | Hoshizaki | KM-1340MRJZ*URC-14FZ | Remote Condensing w/o Remote C | Air-Cooled Condenser | Cube | Batch | 1177 | 4.54 |  |  |  |  | Federally-Regulated Commercial & Industrial Equipment | 07/06/2023 | 208120643 | 07/06/2023
Scotsman Ice Systems | Scotsman | C1030MR-3F*ERC311-32E | Remote Condensing w/o Remote C | Air-Cooled Condenser | Cube | Batch | 869 | 4.97 |  |  |  |  | Federally-Regulated Commercial & Industrial Equipment | 07/06/2023 | 207641356 | 07/06/2023
Scotsman Ice Systems | Scotsman | NH0922R-32A*ERC311-32E | Remote Condensing w/o Remote C | Air-Cooled Condenser | Flake | Continuous | 717 | 4.36 |  |  |  | 1.15 | Federally-Regulated Commercial & Industrial Equipment | 07/06/2023 | 206362489 | 07/06/2023
Scotsman Ice Systems | Scotsman | UC2724MA-1A | Self-Contained | Air-Cooled Condenser | Cube | Batch | 202 | 7.05 |  |  |  |  | Federally-Regulated Commercial & Industrial Equipment | 07/06/2023 | 205995171 | 07/06/2023
Scotsman Ice Systems | Scotsman | NH0622A-32A | Ice-making Head | Air-Cooled Condenser | Flake | Continuous | 466 | 5.65 |  |  |  | 1.15 | Federally-Regulated Commercial & Industrial Equipment | 07/06/2023 | 206362467 | 07/06/2023
Scotsman Ice Systems | Scotsman | NS0922W-3A | Ice-making Head | Water-Cooled Condenser | Flake | Continuous | 817 | 3.01 |  | 123 |  | 1.22 | Federally-Regulated Commercial & Industrial Equipment | 07/06/2023 | 206362486 | 07/06/2023
Scotsman Ice Systems | Scotsman | UC2724SW-1A | Self-Contained | Water-Cooled Condenser | Cube | Batch | 219 | 5.68 |  | 112 |  |  | Federally-Regulated Commercial & Industrial Equipment | 07/06/2023 | 205995174 | 07/06/2023
Scotsman Ice Systems | Scotsman | FS0822R-1B*ERC111-1E | Remote Condensing w/o Remote C | Air-Cooled Condenser | Flake | Continuous | 589 | 4.22 |  |  |  | 1.38 | Federally-Regulated Commercial & Industrial Equipment | 07/06/2023 | 207348596 | 07/06/2023
Scotsman Ice Systems | Scotsman | FS1222A-3A | Ice-making Head | Air-Cooled Condenser | Flake | Continuous | 861 | 3.24 |  |  |  | 1.42 | Federally-Regulated Commercial & Industrial Equipment | 07/06/2023 | 206362482 | 07/06/2023
Scotsman Ice Systems | Scotsman | NH1322A-32A | Ice-making Head | Air-Cooled Condenser | Flake | Continuous | 866 | 4.55 |  |  |  | 1.17 | Federally-Regulated Commercial & Industrial Equipment | 07/06/2023 | 206362494 | 07/06/2023
Scotsman Ice Systems | Scotsman | NS0922R-32A*ERC311-32E | Remote Condensing w/o Remote C | Air-Cooled Condenser | Flake | Continuous | 754 | 3.91 |  |  |  | 1.18 | Federally-Regulated Commercial & Industrial Equipment | 07/06/2023 | 206362491 | 07/06/2023
Scotsman Ice Systems | Scotsman | NS1322W-32B | Ice-making Head | Water-Cooled Condenser | Flake | Continuous | 1115 | 3.11 |  | 94 |  | 1.22 | Federally-Regulated Commercial & Industrial Equipment | 07/06/2023 | 207348618 | 07/06/2023
Scotsman Ice Systems | Scotsman | FS1522R-32A*ERC311-32E | Remote Condensing w/o Remote C | Air-Cooled Condenser | Flake | Continuous | 1133 | 3.66 |  |  |  | 1.35 | Federally-Regulated Commercial & Industrial Equipment | 07/06/2023 | 206362503 | 07/06/2023
Scotsman Ice Systems | Scotsman | C1030SR-32F*ERC311-32E | Remote Condensing w/o Remote C | Air-Cooled Condenser | Cube | Batch | 869 | 4.97 |  |  |  |  | Federally-Regulated Commercial & Industrial Equipment | 07/06/2023 | 207641359 | 07/06/2023
Scotsman Ice Systems | Scotsman | NH1322W-32A | Ice-making Head | Water-Cooled Condenser | Flake | Continuous | 1033 | 3.38 |  | 109 |  | 1.14 | Federally-Regulated Commercial & Industrial Equipment | 07/06/2023 | 206362498 | 07/06/2023
Scotsman Ice Systems | Scotsman | NS0922W-32A | Ice-making Head | Water-Cooled Condenser | Flake | Continuous | 817 | 3.01 |  | 123 |  | 1.22 | Federally-Regulated Commercial & Industrial Equipment | 07/06/2023 | 206362485 | 07/06/2023
Scotsman Ice Systems | Scotsman | FS1222A-3B | Ice-making Head | Air-Cooled Condenser | Flake | Continuous | 861 | 3.24 |  |  |  | 1.42 | Federally-Regulated Commercial & Industrial Equipment | 07/06/2023 | 207348602 | 07/06/2023
Scotsman Ice Systems | Scotsman | FS1222A-32A | Ice-making Head | Air-Cooled Condenser | Flake | Continuous | 861 | 3.24 |  |  |  | 1.42 | Federally-Regulated Commercial & Industrial Equipment | 07/06/2023 | 206362483 | 07/06/2023
Scotsman Ice Systems | Scotsman | FS1222A-32B | Ice-making Head | Air-Cooled Condenser | Flake | Continuous | 861 | 3.24 |  |  |  | 1.42 | Federally-Regulated Commercial & Industrial Equipment | 07/06/2023 | 207348601 | 07/06/2023
Scotsman Ice Systems | Scotsman | C1030MR-32F*ERC311-32E | Remote Condensing w/o Remote C | Air-Cooled Condenser | Cube | Batch | 869 | 4.97 |  |  |  |  | Federally-Regulated Commercial & Industrial Equipment | 07/06/2023 | 207641358 | 07/06/2023
Scotsman Ice Systems | Scotsman | NH0622A-1B | Ice-making Head | Air-Cooled Condenser | Flake | Continuous | 466 | 5.65 |  |  |  | 1.15 | Federally-Regulated Commercial & Industrial Equipment | 07/06/2023 | 207348586 | 07/06/2023
Scotsman Ice Systems | Scotsman | NS0922W-3B | Ice-making Head | Water-Cooled Condenser | Flake | Continuous | 817 | 3.01 |  | 123 |  | 1.22 | Federally-Regulated Commercial & Industrial Equipment | 07/06/2023 | 207348603 | 07/06/2023
Scotsman Ice Systems | Scotsman | FS1222R-32A*ERC311-32E | Remote Condensing w/o Remote C | Air-Cooled Condenser | Flake | Continuous | 875 | 3.35 |  |  |  | 1.37 | Federally-Regulated Commercial & Industrial Equipment | 07/06/2023 | 206362493 | 07/06/2023
Scotsman Ice Systems | Scotsman | NS0922W-32B | Ice-making Head | Water-Cooled Condenser | Flake | Continuous | 817 | 3.01 |  | 123 |  | 1.22 | Federally-Regulated Commercial & Industrial Equipment | 07/06/2023 | 207348604 | 07/06/2023
Scotsman Ice Systems | Scotsman | NS1322A-32A | Ice-making Head | Air-Cooled Condenser | Flake | Continuous | 954 | 4.11 |  |  |  | 1.22 | Federally-Regulated Commercial & Industrial Equipment | 07/06/2023 | 206362495 | 07/06/2023
Scotsman Ice Systems | Scotsman | FS0822W-32A | Ice-making Head | Water-Cooled Condenser | Flake | Continuous | 581 | 3.41 |  | 87 |  | 1.38 | Federally-Regulated Commercial & Industrial Equipment | 07/06/2023 | 206362474 | 07/06/2023
Scotsman Ice Systems | Scotsman | UC2024SW-1A | Self-Contained | Water-Cooled Condenser | Cube | Batch | 176 | 4.91 |  | 111 |  |  | Federally-Regulated Commercial & Industrial Equipment | 07/06/2023 | 205995170 | 07/06/2023
Scotsman Ice Systems | Scotsman | NS0422A-1A | Ice-making Head | Air-Cooled Condenser | Flake | Continuous | 320 | 5.23 |  |  |  | 1.2 | Federally-Regulated Commercial & Industrial Equipment | 07/06/2023 | 206362461 | 07/06/2023
Scotsman Ice Systems | Scotsman | NH1322A-32B | Ice-making Head | Air-Cooled Condenser | Flake | Continuous | 866 | 4.55 |  |  |  | 1.17 | Federally-Regulated Commercial & Industrial Equipment | 07/06/2023 | 207348614 | 07/06/2023
Scotsman Ice Systems | Scotsman | C1030SA-32F | Ice-making Head | Air-Cooled Condenser | Cube | Batch | 810 | 4.84 |  |  |  |  | Federally-Regulated Commercial & Industrial Equipment | 07/06/2023 | 207641353 | 07/06/2023
Scotsman Ice Systems | Scotsman | FS1222W-32B | Ice-making Head | Water-Cooled Condenser | Flake | Continuous | 933 | 2.59 |  | 112 |  | 1.4 | Federally-Regulated Commercial & Industrial Equipment | 07/06/2023 | 207348606 | 07/06/2023
Scotsman Ice Systems | Scotsman | NH0622A-1A | Ice-making Head | Air-Cooled Condenser | Flake | Continuous | 466 | 5.65 |  |  |  | 1.15 | Federally-Regulated Commercial & Industrial Equipment | 07/06/2023 | 206362466 | 07/06/2023
Scotsman Ice Systems | Scotsman | NS1322W-32A | Ice-making Head | Water-Cooled Condenser | Flake | Continuous | 1115 | 3.11 |  | 94 |  | 1.22 | Federally-Regulated Commercial & Industrial Equipment | 07/06/2023 | 206362500 | 07/06/2023
Scotsman Ice Systems | Scotsman | FS1222R-32B*ERC311-32E | Remote Condensing w/o Remote C | Air-Cooled Condenser | Flake | Continuous | 875 | 3.35 |  |  |  | 1.37 | Federally-Regulated Commercial & Industrial Equipment | 07/06/2023 | 207348611 | 07/06/2023
Scotsman Ice Systems | Scotsman | FS0822R-1A*ERC111-1E | Remote Condensing w/o Remote C | Air-Cooled Condenser | Flake | Continuous | 589 | 4.22 |  |  |  | 1.38 | Federally-Regulated Commercial & Industrial Equipment | 07/06/2023 | 206362477 | 07/06/2023
Scotsman Ice Systems | Scotsman | FS0522A-1A | Ice-making Head | Air-Cooled Condenser | Flake | Continuous | 372 | 4.65 |  |  |  | 1.41 | Federally-Regulated Commercial & Industrial Equipment | 07/06/2023 | 206362462 | 07/06/2023
Scotsman Ice Systems | Scotsman | NH0422A-1B | Ice-making Head | Air-Cooled Condenser | Flake | Continuous | 327 | 5.21 |  |  |  | 1.17 | Federally-Regulated Commercial & Industrial Equipment | 07/06/2023 | 207348581 | 07/06/2023
Scotsman Ice Systems | Scotsman | NS1322R-32B*ERC311-32E | Remote Condensing w/o Remote C | Air-Cooled Condenser | Flake | Continuous | 1077 | 3.88 |  |  |  | 1.2 | Federally-Regulated Commercial & Industrial Equipment | 07/06/2023 | 207348620 | 07/06/2023
Scotsman Ice Systems | Scotsman | NS0622R-1A*ERC111-1E | Remote Condensing w/o Remote C | Air-Cooled Condenser | Flake | Continuous | 515 | 4.82 |  |  |  | 1.17 | Federally-Regulated Commercial & Industrial Equipment | 07/06/2023 | 206362476 | 07/06/2023
Scotsman Ice Systems | Scotsman | C1030MW-32F | Ice-making Head | Water-Cooled Condenser | Cube | Batch | 929 | 3.96 |  | 167 |  |  | Federally-Regulated Commercial & Industrial Equipment | 07/06/2023 | 207641354 | 07/06/2023
Scotsman Ice Systems | Scotsman | NH1322R-32B*ERC311-32E | Remote Condensing w/o Remote C | Air-Cooled Condenser | Flake | Continuous | 1000 | 4.19 |  |  |  | 1.14 | Federally-Regulated Commercial & Industrial Equipment | 07/06/2023 | 207348621 | 07/06/2023
Scotsman Ice Systems | Scotsman | NH0922R-1A*ERC111-1E | Remote Condensing w/o Remote C | Air-Cooled Condenser | Flake | Continuous | 717 | 4.36 |  |  |  | 1.15 | Federally-Regulated Commercial & Industrial Equipment | 07/06/2023 | 206362488 | 07/06/2023
Scotsman Ice Systems | Scotsman | FS1222R-3A*ERC311-32E | Remote Condensing w/o Remote C | Air-Cooled Condenser | Flake | Continuous | 875 | 3.35 |  |  |  | 1.37 | Federally-Regulated Commercial & Industrial Equipment | 07/06/2023 | 206362492 | 07/06/2023
Scotsman Ice Systems | Scotsman | NS0922R-32B*ERC311-32E | Remote Condensing w/o Remote C | Air-Cooled Condenser | Flake | Continuous | 754 | 3.91 |  |  |  | 1.18 | Federally-Regulated Commercial & Industrial Equipment | 07/06/2023 | 207348609 | 07/06/2023
Scotsman Ice Systems | Scotsman | FS1222R-3B*ERC311-32E | Remote Condensing w/o Remote C | Air-Cooled Condenser | Flake | Continuous | 875 | 3.35 |  |  |  | 1.37 | Federally-Regulated Commercial & Industrial Equipment | 07/06/2023 | 207348612 | 07/06/2023
Scotsman Ice Systems | Scotsman | FS0822A-1A | Ice-making Head | Air-Cooled Condenser | Flake | Continuous | 606 | 4.11 |  |  |  | 1.38 | Federally-Regulated Commercial & Industrial Equipment | 07/06/2023 | 206362470 | 07/06/2023
Scotsman Ice Systems | Scotsman | NH0622R-1B*ERC111-1E | Remote Condensing w/o Remote C | Air-Cooled Condenser | Flake | Continuous | 494 | 5.11 |  |  |  | 1.14 | Federally-Regulated Commercial & Industrial Equipment | 07/06/2023 | 207348595 | 07/06/2023
Scotsman Ice Systems | Scotsman | C1030MA-32F | Ice-making Head | Air-Cooled Condenser | Cube | Batch | 810 | 4.84 |  |  |  |  | Federally-Regulated Commercial & Industrial Equipment | 07/06/2023 | 207641352 | 07/06/2023
Scotsman Ice Systems | Scotsman | NS0622W-1A | Ice-making Head | Water-Cooled Condenser | Flake | Continuous | 515 | 4.13 |  | 94 |  | 1.22 | Federally-Regulated Commercial & Industrial Equipment | 07/06/2023 | 206362472 | 07/06/2023
Scotsman Ice Systems | Scotsman | FS1522A-32B | Ice-making Head | Air-Cooled Condenser | Flake | Continuous | 1100 | 3.64 |  |  |  | 1.37 | Federally-Regulated Commercial & Industrial Equipment | 07/06/2023 | 207348615 | 07/06/2023
Scotsman Ice Systems | Scotsman | NS1322W-3A | Ice-making Head | Water-Cooled Condenser | Flake | Continuous | 1115 | 3.11 |  | 94 |  | 1.22 | Federally-Regulated Commercial & Industrial Equipment | 07/06/2023 | 206362499 | 07/06/2023
Scotsman Ice Systems | Scotsman | NS0422W-1A | Ice-making Head | Water-Cooled Condenser | Flake | Continuous | 386 | 4.02 |  | 112 |  | 1.2 | Federally-Regulated Commercial & Industrial Equipment | 07/06/2023 | 206362464 | 07/06/2023
Scotsman Ice Systems | Scotsman | NH0422W-1B | Ice-making Head | Water-Cooled Condenser | Flake | Continuous | 370 | 4.12 |  | 107 |  | 1.16 | Federally-Regulated Commercial & Industrial Equipment | 07/06/2023 | 207348584 | 07/06/2023
Scotsman Ice Systems | Scotsman | NH0422W-1A | Ice-making Head | Water-Cooled Condenser | Flake | Continuous | 370 | 4.12 |  | 107 |  | 1.16 | Federally-Regulated Commercial & Industrial Equipment | 07/06/2023 | 206362463 | 07/06/2023
Scotsman Ice Systems | Scotsman | NS1322A-32B | Ice-making Head | Air-Cooled Condenser | Flake | Continuous | 954 | 4.11 |  |  |  | 1.22 | Federally-Regulated Commercial & Industrial Equipment | 07/06/2023 | 207348613 | 07/06/2023
Scotsman Ice Systems | Scotsman | NS0422A-1B | Ice-making Head | Air-Cooled Condenser | Flake | Continuous | 320 | 5.23 |  |  |  | 1.2 | Federally-Regulated Commercial & Industrial Equipment | 07/06/2023 | 207348580 | 07/06/2023
Scotsman Ice Systems | Scotsman | NH0922A-32B | Ice-making Head | Air-Cooled Condenser | Flake | Continuous | 676 | 4.23 |  |  |  | 1.15 | Federally-Regulated Commercial & Industrial Equipment | 07/06/2023 | 207348600 | 07/06/2023
Scotsman Ice Systems | Scotsman | NH0422A-1A | Ice-making Head | Air-Cooled Condenser | Flake | Continuous | 327 | 5.21 |  |  |  | 1.17 | Federally-Regulated Commercial & Industrial Equipment | 07/06/2023 | 206362460 | 07/06/2023
Scotsman Ice Systems | Scotsman | NH0922A-1A | Ice-making Head | Air-Cooled Condenser | Flake | Continuous | 676 | 4.23 |  |  |  | 1.15 | Federally-Regulated Commercial & Industrial Equipment | 07/06/2023 | 206362478 | 07/06/2023
Scotsman Ice Systems | Scotsman | NH0622R-1A*ERC111-1E | Remote Condensing w/o Remote C | Air-Cooled Condenser | Flake | Continuous | 494 | 5.11 |  |  |  | 1.14 | Federally-Regulated Commercial & Industrial Equipment | 07/06/2023 | 206362475 | 07/06/2023
Scotsman Ice Systems | Scotsman | FS0522W-1A | Ice-making Head | Water-Cooled Condenser | Flake | Continuous | 409 | 3.56 |  | 96 |  | 1.42 | Federally-Regulated Commercial & Industrial Equipment | 07/06/2023 | 206362465 | 07/06/2023
Scotsman Ice Systems | Scotsman | NS0922A-32B | Ice-making Head | Air-Cooled Condenser | Flake | Continuous | 740 | 3.91 |  |  |  | 1.21 | Federally-Regulated Commercial & Industrial Equipment | 07/06/2023 | 207348599 | 07/06/2023
Scotsman Ice Systems | Scotsman | NS0622A-1B | Ice-making Head | Air-Cooled Condenser | Flake | Continuous | 530 | 4.91 |  |  |  | 1.19 | Federally-Regulated Commercial & Industrial Equipment | 07/06/2023 | 207348585 | 07/06/2023
Scotsman Ice Systems | Scotsman | BC0530A-1A | Ice-making Head | Air-Cooled Condenser | Cube | Batch | 383 | 5.92 |  |  |  |  | Federally-Regulated Commercial & Industrial Equipment | 07/06/2023 | 205707978 | 07/06/2023
Scotsman Ice Systems | Scotsman | NH1322R-32A*ERC311-32E | Remote Condensing w/o Remote C | Air-Cooled Condenser | Flake | Continuous | 1000 | 4.19 |  |  |  | 1.14 | Federally-Regulated Commercial & Industrial Equipment | 07/06/2023 | 206362501 | 07/06/2023
Scotsman Ice Systems | Scotsman | UC2024SA-1A | Self-Contained | Air-Cooled Condenser | Cube | Batch | 166 | 6.27 |  |  |  |  | Federally-Regulated Commercial & Industrial Equipment | 07/06/2023 | 205995168 | 07/06/2023
Scotsman Ice Systems | Scotsman | NH1322W-32B | Ice-making Head | Water-Cooled Condenser | Flake | Continuous | 1033 | 3.38 |  | 109 |  | 1.14 | Federally-Regulated Commercial & Industrial Equipment | 07/06/2023 | 207348619 | 07/06/2023
Scotsman Ice Systems | Scotsman | UC2024MA-1A | Self-Contained | Air-Cooled Condenser | Cube | Batch | 166 | 6.27 |  |  |  |  | Federally-Regulated Commercial & Industrial Equipment | 07/06/2023 | 205995167 | 07/06/2023
Scotsman Ice Systems | Scotsman | NH0922R-1B*ERC111-1E | Remote Condensing w/o Remote C | Air-Cooled Condenser | Flake | Continuous | 717 | 4.36 |  |  |  | 1.15 | Federally-Regulated Commercial & Industrial Equipment | 07/06/2023 | 207348608 | 07/06/2023
Scotsman Ice Systems | Scotsman | NS1322W-3B | Ice-making Head | Water-Cooled Condenser | Flake | Continuous | 1115 | 3.11 |  | 94 |  | 1.22 | Federally-Regulated Commercial & Industrial Equipment | 07/06/2023 | 207348616 | 07/06/2023
Scotsman Ice Systems | Scotsman | NH0622W-1A | Ice-making Head | Water-Cooled Condenser | Flake | Continuous | 505 | 4.43 |  | 105 |  | 1.14 | Federally-Regulated Commercial & Industrial Equipment | 07/06/2023 | 206362471 | 07/06/2023
Scotsman Ice Systems | Scotsman | NS0422W-1B | Ice-making Head | Water-Cooled Condenser | Flake | Continuous | 386 | 4.02 |  | 112 |  | 1.2 | Federally-Regulated Commercial & Industrial Equipment | 07/06/2023 | 207348583 | 07/06/2023
Scotsman Ice Systems | Scotsman | FS1522A-32A | Ice-making Head | Air-Cooled Condenser | Flake | Continuous | 1100 | 3.64 |  |  |  | 1.37 | Federally-Regulated Commercial & Industrial Equipment | 07/06/2023 | 206362496 | 07/06/2023
Scotsman Ice Systems | Scotsman | NS0622W-1B | Ice-making Head | Water-Cooled Condenser | Flake | Continuous | 515 | 4.13 |  | 94 |  | 1.22 | Federally-Regulated Commercial & Industrial Equipment | 07/06/2023 | 207348590 | 07/06/2023
Scotsman Ice Systems | Scotsman | NS0622A-1A | Ice-making Head | Air-Cooled Condenser | Flake | Continuous | 530 | 4.91 |  |  |  | 1.19 | Federally-Regulated Commercial & Industrial Equipment | 07/06/2023 | 206362468 | 07/06/2023
Scotsman Ice Systems | Scotsman | NH0922R-32B*ERC311-32E | Remote Condensing w/o Remote C | Air-Cooled Condenser | Flake | Continuous | 717 | 4.36 |  |  |  | 1.15 | Federally-Regulated Commercial & Industrial Equipment | 07/06/2023 | 207348610 | 07/06/2023
Scotsman Ice Systems | Scotsman | C1030SW-32F | Ice-making Head | Water-Cooled Condenser | Cube | Batch | 929 | 3.96 |  | 167 |  |  | Federally-Regulated Commercial & Industrial Equipment | 07/06/2023 | 207641355 | 07/06/2023
Scotsman Ice Systems | Scotsman | NH0922W-32A | Ice-making Head | Water-Cooled Condenser | Flake | Continuous | 740 | 3.28 |  | 133 |  | 1.17 | Federally-Regulated Commercial & Industrial Equipment | 07/06/2023 | 206362484 | 07/06/2023
Scotsman Ice Systems | Scotsman | NH0922A-1B | Ice-making Head | Air-Cooled Condenser | Flake | Continuous | 676 | 4.23 |  |  |  | 1.15 | Federally-Regulated Commercial & Industrial Equipment | 07/06/2023 | 207348598 | 07/06/2023
Scotsman Ice Systems | Scotsman | NS0922A-1A | Ice-making Head | Air-Cooled Condenser | Flake | Continuous | 740 | 3.91 |  |  |  | 1.21 | Federally-Regulated Commercial & Industrial Equipment | 07/06/2023 | 206362480 | 07/06/2023
Scotsman Ice Systems | Scotsman | NH0922A-32A | Ice-making Head | Air-Cooled Condenser | Flake | Continuous | 676 | 4.23 |  |  |  | 1.15 | Federally-Regulated Commercial & Industrial Equipment | 07/06/2023 | 206362479 | 07/06/2023
Scotsman Ice Systems | Scotsman | UC2724MW-1A | Self-Contained | Water-Cooled Condenser | Cube | Batch | 219 | 5.68 |  | 112 |  |  | Federally-Regulated Commercial & Industrial Equipment | 07/06/2023 | 205995173 | 07/06/2023
Scotsman Ice Systems | Scotsman | NS0922A-32A | Ice-making Head | Air-Cooled Condenser | Flake | Continuous | 740 | 3.91 |  |  |  | 1.21 | Federally-Regulated Commercial & Industrial Equipment | 07/06/2023 | 206362481 | 07/06/2023
Scotsman Ice Systems | Scotsman | FS0522A-1B | Ice-making Head | Air-Cooled Condenser | Flake | Continuous | 372 | 4.65 |  |  |  | 1.4 | Federally-Regulated Commercial & Industrial Equipment | 07/06/2023 | 207348582 | 07/06/2023
Scotsman Ice Systems | Scotsman | NS0922R-1B*ERC111-1E | Remote Condensing w/o Remote C | Air-Cooled Condenser | Flake | Continuous | 754 | 3.91 |  |  |  | 1.18 | Federally-Regulated Commercial & Industrial Equipment | 07/06/2023 | 207348607 | 07/06/2023
Scotsman Ice Systems | Scotsman | NH1322W-3A | Ice-making Head | Water-Cooled Condenser | Flake | Continuous | 1033 | 3.38 |  | 109 |  | 1.14 | Federally-Regulated Commercial & Industrial Equipment | 07/06/2023 | 206362497 | 07/06/2023
Scotsman Ice Systems | Scotsman | C1030SR-3F*ERC311-32E | Remote Condensing w/o Remote C | Air-Cooled Condenser | Cube | Batch | 869 | 4.97 |  |  |  |  | Federally-Regulated Commercial & Industrial Equipment | 07/06/2023 | 207641357 | 07/06/2023
Scotsman Ice Systems | Scotsman | NH0622W-1B | Ice-making Head | Water-Cooled Condenser | Flake | Continuous | 505 | 4.43 |  | 105 |  | 1.14 | Federally-Regulated Commercial & Industrial Equipment | 07/06/2023 | 207348591 | 07/06/2023
Scotsman Ice Systems | Scotsman | NH1322W-3B | Ice-making Head | Water-Cooled Condenser | Flake | Continuous | 1033 | 3.38 |  | 109 |  | 1.14 | Federally-Regulated Commercial & Industrial Equipment | 07/06/2023 | 207348617 | 07/06/2023
Scotsman Ice Systems | Scotsman | UC2724SA-1A | Self-Contained | Air-Cooled Condenser | Cube | Batch | 202 | 7.05 |  |  |  |  | Federally-Regulated Commercial & Industrial Equipment | 07/06/2023 | 205995172 | 07/06/2023
Scotsman Ice Systems | Scotsman | NS1322R-32A*ERC311-32E | Remote Condensing w/o Remote C | Air-Cooled Condenser | Flake | Continuous | 1077 | 3.88 |  |  |  | 1.2 | Federally-Regulated Commercial & Industrial Equipment | 07/06/2023 | 206362502 | 07/06/2023
Scotsman Ice Systems | Scotsman | NH0922W-32B | Ice-making Head | Water-Cooled Condenser | Flake | Continuous | 740 | 3.28 |  | 133 |  | 1.17 | Federally-Regulated Commercial & Industrial Equipment | 07/06/2023 | 207348605 | 07/06/2023
Scotsman Ice Systems | Scotsman | NS0622A-32A | Ice-making Head | Air-Cooled Condenser | Flake | Continuous | 530 | 4.91 |  |  |  | 1.19 | Federally-Regulated Commercial & Industrial Equipment | 07/06/2023 | 206362469 | 07/06/2023
Scotsman Ice Systems | Scotsman | FS0522W-1B | Ice-making Head | Water-Cooled Condenser | Flake | Continuous | 409 | 3.56 |  | 96 |  | 1.42 | Federally-Regulated Commercial & Industrial Equipment | 07/06/2023 | 207334277 | 07/06/2023
Scotsman Ice Systems | Scotsman | FS0822A-1B | Ice-making Head | Air-Cooled Condenser | Flake | Continuous | 606 | 4.11 |  |  |  | 1.38 | Federally-Regulated Commercial & Industrial Equipment | 07/06/2023 | 207348587 | 07/06/2023
Scotsman Ice Systems | Scotsman | FS0822W-1A | Ice-making Head | Water-Cooled Condenser | Flake | Continuous | 581 | 3.41 |  | 87 |  | 1.38 | Federally-Regulated Commercial & Industrial Equipment | 07/06/2023 | 206362473 | 07/06/2023
Scotsman Ice Systems | Scotsman | FS1522R-32B*ERC311-32E | Remote Condensing w/o Remote C | Air-Cooled Condenser | Flake | Continuous | 1133 | 3.66 |  |  |  | 1.35 | Federally-Regulated Commercial & Industrial Equipment | 07/06/2023 | 207348622 | 07/06/2023
Scotsman Ice Systems | Scotsman | UC2024MW-1A | Self-Contained | Water-Cooled Condenser | Cube | Batch | 176 | 4.91 |  | 111 |  |  | Federally-Regulated Commercial & Industrial Equipment | 07/06/2023 | 205995169 | 07/06/2023
Scotsman Ice Systems | Scotsman | NS0922R-1A*ERC111-1E | Remote Condensing w/o Remote C | Air-Cooled Condenser | Flake | Continuous | 754 | 3.91 |  |  |  | 1.18 | Federally-Regulated Commercial & Industrial Equipment | 07/06/2023 | 206362490 | 07/06/2023
Scotsman Ice Systems | Scotsman | FS1222W-32A | Ice-making Head | Water-Cooled Condenser | Flake | Continuous | 933 | 2.59 |  | 112 |  | 1.4 | Federally-Regulated Commercial & Industrial Equipment | 07/06/2023 | 206362487 | 07/06/2023
Scotsman Ice Systems | Scotsman | NS0922A-1B | Ice-making Head | Air-Cooled Condenser | Flake | Continuous | 740 | 3.91 |  |  |  | 1.21 | Federally-Regulated Commercial & Industrial Equipment | 07/06/2023 | 207348597 | 07/06/2023
Manitowoc Ice, Inc. | Manitowoc | RNP0620A-161 | Ice-making Head | Air-Cooled Condenser | Cube | Continuous | 463 | 5.66 | 6.75 |  |  | 1.13 | Federally-Regulated Commercial & Industrial Equipment | 07/06/2023 | 207207447 | 07/27/2023
Manitowoc Ice, Inc. | Manitowoc | RNP0620A-161 | Ice-making Head | Air-Cooled Condenser | Cube | Continuous | 463 | 5.66 | 6.75 |  |  | 1.13 | Federally-Regulated Commercial & Industrial Equipment | 07/06/2023 | 207207447 | 07/27/2023
Manitowoc Ice, Inc. | Manitowoc | RNP0620A-161 | Ice-making Head | Air-Cooled Condenser | Cube | Continuous | 463 | 5.66 | 6.75 |  |  | 1.13 | Federally-Regulated Commercial & Industrial Equipment | 07/06/2023 | 207207447 | 07/27/2023
Hoshizaki America | Hoshizaki | KML-500MWJ | Ice-making Head | Water-Cooled Condenser | Cube | Batch | 512 | 4.6 |  | 107 |  |  | Federally-Regulated Commercial & Industrial Equipment | 07/06/2023 | 10055349 | 07/28/2023
Hoshizaki America | Hoshizaki | KML-500MWJ | Ice-making Head | Water-Cooled Condenser | Cube | Batch | 515 | 4.6 | 4.82 | 110 | 188.7 |  | Federally-Regulated Commercial & Industrial Equipment | 07/28/2023 | 10055349 | 07/28/2023
Hoshizaki America | Hoshizaki | KML-500MWJ | Ice-making Head | Water-Cooled Condenser | Cube | Batch | 515 | 4.6 | 4.82 | 110 | 188.7 |  | Federally-Regulated Commercial & Industrial Equipment | 07/28/2023 | 10055349 | 07/28/2023
Manitowoc Ice, Inc. | Manitowoc | UNF0200A-161 | Self-Contained | Air-Cooled Condenser | Other | Continuous | 164 | 6.65 |  |  |  | 1.14 | Federally-Regulated Commercial & Industrial Equipment | 07/06/2023 | 201797134 | 08/22/2023
Manitowoc Ice, Inc. | Manitowoc | RFF0620A-161 | Ice-making Head | Air-Cooled Condenser | Flake | Continuous | 506 | 5.19 |  |  |  | 1.27 | Federally-Regulated Commercial & Industrial Equipment | 07/06/2023 | 201797136 | 08/22/2023
Manitowoc Ice, Inc. | Manitowoc | RNF0620A-161 | Ice-making Head | Air-Cooled Condenser | Other | Continuous | 451 | 5.81 |  |  |  | 1.1 | Federally-Regulated Commercial & Industrial Equipment | 07/06/2023 | 201810258 | 08/22/2023
Manitowoc Ice, Inc. | Manitowoc | UNF0300A-161 | Self-Contained | Air-Cooled Condenser | Other | Continuous | 275 | 6.43 |  |  |  | 1.09 | Federally-Regulated Commercial & Industrial Equipment | 07/06/2023 | 201797135 | 08/22/2023
Manitowoc Ice, Inc. | Manitowoc | UFF0350A-161 | Self-Contained | Air-Cooled Condenser | Flake | Continuous | 328 | 5.27 |  |  |  | 1.27 | Federally-Regulated Commercial & Industrial Equipment | 07/06/2023 | 201797137 | 08/22/2023
Manitowoc Ice, Inc. | Manitowoc | RNF0320A-161 | Ice-making Head | Air-Cooled Condenser | Other | Continuous | 236 | 6.88 |  |  |  | 1.11 | Federally-Regulated Commercial & Industrial Equipment | 07/06/2023 | 201797126 | 08/22/2023
Manitowoc Ice, Inc. | Manitowoc | RFF0320A-161 | Ice-making Head | Air-Cooled Condenser | Flake | Continuous | 287 | 5.58 |  |  |  | 1.3 | Federally-Regulated Commercial & Industrial Equipment | 07/06/2023 | 205075396 | 08/22/2023
Manitowoc Ice, Inc. | Manitowoc | RFF0620W-161 | Ice-making Head | Water-Cooled Condenser | Flake | Continuous | 597 | 3.75 |  | 106 |  | 1.25 | Federally-Regulated Commercial & Industrial Equipment | 07/06/2023 | 201797138 | 08/22/2023
Manitowoc Ice, Inc. | Manitowoc | UFF0200A-161 | Self-Contained | Air-Cooled Condenser | Other | Continuous | 198 | 5.31 |  |  |  | 1.35 | Federally-Regulated Commercial & Industrial Equipment | 07/06/2023 | 201862975 | 08/29/2023
Manitowoc Ice, Inc. | Manitowoc | IDT0900N-261*JCT1200-261 | Remote Condensing w/o Remote C | Air-Cooled Condenser | Cube | Batch | 690 | 5 | 5.61 |  |  |  | Federally-Regulated Commercial & Industrial Equipment | 08/29/2023 | 213280084 | 09/01/2023
Manitowoc Ice, Inc. | Manitowoc | IYT0900N-261*JCT1200-261 | Remote Condensing w/o Remote C | Air-Cooled Condenser | Cube | Batch | 731 | 4.66 | 5.47 |  |  |  | Federally-Regulated Commercial & Industrial Equipment | 08/29/2023 | 213280083 | 09/01/2023
Manitowoc Ice, Inc. | Manitowoc | IYT0750N-261X*JCT1200-261 | Remote Condensing w/o Remote C | Air-Cooled Condenser | Cube | Batch | 605 | 5.26 | 5.9 |  |  |  | Federally-Regulated Commercial & Industrial Equipment | 08/29/2023 | 213280081 | 09/01/2023
Manitowoc Ice, Inc. | Manitowoc | IDT0750N-261*JCT1200-261 | Remote Condensing w/o Remote C | Air-Cooled Condenser | Cube | Batch | 580 | 5.38 | 5.99 |  |  |  | Federally-Regulated Commercial & Industrial Equipment | 08/29/2023 | 213280082 | 09/01/2023
Manitowoc Ice, Inc. | Manitowoc | IYT0750N-261*JCT1200-261 | Remote Condensing w/o Remote C | Air-Cooled Condenser | Cube | Batch | 619 | 5.26 | 5.85 |  |  |  | Federally-Regulated Commercial & Industrial Equipment | 08/29/2023 | 213280080 | 09/01/2023
Manitowoc Ice, Inc. | Manitowoc | IDT0900N-261*JCT1200-261 | Remote Condensing w/o Remote C | Air-Cooled Condenser | Cube | Batch | 690 | 5 | 5.61 |  |  |  | Federally-Regulated Commercial & Industrial Equipment | 09/01/2023 | 213280084 | 09/01/2023
Manitowoc Ice, Inc. | Manitowoc | IYT0900N-261*JCT1200-261 | Remote Condensing w/o Remote C | Air-Cooled Condenser | Cube | Batch | 731 | 4.66 | 5.47 |  |  |  | Federally-Regulated Commercial & Industrial Equipment | 09/01/2023 | 213280083 | 09/01/2023
Manitowoc Ice, Inc. | Manitowoc | IYT0750N-261X*JCT1200-261 | Remote Condensing w/o Remote C | Air-Cooled Condenser | Cube | Batch | 605 | 5.26 | 5.9 |  |  |  | Federally-Regulated Commercial & Industrial Equipment | 09/01/2023 | 213280081 | 09/01/2023
Manitowoc Ice, Inc. | Manitowoc | IDT0750N-261*JCT1200-261 | Remote Condensing w/o Remote C | Air-Cooled Condenser | Cube | Batch | 580 | 5.38 | 5.99 |  |  |  | Federally-Regulated Commercial & Industrial Equipment | 09/01/2023 | 213280082 | 09/01/2023
Manitowoc Ice, Inc. | Manitowoc | IYT0750N-261*JCT1200-261 | Remote Condensing w/o Remote C | Air-Cooled Condenser | Cube | Batch | 619 | 5.26 | 5.85 |  |  |  | Federally-Regulated Commercial & Industrial Equipment | 09/01/2023 | 213280080 | 09/01/2023
Manitowoc Ice, Inc. | Manitowoc | IDT0900N-261*JCT1200-261 | Remote Condensing w/o Remote C | Air-Cooled Condenser | Cube | Batch | 690 | 5 | 5.61 |  |  |  | Federally-Regulated Commercial & Industrial Equipment | 09/01/2023 | 213280084 | 09/01/2023
Manitowoc Ice, Inc. | Manitowoc | IYT0900N-261*JCT1200-261 | Remote Condensing w/o Remote C | Air-Cooled Condenser | Cube | Batch | 731 | 4.66 | 5.47 |  |  |  | Federally-Regulated Commercial & Industrial Equipment | 09/01/2023 | 213280083 | 09/01/2023
Manitowoc Ice, Inc. | Manitowoc | IYT0750N-261X*JCT1200-261 | Remote Condensing w/o Remote C | Air-Cooled Condenser | Cube | Batch | 605 | 5.26 | 5.9 |  |  |  | Federally-Regulated Commercial & Industrial Equipment | 09/01/2023 | 213280081 | 09/01/2023
Manitowoc Ice, Inc. | Manitowoc | IDT0750N-261*JCT1200-261 | Remote Condensing w/o Remote C | Air-Cooled Condenser | Cube | Batch | 580 | 5.38 | 5.99 |  |  |  | Federally-Regulated Commercial & Industrial Equipment | 09/01/2023 | 213280082 | 09/01/2023
Manitowoc Ice, Inc. | Manitowoc | IYT0750N-261*JCT1200-261 | Remote Condensing w/o Remote C | Air-Cooled Condenser | Cube | Batch | 619 | 5.26 | 5.85 |  |  |  | Federally-Regulated Commercial & Industrial Equipment | 09/01/2023 | 213280080 | 09/01/2023
Scotsman Ice Systems | Scotsman | NH1322A-32A | Ice-making Head | Air-Cooled Condenser | Flake | Continuous | 866 | 4.55 |  |  |  | 1.17 | Federally-Regulated Commercial & Industrial Equipment | 07/06/2023 | 206362494 | 09/19/2023
Scotsman Ice Systems | Scotsman | FS1222A-3A | Ice-making Head | Air-Cooled Condenser | Flake | Continuous | 861 | 3.24 |  |  |  | 1.42 | Federally-Regulated Commercial & Industrial Equipment | 07/06/2023 | 206362482 | 09/19/2023
Scotsman Ice Systems | Scotsman | NH0622R-1A*ERC111-1E | Remote Condensing w/o Remote C | Air-Cooled Condenser | Flake | Continuous | 494 | 5.11 |  |  |  | 1.14 | Federally-Regulated Commercial & Industrial Equipment | 07/06/2023 | 206362475 | 09/19/2023
Scotsman Ice Systems | Scotsman | NH0922W-32A | Ice-making Head | Water-Cooled Condenser | Flake | Continuous | 740 | 3.28 |  | 133 |  | 1.17 | Federally-Regulated Commercial & Industrial Equipment | 07/06/2023 | 206362484 | 09/19/2023
Scotsman Ice Systems | Scotsman | NH1322R-32A*ERC311-32E | Remote Condensing w/o Remote C | Air-Cooled Condenser | Flake | Continuous | 1000 | 4.19 |  |  |  | 1.14 | Federally-Regulated Commercial & Industrial Equipment | 07/06/2023 | 206362501 | 09/19/2023
Scotsman Ice Systems | Scotsman | FS0522A-1A | Ice-making Head | Air-Cooled Condenser | Flake | Continuous | 372 | 4.65 |  |  |  | 1.41 | Federally-Regulated Commercial & Industrial Equipment | 07/06/2023 | 206362462 | 09/19/2023
Scotsman Ice Systems | Scotsman | NH1322W-32A | Ice-making Head | Water-Cooled Condenser | Flake | Continuous | 1033 | 3.38 |  | 109 |  | 1.14 | Federally-Regulated Commercial & Industrial Equipment | 07/06/2023 | 206362498 | 09/19/2023
Scotsman Ice Systems | Scotsman | NH0922A-1A | Ice-making Head | Air-Cooled Condenser | Flake | Continuous | 676 | 4.23 |  |  |  | 1.15 | Federally-Regulated Commercial & Industrial Equipment | 07/06/2023 | 206362478 | 09/19/2023
Scotsman Ice Systems | Scotsman | FS1222A-32A | Ice-making Head | Air-Cooled Condenser | Flake | Continuous | 861 | 3.24 |  |  |  | 1.42 | Federally-Regulated Commercial & Industrial Equipment | 07/06/2023 | 206362483 | 09/19/2023
Scotsman Ice Systems | Scotsman | NH0622A-32A | Ice-making Head | Air-Cooled Condenser | Flake | Continuous | 466 | 5.65 |  |  |  | 1.15 | Federally-Regulated Commercial & Industrial Equipment | 07/06/2023 | 206362467 | 09/19/2023
Scotsman Ice Systems | Scotsman | FS0822W-1A | Ice-making Head | Water-Cooled Condenser | Flake | Continuous | 581 | 3.41 |  | 87 |  | 1.38 | Federally-Regulated Commercial & Industrial Equipment | 07/06/2023 | 206362473 | 09/19/2023
Scotsman Ice Systems | Scotsman | FS1522R-32A*ERC311-32E | Remote Condensing w/o Remote C | Air-Cooled Condenser | Flake | Continuous | 1133 | 3.66 |  |  |  | 1.35 | Federally-Regulated Commercial & Industrial Equipment | 07/06/2023 | 206362503 | 09/19/2023
Scotsman Ice Systems | Scotsman | FS1222W-32A | Ice-making Head | Water-Cooled Condenser | Flake | Continuous | 933 | 2.59 |  | 112 |  | 1.4 | Federally-Regulated Commercial & Industrial Equipment | 07/06/2023 | 206362487 | 09/19/2023
Scotsman Ice Systems | Scotsman | NH0922R-32A*ERC311-32E | Remote Condensing w/o Remote C | Air-Cooled Condenser | Flake | Continuous | 717 | 4.36 |  |  |  | 1.15 | Federally-Regulated Commercial & Industrial Equipment | 07/06/2023 | 206362489 | 09/19/2023
Scotsman Ice Systems | Scotsman | FS0822A-1A | Ice-making Head | Air-Cooled Condenser | Flake | Continuous | 606 | 4.11 |  |  |  | 1.38 | Federally-Regulated Commercial & Industrial Equipment | 07/06/2023 | 206362470 | 09/19/2023
Scotsman Ice Systems | Scotsman | NH1322W-3A | Ice-making Head | Water-Cooled Condenser | Flake | Continuous | 1033 | 3.38 |  | 109 |  | 1.14 | Federally-Regulated Commercial & Industrial Equipment | 07/06/2023 | 206362497 | 09/19/2023
Scotsman Ice Systems | Scotsman | NH0922R-1A*ERC111-1E | Remote Condensing w/o Remote C | Air-Cooled Condenser | Flake | Continuous | 717 | 4.36 |  |  |  | 1.15 | Federally-Regulated Commercial & Industrial Equipment | 07/06/2023 | 206362488 | 09/19/2023
Scotsman Ice Systems | Scotsman | FS0822W-32A | Ice-making Head | Water-Cooled Condenser | Flake | Continuous | 581 | 3.41 |  | 87 |  | 1.38 | Federally-Regulated Commercial & Industrial Equipment | 07/06/2023 | 206362474 | 09/19/2023
Scotsman Ice Systems | Scotsman | NH0622W-1A | Ice-making Head | Water-Cooled Condenser | Flake | Continuous | 505 | 4.43 |  | 105 |  | 1.14 | Federally-Regulated Commercial & Industrial Equipment | 07/06/2023 | 206362471 | 09/19/2023
Scotsman Ice Systems | Scotsman | FS1222R-3A*ERC311-32E | Remote Condensing w/o Remote C | Air-Cooled Condenser | Flake | Continuous | 875 | 3.35 |  |  |  | 1.37 | Federally-Regulated Commercial & Industrial Equipment | 07/06/2023 | 206362492 | 09/19/2023
Scotsman Ice Systems | Scotsman | NH0622A-1A | Ice-making Head | Air-Cooled Condenser | Flake | Continuous | 466 | 5.65 |  |  |  | 1.15 | Federally-Regulated Commercial & Industrial Equipment | 07/06/2023 | 206362466 | 09/19/2023
Scotsman Ice Systems | Scotsman | FS1222R-32A*ERC311-32E | Remote Condensing w/o Remote C | Air-Cooled Condenser | Flake | Continuous | 875 | 3.35 |  |  |  | 1.37 | Federally-Regulated Commercial & Industrial Equipment | 07/06/2023 | 206362493 | 09/19/2023
Scotsman Ice Systems | Scotsman | NH0422W-1A | Ice-making Head | Water-Cooled Condenser | Flake | Continuous | 370 | 4.12 |  | 107 |  | 1.16 | Federally-Regulated Commercial & Industrial Equipment | 07/06/2023 | 206362463 | 09/19/2023
Scotsman Ice Systems | Scotsman | NH0422A-1A | Ice-making Head | Air-Cooled Condenser | Flake | Continuous | 327 | 5.21 |  |  |  | 1.17 | Federally-Regulated Commercial & Industrial Equipment | 07/06/2023 | 206362460 | 09/19/2023
Scotsman Ice Systems | Scotsman | FS0522W-1A | Ice-making Head | Water-Cooled Condenser | Flake | Continuous | 409 | 3.56 |  | 96 |  | 1.42 | Federally-Regulated Commercial & Industrial Equipment | 07/06/2023 | 206362465 | 09/19/2023
Scotsman Ice Systems | Scotsman | FS1522A-32A | Ice-making Head | Air-Cooled Condenser | Flake | Continuous | 1100 | 3.64 |  |  |  | 1.37 | Federally-Regulated Commercial & Industrial Equipment | 07/06/2023 | 206362496 | 09/19/2023
Scotsman Ice Systems | Scotsman | FS0822R-1A*ERC111-1E | Remote Condensing w/o Remote C | Air-Cooled Condenser | Flake | Continuous | 589 | 4.22 |  |  |  | 1.38 | Federally-Regulated Commercial & Industrial Equipment | 07/06/2023 | 206362477 | 09/19/2023
Scotsman Ice Systems | Scotsman | NH0922A-32A | Ice-making Head | Air-Cooled Condenser | Flake | Continuous | 676 | 4.23 |  |  |  | 1.15 | Federally-Regulated Commercial & Industrial Equipment | 07/06/2023 | 206362479 | 09/19/2023
Scotsman Ice Systems | Scotsman | NH1322A-32A | Ice-making Head | Air-Cooled Condenser | Flake | Continuous | 866 | 4.55 |  |  |  | 1.17 | Federally-Regulated Commercial & Industrial Equipment | 07/06/2023 | 206362494 | 09/19/2023
Scotsman Ice Systems | Scotsman | FS1222A-3A | Ice-making Head | Air-Cooled Condenser | Flake | Continuous | 861 | 3.24 |  |  |  | 1.42 | Federally-Regulated Commercial & Industrial Equipment | 07/06/2023 | 206362482 | 09/19/2023
Scotsman Ice Systems | Scotsman | NH0622R-1A*ERC111-1E | Remote Condensing w/o Remote C | Air-Cooled Condenser | Flake | Continuous | 494 | 5.11 |  |  |  | 1.14 | Federally-Regulated Commercial & Industrial Equipment | 07/06/2023 | 206362475 | 09/19/2023
Scotsman Ice Systems | Scotsman | NH0922W-32A | Ice-making Head | Water-Cooled Condenser | Flake | Continuous | 740 | 3.28 |  | 133 |  | 1.17 | Federally-Regulated Commercial & Industrial Equipment | 07/06/2023 | 206362484 | 09/19/2023
Scotsman Ice Systems | Scotsman | NH1322R-32A*ERC311-32E | Remote Condensing w/o Remote C | Air-Cooled Condenser | Flake | Continuous | 1000 | 4.19 |  |  |  | 1.14 | Federally-Regulated Commercial & Industrial Equipment | 07/06/2023 | 206362501 | 09/19/2023
Scotsman Ice Systems | Scotsman | FS0522A-1A | Ice-making Head | Air-Cooled Condenser | Flake | Continuous | 372 | 4.65 |  |  |  | 1.41 | Federally-Regulated Commercial & Industrial Equipment | 07/06/2023 | 206362462 | 09/19/2023
Scotsman Ice Systems | Scotsman | NH1322W-32A | Ice-making Head | Water-Cooled Condenser | Flake | Continuous | 1033 | 3.38 |  | 109 |  | 1.14 | Federally-Regulated Commercial & Industrial Equipment | 07/06/2023 | 206362498 | 09/19/2023
Scotsman Ice Systems | Scotsman | NH0922A-1A | Ice-making Head | Air-Cooled Condenser | Flake | Continuous | 676 | 4.23 |  |  |  | 1.15 | Federally-Regulated Commercial & Industrial Equipment | 07/06/2023 | 206362478 | 09/19/2023
Scotsman Ice Systems | Scotsman | FS1222A-32A | Ice-making Head | Air-Cooled Condenser | Flake | Continuous | 861 | 3.24 |  |  |  | 1.42 | Federally-Regulated Commercial & Industrial Equipment | 07/06/2023 | 206362483 | 09/19/2023
Scotsman Ice Systems | Scotsman | NH0622A-32A | Ice-making Head | Air-Cooled Condenser | Flake | Continuous | 466 | 5.65 |  |  |  | 1.15 | Federally-Regulated Commercial & Industrial Equipment | 07/06/2023 | 206362467 | 09/19/2023
Scotsman Ice Systems | Scotsman | FS0822W-1A | Ice-making Head | Water-Cooled Condenser | Flake | Continuous | 581 | 3.41 |  | 87 |  | 1.38 | Federally-Regulated Commercial & Industrial Equipment | 07/06/2023 | 206362473 | 09/19/2023
Scotsman Ice Systems | Scotsman | FS1522R-32A*ERC311-32E | Remote Condensing w/o Remote C | Air-Cooled Condenser | Flake | Continuous | 1133 | 3.66 |  |  |  | 1.35 | Federally-Regulated Commercial & Industrial Equipment | 07/06/2023 | 206362503 | 09/19/2023
Scotsman Ice Systems | Scotsman | FS1222W-32A | Ice-making Head | Water-Cooled Condenser | Flake | Continuous | 933 | 2.59 |  | 112 |  | 1.4 | Federally-Regulated Commercial & Industrial Equipment | 07/06/2023 | 206362487 | 09/19/2023
Scotsman Ice Systems | Scotsman | NH0922R-32A*ERC311-32E | Remote Condensing w/o Remote C | Air-Cooled Condenser | Flake | Continuous | 717 | 4.36 |  |  |  | 1.15 | Federally-Regulated Commercial & Industrial Equipment | 07/06/2023 | 206362489 | 09/19/2023
Scotsman Ice Systems | Scotsman | FS0822A-1A | Ice-making Head | Air-Cooled Condenser | Flake | Continuous | 606 | 4.11 |  |  |  | 1.38 | Federally-Regulated Commercial & Industrial Equipment | 07/06/2023 | 206362470 | 09/19/2023
Scotsman Ice Systems | Scotsman | NH1322W-3A | Ice-making Head | Water-Cooled Condenser | Flake | Continuous | 1033 | 3.38 |  | 109 |  | 1.14 | Federally-Regulated Commercial & Industrial Equipment | 07/06/2023 | 206362497 | 09/19/2023
Scotsman Ice Systems | Scotsman | NH0922R-1A*ERC111-1E | Remote Condensing w/o Remote C | Air-Cooled Condenser | Flake | Continuous | 717 | 4.36 |  |  |  | 1.15 | Federally-Regulated Commercial & Industrial Equipment | 07/06/2023 | 206362488 | 09/19/2023
Scotsman Ice Systems | Scotsman | FS0822W-32A | Ice-making Head | Water-Cooled Condenser | Flake | Continuous | 581 | 3.41 |  | 87 |  | 1.38 | Federally-Regulated Commercial & Industrial Equipment | 07/06/2023 | 206362474 | 09/19/2023
Scotsman Ice Systems | Scotsman | NH0622W-1A | Ice-making Head | Water-Cooled Condenser | Flake | Continuous | 505 | 4.43 |  | 105 |  | 1.14 | Federally-Regulated Commercial & Industrial Equipment | 07/06/2023 | 206362471 | 09/19/2023
Scotsman Ice Systems | Scotsman | FS1222R-3A*ERC311-32E | Remote Condensing w/o Remote C | Air-Cooled Condenser | Flake | Continuous | 875 | 3.35 |  |  |  | 1.37 | Federally-Regulated Commercial & Industrial Equipment | 07/06/2023 | 206362492 | 09/19/2023
Scotsman Ice Systems | Scotsman | NH0622A-1A | Ice-making Head | Air-Cooled Condenser | Flake | Continuous | 466 | 5.65 |  |  |  | 1.15 | Federally-Regulated Commercial & Industrial Equipment | 07/06/2023 | 206362466 | 09/19/2023
Scotsman Ice Systems | Scotsman | FS1222R-32A*ERC311-32E | Remote Condensing w/o Remote C | Air-Cooled Condenser | Flake | Continuous | 875 | 3.35 |  |  |  | 1.37 | Federally-Regulated Commercial & Industrial Equipment | 07/06/2023 | 206362493 | 09/19/2023
Scotsman Ice Systems | Scotsman | NH0422W-1A | Ice-making Head | Water-Cooled Condenser | Flake | Continuous | 370 | 4.12 |  | 107 |  | 1.16 | Federally-Regulated Commercial & Industrial Equipment | 07/06/2023 | 206362463 | 09/19/2023
Manitowoc Ice, Inc. | Manitowoc | IDF0900N-261*JCF0900-261 | Remote Condensing w/o Remote C | Air-Cooled Condenser | Cube | Batch | 720 | 4.91 |  |  |  |  | Federally-Regulated Commercial & Industrial Equipment | 07/06/2023 | 202147777 | 09/26/2023
Manitowoc Ice, Inc. | Manitowoc | IDT0900N-261*JCT1200-261 | Remote Condensing w/o Remote C | Air-Cooled Condenser | Cube | Batch | 690 | 5 | 5.61 |  |  |  | Federally-Regulated Commercial & Industrial Equipment | 09/01/2023 | 213280084 | 09/28/2023
Manitowoc Ice, Inc. | Manitowoc | IYT0900N-261*JCT1200-261 | Remote Condensing w/o Remote C | Air-Cooled Condenser | Cube | Batch | 731 | 4.66 | 5.47 |  |  |  | Federally-Regulated Commercial & Industrial Equipment | 09/01/2023 | 213280083 | 09/28/2023
Manitowoc Ice, Inc. | Manitowoc | IDT0750N-261*JCT1200-261 | Remote Condensing w/o Remote C | Air-Cooled Condenser | Cube | Batch | 580 | 5.38 | 5.99 |  |  |  | Federally-Regulated Commercial & Industrial Equipment | 09/01/2023 | 213280082 | 09/28/2023
Manitowoc Ice, Inc. | Manitowoc | IYT0750N-261X*JCT1200-261 | Remote Condensing w/o Remote C | Air-Cooled Condenser | Cube | Batch | 605 | 5.26 | 5.9 |  |  |  | Federally-Regulated Commercial & Industrial Equipment | 09/01/2023 | 213280081 | 09/28/2023
Manitowoc Ice, Inc. | Manitowoc | IYT0750N-261*JCT1200-261 | Remote Condensing w/o Remote C | Air-Cooled Condenser | Cube | Batch | 619 | 5.26 | 5.85 |  |  |  | Federally-Regulated Commercial & Industrial Equipment | 09/01/2023 | 213280080 | 09/28/2023
Manitowoc Ice, Inc. | Manitowoc | IDT0900N-261*JCT1200-261 | Remote Condensing w/o Remote C | Air-Cooled Condenser | Cube | Batch | 690 | 5 | 5.61 |  |  |  | Federally-Regulated Commercial & Industrial Equipment | 09/01/2023 | 213280084 | 09/28/2023
Manitowoc Ice, Inc. | Manitowoc | IYT0900N-261*JCT1200-261 | Remote Condensing w/o Remote C | Air-Cooled Condenser | Cube | Batch | 731 | 4.66 | 5.47 |  |  |  | Federally-Regulated Commercial & Industrial Equipment | 09/01/2023 | 213280083 | 09/28/2023
Manitowoc Ice, Inc. | Manitowoc | IDT0750N-261*JCT1200-261 | Remote Condensing w/o Remote C | Air-Cooled Condenser | Cube | Batch | 580 | 5.38 | 5.99 |  |  |  | Federally-Regulated Commercial & Industrial Equipment | 09/01/2023 | 213280082 | 09/28/2023
Manitowoc Ice, Inc. | Manitowoc | IYT0750N-261X*JCT1200-261 | Remote Condensing w/o Remote C | Air-Cooled Condenser | Cube | Batch | 605 | 5.26 | 5.9 |  |  |  | Federally-Regulated Commercial & Industrial Equipment | 09/01/2023 | 213280081 | 09/28/2023
Manitowoc Ice, Inc. | Manitowoc | IYT0750N-261*JCT1200-261 | Remote Condensing w/o Remote C | Air-Cooled Condenser | Cube | Batch | 619 | 5.26 | 5.85 |  |  |  | Federally-Regulated Commercial & Industrial Equipment | 09/01/2023 | 213280080 | 09/28/2023
Manitowoc Ice, Inc. | Manitowoc | IDT0900N-261*JCT1200-261 | Remote Condensing w/o Remote C | Air-Cooled Condenser | Cube | Batch | 690 | 5 | 5.61 |  |  |  | Federally-Regulated Commercial & Industrial Equipment | 09/28/2023 | 213280084 | 09/28/2023
Manitowoc Ice, Inc. | Manitowoc | IYT0900N-261*JCT1200-261 | Remote Condensing w/o Remote C | Air-Cooled Condenser | Cube | Batch | 731 | 4.66 | 5.47 |  |  |  | Federally-Regulated Commercial & Industrial Equipment | 09/28/2023 | 213280083 | 09/28/2023
Manitowoc Ice, Inc. | Manitowoc | IDT0750N-261*JCT1200-261 | Remote Condensing w/o Remote C | Air-Cooled Condenser | Cube | Batch | 580 | 5.38 | 5.99 |  |  |  | Federally-Regulated Commercial & Industrial Equipment | 09/28/2023 | 213280082 | 09/28/2023
Manitowoc Ice, Inc. | Manitowoc | IYT0750N-261X*JCT1200-261 | Remote Condensing w/o Remote C | Air-Cooled Condenser | Cube | Batch | 605 | 5.26 | 5.9 |  |  |  | Federally-Regulated Commercial & Industrial Equipment | 09/28/2023 | 213280081 | 09/28/2023
Manitowoc Ice, Inc. | Manitowoc | IYT0750N-261*JCT1200-261 | Remote Condensing w/o Remote C | Air-Cooled Condenser | Cube | Batch | 619 | 5.26 | 5.85 |  |  |  | Federally-Regulated Commercial & Industrial Equipment | 09/28/2023 | 213280080 | 09/28/2023
Hoshizaki America | Hoshizaki | KM-1340MRJZ*URC-14FZ | Remote Condensing w/o Remote C | Air-Cooled Condenser | Cube | Batch | 1177 | 4.54 |  |  |  |  | Federally-Regulated Commercial & Industrial Equipment | 07/06/2023 | 208120643 | 10/10/2023
Hoshizaki America | Hoshizaki | KMH-2100SRJ*URC-22F | Remote Condensing w/o Remote C | Air-Cooled Condenser | Cube | Batch | 1850 | 3.75 |  |  |  |  | Federally-Regulated Commercial & Industrial Equipment | 07/06/2023 | 202087016 | 10/10/2023
Hoshizaki America | Hoshizaki | KM-1900SAJ | Ice-making Head | Air-Cooled Condenser | Cube | Batch | 1675 | 3.9 |  |  |  |  | Federally-Regulated Commercial & Industrial Equipment | 07/06/2023 | 10526006 | 10/10/2023
Hoshizaki America | Hoshizaki | F-1501MWJ | Ice-making Head | Water-Cooled Condenser | Flake | Continuous | 1410 | 3.2 |  | 105 |  | 1.31 | Federally-Regulated Commercial & Industrial Equipment | 07/06/2023 | 9118277 | 10/10/2023
Hoshizaki America | Hoshizaki | KM-1900SAJ3 | Ice-making Head | Air-Cooled Condenser | Cube | Batch | 1675 | 3.9 |  |  |  |  | Federally-Regulated Commercial & Industrial Equipment | 07/06/2023 | 10525778 | 10/10/2023
Hoshizaki America | Hoshizaki | FD-1002MRJ-C*URC-5F | Remote Condensing w/o Remote C | Air-Cooled Condenser | Flake | Continuous | 680 | 4.94 |  |  |  | 1.13 | Federally-Regulated Commercial & Industrial Equipment | 07/06/2023 | 9135448 | 10/10/2023
Hoshizaki America | Hoshizaki | KM-2600SWJ3 | Ice-making Head | Water-Cooled Condenser | Cube | Batch | 2480 | 3.6 |  | 87 |  |  | Federally-Regulated Commercial & Industrial Equipment | 07/06/2023 | 10100276 | 10/10/2023
Hoshizaki America | Hoshizaki | KMH-2100SRJZ3*URC-22FZ | Remote Condensing w/o Remote C | Air-Cooled Condenser | Cube | Batch | 1925 | 3.67 |  |  |  |  | Federally-Regulated Commercial & Industrial Equipment | 07/06/2023 | 207742386 | 10/10/2023
Hoshizaki America | Hoshizaki | IM-200BAC | Self-Contained | Air-Cooled Condenser | Cube | Batch | 150 | 8.4 |  |  |  |  | Federally-Regulated Commercial & Industrial Equipment | 07/06/2023 | 203405035 | 10/10/2023
Hoshizaki America | Hoshizaki | KM-901MRJ*URC-14F | Remote Condensing w/o Remote C | Air-Cooled Condenser | Cube | Batch | 780 | 4.75 |  |  |  |  | Federally-Regulated Commercial & Industrial Equipment | 07/06/2023 | 10565731 | 10/10/2023
Hoshizaki America | Hoshizaki | F-2001MRJ-C*URC-22F | Remote Condensing w/o Remote C | Air-Cooled Condenser | Flake | Continuous | 1500 | 4.35 |  |  |  | 1.09 | Federally-Regulated Commercial & Industrial Equipment | 07/06/2023 | 201928936 | 10/10/2023
Hoshizaki America | Hoshizaki | F-1002MRJZ*URC-5FZ | Remote Condensing w/o Remote C | Air-Cooled Condenser | Flake | Continuous | 722 | 4.51 |  |  |  | 1.19 | Federally-Regulated Commercial & Industrial Equipment | 07/06/2023 | 207254986 | 10/10/2023
Hoshizaki America | Hoshizaki | KM-1601SWJ | Ice-making Head | Water-Cooled Condenser | Cube | Batch | 1650 | 3.3 |  | 100 |  |  | Federally-Regulated Commercial & Industrial Equipment | 07/06/2023 | 10226214 | 10/10/2023
Hoshizaki America | Hoshizaki | KM-301BWJ | Self-Contained | Water-Cooled Condenser | Cube | Batch | 237 | 4.9 |  | 92 |  |  | Federally-Regulated Commercial & Industrial Equipment | 07/06/2023 | 204038624 | 10/10/2023
Hoshizaki America | Hoshizaki | KM-1601SWJ3 | Ice-making Head | Water-Cooled Condenser | Cube | Batch | 1660 | 3.32 |  | 90 |  |  | Federally-Regulated Commercial & Industrial Equipment | 07/06/2023 | 10226211 | 10/10/2023
Hoshizaki America | Hoshizaki | KM-1340MRJZ3*URC-14FZ | Remote Condensing w/o Remote C | Air-Cooled Condenser | Cube | Batch | 1266 | 4.12 |  |  |  |  | Federally-Regulated Commercial & Industrial Equipment | 07/06/2023 | 208120644 | 10/10/2023
Hoshizaki America | Hoshizaki | FD-1002MRJZ-C*URC-5FZ | Remote Condensing w/o Remote C | Air-Cooled Condenser | Flake | Continuous | 680 | 4.94 |  |  |  | 1.13 | Federally-Regulated Commercial & Industrial Equipment | 07/06/2023 | 207254982 | 10/10/2023
Hoshizaki America | Hoshizaki | FD-650MAJ-C | Ice-making Head | Air-Cooled Condenser | Flake | Continuous | 494 | 5.6 |  |  |  | 1.07 | Federally-Regulated Commercial & Industrial Equipment | 07/06/2023 | 202326768 | 10/10/2023
Hoshizaki America | Hoshizaki | KM-1100MRJ*URC-14F | Remote Condensing w/o Remote C | Air-Cooled Condenser | Cube | Batch | 1030 | 4.5 |  |  |  |  | Federally-Regulated Commercial & Industrial Equipment | 07/06/2023 | 10579984 | 10/10/2023
Hoshizaki America | Hoshizaki | F-330BAJ | Self-Contained | Air-Cooled Condenser | Flake | Continuous | 243 | 5.91 |  |  |  | 1.18 | Federally-Regulated Commercial & Industrial Equipment | 07/06/2023 | 8915180 | 10/10/2023
Hoshizaki America | Hoshizaki | F-2001MLJ*RACK | Both Remote Condensing & Remot | Air-Cooled Condenser | Flake | Continuous | 1733 | 0.6 |  |  |  | 1.32 | Federally-Regulated Commercial & Industrial Equipment | 07/06/2023 | 10443166 | 10/10/2023
Hoshizaki America | Hoshizaki | KM-1900SRJ3*URC-22F | Remote Condensing w/o Remote C | Air-Cooled Condenser | Cube | Batch | 1700 | 3.9 |  |  |  |  | Federally-Regulated Commercial & Industrial Equipment | 07/06/2023 | 10526036 | 10/10/2023
Hoshizaki America | Hoshizaki | F-801MWJ-C | Ice-making Head | Water-Cooled Condenser | Flake | Continuous | 580 | 4.13 |  | 120 |  | 1.17 | Federally-Regulated Commercial & Industrial Equipment | 07/06/2023 | 9102380 | 10/10/2023
Hoshizaki America | Hoshizaki | F-2001MRJZ-SC*URC-22FZ | Remote Condensing w/o Remote C | Air-Cooled Condenser | Flake | Continuous | 1575 | 4.4 |  |  |  | 1.13 | Federally-Regulated Commercial & Industrial Equipment | 07/06/2023 | 207862111 | 10/10/2023
Hoshizaki America | Hoshizaki | F-801MWJ | Ice-making Head | Water-Cooled Condenser | Flake | Continuous | 605 | 3.9 |  | 119 |  | 1.22 | Federally-Regulated Commercial & Industrial Equipment | 07/06/2023 | 9102379 | 10/10/2023
Hoshizaki America | Hoshizaki | F-2001MRJZ*URC-22FZ | Remote Condensing w/o Remote C | Air-Cooled Condenser | Flake | Continuous | 1660 | 3.81 |  |  |  | 1.21 | Federally-Regulated Commercial & Industrial Equipment | 07/06/2023 | 207574199 | 10/10/2023
Hoshizaki America | Hoshizaki | KM-1900SRJ*URC-22F | Remote Condensing w/o Remote C | Air-Cooled Condenser | Cube | Batch | 1700 | 3.9 |  |  |  |  | Federally-Regulated Commercial & Industrial Equipment | 07/06/2023 | 10526035 | 10/10/2023
Hoshizaki America | Hoshizaki | KM-1605SWJ | Ice-making Head | Water-Cooled Condenser | Cube | Batch | 1670 | 3.3 |  | 137 |  |  | Federally-Regulated Commercial & Industrial Equipment | 07/06/2023 | 207133142 | 10/10/2023
Hoshizaki America | Hoshizaki | KM-116BAJ | Self-Contained | Air-Cooled Condenser | Cube | Batch | 100 | 8.1 |  |  |  |  | Federally-Regulated Commercial & Industrial Equipment | 07/06/2023 | 203807512 | 10/10/2023
Hoshizaki America | Hoshizaki | KML-700MRJZ*URC-9FZ | Remote Condensing w/o Remote C | Air-Cooled Condenser | Cube | Batch | 614 | 4.9 |  |  |  |  | Federally-Regulated Commercial & Industrial Equipment | 07/06/2023 | 207583103 | 10/10/2023
Hoshizaki America | Hoshizaki | KM-1601MRJZ*URC-22FZ | Remote Condensing w/o Remote C | Air-Cooled Condenser | Cube | Batch | 1550 | 4.35 |  |  |  |  | Federally-Regulated Commercial & Industrial Equipment | 07/06/2023 | 207649949 | 10/10/2023
Hoshizaki America | Hoshizaki | KM-1100MRJZ*URC-14FZ | Remote Condensing w/o Remote C | Air-Cooled Condenser | Cube | Batch | 1030 | 4.5 |  |  |  |  | Federally-Regulated Commercial & Industrial Equipment | 07/06/2023 | 207574198 | 10/10/2023
Hoshizaki America | Hoshizaki | F-1501MAJ-C | Ice-making Head | Air-Cooled Condenser | Flake | Continuous | 1020 | 4.61 |  |  |  | 1.1 | Federally-Regulated Commercial & Industrial Equipment | 07/06/2023 | 9118274 | 10/10/2023
Hoshizaki America | Hoshizaki | KM-1305SAJ3 | Ice-making Head | Air-Cooled Condenser | Cube | Batch | 1208 | 4.65 |  |  |  |  | Federally-Regulated Commercial & Industrial Equipment | 07/06/2023 | 207132699 | 10/10/2023
Hoshizaki America | Hoshizaki | F-1501MRJ*URC-14F | Remote Condensing w/o Remote C | Air-Cooled Condenser | Flake | Continuous | 1181 | 4 |  |  |  | 1.36 | Federally-Regulated Commercial & Industrial Equipment | 07/06/2023 | 9118275 | 10/10/2023
Hoshizaki America | Hoshizaki | KM-1601SRJ3*URC-22F | Remote Condensing w/o Remote C | Air-Cooled Condenser | Cube | Batch | 1600 | 4.14 |  |  |  |  | Federally-Regulated Commercial & Industrial Equipment | 07/06/2023 | 10226497 | 10/10/2023
Hoshizaki America | Hoshizaki | KML-700MAJ | Ice-making Head | Air-Cooled Condenser | Cube | Batch | 610 | 4.9 |  |  |  |  | Federally-Regulated Commercial & Industrial Equipment | 07/06/2023 | 9956557 | 10/10/2023
Hoshizaki America | Hoshizaki | KMD-530MAJ | Ice-making Head | Air-Cooled Condenser | Cube | Batch | 442 | 5.72 |  |  |  |  | Federally-Regulated Commercial & Industrial Equipment | 07/06/2023 | 204429111 | 10/10/2023
Hoshizaki America | Hoshizaki | KM-2600SRJ3*URC-26J | Remote Condensing w/o Remote C | Air-Cooled Condenser | Cube | Batch | 2580 | 3.61 |  |  |  |  | Federally-Regulated Commercial & Industrial Equipment | 07/06/2023 | 10203221 | 10/10/2023
Hoshizaki America | Hoshizaki | KM-2200SWJ3 | Ice-making Head | Water-Cooled Condenser | Cube | Batch | 2200 | 3.11 |  | 95 |  |  | Federally-Regulated Commercial & Industrial Equipment | 07/06/2023 | 10242347 | 10/10/2023
Hoshizaki America | Hoshizaki | KMD-530MRJZ*URC-5FZ | Remote Condensing w/o Remote C | Air-Cooled Condenser | Cube | Batch | 440 | 6.1 |  |  |  |  | Federally-Regulated Commercial & Industrial Equipment | 07/06/2023 | 207254987 | 10/10/2023
Hoshizaki America | Hoshizaki | KMS-822MLJ*SRK-10J | Both Remote Condensing & Remot | Air-Cooled Condenser | Cube | Batch | 770 | 5.3 |  |  |  |  | Federally-Regulated Commercial & Industrial Equipment | 07/06/2023 | 207805770 | 10/10/2023
Hoshizaki America | Hoshizaki | KML-325MWJ | Ice-making Head | Water-Cooled Condenser | Cube | Batch | 355 | 4.51 |  | 106 |  |  | Federally-Regulated Commercial & Industrial Equipment | 07/06/2023 | 10095535 | 10/10/2023
Hoshizaki America | Hoshizaki | DCM-500BWH | Self-Contained | Water-Cooled Condenser | Crushed | Continuous | 512 | 4.48 |  | 112 |  | 1.13 | Federally-Regulated Commercial & Industrial Equipment | 07/06/2023 | 5628545 | 10/10/2023
Hoshizaki America | Hoshizaki | KM-520MRJ*URC-5F | Remote Condensing w/o Remote C | Air-Cooled Condenser | Cube | Batch | 495 | 4.8 |  |  |  |  | Federally-Regulated Commercial & Industrial Equipment | 07/06/2023 | 202181049 | 10/10/2023
Hoshizaki America | Hoshizaki | KM-161BWJ | Self-Contained | Water-Cooled Condenser | Cube | Batch | 135 | 6.5 |  | 162 |  |  | Federally-Regulated Commercial & Industrial Equipment | 07/06/2023 | 204140567 | 10/10/2023
Hoshizaki America | Hoshizaki | F-1501MRJZ-C*URC-14FZ | Remote Condensing w/o Remote C | Air-Cooled Condenser | Flake | Continuous | 1054 | 4.5 |  |  |  | 1.1 | Federally-Regulated Commercial & Industrial Equipment | 07/06/2023 | 207505854 | 10/10/2023
Hoshizaki America | Hoshizaki | KM-2200SRJZ3*URC-22FZ | Remote Condensing w/o Remote C | Air-Cooled Condenser | Cube | Batch | 2075 | 3.75 |  |  |  |  | Federally-Regulated Commercial & Industrial Equipment | 07/06/2023 | 207679235 | 10/10/2023
Hoshizaki America | Hoshizaki | KM-1340MRJ*URC-14F | Remote Condensing w/o Remote C | Air-Cooled Condenser | Cube | Batch | 1177 | 4.54 |  |  |  |  | Federally-Regulated Commercial & Industrial Equipment | 07/06/2023 | 201841179 | 10/10/2023
Hoshizaki America | Hoshizaki | KM-1301SRJ*URC-14F | Remote Condensing w/o Remote C | Air-Cooled Condenser | Cube | Batch | 1260 | 4.28 |  |  |  |  | Federally-Regulated Commercial & Industrial Equipment | 07/06/2023 | 10273123 | 10/10/2023
Hoshizaki America | Hoshizaki | F-1002MWJ | Ice-making Head | Water-Cooled Condenser | Flake | Continuous | 833 | 3.57 |  | 110 |  | 1.2 | Federally-Regulated Commercial & Industrial Equipment | 07/06/2023 | 9144620 | 10/10/2023
Hoshizaki America | Hoshizaki | F-1002MAJ-SC | Ice-making Head | Air-Cooled Condenser | Flake | Continuous | 700 | 4.65 |  |  |  | 1.11 | Federally-Regulated Commercial & Industrial Equipment | 07/06/2023 | 209247344 | 10/10/2023
Hoshizaki America | Hoshizaki | DCM-300BAH-OS | Self-Contained | Air-Cooled Condenser | Crushed | Continuous | 232 | 6.84 |  |  |  | 1.09 | Federally-Regulated Commercial & Industrial Equipment | 07/06/2023 | 5622940 | 10/10/2023
Hoshizaki America | Hoshizaki | KM-1301SWJ3 | Ice-making Head | Water-Cooled Condenser | Cube | Batch | 1355 | 3.25 |  | 95 |  |  | Federally-Regulated Commercial & Industrial Equipment | 07/06/2023 | 10273122 | 10/10/2023
Hoshizaki America | Hoshizaki | DCM-751BWH | Self-Contained | Water-Cooled Condenser | Crushed | Continuous | 678 | 4.76 |  | 96 |  | 1.14 | Federally-Regulated Commercial & Industrial Equipment | 07/06/2023 | 5628548 | 10/10/2023
Hoshizaki America | Hoshizaki | DCM-271BAH | Self-Contained | Air-Cooled Condenser | Flake | Continuous | 194 | 6.9 |  |  |  | 1.13 | Federally-Regulated Commercial & Industrial Equipment | 07/06/2023 | 205873312 | 10/10/2023
Hoshizaki America | Hoshizaki | KML-700MRJ*URC-9F | Remote Condensing w/o Remote C | Air-Cooled Condenser | Cube | Batch | 614 | 4.9 |  |  |  |  | Federally-Regulated Commercial & Industrial Equipment | 07/06/2023 | 9956464 | 10/10/2023
Hoshizaki America | Hoshizaki | KMH-2100SRJZ*URC-22FZ | Remote Condensing w/o Remote C | Air-Cooled Condenser | Cube | Batch | 1850 | 3.75 |  |  |  |  | Federally-Regulated Commercial & Industrial Equipment | 07/06/2023 | 207742385 | 10/10/2023
Hoshizaki America | Hoshizaki | F-2001MRJ-SC*URC-22F | Remote Condensing w/o Remote C | Air-Cooled Condenser | Flake | Continuous | 1575 | 4.4 |  |  |  | 1.13 | Federally-Regulated Commercial & Industrial Equipment | 07/06/2023 | 207862110 | 10/10/2023
Hoshizaki America | Hoshizaki | F-1501MAJ | Ice-making Head | Air-Cooled Condenser | Flake | Continuous | 1154 | 4 |  |  |  | 1.24 | Federally-Regulated Commercial & Industrial Equipment | 07/06/2023 | 9118273 | 10/10/2023
Hoshizaki America | Hoshizaki | F-1002MAJ-C | Ice-making Head | Air-Cooled Condenser | Flake | Continuous | 726 | 4.57 |  |  |  | 1.11 | Federally-Regulated Commercial & Industrial Equipment | 07/06/2023 | 9141028 | 10/10/2023
Hoshizaki America | Hoshizaki | KM-1601MRJ3*URC-22F | Remote Condensing w/o Remote C | Air-Cooled Condenser | Cube | Batch | 1550 | 4.09 |  |  |  |  | Federally-Regulated Commercial & Industrial Equipment | 07/06/2023 | 10203217 | 10/10/2023
Hoshizaki America | Hoshizaki | KM-350MAJ | Ice-making Head | Air-Cooled Condenser | Cube | Batch | 393 | 5.42 |  |  |  |  | Federally-Regulated Commercial & Industrial Equipment | 07/06/2023 | 202181050 | 10/10/2023
Hoshizaki America | Hoshizaki | F-450MAJ-C | Ice-making Head | Air-Cooled Condenser | Flake | Continuous | 316 | 6.1 |  |  |  | 1.18 | Federally-Regulated Commercial & Industrial Equipment | 07/06/2023 | 9102155 | 10/10/2023
Hoshizaki America | Hoshizaki | FS-1022MLJ-C*SRC-10J | Both Remote Condensing & Remot | Air-Cooled Condenser | Flake | Continuous | 730 | 5.1 |  |  |  | 1.08 | Federally-Regulated Commercial & Industrial Equipment | 07/06/2023 | 202195615 | 10/10/2023
Hoshizaki America | Hoshizaki | KM-1340MWJ | Ice-making Head | Water-Cooled Condenser | Cube | Batch | 1280 | 3.6 |  | 129 |  |  | Federally-Regulated Commercial & Industrial Equipment | 07/06/2023 | 201841178 | 10/10/2023
Hoshizaki America | Hoshizaki | F-1002MRJ-C*URC-5F | Remote Condensing w/o Remote C | Air-Cooled Condenser | Flake | Continuous | 680 | 4.94 |  |  |  | 1.13 | Federally-Regulated Commercial & Industrial Equipment | 07/06/2023 | 9135447 | 10/10/2023
Hoshizaki America | Hoshizaki | F-1002MRJZ-SC*URC-5FZ | Remote Condensing w/o Remote C | Air-Cooled Condenser | Flake | Continuous | 660 | 5.15 |  |  |  | 1.13 | Federally-Regulated Commercial & Industrial Equipment | 07/06/2023 | 207254985 | 10/10/2023
Hoshizaki America | Hoshizaki | IM-500SAB | Ice-making Head | Air-Cooled Condenser | Cube | Batch | 449 | 5.88 |  |  |  |  | Federally-Regulated Commercial & Industrial Equipment | 07/06/2023 | 203307200 | 10/10/2023
Hoshizaki America | Hoshizaki | KM-1601SAJ3 | Ice-making Head | Air-Cooled Condenser | Cube | Batch | 1414 | 4.4 |  |  |  |  | Federally-Regulated Commercial & Industrial Equipment | 07/06/2023 | 10226210 | 10/10/2023
Hoshizaki America | Hoshizaki | KMD-530MWJ | Ice-making Head | Water-Cooled Condenser | Cube | Batch | 500 | 4.74 |  | 113 |  |  | Federally-Regulated Commercial & Industrial Equipment | 07/06/2023 | 204013252 | 10/10/2023
Hoshizaki America | Hoshizaki | KM-350MWJ | Ice-making Head | Water-Cooled Condenser | Cube | Batch | 383 | 4.9 |  | 109 |  |  | Federally-Regulated Commercial & Industrial Equipment | 07/06/2023 | 202195191 | 10/10/2023
Hoshizaki America | Hoshizaki | KML-500MAJ | Ice-making Head | Air-Cooled Condenser | Cube | Batch | 392 | 5.95 |  |  |  |  | Federally-Regulated Commercial & Industrial Equipment | 07/06/2023 | 10055348 | 10/10/2023
Hoshizaki America | Hoshizaki | KM-660MAJ | Ice-making Head | Air-Cooled Condenser | Cube | Batch | 560 | 5.3 |  |  |  |  | Federally-Regulated Commercial & Industrial Equipment | 07/06/2023 | 202195195 | 10/10/2023
Hoshizaki America | Hoshizaki | KM-1605SAJ | Ice-making Head | Air-Cooled Condenser | Cube | Batch | 1330 | 4.67 |  |  |  |  | Federally-Regulated Commercial & Industrial Equipment | 07/06/2023 | 207132700 | 10/10/2023
Hoshizaki America | Hoshizaki | KMS-822MLJ* | Both Remote Condensing & Remot | Air-Cooled Condenser | Cube | Batch | 770 | 5.3 |  |  |  |  | Federally-Regulated Commercial & Industrial Equipment | 07/06/2023 | 202142546 | 10/10/2023
Hoshizaki America | Hoshizaki | FD-1002MAJ-C | Ice-making Head | Air-Cooled Condenser | Flake | Continuous | 726 | 4.57 |  |  |  | 1.11 | Federally-Regulated Commercial & Industrial Equipment | 07/06/2023 | 9135449 | 10/10/2023
Hoshizaki America | Hoshizaki | KM-901MAJ | Ice-making Head | Air-Cooled Condenser | Cube | Batch | 753 | 5 |  |  |  |  | Federally-Regulated Commercial & Industrial Equipment | 07/06/2023 | 10567411 | 10/10/2023
Hoshizaki America | Hoshizaki | DCM-752BAH | Self-Contained | Air-Cooled Condenser | Flake | Continuous | 576 | 5.1 |  |  |  | 1.1 | Federally-Regulated Commercial & Industrial Equipment | 07/06/2023 | 205304064 | 10/10/2023
Hoshizaki America | Hoshizaki | KML-500MWJ | Ice-making Head | Water-Cooled Condenser | Cube | Batch | 515 | 4.6 | 4.82 | 110 | 188.7 |  | Federally-Regulated Commercial & Industrial Equipment | 07/28/2023 | 10055349 | 10/10/2023
Hoshizaki America | Hoshizaki | FD-650MRJZ-C*URC-5FZ | Remote Condensing w/o Remote C | Air-Cooled Condenser | Flake | Continuous | 480 | 4.8 |  |  |  | 1.11 | Federally-Regulated Commercial & Industrial Equipment | 07/06/2023 | 207497714 | 10/10/2023
Hoshizaki America | Hoshizaki | F-1002MRJZ-C*URC-5FZ | Remote Condensing w/o Remote C | Air-Cooled Condenser | Flake | Continuous | 680 | 4.94 |  |  |  | 1.13 | Federally-Regulated Commercial & Industrial Equipment | 07/06/2023 | 207254984 | 10/10/2023
Hoshizaki America | Hoshizaki | KM-520MRJZ*URC-5FZ | Remote Condensing w/o Remote C | Air-Cooled Condenser | Cube | Batch | 495 | 4.8 |  |  |  |  | Federally-Regulated Commercial & Industrial Equipment | 07/06/2023 | 207254988 | 10/10/2023
Hoshizaki America | Hoshizaki | F-1002MRJ*URC-5F | Remote Condensing w/o Remote C | Air-Cooled Condenser | Flake | Continuous | 722 | 4.51 |  |  |  | 1.19 | Federally-Regulated Commercial & Industrial Equipment | 07/06/2023 | 9135446 | 10/10/2023
Hoshizaki America | Hoshizaki | KMS-2000MLJ*SRK-20J | Both Remote Condensing & Remot | Air-Cooled Condenser | Cube | Batch | 1850 | 4.5 |  |  |  |  | Federally-Regulated Commercial & Industrial Equipment | 07/06/2023 | 202209123 | 10/10/2023
Hoshizaki America | Hoshizaki | KM-1305SRJ3*URC-14F | Remote Condensing w/o Remote C | Air-Cooled Condenser | Cube | Batch | 1236 | 4.3 |  |  |  |  | Federally-Regulated Commercial & Industrial Equipment | 07/06/2023 | 207132698 | 10/10/2023
Hoshizaki America | Hoshizaki | KM-660MRJZ*URC-5FZ | Remote Condensing w/o Remote C | Air-Cooled Condenser | Cube | Batch | 570 | 5.25 |  |  |  |  | Federally-Regulated Commercial & Industrial Equipment | 07/06/2023 | 207254989 | 10/10/2023
Hoshizaki America | Hoshizaki | F-2001MRJ3*URC-22F | Remote Condensing w/o Remote C | Air-Cooled Condenser | Flake | Continuous | 1675 | 3.9 |  |  |  | 1.22 | Federally-Regulated Commercial & Industrial Equipment | 07/06/2023 | 202099151 | 10/10/2023
Hoshizaki America | Hoshizaki | KM-2200SRJ3*URC-22F | Remote Condensing w/o Remote C | Air-Cooled Condenser | Cube | Batch | 2075 | 3.75 |  |  |  |  | Federally-Regulated Commercial & Industrial Equipment | 07/06/2023 | 10247066 | 10/10/2023
Hoshizaki America | Hoshizaki | KM-1601MRJZ3*URC-22FZ | Remote Condensing w/o Remote C | Air-Cooled Condenser | Cube | Batch | 1550 | 4.09 |  |  |  |  | Federally-Regulated Commercial & Industrial Equipment | 07/06/2023 | 207649950 | 10/10/2023
Hoshizaki America | Hoshizaki | KM-1301SRJZ*URC-14FZ | Remote Condensing w/o Remote C | Air-Cooled Condenser | Cube | Batch | 1260 | 4.28 |  |  |  |  | Federally-Regulated Commercial & Industrial Equipment | 07/06/2023 | 207826213 | 10/10/2023
Hoshizaki America | Hoshizaki | F-1501MWJ-C | Ice-making Head | Water-Cooled Condenser | Flake | Continuous | 1218 | 3.76 |  | 123 |  | 1.15 | Federally-Regulated Commercial & Industrial Equipment | 07/06/2023 | 9118278 | 10/10/2023
Hoshizaki America | Hoshizaki | KM-1601MRJ*URC-22F | Remote Condensing w/o Remote C | Air-Cooled Condenser | Cube | Batch | 1550 | 4.35 |  |  |  |  | Federally-Regulated Commercial & Industrial Equipment | 07/06/2023 | 10201257 | 10/10/2023
Hoshizaki America | Hoshizaki | F-1501MRJZ-SC*URC-14FZ | Remote Condensing w/o Remote C | Air-Cooled Condenser | Flake | Continuous | 1101 | 4.3 |  |  |  | 1.15 | Federally-Regulated Commercial & Industrial Equipment | 07/06/2023 | 207505853 | 10/10/2023
Hoshizaki America | Hoshizaki | KM-2600SRJZ3*URC-26FZ | Remote Condensing w/o Remote C | Air-Cooled Condenser | Cube | Batch | 2580 | 3.61 |  |  |  |  | Federally-Regulated Commercial & Industrial Equipment | 07/06/2023 | 207679236 | 10/10/2023
Hoshizaki America | Hoshizaki | FD-1002MRJZ-CB*URC-5FZ | Remote Condensing w/o Remote C | Air-Cooled Condenser | Flake | Continuous | 680 | 4.94 |  |  |  | 1.13 | Federally-Regulated Commercial & Industrial Equipment | 07/06/2023 | 207254983 | 10/10/2023
Hoshizaki America | Hoshizaki | KMH-2100SRJ3*URC-22F | Remote Condensing w/o Remote C | Air-Cooled Condenser | Cube | Batch | 1925 | 3.67 |  |  |  |  | Federally-Regulated Commercial & Industrial Equipment | 07/06/2023 | 202066577 | 10/10/2023
Hoshizaki America | Hoshizaki | KM-901MRJZ3*URC-14FZ | Remote Condensing w/o Remote C | Air-Cooled Condenser | Cube | Batch | 830 | 4.4 |  |  |  |  | Federally-Regulated Commercial & Industrial Equipment | 07/06/2023 | 207650286 | 10/10/2023
Hoshizaki America | Hoshizaki | F-2001MWJ | Ice-making Head | Water-Cooled Condenser | Flake | Continuous | 1840 | 3.19 |  | 109 |  | 1.22 | Federally-Regulated Commercial & Industrial Equipment | 07/06/2023 | 202099150 | 10/10/2023
Hoshizaki America | Hoshizaki | KM-1100MWJ | Ice-making Head | Water-Cooled Condenser | Cube | Batch | 1006 | 4 |  | 107 |  |  | Federally-Regulated Commercial & Industrial Equipment | 07/06/2023 | 10591558 | 10/10/2023
Hoshizaki America | Hoshizaki | KM-1340MRJZ*URC-14FZ | Remote Condensing w/o Remote C | Air-Cooled Condenser | Cube | Batch | 1177 | 4.54 |  |  |  |  | Federally-Regulated Commercial & Industrial Equipment | 07/06/2023 | 208120643 | 10/10/2023
Hoshizaki America | Hoshizaki | KMH-2100SRJ*URC-22F | Remote Condensing w/o Remote C | Air-Cooled Condenser | Cube | Batch | 1850 | 3.75 |  |  |  |  | Federally-Regulated Commercial & Industrial Equipment | 07/06/2023 | 202087016 | 10/10/2023
Hoshizaki America | Hoshizaki | KM-1900SAJ | Ice-making Head | Air-Cooled Condenser | Cube | Batch | 1675 | 3.9 |  |  |  |  | Federally-Regulated Commercial & Industrial Equipment | 07/06/2023 | 10526006 | 10/10/2023
Hoshizaki America | Hoshizaki | F-1501MWJ | Ice-making Head | Water-Cooled Condenser | Flake | Continuous | 1410 | 3.2 |  | 105 |  | 1.31 | Federally-Regulated Commercial & Industrial Equipment | 07/06/2023 | 9118277 | 10/10/2023
Hoshizaki America | Hoshizaki | KM-1900SAJ3 | Ice-making Head | Air-Cooled Condenser | Cube | Batch | 1675 | 3.9 |  |  |  |  | Federally-Regulated Commercial & Industrial Equipment | 07/06/2023 | 10525778 | 10/10/2023
Hoshizaki America | Hoshizaki | FD-1002MRJ-C*URC-5F | Remote Condensing w/o Remote C | Air-Cooled Condenser | Flake | Continuous | 680 | 4.94 |  |  |  | 1.13 | Federally-Regulated Commercial & Industrial Equipment | 07/06/2023 | 9135448 | 10/10/2023
Hoshizaki America | Hoshizaki | KM-2600SWJ3 | Ice-making Head | Water-Cooled Condenser | Cube | Batch | 2480 | 3.6 |  | 87 |  |  | Federally-Regulated Commercial & Industrial Equipment | 07/06/2023 | 10100276 | 10/10/2023
Hoshizaki America | Hoshizaki | KMH-2100SRJZ3*URC-22FZ | Remote Condensing w/o Remote C | Air-Cooled Condenser | Cube | Batch | 1925 | 3.67 |  |  |  |  | Federally-Regulated Commercial & Industrial Equipment | 07/06/2023 | 207742386 | 10/10/2023
Hoshizaki America | Hoshizaki | IM-200BAC | Self-Contained | Air-Cooled Condenser | Cube | Batch | 150 | 8.4 |  |  |  |  | Federally-Regulated Commercial & Industrial Equipment | 07/06/2023 | 203405035 | 10/10/2023
Hoshizaki America | Hoshizaki | KM-901MRJ*URC-14F | Remote Condensing w/o Remote C | Air-Cooled Condenser | Cube | Batch | 780 | 4.75 |  |  |  |  | Federally-Regulated Commercial & Industrial Equipment | 07/06/2023 | 10565731 | 10/10/2023
Hoshizaki America | Hoshizaki | F-2001MRJ-C*URC-22F | Remote Condensing w/o Remote C | Air-Cooled Condenser | Flake | Continuous | 1500 | 4.35 |  |  |  | 1.09 | Federally-Regulated Commercial & Industrial Equipment | 07/06/2023 | 201928936 | 10/10/2023
Hoshizaki America | Hoshizaki | F-1002MRJZ*URC-5FZ | Remote Condensing w/o Remote C | Air-Cooled Condenser | Flake | Continuous | 722 | 4.51 |  |  |  | 1.19 | Federally-Regulated Commercial & Industrial Equipment | 07/06/2023 | 207254986 | 10/10/2023
Hoshizaki America | Hoshizaki | KM-1601SWJ | Ice-making Head | Water-Cooled Condenser | Cube | Batch | 1650 | 3.3 |  | 100 |  |  | Federally-Regulated Commercial & Industrial Equipment | 07/06/2023 | 10226214 | 10/10/2023
Hoshizaki America | Hoshizaki | KM-301BWJ | Self-Contained | Water-Cooled Condenser | Cube | Batch | 237 | 4.9 |  | 92 |  |  | Federally-Regulated Commercial & Industrial Equipment | 07/06/2023 | 204038624 | 10/10/2023
Hoshizaki America | Hoshizaki | KM-1601SWJ3 | Ice-making Head | Water-Cooled Condenser | Cube | Batch | 1660 | 3.32 |  | 90 |  |  | Federally-Regulated Commercial & Industrial Equipment | 07/06/2023 | 10226211 | 10/10/2023
Hoshizaki America | Hoshizaki | KM-1340MRJZ3*URC-14FZ | Remote Condensing w/o Remote C | Air-Cooled Condenser | Cube | Batch | 1266 | 4.12 |  |  |  |  | Federally-Regulated Commercial & Industrial Equipment | 07/06/2023 | 208120644 | 10/10/2023
Hoshizaki America | Hoshizaki | FD-1002MRJZ-C*URC-5FZ | Remote Condensing w/o Remote C | Air-Cooled Condenser | Flake | Continuous | 680 | 4.94 |  |  |  | 1.13 | Federally-Regulated Commercial & Industrial Equipment | 07/06/2023 | 207254982 | 10/10/2023
Hoshizaki America | Hoshizaki | FD-650MAJ-C | Ice-making Head | Air-Cooled Condenser | Flake | Continuous | 494 | 5.6 |  |  |  | 1.07 | Federally-Regulated Commercial & Industrial Equipment | 07/06/2023 | 202326768 | 10/10/2023
Hoshizaki America | Hoshizaki | KM-1100MRJ*URC-14F | Remote Condensing w/o Remote C | Air-Cooled Condenser | Cube | Batch | 1030 | 4.5 |  |  |  |  | Federally-Regulated Commercial & Industrial Equipment | 07/06/2023 | 10579984 | 10/10/2023
Hoshizaki America | Hoshizaki | F-330BAJ | Self-Contained | Air-Cooled Condenser | Flake | Continuous | 243 | 5.91 |  |  |  | 1.18 | Federally-Regulated Commercial & Industrial Equipment | 07/06/2023 | 8915180 | 10/10/2023
Hoshizaki America | Hoshizaki | F-2001MLJ*RACK | Both Remote Condensing & Remot | Air-Cooled Condenser | Flake | Continuous | 1733 | 0.6 |  |  |  | 1.32 | Federally-Regulated Commercial & Industrial Equipment | 07/06/2023 | 10443166 | 10/10/2023
Hoshizaki America | Hoshizaki | KM-1900SRJ3*URC-22F | Remote Condensing w/o Remote C | Air-Cooled Condenser | Cube | Batch | 1700 | 3.9 |  |  |  |  | Federally-Regulated Commercial & Industrial Equipment | 07/06/2023 | 10526036 | 10/10/2023
Hoshizaki America | Hoshizaki | F-801MWJ-C | Ice-making Head | Water-Cooled Condenser | Flake | Continuous | 580 | 4.13 |  | 120 |  | 1.17 | Federally-Regulated Commercial & Industrial Equipment | 07/06/2023 | 9102380 | 10/10/2023
Hoshizaki America | Hoshizaki | F-2001MRJZ-SC*URC-22FZ | Remote Condensing w/o Remote C | Air-Cooled Condenser | Flake | Continuous | 1575 | 4.4 |  |  |  | 1.13 | Federally-Regulated Commercial & Industrial Equipment | 07/06/2023 | 207862111 | 10/10/2023
Hoshizaki America | Hoshizaki | F-801MWJ | Ice-making Head | Water-Cooled Condenser | Flake | Continuous | 605 | 3.9 |  | 119 |  | 1.22 | Federally-Regulated Commercial & Industrial Equipment | 07/06/2023 | 9102379 | 10/10/2023
Hoshizaki America | Hoshizaki | F-2001MRJZ*URC-22FZ | Remote Condensing w/o Remote C | Air-Cooled Condenser | Flake | Continuous | 1660 | 3.81 |  |  |  | 1.21 | Federally-Regulated Commercial & Industrial Equipment | 07/06/2023 | 207574199 | 10/10/2023
Hoshizaki America | Hoshizaki | KM-1900SRJ*URC-22F | Remote Condensing w/o Remote C | Air-Cooled Condenser | Cube | Batch | 1700 | 3.9 |  |  |  |  | Federally-Regulated Commercial & Industrial Equipment | 07/06/2023 | 10526035 | 10/10/2023
Hoshizaki America | Hoshizaki | KM-1605SWJ | Ice-making Head | Water-Cooled Condenser | Cube | Batch | 1670 | 3.3 |  | 137 |  |  | Federally-Regulated Commercial & Industrial Equipment | 07/06/2023 | 207133142 | 10/10/2023
Hoshizaki America | Hoshizaki | KM-116BAJ | Self-Contained | Air-Cooled Condenser | Cube | Batch | 100 | 8.1 |  |  |  |  | Federally-Regulated Commercial & Industrial Equipment | 07/06/2023 | 203807512 | 10/10/2023
Hoshizaki America | Hoshizaki | KML-700MRJZ*URC-9FZ | Remote Condensing w/o Remote C | Air-Cooled Condenser | Cube | Batch | 614 | 4.9 |  |  |  |  | Federally-Regulated Commercial & Industrial Equipment | 07/06/2023 | 207583103 | 10/10/2023
Hoshizaki America | Hoshizaki | KM-1601MRJZ*URC-22FZ | Remote Condensing w/o Remote C | Air-Cooled Condenser | Cube | Batch | 1550 | 4.35 |  |  |  |  | Federally-Regulated Commercial & Industrial Equipment | 07/06/2023 | 207649949 | 10/10/2023
Hoshizaki America | Hoshizaki | KM-1100MRJZ*URC-14FZ | Remote Condensing w/o Remote C | Air-Cooled Condenser | Cube | Batch | 1030 | 4.5 |  |  |  |  | Federally-Regulated Commercial & Industrial Equipment | 07/06/2023 | 207574198 | 10/10/2023
Hoshizaki America | Hoshizaki | F-1501MAJ-C | Ice-making Head | Air-Cooled Condenser | Flake | Continuous | 1020 | 4.61 |  |  |  | 1.1 | Federally-Regulated Commercial & Industrial Equipment | 07/06/2023 | 9118274 | 10/10/2023
Hoshizaki America | Hoshizaki | KM-1305SAJ3 | Ice-making Head | Air-Cooled Condenser | Cube | Batch | 1208 | 4.65 |  |  |  |  | Federally-Regulated Commercial & Industrial Equipment | 07/06/2023 | 207132699 | 10/10/2023
Hoshizaki America | Hoshizaki | F-1501MRJ*URC-14F | Remote Condensing w/o Remote C | Air-Cooled Condenser | Flake | Continuous | 1181 | 4 |  |  |  | 1.36 | Federally-Regulated Commercial & Industrial Equipment | 07/06/2023 | 9118275 | 10/10/2023
Hoshizaki America | Hoshizaki | KM-1601SRJ3*URC-22F | Remote Condensing w/o Remote C | Air-Cooled Condenser | Cube | Batch | 1600 | 4.14 |  |  |  |  | Federally-Regulated Commercial & Industrial Equipment | 07/06/2023 | 10226497 | 10/10/2023
Hoshizaki America | Hoshizaki | KML-700MAJ | Ice-making Head | Air-Cooled Condenser | Cube | Batch | 610 | 4.9 |  |  |  |  | Federally-Regulated Commercial & Industrial Equipment | 07/06/2023 | 9956557 | 10/10/2023
Hoshizaki America | Hoshizaki | KMD-530MAJ | Ice-making Head | Air-Cooled Condenser | Cube | Batch | 442 | 5.72 |  |  |  |  | Federally-Regulated Commercial & Industrial Equipment | 07/06/2023 | 204429111 | 10/10/2023
Hoshizaki America | Hoshizaki | KM-2600SRJ3*URC-26J | Remote Condensing w/o Remote C | Air-Cooled Condenser | Cube | Batch | 2580 | 3.61 |  |  |  |  | Federally-Regulated Commercial & Industrial Equipment | 07/06/2023 | 10203221 | 10/10/2023
Hoshizaki America | Hoshizaki | KM-2200SWJ3 | Ice-making Head | Water-Cooled Condenser | Cube | Batch | 2200 | 3.11 |  | 95 |  |  | Federally-Regulated Commercial & Industrial Equipment | 07/06/2023 | 10242347 | 10/10/2023
Hoshizaki America | Hoshizaki | KMD-530MRJZ*URC-5FZ | Remote Condensing w/o Remote C | Air-Cooled Condenser | Cube | Batch | 440 | 6.1 |  |  |  |  | Federally-Regulated Commercial & Industrial Equipment | 07/06/2023 | 207254987 | 10/10/2023
Hoshizaki America | Hoshizaki | KMS-822MLJ*SRK-10J | Both Remote Condensing & Remot | Air-Cooled Condenser | Cube | Batch | 770 | 5.3 |  |  |  |  | Federally-Regulated Commercial & Industrial Equipment | 07/06/2023 | 207805770 | 10/10/2023
Hoshizaki America | Hoshizaki | KML-325MWJ | Ice-making Head | Water-Cooled Condenser | Cube | Batch | 355 | 4.51 |  | 106 |  |  | Federally-Regulated Commercial & Industrial Equipment | 07/06/2023 | 10095535 | 10/10/2023
Hoshizaki America | Hoshizaki | DCM-500BWH | Self-Contained | Water-Cooled Condenser | Crushed | Continuous | 512 | 4.48 |  | 112 |  | 1.13 | Federally-Regulated Commercial & Industrial Equipment | 07/06/2023 | 5628545 | 10/10/2023
Hoshizaki America | Hoshizaki | KM-520MRJ*URC-5F | Remote Condensing w/o Remote C | Air-Cooled Condenser | Cube | Batch | 495 | 4.8 |  |  |  |  | Federally-Regulated Commercial & Industrial Equipment | 07/06/2023 | 202181049 | 10/10/2023
Hoshizaki America | Hoshizaki | KM-161BWJ | Self-Contained | Water-Cooled Condenser | Cube | Batch | 135 | 6.5 |  | 162 |  |  | Federally-Regulated Commercial & Industrial Equipment | 07/06/2023 | 204140567 | 10/10/2023
Hoshizaki America | Hoshizaki | F-1501MRJZ-C*URC-14FZ | Remote Condensing w/o Remote C | Air-Cooled Condenser | Flake | Continuous | 1054 | 4.5 |  |  |  | 1.1 | Federally-Regulated Commercial & Industrial Equipment | 07/06/2023 | 207505854 | 10/10/2023
Hoshizaki America | Hoshizaki | KM-2200SRJZ3*URC-22FZ | Remote Condensing w/o Remote C | Air-Cooled Condenser | Cube | Batch | 2075 | 3.75 |  |  |  |  | Federally-Regulated Commercial & Industrial Equipment | 07/06/2023 | 207679235 | 10/10/2023
Hoshizaki America | Hoshizaki | KM-1340MRJ*URC-14F | Remote Condensing w/o Remote C | Air-Cooled Condenser | Cube | Batch | 1177 | 4.54 |  |  |  |  | Federally-Regulated Commercial & Industrial Equipment | 07/06/2023 | 201841179 | 10/10/2023
Hoshizaki America | Hoshizaki | KM-1301SRJ*URC-14F | Remote Condensing w/o Remote C | Air-Cooled Condenser | Cube | Batch | 1260 | 4.28 |  |  |  |  | Federally-Regulated Commercial & Industrial Equipment | 07/06/2023 | 10273123 | 10/10/2023
Hoshizaki America | Hoshizaki | F-1002MWJ | Ice-making Head | Water-Cooled Condenser | Flake | Continuous | 833 | 3.57 |  | 110 |  | 1.2 | Federally-Regulated Commercial & Industrial Equipment | 07/06/2023 | 9144620 | 10/10/2023
Hoshizaki America | Hoshizaki | F-1002MAJ-SC | Ice-making Head | Air-Cooled Condenser | Flake | Continuous | 700 | 4.65 |  |  |  | 1.11 | Federally-Regulated Commercial & Industrial Equipment | 07/06/2023 | 209247344 | 10/10/2023
Hoshizaki America | Hoshizaki | DCM-300BAH-OS | Self-Contained | Air-Cooled Condenser | Crushed | Continuous | 232 | 6.84 |  |  |  | 1.09 | Federally-Regulated Commercial & Industrial Equipment | 07/06/2023 | 5622940 | 10/10/2023
Hoshizaki America | Hoshizaki | KM-1301SWJ3 | Ice-making Head | Water-Cooled Condenser | Cube | Batch | 1355 | 3.25 |  | 95 |  |  | Federally-Regulated Commercial & Industrial Equipment | 07/06/2023 | 10273122 | 10/10/2023
Hoshizaki America | Hoshizaki | DCM-751BWH | Self-Contained | Water-Cooled Condenser | Crushed | Continuous | 678 | 4.76 |  | 96 |  | 1.14 | Federally-Regulated Commercial & Industrial Equipment | 07/06/2023 | 5628548 | 10/10/2023
Hoshizaki America | Hoshizaki | DCM-271BAH | Self-Contained | Air-Cooled Condenser | Flake | Continuous | 194 | 6.9 |  |  |  | 1.13 | Federally-Regulated Commercial & Industrial Equipment | 07/06/2023 | 205873312 | 10/10/2023
Hoshizaki America | Hoshizaki | KML-700MRJ*URC-9F | Remote Condensing w/o Remote C | Air-Cooled Condenser | Cube | Batch | 614 | 4.9 |  |  |  |  | Federally-Regulated Commercial & Industrial Equipment | 07/06/2023 | 9956464 | 10/10/2023
Hoshizaki America | Hoshizaki | KMH-2100SRJZ*URC-22FZ | Remote Condensing w/o Remote C | Air-Cooled Condenser | Cube | Batch | 1850 | 3.75 |  |  |  |  | Federally-Regulated Commercial & Industrial Equipment | 07/06/2023 | 207742385 | 10/10/2023
Hoshizaki America | Hoshizaki | F-2001MRJ-SC*URC-22F | Remote Condensing w/o Remote C | Air-Cooled Condenser | Flake | Continuous | 1575 | 4.4 |  |  |  | 1.13 | Federally-Regulated Commercial & Industrial Equipment | 07/06/2023 | 207862110 | 10/10/2023
Hoshizaki America | Hoshizaki | F-1501MAJ | Ice-making Head | Air-Cooled Condenser | Flake | Continuous | 1154 | 4 |  |  |  | 1.24 | Federally-Regulated Commercial & Industrial Equipment | 07/06/2023 | 9118273 | 10/10/2023
Hoshizaki America | Hoshizaki | F-1002MAJ-C | Ice-making Head | Air-Cooled Condenser | Flake | Continuous | 726 | 4.57 |  |  |  | 1.11 | Federally-Regulated Commercial & Industrial Equipment | 07/06/2023 | 9141028 | 10/10/2023
Hoshizaki America | Hoshizaki | KM-1601MRJ3*URC-22F | Remote Condensing w/o Remote C | Air-Cooled Condenser | Cube | Batch | 1550 | 4.09 |  |  |  |  | Federally-Regulated Commercial & Industrial Equipment | 07/06/2023 | 10203217 | 10/10/2023
Hoshizaki America | Hoshizaki | KM-350MAJ | Ice-making Head | Air-Cooled Condenser | Cube | Batch | 393 | 5.42 |  |  |  |  | Federally-Regulated Commercial & Industrial Equipment | 07/06/2023 | 202181050 | 10/10/2023
Hoshizaki America | Hoshizaki | F-450MAJ-C | Ice-making Head | Air-Cooled Condenser | Flake | Continuous | 316 | 6.1 |  |  |  | 1.18 | Federally-Regulated Commercial & Industrial Equipment | 07/06/2023 | 9102155 | 10/10/2023
Hoshizaki America | Hoshizaki | FS-1022MLJ-C*SRC-10J | Both Remote Condensing & Remot | Air-Cooled Condenser | Flake | Continuous | 730 | 5.1 |  |  |  | 1.08 | Federally-Regulated Commercial & Industrial Equipment | 07/06/2023 | 202195615 | 10/10/2023
Hoshizaki America | Hoshizaki | KM-1340MWJ | Ice-making Head | Water-Cooled Condenser | Cube | Batch | 1280 | 3.6 |  | 129 |  |  | Federally-Regulated Commercial & Industrial Equipment | 07/06/2023 | 201841178 | 10/10/2023
Hoshizaki America | Hoshizaki | F-1002MRJ-C*URC-5F | Remote Condensing w/o Remote C | Air-Cooled Condenser | Flake | Continuous | 680 | 4.94 |  |  |  | 1.13 | Federally-Regulated Commercial & Industrial Equipment | 07/06/2023 | 9135447 | 10/10/2023
Hoshizaki America | Hoshizaki | F-1002MRJZ-SC*URC-5FZ | Remote Condensing w/o Remote C | Air-Cooled Condenser | Flake | Continuous | 660 | 5.15 |  |  |  | 1.13 | Federally-Regulated Commercial & Industrial Equipment | 07/06/2023 | 207254985 | 10/10/2023
Hoshizaki America | Hoshizaki | IM-500SAB | Ice-making Head | Air-Cooled Condenser | Cube | Batch | 449 | 5.88 |  |  |  |  | Federally-Regulated Commercial & Industrial Equipment | 07/06/2023 | 203307200 | 10/10/2023
Hoshizaki America | Hoshizaki | KM-1601SAJ3 | Ice-making Head | Air-Cooled Condenser | Cube | Batch | 1414 | 4.4 |  |  |  |  | Federally-Regulated Commercial & Industrial Equipment | 07/06/2023 | 10226210 | 10/10/2023
Hoshizaki America | Hoshizaki | KMD-530MWJ | Ice-making Head | Water-Cooled Condenser | Cube | Batch | 500 | 4.74 |  | 113 |  |  | Federally-Regulated Commercial & Industrial Equipment | 07/06/2023 | 204013252 | 10/10/2023
Hoshizaki America | Hoshizaki | KM-350MWJ | Ice-making Head | Water-Cooled Condenser | Cube | Batch | 383 | 4.9 |  | 109 |  |  | Federally-Regulated Commercial & Industrial Equipment | 07/06/2023 | 202195191 | 10/10/2023
Hoshizaki America | Hoshizaki | KML-500MAJ | Ice-making Head | Air-Cooled Condenser | Cube | Batch | 392 | 5.95 |  |  |  |  | Federally-Regulated Commercial & Industrial Equipment | 07/06/2023 | 10055348 | 10/10/2023
Hoshizaki America | Hoshizaki | KM-660MAJ | Ice-making Head | Air-Cooled Condenser | Cube | Batch | 560 | 5.3 |  |  |  |  | Federally-Regulated Commercial & Industrial Equipment | 07/06/2023 | 202195195 | 10/10/2023
Hoshizaki America | Hoshizaki | KM-1605SAJ | Ice-making Head | Air-Cooled Condenser | Cube | Batch | 1330 | 4.67 |  |  |  |  | Federally-Regulated Commercial & Industrial Equipment | 07/06/2023 | 207132700 | 10/10/2023
Hoshizaki America | Hoshizaki | KMS-822MLJ* | Both Remote Condensing & Remot | Air-Cooled Condenser | Cube | Batch | 770 | 5.3 |  |  |  |  | Federally-Regulated Commercial & Industrial Equipment | 07/06/2023 | 202142546 | 10/10/2023
Hoshizaki America | Hoshizaki | FD-1002MAJ-C | Ice-making Head | Air-Cooled Condenser | Flake | Continuous | 726 | 4.57 |  |  |  | 1.11 | Federally-Regulated Commercial & Industrial Equipment | 07/06/2023 | 9135449 | 10/10/2023
Hoshizaki America | Hoshizaki | KM-901MAJ | Ice-making Head | Air-Cooled Condenser | Cube | Batch | 753 | 5 |  |  |  |  | Federally-Regulated Commercial & Industrial Equipment | 07/06/2023 | 10567411 | 10/10/2023
Hoshizaki America | Hoshizaki | DCM-752BAH | Self-Contained | Air-Cooled Condenser | Flake | Continuous | 576 | 5.1 |  |  |  | 1.1 | Federally-Regulated Commercial & Industrial Equipment | 07/06/2023 | 205304064 | 10/10/2023
Hoshizaki America | Hoshizaki | KML-500MWJ | Ice-making Head | Water-Cooled Condenser | Cube | Batch | 515 | 4.6 | 4.82 | 110 | 188.7 |  | Federally-Regulated Commercial & Industrial Equipment | 07/28/2023 | 10055349 | 10/10/2023
Hoshizaki America | Hoshizaki | FD-650MRJZ-C*URC-5FZ | Remote Condensing w/o Remote C | Air-Cooled Condenser | Flake | Continuous | 480 | 4.8 |  |  |  | 1.11 | Federally-Regulated Commercial & Industrial Equipment | 07/06/2023 | 207497714 | 10/10/2023
Hoshizaki America | Hoshizaki | F-1002MRJZ-C*URC-5FZ | Remote Condensing w/o Remote C | Air-Cooled Condenser | Flake | Continuous | 680 | 4.94 |  |  |  | 1.13 | Federally-Regulated Commercial & Industrial Equipment | 07/06/2023 | 207254984 | 10/10/2023
Hoshizaki America | Hoshizaki | KM-520MRJZ*URC-5FZ | Remote Condensing w/o Remote C | Air-Cooled Condenser | Cube | Batch | 495 | 4.8 |  |  |  |  | Federally-Regulated Commercial & Industrial Equipment | 07/06/2023 | 207254988 | 10/10/2023
Hoshizaki America | Hoshizaki | F-1002MRJ*URC-5F | Remote Condensing w/o Remote C | Air-Cooled Condenser | Flake | Continuous | 722 | 4.51 |  |  |  | 1.19 | Federally-Regulated Commercial & Industrial Equipment | 07/06/2023 | 9135446 | 10/10/2023
Hoshizaki America | Hoshizaki | KMS-2000MLJ*SRK-20J | Both Remote Condensing & Remot | Air-Cooled Condenser | Cube | Batch | 1850 | 4.5 | 4.79 |  |  |  | Federally-Regulated Commercial & Industrial Equipment | 10/10/2023 | 202209123 | 10/10/2023
Hoshizaki America | Hoshizaki | KM-520MWJ | Ice-making Head | Water-Cooled Condenser | Cube | Batch | 444 | 4.65 |  | 75 |  |  | Federally-Regulated Commercial & Industrial Equipment | 07/06/2023 | 202195192 | 10/10/2023
Hoshizaki America | Hoshizaki | KM-1601SRJ*URC-22F | Remote Condensing w/o Remote C | Air-Cooled Condenser | Cube | Batch | 1600 | 3.96 |  |  |  |  | Federally-Regulated Commercial & Industrial Equipment | 07/06/2023 | 10226496 | 10/10/2023
Hoshizaki America | Hoshizaki | KM-420MRJZ*URC-5FZ | Remote Condensing w/o Remote C | Air-Cooled Condenser | Cube | Batch | 460 | 5 |  |  |  |  | Federally-Regulated Commercial & Industrial Equipment | 07/06/2023 | 208629403 | 10/10/2023
Hoshizaki America | Hoshizaki | DCM-500BAH | Self-Contained | Air-Cooled Condenser | Crushed | Continuous | 450 | 5.62 |  |  |  | 1.15 | Federally-Regulated Commercial & Industrial Equipment | 07/06/2023 | 5622943 | 10/10/2023
Hoshizaki America | Hoshizaki | KM-1900SRJZ*URC-22FZ | Remote Condensing w/o Remote C | Air-Cooled Condenser | Cube | Batch | 1700 | 3.9 |  |  |  |  | Federally-Regulated Commercial & Industrial Equipment | 07/06/2023 | 207679233 | 10/10/2023
Hoshizaki America | Hoshizaki | F-1501MWJ-SC | Ice-making Head | Water-Cooled Condenser | Crushed | Continuous | 1250 | 3.55 |  | 134 |  | 1.16 | Federally-Regulated Commercial & Industrial Equipment | 07/06/2023 | 204338495 | 10/10/2023
Hoshizaki America | Hoshizaki | DCM-500BAH-OS | Self-Contained | Air-Cooled Condenser | Crushed | Continuous | 450 | 5.62 |  |  |  | 1.15 | Federally-Regulated Commercial & Industrial Equipment | 07/06/2023 | 5622944 | 10/10/2023
Hoshizaki America | Hoshizaki | KM-901MRJZ*URC-14FZ | Remote Condensing w/o Remote C | Air-Cooled Condenser | Cube | Batch | 780 | 4.75 |  |  |  |  | Federally-Regulated Commercial & Industrial Equipment | 07/06/2023 | 207574200 | 10/10/2023
Hoshizaki America | Hoshizaki | FD-650MWJ-C | Ice-making Head | Water-Cooled Condenser | Flake | Continuous | 525 | 3.9 |  | 115 |  | 1.08 | Federally-Regulated Commercial & Industrial Equipment | 07/06/2023 | 202326769 | 10/10/2023
Hoshizaki America | Hoshizaki | KM-901MWJ | Ice-making Head | Water-Cooled Condenser | Cube | Batch | 890 | 3.65 |  | 129 |  |  | Federally-Regulated Commercial & Industrial Equipment | 07/06/2023 | 10565732 | 10/10/2023
Hoshizaki America | Hoshizaki | F-2001MRJ*URC-22F | Remote Condensing w/o Remote C | Air-Cooled Condenser | Flake | Continuous | 1660 | 3.81 |  |  |  | 1.21 | Federally-Regulated Commercial & Industrial Equipment | 07/06/2023 | 202099149 | 10/10/2023
Hoshizaki America | Hoshizaki | KMD-860MWJ | Ice-making Head | Water-Cooled Condenser | Cube | Batch | 845 | 4.05 |  | 139 |  |  | Federally-Regulated Commercial & Industrial Equipment | 07/06/2023 | 201796790 | 10/10/2023
Hoshizaki America | Hoshizaki | FD-1002MRJ-CB*URC-5F | Remote Condensing w/o Remote C | Air-Cooled Condenser | Flake | Continuous | 680 | 4.94 |  |  |  | 1.13 | Federally-Regulated Commercial & Industrial Equipment | 07/06/2023 | 205651482 | 10/10/2023
Hoshizaki America | Hoshizaki | KM-231BAJ | Self-Contained | Air-Cooled Condenser | Cube | Batch | 147 | 8.4 |  |  |  |  | Federally-Regulated Commercial & Industrial Equipment | 07/06/2023 | 204031995 | 10/10/2023
Hoshizaki America | Hoshizaki | KMD-860MRJ*URC-9F | Remote Condensing w/o Remote C | Air-Cooled Condenser | Cube | Batch | 850 | 5.05 |  |  |  |  | Federally-Regulated Commercial & Industrial Equipment | 07/06/2023 | 201796791 | 10/10/2023
Hoshizaki America | Hoshizaki | DKM-500BAJ | Self-Contained | Air-Cooled Condenser | Cube | Batch | 534 | 5.56 |  |  |  |  | Federally-Regulated Commercial & Industrial Equipment | 07/06/2023 | 10093203 | 10/10/2023
Hoshizaki America | Hoshizaki | KM-1605SRJ3*URC-22F | Remote Condensing w/o Remote C | Air-Cooled Condenser | Cube | Batch | 1400 | 4.35 |  |  |  |  | Federally-Regulated Commercial & Industrial Equipment | 07/06/2023 | 206840475 | 10/10/2023
Hoshizaki America | Hoshizaki | KM-1301SRJZ3*URC-14FZ | Remote Condensing w/o Remote C | Air-Cooled Condenser | Cube | Batch | 1330 | 3.83 |  |  |  |  | Federally-Regulated Commercial & Industrial Equipment | 07/06/2023 | 207826214 | 10/10/2023
Hoshizaki America | Hoshizaki | KM-1601SAJ | Ice-making Head | Air-Cooled Condenser | Cube | Batch | 1433 | 4.24 |  |  |  |  | Federally-Regulated Commercial & Industrial Equipment | 07/06/2023 | 10226495 | 10/10/2023
Hoshizaki America | Hoshizaki | KM-1305SRJ*URC-14F | Remote Condensing w/o Remote C | Air-Cooled Condenser | Cube | Batch | 1230 | 4.2 |  |  |  |  | Federally-Regulated Commercial & Industrial Equipment | 07/06/2023 | 207093917 | 10/10/2023
Hoshizaki America | Hoshizaki | KM-1305SWJ | Ice-making Head | Water-Cooled Condenser | Cube | Batch | 1300 | 3.6 |  | 110 |  |  | Federally-Regulated Commercial & Industrial Equipment | 07/06/2023 | 207093918 | 10/10/2023
Hoshizaki America | Hoshizaki | DCM-752BAH-OS | Self-Contained | Air-Cooled Condenser | Flake | Continuous | 576 | 5.1 |  |  |  | 1.1 | Federally-Regulated Commercial & Industrial Equipment | 07/06/2023 | 205304065 | 10/10/2023
Hoshizaki America | Hoshizaki | FS-1001MLJ-C*SRC-10J | Both Remote Condensing & Remot | Air-Cooled Condenser | Flake | Continuous | 720 | 5.07 |  |  |  | 1.1 | Federally-Regulated Commercial & Industrial Equipment | 07/06/2023 | 201925005 | 10/10/2023
Hoshizaki America | Hoshizaki | KM-1305SAJ | Ice-making Head | Air-Cooled Condenser | Cube | Batch | 1190 | 4.75 |  |  |  |  | Federally-Regulated Commercial & Industrial Equipment | 07/06/2023 | 207071421 | 10/10/2023
Hoshizaki America | Hoshizaki | KML-700MWJ | Ice-making Head | Water-Cooled Condenser | Cube | Batch | 660 | 3.79 |  | 110 |  |  | Federally-Regulated Commercial & Industrial Equipment | 07/06/2023 | 9956465 | 10/10/2023
Hoshizaki America | Hoshizaki | KMD-460MWJ | Ice-making Head | Water-Cooled Condenser | Cube | Batch | 472 | 4.16 |  | 103 |  |  | Federally-Regulated Commercial & Industrial Equipment | 07/06/2023 | 202448103 | 10/10/2023
Hoshizaki America | Hoshizaki | DKM-500BWJ | Self-Contained | Water-Cooled Condenser | Cube | Batch | 500 | 4.79 |  | 103 |  |  | Federally-Regulated Commercial & Industrial Equipment | 07/06/2023 | 10093144 | 10/10/2023
Hoshizaki America | Hoshizaki | KM-1605SRJ*URC-22F | Remote Condensing w/o Remote C | Air-Cooled Condenser | Cube | Batch | 1405 | 4.35 |  |  |  |  | Federally-Regulated Commercial & Industrial Equipment | 07/06/2023 | 206840474 | 10/10/2023
Hoshizaki America | Hoshizaki | F-1002MRJ-SC*URC-5F | Remote Condensing w/o Remote C | Air-Cooled Condenser | Crushed | Continuous | 660 | 5.15 |  |  |  | 1.12 | Federally-Regulated Commercial & Industrial Equipment | 07/06/2023 | 204430394 | 10/10/2023
Hoshizaki America | Hoshizaki | KM-1340MAJ | Ice-making Head | Air-Cooled Condenser | Cube | Batch | 1175 | 4.2 |  |  |  |  | Federally-Regulated Commercial & Industrial Equipment | 07/06/2023 | 201840251 | 10/10/2023
Hoshizaki America | Hoshizaki | KM-901MRJ3*URC-14F | Remote Condensing w/o Remote C | Air-Cooled Condenser | Cube | Batch | 830 | 4.4 |  |  |  |  | Federally-Regulated Commercial & Industrial Equipment | 07/06/2023 | 10579450 | 10/10/2023
Hoshizaki America | Hoshizaki | KM-420MAJ | Ice-making Head | Air-Cooled Condenser | Cube | Batch | 440 | 5.3 |  |  |  |  | Federally-Regulated Commercial & Industrial Equipment | 07/06/2023 | 208629402 | 10/10/2023
Hoshizaki America | Hoshizaki | KM-1900SWJ3 | Ice-making Head | Water-Cooled Condenser | Cube | Batch | 1875 | 3.2 |  | 85 |  |  | Federally-Regulated Commercial & Industrial Equipment | 07/06/2023 | 10526010 | 10/10/2023
Hoshizaki America | Hoshizaki | KM-1605SWJ3 | Ice-making Head | Water-Cooled Condenser | Cube | Batch | 1576 | 3.4 |  | 140 |  |  | Federally-Regulated Commercial & Industrial Equipment | 07/06/2023 | 207132697 | 10/10/2023
Hoshizaki America | Hoshizaki | FD-650MRJ-C*URC-5F | Remote Condensing w/o Remote C | Air-Cooled Condenser | Flake | Continuous | 470 | 4.95 |  |  |  | 1.09 | Federally-Regulated Commercial & Industrial Equipment | 07/06/2023 | 202326770 | 10/10/2023
Hoshizaki America | Hoshizaki | KM-1100MAJ | Ice-making Head | Air-Cooled Condenser | Cube | Batch | 935 | 4.9 |  |  |  |  | Federally-Regulated Commercial & Industrial Equipment | 07/06/2023 | 10594414 | 10/10/2023
Hoshizaki America | Hoshizaki | F-1501MAJ-SC | Ice-making Head | Air-Cooled Condenser | Flake | Continuous | 1005 | 4.55 |  |  |  | 1.14 | Federally-Regulated Commercial & Industrial Equipment | 07/06/2023 | 207862112 | 10/10/2023
Hoshizaki America | Hoshizaki | F-330BAJ-C | Self-Contained | Air-Cooled Condenser | Flake | Continuous | 214 | 7.3 |  |  |  | 1.1 | Federally-Regulated Commercial & Industrial Equipment | 07/06/2023 | 8915179 | 10/10/2023
Hoshizaki America | Hoshizaki | F-801MAJ-C | Ice-making Head | Air-Cooled Condenser | Flake | Continuous | 532 | 5 |  |  |  | 1.12 | Federally-Regulated Commercial & Industrial Equipment | 07/06/2023 | 9102378 | 10/10/2023
Hoshizaki America | Hoshizaki | KM-1601SRJZ*URC-22FZ | Remote Condensing w/o Remote C | Air-Cooled Condenser | Cube | Batch | 1600 | 3.96 |  |  |  |  | Federally-Regulated Commercial & Industrial Equipment | 07/06/2023 | 207802692 | 10/10/2023
Hoshizaki America | Hoshizaki | KM-660MWJ | Ice-making Head | Water-Cooled Condenser | Cube | Batch | 630 | 4.28 |  | 152 |  |  | Federally-Regulated Commercial & Industrial Equipment | 07/06/2023 | 202195193 | 10/10/2023
Hoshizaki America | Hoshizaki | KM-520MAJ | Ice-making Head | Air-Cooled Condenser | Cube | Batch | 480 | 4.68 |  |  |  |  | Federally-Regulated Commercial & Industrial Equipment | 07/06/2023 | 202181044 | 10/10/2023
Hoshizaki America | Hoshizaki | F-300BAJ | Self-Contained | Air-Cooled Condenser | Flake | Continuous | 247 | 6.14 |  |  |  | 1.28 | Federally-Regulated Commercial & Industrial Equipment | 07/06/2023 | 10013723 | 10/10/2023
Hoshizaki America | Hoshizaki | F-2001MRJZ-C*URC-22FZ | Remote Condensing w/o Remote C | Air-Cooled Condenser | Flake | Continuous | 1500 | 4.35 |  |  |  | 1.09 | Federally-Regulated Commercial & Industrial Equipment | 07/06/2023 | 207804165 | 10/10/2023
Hoshizaki America | Hoshizaki | KMS-1402MLJ*SRK-15J3 | Both Remote Condensing & Remot | Air-Cooled Condenser | Cube | Batch | 1325 | 4.55 |  |  |  |  | Federally-Regulated Commercial & Industrial Equipment | 07/06/2023 | 201874962 | 10/10/2023
Hoshizaki America | Hoshizaki | DCM-300BAH | Self-Contained | Air-Cooled Condenser | Crushed | Continuous | 232 | 6.84 |  |  |  | 1.09 | Federally-Regulated Commercial & Industrial Equipment | 07/06/2023 | 5622941 | 10/10/2023
Hoshizaki America | Hoshizaki | KM-1900SWJ | Ice-making Head | Water-Cooled Condenser | Cube | Batch | 1875 | 3.2 |  | 85 |  |  | Federally-Regulated Commercial & Industrial Equipment | 07/06/2023 | 10526007 | 10/10/2023
Hoshizaki America | Hoshizaki | KM-1301SWJ | Ice-making Head | Water-Cooled Condenser | Cube | Batch | 1230 | 3.76 |  | 89 |  |  | Federally-Regulated Commercial & Industrial Equipment | 07/06/2023 | 10273121 | 10/10/2023
Hoshizaki America | Hoshizaki | F-2001MRJZ3-C*URC-22FZ | Remote Condensing w/o Remote C | Air-Cooled Condenser | Flake | Continuous | 1500 | 4.35 |  |  |  | 1.09 | Federally-Regulated Commercial & Industrial Equipment | 07/06/2023 | 207591158 | 10/10/2023
Hoshizaki America | Hoshizaki | KM-1301SRJ3*URC-14F | Remote Condensing w/o Remote C | Air-Cooled Condenser | Cube | Batch | 1330 | 3.83 |  |  |  |  | Federally-Regulated Commercial & Industrial Equipment | 07/06/2023 | 10273124 | 10/10/2023
Hoshizaki America | Hoshizaki | KMD-860MAJ | Ice-making Head | Air-Cooled Condenser | Cube | Batch | 655 | 5.3 |  |  |  |  | Federally-Regulated Commercial & Industrial Equipment | 07/06/2023 | 201791841 | 10/10/2023
Hoshizaki America | Hoshizaki | F-801MAJ | Ice-making Head | Air-Cooled Condenser | Flake | Continuous | 566 | 4.5 |  |  |  | 1.19 | Federally-Regulated Commercial & Industrial Equipment | 07/06/2023 | 9101892 | 10/10/2023
Hoshizaki America | Hoshizaki | F-1002MLJ*RACK | Both Remote Condensing & Remot | Air-Cooled Condenser | Flake | Continuous | 797 | 1.51 |  |  |  | 1.27 | Federally-Regulated Commercial & Industrial Equipment | 07/06/2023 | 9958622 | 10/10/2023
Hoshizaki America | Hoshizaki | KMD-410MAJ | Ice-making Head | Air-Cooled Condenser | Cube | Batch | 351 | 5.7 |  |  |  |  | Federally-Regulated Commercial & Industrial Equipment | 07/06/2023 | 203470224 | 10/10/2023
Hoshizaki America | Hoshizaki | KM-1900SRJZ3*URC-22FZ | Remote Condensing w/o Remote C | Air-Cooled Condenser | Cube | Batch | 1700 | 3.9 |  |  |  |  | Federally-Regulated Commercial & Industrial Equipment | 07/06/2023 | 207679234 | 10/10/2023
Hoshizaki America | Hoshizaki | DCM-751BWH-OS | Self-Contained | Water-Cooled Condenser | Crushed | Continuous | 678 | 4.76 |  | 96 |  | 1.14 | Federally-Regulated Commercial & Industrial Equipment | 07/06/2023 | 5628547 | 10/10/2023
Hoshizaki America | Hoshizaki | KMD-410MWJ | Ice-making Head | Water-Cooled Condenser | Cube | Batch | 436 | 4.1 |  | 108 |  |  | Federally-Regulated Commercial & Industrial Equipment | 07/06/2023 | 203470225 | 10/10/2023
Hoshizaki America | Hoshizaki | DCM-271BAH-OS | Self-Contained | Air-Cooled Condenser | Flake | Continuous | 194 | 6.9 |  |  |  | 1.13 | Federally-Regulated Commercial & Industrial Equipment | 07/06/2023 | 205873313 | 10/10/2023
Hoshizaki America | Hoshizaki | FS-1501MLJ-C*SRC-14J | Both Remote Condensing & Remot | Air-Cooled Condenser | Flake | Continuous | 1125 | 4.75 |  |  |  | 1.09 | Federally-Regulated Commercial & Industrial Equipment | 07/06/2023 | 203992905 | 10/10/2023
Hoshizaki America | Hoshizaki | KMS-1402MLJ*SRK-15J | Both Remote Condensing & Remot | Air-Cooled Condenser | Cube | Batch | 1400 | 4.3 |  |  |  |  | Federally-Regulated Commercial & Industrial Equipment | 07/06/2023 | 201850721 | 10/10/2023
Hoshizaki America | Hoshizaki | F-450MAJ | Ice-making Head | Air-Cooled Condenser | Flake | Continuous | 395 | 4.94 |  |  |  | 1.34 | Federally-Regulated Commercial & Industrial Equipment | 07/06/2023 | 9097347 | 10/10/2023
Hoshizaki America | Hoshizaki | KMS-2000MLJ*SRK-20J3 | Both Remote Condensing & Remot | Air-Cooled Condenser | Cube | Batch | 1900 | 4.3 |  |  |  |  | Federally-Regulated Commercial & Industrial Equipment | 07/06/2023 | 202209124 | 10/10/2023
Hoshizaki America | Hoshizaki | F-1501MRJ-C*URC-14F | Remote Condensing w/o Remote C | Air-Cooled Condenser | Flake | Continuous | 1054 | 4.5 |  |  |  | 1.12 | Federally-Regulated Commercial & Industrial Equipment | 07/06/2023 | 9118276 | 10/10/2023
Hoshizaki America | Hoshizaki | KM-1305SWJ3 | Ice-making Head | Water-Cooled Condenser | Cube | Batch | 1389 | 3.3 |  | 120 |  |  | Federally-Regulated Commercial & Industrial Equipment | 07/06/2023 | 207132696 | 10/10/2023
Hoshizaki America | Hoshizaki | KM-161BAJ | Self-Contained | Air-Cooled Condenser | Cube | Batch | 123 | 8.6 |  |  |  |  | Federally-Regulated Commercial & Industrial Equipment | 07/06/2023 | 203807698 | 10/10/2023
Hoshizaki America | Hoshizaki | KM-81BAJ | Self-Contained | Air-Cooled Condenser | Cube | Batch | 52 | 8.45 |  |  |  |  | Federally-Regulated Commercial & Industrial Equipment | 07/06/2023 | 204088628 | 10/10/2023
Hoshizaki America | Hoshizaki | DCM-500BWH-OS | Self-Contained | Water-Cooled Condenser | Crushed | Continuous | 512 | 4.48 |  | 112 |  | 1.13 | Federally-Regulated Commercial & Industrial Equipment | 07/06/2023 | 5628546 | 10/10/2023
Hoshizaki America | Hoshizaki | KMS-1122MLJ*SRK-12J3 | Both Remote Condensing & Remot | Air-Cooled Condenser | Cube | Batch | 1100 | 4.05 |  |  |  |  | Federally-Regulated Commercial & Industrial Equipment | 07/06/2023 | 201867001 | 10/10/2023
Hoshizaki America | Hoshizaki | KM-301BAJ | Self-Contained | Air-Cooled Condenser | Cube | Batch | 212 | 7.1 |  |  |  |  | Federally-Regulated Commercial & Industrial Equipment | 07/06/2023 | 203452017 | 10/10/2023
Hoshizaki America | Hoshizaki | KM-1340MRJ3*URC-14F | Remote Condensing w/o Remote C | Air-Cooled Condenser | Cube | Batch | 1266 | 4.12 |  |  |  |  | Federally-Regulated Commercial & Industrial Equipment | 07/06/2023 | 202541508 | 10/10/2023
Hoshizaki America | Hoshizaki | F-1501MRJZ*URC-14FZ | Remote Condensing w/o Remote C | Air-Cooled Condenser | Flake | Continuous | 1181 | 4 |  |  |  | 1.21 | Federally-Regulated Commercial & Industrial Equipment | 07/06/2023 | 207505852 | 10/10/2023
Hoshizaki America | Hoshizaki | KM-1301SAJ3 | Ice-making Head | Air-Cooled Condenser | Cube | Batch | 1350 | 3.95 |  |  |  |  | Federally-Regulated Commercial & Industrial Equipment | 07/06/2023 | 10273120 | 10/10/2023
Hoshizaki America | Hoshizaki | KMH-2100SWJ3 | Ice-making Head | Water-Cooled Condenser | Cube | Batch | 2000 | 2.92 |  | 92 |  |  | Federally-Regulated Commercial & Industrial Equipment | 07/06/2023 | 202066563 | 10/10/2023
Hoshizaki America | Hoshizaki | KMD-860MRJZ*URC-9FZ | Remote Condensing w/o Remote C | Air-Cooled Condenser | Cube | Batch | 850 | 5.05 |  |  |  |  | Federally-Regulated Commercial & Industrial Equipment | 07/06/2023 | 207590954 | 10/10/2023
Hoshizaki America | Hoshizaki | F-2001MRJZ3*URC-22FZ | Remote Condensing w/o Remote C | Air-Cooled Condenser | Flake | Continuous | 1675 | 3.9 |  |  |  | 1.22 | Federally-Regulated Commercial & Industrial Equipment | 07/06/2023 | 207590955 | 10/10/2023
Hoshizaki America | Hoshizaki | FD-1002MAJ-CB | Ice-making Head | Air-Cooled Condenser | Flake | Continuous | 726 | 4.57 |  |  |  | 1.11 | Federally-Regulated Commercial & Industrial Equipment | 07/06/2023 | 207804899 | 10/10/2023
Hoshizaki America | Hoshizaki | KM-1605SAJ3 | Ice-making Head | Air-Cooled Condenser | Cube | Batch | 1391 | 4.6 |  |  |  |  | Federally-Regulated Commercial & Industrial Equipment | 07/06/2023 | 207132701 | 10/10/2023
Hoshizaki America | Hoshizaki | F-500BAJ | Self-Contained | Air-Cooled Condenser | Flake | Continuous | 420 | 5.05 |  |  |  | 1.31 | Federally-Regulated Commercial & Industrial Equipment | 07/06/2023 | 10061809 | 10/10/2023
Hoshizaki America | Hoshizaki | KM-420MWJ | Ice-making Head | Water-Cooled Condenser | Cube | Batch | 435 | 4.7 |  | 95 |  |  | Federally-Regulated Commercial & Industrial Equipment | 07/06/2023 | 208629404 | 10/10/2023
Hoshizaki America | Hoshizaki | F-1002MWJ-C | Ice-making Head | Water-Cooled Condenser | Flake | Continuous | 770 | 3.95 |  | 111 |  | 1.1 | Federally-Regulated Commercial & Industrial Equipment | 07/06/2023 | 9144621 | 10/10/2023
Hoshizaki America | Hoshizaki | KM-660MRJ*URC-5F | Remote Condensing w/o Remote C | Air-Cooled Condenser | Cube | Batch | 570 | 5.25 |  |  |  |  | Federally-Regulated Commercial & Industrial Equipment | 07/06/2023 | 202195194 | 10/10/2023
Hoshizaki America | Hoshizaki | KMD-460MAJ | Ice-making Head | Air-Cooled Condenser | Cube | Batch | 400 | 5.48 |  |  |  |  | Federally-Regulated Commercial & Industrial Equipment | 07/06/2023 | 202448102 | 10/10/2023
Hoshizaki America | Hoshizaki | KMS-1122MLJ*SRK-12J | Both Remote Condensing & Remot | Air-Cooled Condenser | Cube | Batch | 1075 | 4.2 |  |  |  |  | Federally-Regulated Commercial & Industrial Equipment | 07/06/2023 | 201874951 | 10/10/2023
Hoshizaki America | Hoshizaki | KM-1301SAJ | Ice-making Head | Air-Cooled Condenser | Cube | Batch | 1301 | 4.27 |  |  |  |  | Federally-Regulated Commercial & Industrial Equipment | 07/06/2023 | 10273119 | 10/10/2023
Hoshizaki America | Hoshizaki | KML-325MAJ | Ice-making Head | Air-Cooled Condenser | Cube | Batch | 300 | 5.72 |  |  |  |  | Federally-Regulated Commercial & Industrial Equipment | 07/06/2023 | 10095534 | 10/10/2023
Hoshizaki America | Hoshizaki | KM-1601SRJZ3*URC-22FZ | Remote Condensing w/o Remote C | Air-Cooled Condenser | Cube | Batch | 1600 | 4.14 |  |  |  |  | Federally-Regulated Commercial & Industrial Equipment | 07/06/2023 | 207802693 | 10/10/2023
Hoshizaki America | Hoshizaki | F-1501MRJ-SC*URC-14F | Remote Condensing w/o Remote C | Air-Cooled Condenser | Crushed | Continuous | 1101 | 4.3 |  |  |  | 1.14 | Federally-Regulated Commercial & Industrial Equipment | 07/06/2023 | 204457695 | 10/10/2023
Hoshizaki America | Hoshizaki | F-1002MAJ | Ice-making Head | Air-Cooled Condenser | Flake | Continuous | 758 | 4.36 |  |  |  | 1.19 | Federally-Regulated Commercial & Industrial Equipment | 07/06/2023 | 9136987 | 10/10/2023
Hoshizaki America | Hoshizaki | KM-520MWJ | Ice-making Head | Water-Cooled Condenser | Cube | Batch | 444 | 4.65 |  | 75 |  |  | Federally-Regulated Commercial & Industrial Equipment | 07/06/2023 | 202195192 | 10/10/2023
Hoshizaki America | Hoshizaki | KM-1601SRJ*URC-22F | Remote Condensing w/o Remote C | Air-Cooled Condenser | Cube | Batch | 1600 | 3.96 |  |  |  |  | Federally-Regulated Commercial & Industrial Equipment | 07/06/2023 | 10226496 | 10/10/2023
Hoshizaki America | Hoshizaki | KM-420MRJZ*URC-5FZ | Remote Condensing w/o Remote C | Air-Cooled Condenser | Cube | Batch | 460 | 5 |  |  |  |  | Federally-Regulated Commercial & Industrial Equipment | 07/06/2023 | 208629403 | 10/10/2023
Hoshizaki America | Hoshizaki | DCM-500BAH | Self-Contained | Air-Cooled Condenser | Crushed | Continuous | 450 | 5.62 |  |  |  | 1.15 | Federally-Regulated Commercial & Industrial Equipment | 07/06/2023 | 5622943 | 10/10/2023
Hoshizaki America | Hoshizaki | KM-1900SRJZ*URC-22FZ | Remote Condensing w/o Remote C | Air-Cooled Condenser | Cube | Batch | 1700 | 3.9 |  |  |  |  | Federally-Regulated Commercial & Industrial Equipment | 07/06/2023 | 207679233 | 10/10/2023
Hoshizaki America | Hoshizaki | F-1501MWJ-SC | Ice-making Head | Water-Cooled Condenser | Crushed | Continuous | 1250 | 3.55 |  | 134 |  | 1.16 | Federally-Regulated Commercial & Industrial Equipment | 07/06/2023 | 204338495 | 10/10/2023
Hoshizaki America | Hoshizaki | DCM-500BAH-OS | Self-Contained | Air-Cooled Condenser | Crushed | Continuous | 450 | 5.62 |  |  |  | 1.15 | Federally-Regulated Commercial & Industrial Equipment | 07/06/2023 | 5622944 | 10/10/2023
Hoshizaki America | Hoshizaki | KM-901MRJZ*URC-14FZ | Remote Condensing w/o Remote C | Air-Cooled Condenser | Cube | Batch | 780 | 4.75 |  |  |  |  | Federally-Regulated Commercial & Industrial Equipment | 07/06/2023 | 207574200 | 10/10/2023
Hoshizaki America | Hoshizaki | FD-650MWJ-C | Ice-making Head | Water-Cooled Condenser | Flake | Continuous | 525 | 3.9 |  | 115 |  | 1.08 | Federally-Regulated Commercial & Industrial Equipment | 07/06/2023 | 202326769 | 10/10/2023
Hoshizaki America | Hoshizaki | KM-901MWJ | Ice-making Head | Water-Cooled Condenser | Cube | Batch | 890 | 3.65 |  | 129 |  |  | Federally-Regulated Commercial & Industrial Equipment | 07/06/2023 | 10565732 | 10/10/2023
Hoshizaki America | Hoshizaki | F-2001MRJ*URC-22F | Remote Condensing w/o Remote C | Air-Cooled Condenser | Flake | Continuous | 1660 | 3.81 |  |  |  | 1.21 | Federally-Regulated Commercial & Industrial Equipment | 07/06/2023 | 202099149 | 10/10/2023
Hoshizaki America | Hoshizaki | KMD-860MWJ | Ice-making Head | Water-Cooled Condenser | Cube | Batch | 845 | 4.05 |  | 139 |  |  | Federally-Regulated Commercial & Industrial Equipment | 07/06/2023 | 201796790 | 10/10/2023
Hoshizaki America | Hoshizaki | FD-1002MRJ-CB*URC-5F | Remote Condensing w/o Remote C | Air-Cooled Condenser | Flake | Continuous | 680 | 4.94 |  |  |  | 1.13 | Federally-Regulated Commercial & Industrial Equipment | 07/06/2023 | 205651482 | 10/10/2023
Hoshizaki America | Hoshizaki | KM-231BAJ | Self-Contained | Air-Cooled Condenser | Cube | Batch | 147 | 8.4 |  |  |  |  | Federally-Regulated Commercial & Industrial Equipment | 07/06/2023 | 204031995 | 10/10/2023
Hoshizaki America | Hoshizaki | KMD-860MRJ*URC-9F | Remote Condensing w/o Remote C | Air-Cooled Condenser | Cube | Batch | 850 | 5.05 |  |  |  |  | Federally-Regulated Commercial & Industrial Equipment | 07/06/2023 | 201796791 | 10/10/2023
Hoshizaki America | Hoshizaki | DKM-500BAJ | Self-Contained | Air-Cooled Condenser | Cube | Batch | 534 | 5.56 |  |  |  |  | Federally-Regulated Commercial & Industrial Equipment | 07/06/2023 | 10093203 | 10/10/2023
Hoshizaki America | Hoshizaki | KM-1605SRJ3*URC-22F | Remote Condensing w/o Remote C | Air-Cooled Condenser | Cube | Batch | 1400 | 4.35 |  |  |  |  | Federally-Regulated Commercial & Industrial Equipment | 07/06/2023 | 206840475 | 10/10/2023
Hoshizaki America | Hoshizaki | KM-1301SRJZ3*URC-14FZ | Remote Condensing w/o Remote C | Air-Cooled Condenser | Cube | Batch | 1330 | 3.83 |  |  |  |  | Federally-Regulated Commercial & Industrial Equipment | 07/06/2023 | 207826214 | 10/10/2023
Hoshizaki America | Hoshizaki | KM-1601SAJ | Ice-making Head | Air-Cooled Condenser | Cube | Batch | 1433 | 4.24 |  |  |  |  | Federally-Regulated Commercial & Industrial Equipment | 07/06/2023 | 10226495 | 10/10/2023
Hoshizaki America | Hoshizaki | KM-1305SRJ*URC-14F | Remote Condensing w/o Remote C | Air-Cooled Condenser | Cube | Batch | 1230 | 4.2 |  |  |  |  | Federally-Regulated Commercial & Industrial Equipment | 07/06/2023 | 207093917 | 10/10/2023
Hoshizaki America | Hoshizaki | KM-1305SWJ | Ice-making Head | Water-Cooled Condenser | Cube | Batch | 1300 | 3.6 |  | 110 |  |  | Federally-Regulated Commercial & Industrial Equipment | 07/06/2023 | 207093918 | 10/10/2023
Hoshizaki America | Hoshizaki | DCM-752BAH-OS | Self-Contained | Air-Cooled Condenser | Flake | Continuous | 576 | 5.1 |  |  |  | 1.1 | Federally-Regulated Commercial & Industrial Equipment | 07/06/2023 | 205304065 | 10/10/2023
Hoshizaki America | Hoshizaki | FS-1001MLJ-C*SRC-10J | Both Remote Condensing & Remot | Air-Cooled Condenser | Flake | Continuous | 720 | 5.07 |  |  |  | 1.1 | Federally-Regulated Commercial & Industrial Equipment | 07/06/2023 | 201925005 | 10/10/2023
Hoshizaki America | Hoshizaki | KM-1305SAJ | Ice-making Head | Air-Cooled Condenser | Cube | Batch | 1190 | 4.75 |  |  |  |  | Federally-Regulated Commercial & Industrial Equipment | 07/06/2023 | 207071421 | 10/10/2023
Hoshizaki America | Hoshizaki | KML-700MWJ | Ice-making Head | Water-Cooled Condenser | Cube | Batch | 660 | 3.79 |  | 110 |  |  | Federally-Regulated Commercial & Industrial Equipment | 07/06/2023 | 9956465 | 10/10/2023
Hoshizaki America | Hoshizaki | KMD-460MWJ | Ice-making Head | Water-Cooled Condenser | Cube | Batch | 472 | 4.16 |  | 103 |  |  | Federally-Regulated Commercial & Industrial Equipment | 07/06/2023 | 202448103 | 10/10/2023
Hoshizaki America | Hoshizaki | DKM-500BWJ | Self-Contained | Water-Cooled Condenser | Cube | Batch | 500 | 4.79 |  | 103 |  |  | Federally-Regulated Commercial & Industrial Equipment | 07/06/2023 | 10093144 | 10/10/2023
Hoshizaki America | Hoshizaki | KM-1605SRJ*URC-22F | Remote Condensing w/o Remote C | Air-Cooled Condenser | Cube | Batch | 1405 | 4.35 |  |  |  |  | Federally-Regulated Commercial & Industrial Equipment | 07/06/2023 | 206840474 | 10/10/2023
Hoshizaki America | Hoshizaki | F-1002MRJ-SC*URC-5F | Remote Condensing w/o Remote C | Air-Cooled Condenser | Crushed | Continuous | 660 | 5.15 |  |  |  | 1.12 | Federally-Regulated Commercial & Industrial Equipment | 07/06/2023 | 204430394 | 10/10/2023
Hoshizaki America | Hoshizaki | KM-1340MAJ | Ice-making Head | Air-Cooled Condenser | Cube | Batch | 1175 | 4.2 |  |  |  |  | Federally-Regulated Commercial & Industrial Equipment | 07/06/2023 | 201840251 | 10/10/2023
Hoshizaki America | Hoshizaki | KM-901MRJ3*URC-14F | Remote Condensing w/o Remote C | Air-Cooled Condenser | Cube | Batch | 830 | 4.4 |  |  |  |  | Federally-Regulated Commercial & Industrial Equipment | 07/06/2023 | 10579450 | 10/10/2023
Hoshizaki America | Hoshizaki | KM-420MAJ | Ice-making Head | Air-Cooled Condenser | Cube | Batch | 440 | 5.3 |  |  |  |  | Federally-Regulated Commercial & Industrial Equipment | 07/06/2023 | 208629402 | 10/10/2023
Hoshizaki America | Hoshizaki | KM-1900SWJ3 | Ice-making Head | Water-Cooled Condenser | Cube | Batch | 1875 | 3.2 |  | 85 |  |  | Federally-Regulated Commercial & Industrial Equipment | 07/06/2023 | 10526010 | 10/10/2023
Hoshizaki America | Hoshizaki | KM-1605SWJ3 | Ice-making Head | Water-Cooled Condenser | Cube | Batch | 1576 | 3.4 |  | 140 |  |  | Federally-Regulated Commercial & Industrial Equipment | 07/06/2023 | 207132697 | 10/10/2023
Hoshizaki America | Hoshizaki | FD-650MRJ-C*URC-5F | Remote Condensing w/o Remote C | Air-Cooled Condenser | Flake | Continuous | 470 | 4.95 |  |  |  | 1.09 | Federally-Regulated Commercial & Industrial Equipment | 07/06/2023 | 202326770 | 10/10/2023
Hoshizaki America | Hoshizaki | KM-1100MAJ | Ice-making Head | Air-Cooled Condenser | Cube | Batch | 935 | 4.9 |  |  |  |  | Federally-Regulated Commercial & Industrial Equipment | 07/06/2023 | 10594414 | 10/10/2023
Hoshizaki America | Hoshizaki | F-1501MAJ-SC | Ice-making Head | Air-Cooled Condenser | Flake | Continuous | 1005 | 4.55 |  |  |  | 1.14 | Federally-Regulated Commercial & Industrial Equipment | 07/06/2023 | 207862112 | 10/10/2023
Hoshizaki America | Hoshizaki | F-330BAJ-C | Self-Contained | Air-Cooled Condenser | Flake | Continuous | 214 | 7.3 |  |  |  | 1.1 | Federally-Regulated Commercial & Industrial Equipment | 07/06/2023 | 8915179 | 10/10/2023
Hoshizaki America | Hoshizaki | F-801MAJ-C | Ice-making Head | Air-Cooled Condenser | Flake | Continuous | 532 | 5 |  |  |  | 1.12 | Federally-Regulated Commercial & Industrial Equipment | 07/06/2023 | 9102378 | 10/10/2023
Hoshizaki America | Hoshizaki | KM-1601SRJZ*URC-22FZ | Remote Condensing w/o Remote C | Air-Cooled Condenser | Cube | Batch | 1600 | 3.96 |  |  |  |  | Federally-Regulated Commercial & Industrial Equipment | 07/06/2023 | 207802692 | 10/10/2023
Hoshizaki America | Hoshizaki | KM-660MWJ | Ice-making Head | Water-Cooled Condenser | Cube | Batch | 630 | 4.28 |  | 152 |  |  | Federally-Regulated Commercial & Industrial Equipment | 07/06/2023 | 202195193 | 10/10/2023
Hoshizaki America | Hoshizaki | KM-520MAJ | Ice-making Head | Air-Cooled Condenser | Cube | Batch | 480 | 4.68 |  |  |  |  | Federally-Regulated Commercial & Industrial Equipment | 07/06/2023 | 202181044 | 10/10/2023
Hoshizaki America | Hoshizaki | F-300BAJ | Self-Contained | Air-Cooled Condenser | Flake | Continuous | 247 | 6.14 |  |  |  | 1.28 | Federally-Regulated Commercial & Industrial Equipment | 07/06/2023 | 10013723 | 10/10/2023
Hoshizaki America | Hoshizaki | F-2001MRJZ-C*URC-22FZ | Remote Condensing w/o Remote C | Air-Cooled Condenser | Flake | Continuous | 1500 | 4.35 |  |  |  | 1.09 | Federally-Regulated Commercial & Industrial Equipment | 07/06/2023 | 207804165 | 10/10/2023
Hoshizaki America | Hoshizaki | KMS-1402MLJ*SRK-15J3 | Both Remote Condensing & Remot | Air-Cooled Condenser | Cube | Batch | 1325 | 4.55 |  |  |  |  | Federally-Regulated Commercial & Industrial Equipment | 07/06/2023 | 201874962 | 10/10/2023
Hoshizaki America | Hoshizaki | DCM-300BAH | Self-Contained | Air-Cooled Condenser | Crushed | Continuous | 232 | 6.84 |  |  |  | 1.09 | Federally-Regulated Commercial & Industrial Equipment | 07/06/2023 | 5622941 | 10/10/2023
Hoshizaki America | Hoshizaki | KM-1900SWJ | Ice-making Head | Water-Cooled Condenser | Cube | Batch | 1875 | 3.2 |  | 85 |  |  | Federally-Regulated Commercial & Industrial Equipment | 07/06/2023 | 10526007 | 10/10/2023
Hoshizaki America | Hoshizaki | KM-1301SWJ | Ice-making Head | Water-Cooled Condenser | Cube | Batch | 1230 | 3.76 |  | 89 |  |  | Federally-Regulated Commercial & Industrial Equipment | 07/06/2023 | 10273121 | 10/10/2023
Hoshizaki America | Hoshizaki | F-2001MRJZ3-C*URC-22FZ | Remote Condensing w/o Remote C | Air-Cooled Condenser | Flake | Continuous | 1500 | 4.35 |  |  |  | 1.09 | Federally-Regulated Commercial & Industrial Equipment | 07/06/2023 | 207591158 | 10/10/2023
Hoshizaki America | Hoshizaki | KM-1301SRJ3*URC-14F | Remote Condensing w/o Remote C | Air-Cooled Condenser | Cube | Batch | 1330 | 3.83 |  |  |  |  | Federally-Regulated Commercial & Industrial Equipment | 07/06/2023 | 10273124 | 10/10/2023
Hoshizaki America | Hoshizaki | KMD-860MAJ | Ice-making Head | Air-Cooled Condenser | Cube | Batch | 655 | 5.3 |  |  |  |  | Federally-Regulated Commercial & Industrial Equipment | 07/06/2023 | 201791841 | 10/10/2023
Hoshizaki America | Hoshizaki | F-801MAJ | Ice-making Head | Air-Cooled Condenser | Flake | Continuous | 566 | 4.5 |  |  |  | 1.19 | Federally-Regulated Commercial & Industrial Equipment | 07/06/2023 | 9101892 | 10/10/2023
Hoshizaki America | Hoshizaki | F-1002MLJ*RACK | Both Remote Condensing & Remot | Air-Cooled Condenser | Flake | Continuous | 797 | 1.51 |  |  |  | 1.27 | Federally-Regulated Commercial & Industrial Equipment | 07/06/2023 | 9958622 | 10/10/2023
Hoshizaki America | Hoshizaki | KMD-410MAJ | Ice-making Head | Air-Cooled Condenser | Cube | Batch | 351 | 5.7 |  |  |  |  | Federally-Regulated Commercial & Industrial Equipment | 07/06/2023 | 203470224 | 10/10/2023
Hoshizaki America | Hoshizaki | KM-1900SRJZ3*URC-22FZ | Remote Condensing w/o Remote C | Air-Cooled Condenser | Cube | Batch | 1700 | 3.9 |  |  |  |  | Federally-Regulated Commercial & Industrial Equipment | 10/10/2023 | 207679234 | 10/10/2023
Scotsman Ice Systems | Scotsman | MC0830SR-32A*ERC311-32# | Remote Condensing w/o Remote C | Air-Cooled Condenser | Cube | Batch | 780 | 4.7 |  |  |  |  | Federally-Regulated Commercial & Industrial Equipment | 07/06/2023 | 211039407 | 10/10/2023
Scotsman Ice Systems | Scotsman | UC2724SA-1A | Self-Contained | Air-Cooled Condenser | Cube | Batch | 202 | 7.05 |  |  |  |  | Federally-Regulated Commercial & Industrial Equipment | 07/06/2023 | 205995172 | 10/10/2023
Scotsman Ice Systems | Scotsman | C2648MR-3E*PRC241-32E | Remote Condensing w/o Remote C | Air-Cooled Condenser | Cube | Batch | 2131 | 4.44 |  |  |  |  | Federally-Regulated Commercial & Industrial Equipment | 07/06/2023 | 201785783 | 10/10/2023
Scotsman Ice Systems | Scotsman | FS0822W-1B | Ice-making Head | Water-Cooled Condenser | Flake | Continuous | 581 | 3.41 |  | 87 |  | 1.38 | Federally-Regulated Commercial & Industrial Equipment | 07/06/2023 | 207348592 | 10/10/2023
Scotsman Ice Systems | Scotsman | FS0822A-1B | Ice-making Head | Air-Cooled Condenser | Flake | Continuous | 606 | 4.11 |  |  |  | 1.38 | Federally-Regulated Commercial & Industrial Equipment | 07/06/2023 | 207348587 | 10/10/2023
Scotsman Ice Systems | Scotsman | MC1848SA-32A | Ice-making Head | Air-Cooled Condenser | Cube | Batch | 1426 | 4.48 |  |  |  |  | Federally-Regulated Commercial & Industrial Equipment | 07/06/2023 | 211039430 | 10/10/2023
Scotsman Ice Systems | Scotsman | MC1448SA-32A | Ice-making Head | Air-Cooled Condenser | Cube | Batch | 1296 | 4.25 |  |  |  |  | Federally-Regulated Commercial & Industrial Equipment | 07/06/2023 | 211039422 | 10/10/2023
Scotsman Ice Systems | Scotsman | MC0522SW-1A | Ice-making Head | Water-Cooled Condenser | Cube | Batch | 409 | 4.48 |  | 152 |  |  | Federally-Regulated Commercial & Industrial Equipment | 07/06/2023 | 211039616 | 10/10/2023
Scotsman Ice Systems | Scotsman | C1848SA-32E | Ice-making Head | Air-Cooled Condenser | Cube | Batch | 1426 | 4.48 | 4.65 |  |  |  | Federally-Regulated Commercial & Industrial Equipment | 07/06/2023 | 10595456 | 10/10/2023
Scotsman Ice Systems | Scotsman | MC0322SW-32A | Ice-making Head | Water-Cooled Condenser | Cube | Batch | 292 | 5.23 |  | 144 |  |  | Federally-Regulated Commercial & Industrial Equipment | 07/06/2023 | 211039610 | 10/10/2023
Scotsman Ice Systems | Scotsman | UN324A-1A | Self-Contained | Air-Cooled Condenser | Flake | Continuous | 266 | 5.47 | 7.81 |  |  | 1.12 | Federally-Regulated Commercial & Industrial Equipment | 07/06/2023 | 10581202 | 10/10/2023
Scotsman Ice Systems | Scotsman | NH0922A-1B | Ice-making Head | Air-Cooled Condenser | Flake | Continuous | 676 | 4.23 |  |  |  | 1.15 | Federally-Regulated Commercial & Industrial Equipment | 07/06/2023 | 207348598 | 10/10/2023
Scotsman Ice Systems | Scotsman | UNC15NJ### | Self-Contained | Air-Cooled Condenser | Flake | Continuous | 56 | 10.52 | 12.54 |  |  | 1.18 | Federally-Regulated Commercial & Industrial Equipment | 07/06/2023 | 10238968 | 10/10/2023
Scotsman Ice Systems | Scotsman | MC1448MA-32A | Ice-making Head | Air-Cooled Condenser | Cube | Batch | 1296 | 4.25 |  |  |  |  | Federally-Regulated Commercial & Industrial Equipment | 07/06/2023 | 211039417 | 10/10/2023
Scotsman Ice Systems | Scotsman | MC1848MA-32A | Ice-making Head | Air-Cooled Condenser | Cube | Batch | 1426 | 4.48 |  |  |  |  | Federally-Regulated Commercial & Industrial Equipment | 07/06/2023 | 211039427 | 10/10/2023
Scotsman Ice Systems | Scotsman | C0830MR-32#*ERC311-32# | Remote Condensing w/o Remote C | Air-Cooled Condenser | Cube | Batch | 780 | 4.7 | 5.3 |  |  |  | Federally-Regulated Commercial & Industrial Equipment | 07/06/2023 | 5820778 | 10/10/2023
Scotsman Ice Systems | Scotsman | C0830SR-32#*ERC311-32# | Remote Condensing w/o Remote C | Air-Cooled Condenser | Cube | Batch | 780 | 4.7 | 5.3 |  |  |  | Federally-Regulated Commercial & Industrial Equipment | 07/06/2023 | 5628493 | 10/10/2023
Scotsman Ice Systems | Scotsman | NS0922A-1B | Ice-making Head | Air-Cooled Condenser | Flake | Continuous | 740 | 3.91 |  |  |  | 1.21 | Federally-Regulated Commercial & Industrial Equipment | 07/06/2023 | 207348597 | 10/10/2023
Scotsman Ice Systems | Scotsman | NS0922W-32A | Ice-making Head | Water-Cooled Condenser | Flake | Continuous | 817 | 3.01 |  | 123 |  | 1.22 | Federally-Regulated Commercial & Industrial Equipment | 07/06/2023 | 206362485 | 10/10/2023
Scotsman Ice Systems | Scotsman | C1030SR-3F*ERC311-32E | Remote Condensing w/o Remote C | Air-Cooled Condenser | Cube | Batch | 869 | 4.97 |  |  |  |  | Federally-Regulated Commercial & Industrial Equipment | 07/06/2023 | 207641357 | 10/10/2023
Scotsman Ice Systems | Scotsman | NH0922A-32B | Ice-making Head | Air-Cooled Condenser | Flake | Continuous | 676 | 4.23 |  |  |  | 1.15 | Federally-Regulated Commercial & Industrial Equipment | 07/06/2023 | 207348600 | 10/10/2023
Scotsman Ice Systems | Scotsman | MC1030SW-32A | Ice-making Head | Water-Cooled Condenser | Cube | Batch | 929 | 3.96 |  | 167 |  |  | Federally-Regulated Commercial & Industrial Equipment | 07/06/2023 | 211039416 | 10/10/2023
Scotsman Ice Systems | Scotsman | HID525A-1# | Self-Contained | Air-Cooled Condenser | Flake | Continuous | 365 | 5.5 |  |  |  | 1.16 | Federally-Regulated Commercial & Industrial Equipment | 07/06/2023 | 8200984 | 10/10/2023
Scotsman Ice Systems | Scotsman | C0322SA-1E | Ice-making Head | Air-Cooled Condenser | Cube | Batch | 232 | 6.95 | 7.14 |  |  |  | Federally-Regulated Commercial & Industrial Equipment | 07/06/2023 | 10014929 | 10/10/2023
Scotsman Ice Systems | Scotsman | MC0330SA-1A | Ice-making Head | Air-Cooled Condenser | Cube | Batch | 288 | 6.23 |  |  |  |  | Federally-Regulated Commercial & Industrial Equipment | 07/06/2023 | 211039385 | 10/10/2023
Scotsman Ice Systems | Scotsman | UF0915A-1A | Self-Contained | Air-Cooled Condenser | Flake | Continuous | 76 | 5.75 | 11.94 |  |  | 1.67 | Federally-Regulated Commercial & Industrial Equipment | 07/06/2023 | 204713834 | 10/10/2023
Scotsman Ice Systems | Scotsman | NS0922R-1B*ERC111-1E | Remote Condensing w/o Remote C | Air-Cooled Condenser | Flake | Continuous | 754 | 3.91 |  |  |  | 1.18 | Federally-Regulated Commercial & Industrial Equipment | 07/06/2023 | 207348607 | 10/10/2023
Scotsman Ice Systems | Scotsman | CU3030MA-1E | Self-Contained | Air-Cooled Condenser | Cube | Batch | 224 | 7.35 | 7.35 |  |  |  | Federally-Regulated Commercial & Industrial Equipment | 07/06/2023 | 10447381 | 10/10/2023
Scotsman Ice Systems | Scotsman | C0522MA-1E | Ice-making Head | Air-Cooled Condenser | Cube | Batch | 340 | 5.94 | 6.2 |  |  |  | Federally-Regulated Commercial & Industrial Equipment | 07/06/2023 | 9952217 | 10/10/2023
Scotsman Ice Systems | Scotsman | EH430SL-1#*ECC1410-32# | Remote Condensing w/o Remote C | Air-Cooled Condenser | Cube | Batch | 1200 | 4.5 | 4.59 |  |  |  | Federally-Regulated Commercial & Industrial Equipment | 07/06/2023 | 6749895 | 10/10/2023
Scotsman Ice Systems | Scotsman | C0530MA-32E | Ice-making Head | Air-Cooled Condenser | Cube | Batch | 361 | 5.68 |  |  |  |  | Federally-Regulated Commercial & Industrial Equipment | 07/06/2023 | 202348426 | 10/10/2023
Scotsman Ice Systems | Scotsman | C1448MR-3E*ERC311-32E | Remote Condensing w/o Remote C | Air-Cooled Condenser | Cube | Batch | 1258 | 4.34 | 4.59 |  |  |  | Federally-Regulated Commercial & Industrial Equipment | 07/06/2023 | 10445123 | 10/10/2023
Scotsman Ice Systems | Scotsman | C0630SW-32E | Ice-making Head | Water-Cooled Condenser | Cube | Batch | 573 | 4.1 | 4.71 | 160 | 187.4 |  | Federally-Regulated Commercial & Industrial Equipment | 07/06/2023 | 10268734 | 10/10/2023
Scotsman Ice Systems | Scotsman | NS1322W-3B | Ice-making Head | Water-Cooled Condenser | Flake | Continuous | 1115 | 3.11 |  | 94 |  | 1.22 | Federally-Regulated Commercial & Industrial Equipment | 07/06/2023 | 207348616 | 10/10/2023
Scotsman Ice Systems | Scotsman | CU1526SA-1E | Self-Contained | Air-Cooled Condenser | Cube | Batch | 101 | 9.49 | 10.05 |  |  |  | Federally-Regulated Commercial & Industrial Equipment | 07/06/2023 | 10447377 | 10/10/2023
Scotsman Ice Systems | Scotsman | HID540A-1# | Self-Contained | Air-Cooled Condenser | Flake | Continuous | 365 | 5.5 |  |  |  | 1.16 | Federally-Regulated Commercial & Industrial Equipment | 07/06/2023 | 8200986 | 10/10/2023
Scotsman Ice Systems | Scotsman | C0722SA-32E | Ice-making Head | Air-Cooled Condenser | Cube | Batch | 566 | 5.26 | 5.64 |  |  |  | Federally-Regulated Commercial & Industrial Equipment | 07/06/2023 | 9952216 | 10/10/2023
Scotsman Ice Systems | Scotsman | C1448SR-3E*ERC311-32E | Remote Condensing w/o Remote C | Air-Cooled Condenser | Cube | Batch | 1258 | 4.34 | 4.59 |  |  |  | Federally-Regulated Commercial & Industrial Equipment | 07/06/2023 | 10445124 | 10/10/2023
Scotsman Ice Systems | Scotsman | NS0922R-1A*ERC111-1E | Remote Condensing w/o Remote C | Air-Cooled Condenser | Flake | Continuous | 754 | 3.91 |  |  |  | 1.18 | Federally-Regulated Commercial & Industrial Equipment | 07/06/2023 | 206362490 | 10/10/2023
Scotsman Ice Systems | Scotsman | MC0522SA-32A | Ice-making Head | Air-Cooled Condenser | Cube | Batch | 340 | 5.94 |  |  |  |  | Federally-Regulated Commercial & Industrial Equipment | 07/06/2023 | 211039615 | 10/10/2023
Scotsman Ice Systems | Scotsman | NS0622A-1B | Ice-making Head | Air-Cooled Condenser | Flake | Continuous | 530 | 4.91 |  |  |  | 1.19 | Federally-Regulated Commercial & Industrial Equipment | 07/06/2023 | 207348585 | 10/10/2023
Scotsman Ice Systems | Scotsman | C2648SR-3E*PRC241-32E | Remote Condensing w/o Remote C | Air-Cooled Condenser | Cube | Batch | 2131 | 4.44 |  |  |  |  | Federally-Regulated Commercial & Industrial Equipment | 07/06/2023 | 201785784 | 10/10/2023
Scotsman Ice Systems | Scotsman | UN324W-1A | Self-Contained | Water-Cooled Condenser | Flake | Continuous | 281 | 4.55 | 6.75 | 95 | 145.9 | 1.12 | Federally-Regulated Commercial & Industrial Equipment | 07/06/2023 | 10581271 | 10/10/2023
Scotsman Ice Systems | Scotsman | MC0522MA-1A | Ice-making Head | Air-Cooled Condenser | Cube | Batch | 340 | 5.94 |  |  |  |  | Federally-Regulated Commercial & Industrial Equipment | 07/06/2023 | 211039611 | 10/10/2023
Scotsman Ice Systems | Scotsman | C1848MR-3E*ERC611-32E | Remote Condensing w/o Remote C | Air-Cooled Condenser | Cube | Batch | 1662 | 4.3 | 4.59 |  |  |  | Federally-Regulated Commercial & Industrial Equipment | 07/06/2023 | 10595461 | 10/10/2023
Scotsman Ice Systems | Scotsman | CU2026MA-1E | Self-Contained | Air-Cooled Condenser | Cube | Batch | 145 | 7.23 | 8.75 |  |  |  | Federally-Regulated Commercial & Industrial Equipment | 07/06/2023 | 10447378 | 10/10/2023
Scotsman Ice Systems | Scotsman | MC2148SR-3A*ERC611-32E | Remote Condensing w/o Remote C | Air-Cooled Condenser | Cube | Batch | 1746 | 4.53 |  |  |  |  | Federally-Regulated Commercial & Industrial Equipment | 07/06/2023 | 211039437 | 10/10/2023
Scotsman Ice Systems | Scotsman | MC1448SW-3A | Ice-making Head | Water-Cooled Condenser | Cube | Batch | 1340 | 3.65 |  | 100 |  |  | Federally-Regulated Commercial & Industrial Equipment | 07/06/2023 | 211039621 | 10/10/2023
Scotsman Ice Systems | Scotsman | MC0630MR-32A*ERC311-32E | Remote Condensing w/o Remote C | Air-Cooled Condenser | Cube | Batch | 540 | 5.35 |  |  |  |  | Federally-Regulated Commercial & Industrial Equipment | 07/06/2023 | 211039395 | 10/10/2023
Scotsman Ice Systems | Scotsman | C2148MR-3E*ERC611-32E | Remote Condensing w/o Remote C | Air-Cooled Condenser | Cube | Batch | 1746 | 4.53 |  |  |  |  | Federally-Regulated Commercial & Industrial Equipment | 07/06/2023 | 201785785 | 10/10/2023
Scotsman Ice Systems | Scotsman | MC1848SR-32A*ERC611-32E | Remote Condensing w/o Remote C | Air-Cooled Condenser | Cube | Batch | 1662 | 4.3 |  |  |  |  | Federally-Regulated Commercial & Industrial Equipment | 07/06/2023 | 211039431 | 10/10/2023
Scotsman Ice Systems | Scotsman | NS1322A-32A | Ice-making Head | Air-Cooled Condenser | Flake | Continuous | 954 | 4.11 |  |  |  | 1.22 | Federally-Regulated Commercial & Industrial Equipment | 07/06/2023 | 206362495 | 10/10/2023
Scotsman Ice Systems | Scotsman | EH330SL-1E*ECC1200-32E | Both Remote Condensing & Remot | Air-Cooled Condenser | Cube | Batch | 1103 | 4.55 | 4.79 |  |  |  | Federally-Regulated Commercial & Industrial Equipment | 07/06/2023 | 201753640 | 10/10/2023
Scotsman Ice Systems | Scotsman | FS1222A-3B | Ice-making Head | Air-Cooled Condenser | Flake | Continuous | 861 | 3.24 |  |  |  | 1.42 | Federally-Regulated Commercial & Industrial Equipment | 07/06/2023 | 207348602 | 10/10/2023
Scotsman Ice Systems | Scotsman | FS1522R-32B*ERC311-32E | Remote Condensing w/o Remote C | Air-Cooled Condenser | Flake | Continuous | 1133 | 3.66 |  |  |  | 1.35 | Federally-Regulated Commercial & Industrial Equipment | 07/06/2023 | 207348622 | 10/10/2023
Scotsman Ice Systems | Scotsman | MC1030SR-3A*ERC311-32E | Remote Condensing w/o Remote C | Air-Cooled Condenser | Cube | Batch | 869 | 4.97 |  |  |  |  | Federally-Regulated Commercial & Industrial Equipment | 07/06/2023 | 211039415 | 10/10/2023
Scotsman Ice Systems | Scotsman | NS0422A-1A | Ice-making Head | Air-Cooled Condenser | Flake | Continuous | 320 | 5.23 |  |  |  | 1.2 | Federally-Regulated Commercial & Industrial Equipment | 07/06/2023 | 206362461 | 10/10/2023
Scotsman Ice Systems | Scotsman | MC0830SA-32A | Ice-making Head | Air-Cooled Condenser | Cube | Batch | 718 | 4.99 |  |  |  |  | Federally-Regulated Commercial & Industrial Equipment | 07/06/2023 | 211039405 | 10/10/2023
Scotsman Ice Systems | Scotsman | NS0922W-3A | Ice-making Head | Water-Cooled Condenser | Flake | Continuous | 817 | 3.01 |  | 123 |  | 1.22 | Federally-Regulated Commercial & Industrial Equipment | 07/06/2023 | 206362486 | 10/10/2023
Scotsman Ice Systems | Scotsman | BC0530A-1A | Ice-making Head | Air-Cooled Condenser | Cube | Batch | 383 | 5.92 |  |  |  |  | Federally-Regulated Commercial & Industrial Equipment | 07/06/2023 | 205707978 | 10/10/2023
Scotsman Ice Systems | Scotsman | NS0922A-32A | Ice-making Head | Air-Cooled Condenser | Flake | Continuous | 740 | 3.91 |  |  |  | 1.21 | Federally-Regulated Commercial & Industrial Equipment | 07/06/2023 | 206362481 | 10/10/2023
Scotsman Ice Systems | Scotsman | NH0422W-1B | Ice-making Head | Water-Cooled Condenser | Flake | Continuous | 370 | 4.12 |  | 107 |  | 1.16 | Federally-Regulated Commercial & Industrial Equipment | 07/06/2023 | 207348584 | 10/10/2023
Scotsman Ice Systems | Scotsman | NH0622A-32B | Ice-making Head | Air-Cooled Condenser | Flake | Continuous | 466 | 5.65 |  |  |  | 1.15 | Federally-Regulated Commercial & Industrial Equipment | 07/06/2023 | 207348589 | 10/10/2023
Scotsman Ice Systems | Scotsman | C0530MA-1E | Ice-making Head | Air-Cooled Condenser | Cube | Batch | 361 | 5.68 |  |  |  |  | Federally-Regulated Commercial & Industrial Equipment | 07/06/2023 | 202348424 | 10/10/2023
Scotsman Ice Systems | Scotsman | C0722MA-32E | Ice-making Head | Air-Cooled Condenser | Cube | Batch | 566 | 5.26 | 5.64 |  |  |  | Federally-Regulated Commercial & Industrial Equipment | 07/06/2023 | 9952082 | 10/10/2023
Scotsman Ice Systems | Scotsman | C0330SW-1E | Ice-making Head | Water-Cooled Condenser | Cube | Batch | 326 | 4.97 | 5.18 | 139 | 192.8 |  | Federally-Regulated Commercial & Industrial Equipment | 07/06/2023 | 10498181 | 10/10/2023
Scotsman Ice Systems | Scotsman | MC1848SW-32A | Ice-making Head | Water-Cooled Condenser | Cube | Batch | 1668 | 3.92 |  | 138 |  |  | Federally-Regulated Commercial & Industrial Equipment | 07/06/2023 | 211039433 | 10/10/2023
Scotsman Ice Systems | Scotsman | MC0322SW-1A | Ice-making Head | Water-Cooled Condenser | Cube | Batch | 292 | 5.23 |  | 144 |  |  | Federally-Regulated Commercial & Industrial Equipment | 07/06/2023 | 211039609 | 10/10/2023
Scotsman Ice Systems | Scotsman | NS1322W-32B | Ice-making Head | Water-Cooled Condenser | Flake | Continuous | 1115 | 3.11 |  | 94 |  | 1.22 | Federally-Regulated Commercial & Industrial Equipment | 07/06/2023 | 207348618 | 10/10/2023
Scotsman Ice Systems | Scotsman | FS0522A-1B | Ice-making Head | Air-Cooled Condenser | Flake | Continuous | 372 | 4.65 |  |  |  | 1.4 | Federally-Regulated Commercial & Industrial Equipment | 07/06/2023 | 207348582 | 10/10/2023
Scotsman Ice Systems | Scotsman | C1030MW-32E | Ice-making Head | Water-Cooled Condenser | Cube | Batch | 908 | 4.04 | 4.17 | 134 | 180 |  | Federally-Regulated Commercial & Industrial Equipment | 07/06/2023 | 10349165 | 10/10/2023
Scotsman Ice Systems | Scotsman | C0322SW-32E | Ice-making Head | Water-Cooled Condenser | Cube | Batch | 292 | 5.23 | 5.27 | 144 | 193.6 |  | Federally-Regulated Commercial & Industrial Equipment | 07/06/2023 | 9973376 | 10/10/2023
Scotsman Ice Systems | Scotsman | C0830SA-32E | Ice-making Head | Air-Cooled Condenser | Cube | Batch | 718 | 4.99 | 5.26 |  |  |  | Federally-Regulated Commercial & Industrial Equipment | 07/06/2023 | 10271664 | 10/10/2023
Scotsman Ice Systems | Scotsman | NS0422A-1B | Ice-making Head | Air-Cooled Condenser | Flake | Continuous | 320 | 5.23 |  |  |  | 1.2 | Federally-Regulated Commercial & Industrial Equipment | 07/06/2023 | 207348580 | 10/10/2023
Scotsman Ice Systems | Scotsman | MC1030MR-3A*ERC311-32E | Remote Condensing w/o Remote C | Air-Cooled Condenser | Cube | Batch | 869 | 4.97 |  |  |  |  | Federally-Regulated Commercial & Industrial Equipment | 07/06/2023 | 211039411 | 10/10/2023
Scotsman Ice Systems | Scotsman | C0330MA-32E | Ice-making Head | Air-Cooled Condenser | Cube | Batch | 288 | 6.23 | 6.45 |  |  |  | Federally-Regulated Commercial & Industrial Equipment | 07/06/2023 | 10271662 | 10/10/2023
Scotsman Ice Systems | Scotsman | MC0322MW-1A | Ice-making Head | Water-Cooled Condenser | Cube | Batch | 292 | 5.23 |  | 144 |  |  | Federally-Regulated Commercial & Industrial Equipment | 07/06/2023 | 211039607 | 10/10/2023
Scotsman Ice Systems | Scotsman | FS1222W-32B | Ice-making Head | Water-Cooled Condenser | Flake | Continuous | 933 | 2.59 |  | 112 |  | 1.4 | Federally-Regulated Commercial & Industrial Equipment | 07/06/2023 | 207348606 | 10/10/2023
Scotsman Ice Systems | Scotsman | HID525AW-1# | Self-Contained | Air-Cooled Condenser | Flake | Continuous | 365 | 5.5 |  |  |  | 1.16 | Federally-Regulated Commercial & Industrial Equipment | 07/06/2023 | 8200985 | 10/10/2023
Scotsman Ice Systems | Scotsman | C1848SW-32E | Ice-making Head | Water-Cooled Condenser | Cube | Batch | 1668 | 3.92 |  | 138 |  |  | Federally-Regulated Commercial & Industrial Equipment | 07/06/2023 | 10595458 | 10/10/2023
Scotsman Ice Systems | Scotsman | C1448SW-32E | Ice-making Head | Water-Cooled Condenser | Cube | Batch | 1340 | 3.7 | 4.04 | 100 | 170.5 |  | Federally-Regulated Commercial & Industrial Equipment | 07/06/2023 | 10445120 | 10/10/2023
Scotsman Ice Systems | Scotsman | MC0630SR-32A*ERC311-32E | Remote Condensing w/o Remote C | Air-Cooled Condenser | Cube | Batch | 540 | 5.35 |  |  |  |  | Federally-Regulated Commercial & Industrial Equipment | 07/06/2023 | 211039398 | 10/10/2023
Scotsman Ice Systems | Scotsman | MC0530MA-1A | Ice-making Head | Air-Cooled Condenser | Cube | Batch | 361 | 5.68 |  |  |  |  | Federally-Regulated Commercial & Industrial Equipment | 07/06/2023 | 211039387 | 10/10/2023
Scotsman Ice Systems | Scotsman | NH1322W-32B | Ice-making Head | Water-Cooled Condenser | Flake | Continuous | 1033 | 3.38 |  | 109 |  | 1.14 | Federally-Regulated Commercial & Industrial Equipment | 07/06/2023 | 207348619 | 10/10/2023
Scotsman Ice Systems | Scotsman | NH0922W-32B | Ice-making Head | Water-Cooled Condenser | Flake | Continuous | 740 | 3.28 |  | 133 |  | 1.17 | Federally-Regulated Commercial & Industrial Equipment | 07/06/2023 | 207348605 | 10/10/2023
Scotsman Ice Systems | Scotsman | C1848SR-32E*ERC611-32E | Remote Condensing w/o Remote C | Air-Cooled Condenser | Cube | Batch | 1662 | 4.3 | 4.59 |  |  |  | Federally-Regulated Commercial & Industrial Equipment | 07/06/2023 | 10595460 | 10/10/2023
Scotsman Ice Systems | Scotsman | NH0622A-1B | Ice-making Head | Air-Cooled Condenser | Flake | Continuous | 466 | 5.65 |  |  |  | 1.15 | Federally-Regulated Commercial & Industrial Equipment | 07/06/2023 | 207348586 | 10/10/2023
Scotsman Ice Systems | Scotsman | C2148MR-32E*ERC611-32E | Remote Condensing w/o Remote C | Air-Cooled Condenser | Cube | Batch | 1746 | 4.53 | 4.59 |  |  |  | Federally-Regulated Commercial & Industrial Equipment | 07/06/2023 | 201753642 | 10/10/2023
Scotsman Ice Systems | Scotsman | EH430SL-1#*ECC1410-3# | Remote Condensing w/o Remote C | Air-Cooled Condenser | Cube | Batch | 1200 | 4.5 | 4.59 |  |  |  | Federally-Regulated Commercial & Industrial Equipment | 07/06/2023 | 6749896 | 10/10/2023
Scotsman Ice Systems | Scotsman | C0830SA-3E | Ice-making Head | Air-Cooled Condenser | Cube | Batch | 718 | 4.99 | 5.26 |  |  |  | Federally-Regulated Commercial & Industrial Equipment | 07/06/2023 | 10271666 | 10/10/2023
Scotsman Ice Systems | Scotsman | C1030SR-3E*ERC311-32E | Remote Condensing w/o Remote C | Air-Cooled Condenser | Cube | Batch | 842 | 4.99 | 5.09 |  |  |  | Federally-Regulated Commercial & Industrial Equipment | 07/06/2023 | 10349170 | 10/10/2023
Scotsman Ice Systems | Scotsman | MC2148SR-32A*ERC611-32E | Remote Condensing w/o Remote C | Air-Cooled Condenser | Cube | Batch | 1746 | 4.53 |  |  |  |  | Federally-Regulated Commercial & Industrial Equipment | 07/06/2023 | 211039436 | 10/10/2023
Scotsman Ice Systems | Scotsman | FS1222A-32B | Ice-making Head | Air-Cooled Condenser | Flake | Continuous | 861 | 3.24 |  |  |  | 1.42 | Federally-Regulated Commercial & Industrial Equipment | 07/06/2023 | 207348601 | 10/10/2023
Scotsman Ice Systems | Scotsman | MC1448SR-3A*ERC311-32E | Remote Condensing w/o Remote C | Air-Cooled Condenser | Cube | Batch | 1258 | 4.34 |  |  |  |  | Federally-Regulated Commercial & Industrial Equipment | 07/06/2023 | 211039425 | 10/10/2023
Scotsman Ice Systems | Scotsman | C1030MA-32E | Ice-making Head | Air-Cooled Condenser | Cube | Batch | 781 | 4.96 |  |  |  |  | Federally-Regulated Commercial & Industrial Equipment | 07/06/2023 | 202053813 | 10/10/2023
Scotsman Ice Systems | Scotsman | MC1030MW-32A | Ice-making Head | Water-Cooled Condenser | Cube | Batch | 929 | 3.96 |  | 167 |  |  | Federally-Regulated Commercial & Industrial Equipment | 07/06/2023 | 211039412 | 10/10/2023
Scotsman Ice Systems | Scotsman | C0530MA-32# | Ice-making Head | Air-Cooled Condenser | Cube | Batch | 380 | 5.8 | 6.1 |  |  |  | Federally-Regulated Commercial & Industrial Equipment | 07/06/2023 | 5820768 | 10/10/2023
Scotsman Ice Systems | Scotsman | NS0922A-32B | Ice-making Head | Air-Cooled Condenser | Flake | Continuous | 740 | 3.91 |  |  |  | 1.21 | Federally-Regulated Commercial & Industrial Equipment | 07/06/2023 | 207348599 | 10/10/2023
Scotsman Ice Systems | Scotsman | C0830MW-32# | Ice-making Head | Water-Cooled Condenser | Cube | Batch | 832 | 4 |  | 136 |  |  | Federally-Regulated Commercial & Industrial Equipment | 07/06/2023 | 8914349 | 10/10/2023
Scotsman Ice Systems | Scotsman | MC430SL-1A*ECC1410-3# | Remote Condensing w/o Remote C | Air-Cooled Condenser | Cube | Batch | 1200 | 4.5 |  |  |  |  | Federally-Regulated Commercial & Industrial Equipment | 07/06/2023 | 211039623 | 10/10/2023
Scotsman Ice Systems | Scotsman | MC0830SR-32A*ERC311-32# | Remote Condensing w/o Remote C | Air-Cooled Condenser | Cube | Batch | 780 | 4.7 |  |  |  |  | Federally-Regulated Commercial & Industrial Equipment | 10/10/2023 | 211039407 | 10/10/2023
Scotsman Ice Systems | Scotsman | UC2724SA-1A | Self-Contained | Air-Cooled Condenser | Cube | Batch | 202 | 7.05 |  |  |  |  | Federally-Regulated Commercial & Industrial Equipment | 10/10/2023 | 205995172 | 10/10/2023
Scotsman Ice Systems | Scotsman | C2648MR-3E*PRC241-32E | Remote Condensing w/o Remote C | Air-Cooled Condenser | Cube | Batch | 2131 | 4.44 |  |  |  |  | Federally-Regulated Commercial & Industrial Equipment | 10/10/2023 | 201785783 | 10/10/2023
Scotsman Ice Systems | Scotsman | FS0822W-1B | Ice-making Head | Water-Cooled Condenser | Flake | Continuous | 581 | 3.41 |  | 87 |  | 1.38 | Federally-Regulated Commercial & Industrial Equipment | 10/10/2023 | 207348592 | 10/10/2023
Scotsman Ice Systems | Scotsman | FS0822A-1B | Ice-making Head | Air-Cooled Condenser | Flake | Continuous | 606 | 4.11 |  |  |  | 1.38 | Federally-Regulated Commercial & Industrial Equipment | 10/10/2023 | 207348587 | 10/10/2023
Scotsman Ice Systems | Scotsman | MC1848SA-32A | Ice-making Head | Air-Cooled Condenser | Cube | Batch | 1426 | 4.48 |  |  |  |  | Federally-Regulated Commercial & Industrial Equipment | 10/10/2023 | 211039430 | 10/10/2023
Scotsman Ice Systems | Scotsman | MC1448SA-32A | Ice-making Head | Air-Cooled Condenser | Cube | Batch | 1296 | 4.25 |  |  |  |  | Federally-Regulated Commercial & Industrial Equipment | 10/10/2023 | 211039422 | 10/10/2023
Scotsman Ice Systems | Scotsman | MC0522SW-1A | Ice-making Head | Water-Cooled Condenser | Cube | Batch | 409 | 4.48 |  | 152 |  |  | Federally-Regulated Commercial & Industrial Equipment | 10/10/2023 | 211039616 | 10/10/2023
Scotsman Ice Systems | Scotsman | C1848SA-32E | Ice-making Head | Air-Cooled Condenser | Cube | Batch | 1426 | 4.48 |  |  |  |  | Federally-Regulated Commercial & Industrial Equipment | 10/10/2023 | 10595456 | 10/10/2023
Scotsman Ice Systems | Scotsman | MC0322SW-32A | Ice-making Head | Water-Cooled Condenser | Cube | Batch | 292 | 5.23 |  | 144 |  |  | Federally-Regulated Commercial & Industrial Equipment | 10/10/2023 | 211039610 | 10/10/2023
Scotsman Ice Systems | Scotsman | UN324A-1A | Self-Contained | Air-Cooled Condenser | Flake | Continuous | 266 | 5.47 |  |  |  | 1.12 | Federally-Regulated Commercial & Industrial Equipment | 10/10/2023 | 10581202 | 10/10/2023
Scotsman Ice Systems | Scotsman | NH0922A-1B | Ice-making Head | Air-Cooled Condenser | Flake | Continuous | 676 | 4.23 |  |  |  | 1.15 | Federally-Regulated Commercial & Industrial Equipment | 10/10/2023 | 207348598 | 10/10/2023
Scotsman Ice Systems | Scotsman | UNC15NJ### | Self-Contained | Air-Cooled Condenser | Flake | Continuous | 56 | 10.52 |  |  |  | 1.18 | Federally-Regulated Commercial & Industrial Equipment | 10/10/2023 | 10238968 | 10/10/2023
Scotsman Ice Systems | Scotsman | MC1448MA-32A | Ice-making Head | Air-Cooled Condenser | Cube | Batch | 1296 | 4.25 |  |  |  |  | Federally-Regulated Commercial & Industrial Equipment | 10/10/2023 | 211039417 | 10/10/2023
Scotsman Ice Systems | Scotsman | MC1848MA-32A | Ice-making Head | Air-Cooled Condenser | Cube | Batch | 1426 | 4.48 |  |  |  |  | Federally-Regulated Commercial & Industrial Equipment | 10/10/2023 | 211039427 | 10/10/2023
Scotsman Ice Systems | Scotsman | C0830MR-32#*ERC311-32# | Remote Condensing w/o Remote C | Air-Cooled Condenser | Cube | Batch | 780 | 4.7 |  |  |  |  | Federally-Regulated Commercial & Industrial Equipment | 10/10/2023 | 5820778 | 10/10/2023
Scotsman Ice Systems | Scotsman | C0830SR-32#*ERC311-32# | Remote Condensing w/o Remote C | Air-Cooled Condenser | Cube | Batch | 780 | 4.7 |  |  |  |  | Federally-Regulated Commercial & Industrial Equipment | 10/10/2023 | 5628493 | 10/10/2023
Scotsman Ice Systems | Scotsman | NS0922A-1B | Ice-making Head | Air-Cooled Condenser | Flake | Continuous | 740 | 3.91 |  |  |  | 1.21 | Federally-Regulated Commercial & Industrial Equipment | 10/10/2023 | 207348597 | 10/10/2023
Scotsman Ice Systems | Scotsman | NS0922W-32A | Ice-making Head | Water-Cooled Condenser | Flake | Continuous | 817 | 3.01 |  | 123 |  | 1.22 | Federally-Regulated Commercial & Industrial Equipment | 07/06/2023 | 206362485 | 10/10/2023
Scotsman Ice Systems | Scotsman | C1030SR-3F*ERC311-32E | Remote Condensing w/o Remote C | Air-Cooled Condenser | Cube | Batch | 869 | 4.97 |  |  |  |  | Federally-Regulated Commercial & Industrial Equipment | 10/10/2023 | 207641357 | 10/10/2023
Scotsman Ice Systems | Scotsman | NH0922A-32B | Ice-making Head | Air-Cooled Condenser | Flake | Continuous | 676 | 4.23 |  |  |  | 1.15 | Federally-Regulated Commercial & Industrial Equipment | 10/10/2023 | 207348600 | 10/10/2023
Scotsman Ice Systems | Scotsman | MC1030SW-32A | Ice-making Head | Water-Cooled Condenser | Cube | Batch | 929 | 3.96 |  | 167 |  |  | Federally-Regulated Commercial & Industrial Equipment | 10/10/2023 | 211039416 | 10/10/2023
Scotsman Ice Systems | Scotsman | HID525A-1# | Self-Contained | Air-Cooled Condenser | Flake | Continuous | 365 | 5.5 |  |  |  | 1.16 | Federally-Regulated Commercial & Industrial Equipment | 10/10/2023 | 8200984 | 10/10/2023
Scotsman Ice Systems | Scotsman | C0322SA-1E | Ice-making Head | Air-Cooled Condenser | Cube | Batch | 232 | 6.95 |  |  |  |  | Federally-Regulated Commercial & Industrial Equipment | 10/10/2023 | 10014929 | 10/10/2023
Scotsman Ice Systems | Scotsman | MC0330SA-1A | Ice-making Head | Air-Cooled Condenser | Cube | Batch | 288 | 6.23 |  |  |  |  | Federally-Regulated Commercial & Industrial Equipment | 10/10/2023 | 211039385 | 10/10/2023
Scotsman Ice Systems | Scotsman | UF0915A-1A | Self-Contained | Air-Cooled Condenser | Flake | Continuous | 76 | 5.75 |  |  |  | 1.67 | Federally-Regulated Commercial & Industrial Equipment | 10/10/2023 | 204713834 | 10/10/2023
Scotsman Ice Systems | Scotsman | NS0922R-1B*ERC111-1E | Remote Condensing w/o Remote C | Air-Cooled Condenser | Flake | Continuous | 754 | 3.91 |  |  |  | 1.18 | Federally-Regulated Commercial & Industrial Equipment | 10/10/2023 | 207348607 | 10/10/2023
Scotsman Ice Systems | Scotsman | CU3030MA-1E | Self-Contained | Air-Cooled Condenser | Cube | Batch | 224 | 7.35 |  |  |  |  | Federally-Regulated Commercial & Industrial Equipment | 10/10/2023 | 10447381 | 10/10/2023
Scotsman Ice Systems | Scotsman | C0522MA-1E | Ice-making Head | Air-Cooled Condenser | Cube | Batch | 340 | 5.94 |  |  |  |  | Federally-Regulated Commercial & Industrial Equipment | 10/10/2023 | 9952217 | 10/10/2023
Scotsman Ice Systems | Scotsman | EH430SL-1#*ECC1410-32# | Remote Condensing w/o Remote C | Air-Cooled Condenser | Cube | Batch | 1200 | 4.5 |  |  |  |  | Federally-Regulated Commercial & Industrial Equipment | 10/10/2023 | 6749895 | 10/10/2023
Scotsman Ice Systems | Scotsman | C0530MA-32E | Ice-making Head | Air-Cooled Condenser | Cube | Batch | 361 | 5.68 |  |  |  |  | Federally-Regulated Commercial & Industrial Equipment | 10/10/2023 | 202348426 | 10/10/2023
Scotsman Ice Systems | Scotsman | C1448MR-3E*ERC311-32E | Remote Condensing w/o Remote C | Air-Cooled Condenser | Cube | Batch | 1258 | 4.34 |  |  |  |  | Federally-Regulated Commercial & Industrial Equipment | 10/10/2023 | 10445123 | 10/10/2023
Scotsman Ice Systems | Scotsman | C0630SW-32E | Ice-making Head | Water-Cooled Condenser | Cube | Batch | 573 | 4.1 |  | 160 |  |  | Federally-Regulated Commercial & Industrial Equipment | 10/10/2023 | 10268734 | 10/10/2023
Scotsman Ice Systems | Scotsman | NS1322W-3B | Ice-making Head | Water-Cooled Condenser | Flake | Continuous | 1115 | 3.11 |  | 94 |  | 1.22 | Federally-Regulated Commercial & Industrial Equipment | 10/10/2023 | 207348616 | 10/10/2023
Scotsman Ice Systems | Scotsman | CU1526SA-1E | Self-Contained | Air-Cooled Condenser | Cube | Batch | 101 | 9.49 |  |  |  |  | Federally-Regulated Commercial & Industrial Equipment | 10/10/2023 | 10447377 | 10/10/2023
Scotsman Ice Systems | Scotsman | HID540A-1# | Self-Contained | Air-Cooled Condenser | Flake | Continuous | 365 | 5.5 |  |  |  | 1.16 | Federally-Regulated Commercial & Industrial Equipment | 10/10/2023 | 8200986 | 10/10/2023
Scotsman Ice Systems | Scotsman | C0722SA-32E | Ice-making Head | Air-Cooled Condenser | Cube | Batch | 566 | 5.26 |  |  |  |  | Federally-Regulated Commercial & Industrial Equipment | 10/10/2023 | 9952216 | 10/10/2023
Scotsman Ice Systems | Scotsman | C1448SR-3E*ERC311-32E | Remote Condensing w/o Remote C | Air-Cooled Condenser | Cube | Batch | 1258 | 4.34 |  |  |  |  | Federally-Regulated Commercial & Industrial Equipment | 10/10/2023 | 10445124 | 10/10/2023
Scotsman Ice Systems | Scotsman | NS0922R-1A*ERC111-1E | Remote Condensing w/o Remote C | Air-Cooled Condenser | Flake | Continuous | 754 | 3.91 |  |  |  | 1.18 | Federally-Regulated Commercial & Industrial Equipment | 10/10/2023 | 206362490 | 10/10/2023
Scotsman Ice Systems | Scotsman | MC0522SA-32A | Ice-making Head | Air-Cooled Condenser | Cube | Batch | 340 | 5.94 |  |  |  |  | Federally-Regulated Commercial & Industrial Equipment | 10/10/2023 | 211039615 | 10/10/2023
Scotsman Ice Systems | Scotsman | NS0622A-1B | Ice-making Head | Air-Cooled Condenser | Flake | Continuous | 530 | 4.91 |  |  |  | 1.19 | Federally-Regulated Commercial & Industrial Equipment | 10/10/2023 | 207348585 | 10/10/2023
Scotsman Ice Systems | Scotsman | C2648SR-3E*PRC241-32E | Remote Condensing w/o Remote C | Air-Cooled Condenser | Cube | Batch | 2131 | 4.44 |  |  |  |  | Federally-Regulated Commercial & Industrial Equipment | 10/10/2023 | 201785784 | 10/10/2023
Scotsman Ice Systems | Scotsman | UN324W-1A | Self-Contained | Water-Cooled Condenser | Flake | Continuous | 281 | 4.55 |  | 95 |  | 1.12 | Federally-Regulated Commercial & Industrial Equipment | 10/10/2023 | 10581271 | 10/10/2023
Scotsman Ice Systems | Scotsman | MC0522MA-1A | Ice-making Head | Air-Cooled Condenser | Cube | Batch | 340 | 5.94 |  |  |  |  | Federally-Regulated Commercial & Industrial Equipment | 10/10/2023 | 211039611 | 10/10/2023
Scotsman Ice Systems | Scotsman | C1848MR-3E*ERC611-32E | Remote Condensing w/o Remote C | Air-Cooled Condenser | Cube | Batch | 1662 | 4.3 |  |  |  |  | Federally-Regulated Commercial & Industrial Equipment | 10/10/2023 | 10595461 | 10/10/2023
Scotsman Ice Systems | Scotsman | CU2026MA-1E | Self-Contained | Air-Cooled Condenser | Cube | Batch | 145 | 7.23 |  |  |  |  | Federally-Regulated Commercial & Industrial Equipment | 10/10/2023 | 10447378 | 10/10/2023
Scotsman Ice Systems | Scotsman | MC2148SR-3A*ERC611-32E | Remote Condensing w/o Remote C | Air-Cooled Condenser | Cube | Batch | 1746 | 4.53 |  |  |  |  | Federally-Regulated Commercial & Industrial Equipment | 10/10/2023 | 211039437 | 10/10/2023
Scotsman Ice Systems | Scotsman | MC1448SW-3A | Ice-making Head | Water-Cooled Condenser | Cube | Batch | 1340 | 3.65 |  | 100 |  |  | Federally-Regulated Commercial & Industrial Equipment | 10/10/2023 | 211039621 | 10/10/2023
Scotsman Ice Systems | Scotsman | MC0630MR-32A*ERC311-32E | Remote Condensing w/o Remote C | Air-Cooled Condenser | Cube | Batch | 540 | 5.35 |  |  |  |  | Federally-Regulated Commercial & Industrial Equipment | 10/10/2023 | 211039395 | 10/10/2023
Scotsman Ice Systems | Scotsman | C2148MR-3E*ERC611-32E | Remote Condensing w/o Remote C | Air-Cooled Condenser | Cube | Batch | 1746 | 4.53 |  |  |  |  | Federally-Regulated Commercial & Industrial Equipment | 10/10/2023 | 201785785 | 10/10/2023
Scotsman Ice Systems | Scotsman | MC1848SR-32A*ERC611-32E | Remote Condensing w/o Remote C | Air-Cooled Condenser | Cube | Batch | 1662 | 4.3 |  |  |  |  | Federally-Regulated Commercial & Industrial Equipment | 10/10/2023 | 211039431 | 10/10/2023
Scotsman Ice Systems | Scotsman | NS1322A-32A | Ice-making Head | Air-Cooled Condenser | Flake | Continuous | 954 | 4.11 |  |  |  | 1.22 | Federally-Regulated Commercial & Industrial Equipment | 07/06/2023 | 206362495 | 10/10/2023
Scotsman Ice Systems | Scotsman | EH330SL-1E*ECC1200-32E | Both Remote Condensing & Remot | Air-Cooled Condenser | Cube | Batch | 1103 | 4.55 |  |  |  |  | Federally-Regulated Commercial & Industrial Equipment | 10/10/2023 | 201753640 | 10/10/2023
Scotsman Ice Systems | Scotsman | FS1222A-3B | Ice-making Head | Air-Cooled Condenser | Flake | Continuous | 861 | 3.24 |  |  |  | 1.42 | Federally-Regulated Commercial & Industrial Equipment | 07/06/2023 | 207348602 | 10/10/2023
Scotsman Ice Systems | Scotsman | FS1522R-32B*ERC311-32E | Remote Condensing w/o Remote C | Air-Cooled Condenser | Flake | Continuous | 1133 | 3.66 |  |  |  | 1.35 | Federally-Regulated Commercial & Industrial Equipment | 10/10/2023 | 207348622 | 10/10/2023
Scotsman Ice Systems | Scotsman | MC1030SR-3A*ERC311-32E | Remote Condensing w/o Remote C | Air-Cooled Condenser | Cube | Batch | 869 | 4.97 |  |  |  |  | Federally-Regulated Commercial & Industrial Equipment | 10/10/2023 | 211039415 | 10/10/2023
Scotsman Ice Systems | Scotsman | NS0422A-1A | Ice-making Head | Air-Cooled Condenser | Flake | Continuous | 320 | 5.23 |  |  |  | 1.2 | Federally-Regulated Commercial & Industrial Equipment | 07/06/2023 | 206362461 | 10/10/2023
Scotsman Ice Systems | Scotsman | MC0830SA-32A | Ice-making Head | Air-Cooled Condenser | Cube | Batch | 718 | 4.99 |  |  |  |  | Federally-Regulated Commercial & Industrial Equipment | 10/10/2023 | 211039405 | 10/10/2023
Scotsman Ice Systems | Scotsman | NS0922W-3A | Ice-making Head | Water-Cooled Condenser | Flake | Continuous | 817 | 3.01 |  | 123 |  | 1.22 | Federally-Regulated Commercial & Industrial Equipment | 07/06/2023 | 206362486 | 10/10/2023
Scotsman Ice Systems | Scotsman | BC0530A-1A | Ice-making Head | Air-Cooled Condenser | Cube | Batch | 383 | 5.92 |  |  |  |  | Federally-Regulated Commercial & Industrial Equipment | 10/10/2023 | 205707978 | 10/10/2023
Scotsman Ice Systems | Scotsman | NS0922A-32A | Ice-making Head | Air-Cooled Condenser | Flake | Continuous | 740 | 3.91 |  |  |  | 1.21 | Federally-Regulated Commercial & Industrial Equipment | 10/10/2023 | 206362481 | 10/10/2023
Scotsman Ice Systems | Scotsman | NH0422W-1B | Ice-making Head | Water-Cooled Condenser | Flake | Continuous | 370 | 4.12 |  | 107 |  | 1.16 | Federally-Regulated Commercial & Industrial Equipment | 10/10/2023 | 207348584 | 10/10/2023
Scotsman Ice Systems | Scotsman | NH0622A-32B | Ice-making Head | Air-Cooled Condenser | Flake | Continuous | 466 | 5.65 |  |  |  | 1.15 | Federally-Regulated Commercial & Industrial Equipment | 10/10/2023 | 207348589 | 10/10/2023
Scotsman Ice Systems | Scotsman | C0530MA-1E | Ice-making Head | Air-Cooled Condenser | Cube | Batch | 361 | 5.68 |  |  |  |  | Federally-Regulated Commercial & Industrial Equipment | 10/10/2023 | 202348424 | 10/10/2023
Scotsman Ice Systems | Scotsman | C0722MA-32E | Ice-making Head | Air-Cooled Condenser | Cube | Batch | 566 | 5.26 |  |  |  |  | Federally-Regulated Commercial & Industrial Equipment | 10/10/2023 | 9952082 | 10/10/2023
Scotsman Ice Systems | Scotsman | C0330SW-1E | Ice-making Head | Water-Cooled Condenser | Cube | Batch | 326 | 4.97 |  | 139 |  |  | Federally-Regulated Commercial & Industrial Equipment | 10/10/2023 | 10498181 | 10/10/2023
Scotsman Ice Systems | Scotsman | MC1848SW-32A | Ice-making Head | Water-Cooled Condenser | Cube | Batch | 1668 | 3.92 |  | 138 |  |  | Federally-Regulated Commercial & Industrial Equipment | 10/10/2023 | 211039433 | 10/10/2023
Scotsman Ice Systems | Scotsman | MC0322SW-1A | Ice-making Head | Water-Cooled Condenser | Cube | Batch | 292 | 5.23 |  | 144 |  |  | Federally-Regulated Commercial & Industrial Equipment | 10/10/2023 | 211039609 | 10/10/2023
Scotsman Ice Systems | Scotsman | NS1322W-32B | Ice-making Head | Water-Cooled Condenser | Flake | Continuous | 1115 | 3.11 |  | 94 |  | 1.22 | Federally-Regulated Commercial & Industrial Equipment | 07/06/2023 | 207348618 | 10/10/2023
Scotsman Ice Systems | Scotsman | FS0522A-1B | Ice-making Head | Air-Cooled Condenser | Flake | Continuous | 372 | 4.65 |  |  |  | 1.4 | Federally-Regulated Commercial & Industrial Equipment | 10/10/2023 | 207348582 | 10/10/2023
Scotsman Ice Systems | Scotsman | C1030MW-32E | Ice-making Head | Water-Cooled Condenser | Cube | Batch | 908 | 4.04 |  | 134 |  |  | Federally-Regulated Commercial & Industrial Equipment | 10/10/2023 | 10349165 | 10/10/2023
Scotsman Ice Systems | Scotsman | C0322SW-32E | Ice-making Head | Water-Cooled Condenser | Cube | Batch | 292 | 5.23 |  | 144 |  |  | Federally-Regulated Commercial & Industrial Equipment | 10/10/2023 | 9973376 | 10/10/2023
Scotsman Ice Systems | Scotsman | C0830SA-32E | Ice-making Head | Air-Cooled Condenser | Cube | Batch | 718 | 4.99 |  |  |  |  | Federally-Regulated Commercial & Industrial Equipment | 10/10/2023 | 10271664 | 10/10/2023
Scotsman Ice Systems | Scotsman | NS0422A-1B | Ice-making Head | Air-Cooled Condenser | Flake | Continuous | 320 | 5.23 |  |  |  | 1.2 | Federally-Regulated Commercial & Industrial Equipment | 10/10/2023 | 207348580 | 10/10/2023
Scotsman Ice Systems | Scotsman | MC1030MR-3A*ERC311-32E | Remote Condensing w/o Remote C | Air-Cooled Condenser | Cube | Batch | 869 | 4.97 |  |  |  |  | Federally-Regulated Commercial & Industrial Equipment | 10/10/2023 | 211039411 | 10/10/2023
Scotsman Ice Systems | Scotsman | C0330MA-32E | Ice-making Head | Air-Cooled Condenser | Cube | Batch | 288 | 6.23 |  |  |  |  | Federally-Regulated Commercial & Industrial Equipment | 10/10/2023 | 10271662 | 10/10/2023
Scotsman Ice Systems | Scotsman | MC0322MW-1A | Ice-making Head | Water-Cooled Condenser | Cube | Batch | 292 | 5.23 |  | 144 |  |  | Federally-Regulated Commercial & Industrial Equipment | 10/10/2023 | 211039607 | 10/10/2023
Scotsman Ice Systems | Scotsman | FS1222W-32B | Ice-making Head | Water-Cooled Condenser | Flake | Continuous | 933 | 2.59 |  | 112 |  | 1.4 | Federally-Regulated Commercial & Industrial Equipment | 07/06/2023 | 207348606 | 10/10/2023
Scotsman Ice Systems | Scotsman | HID525AW-1# | Self-Contained | Air-Cooled Condenser | Flake | Continuous | 365 | 5.5 |  |  |  | 1.16 | Federally-Regulated Commercial & Industrial Equipment | 07/06/2023 | 8200985 | 10/10/2023
Scotsman Ice Systems | Scotsman | C1848SW-32E | Ice-making Head | Water-Cooled Condenser | Cube | Batch | 1668 | 3.92 |  | 138 |  |  | Federally-Regulated Commercial & Industrial Equipment | 10/10/2023 | 10595458 | 10/10/2023
Scotsman Ice Systems | Scotsman | C1448SW-32E | Ice-making Head | Water-Cooled Condenser | Cube | Batch | 1340 | 3.7 |  | 100 |  |  | Federally-Regulated Commercial & Industrial Equipment | 10/10/2023 | 10445120 | 10/10/2023
Scotsman Ice Systems | Scotsman | MC0630SR-32A*ERC311-32E | Remote Condensing w/o Remote C | Air-Cooled Condenser | Cube | Batch | 540 | 5.35 |  |  |  |  | Federally-Regulated Commercial & Industrial Equipment | 10/10/2023 | 211039398 | 10/10/2023
Scotsman Ice Systems | Scotsman | MC0530MA-1A | Ice-making Head | Air-Cooled Condenser | Cube | Batch | 361 | 5.68 |  |  |  |  | Federally-Regulated Commercial & Industrial Equipment | 10/10/2023 | 211039387 | 10/10/2023
Scotsman Ice Systems | Scotsman | NH1322W-32B | Ice-making Head | Water-Cooled Condenser | Flake | Continuous | 1033 | 3.38 |  | 109 |  | 1.14 | Federally-Regulated Commercial & Industrial Equipment | 10/10/2023 | 207348619 | 10/10/2023
Scotsman Ice Systems | Scotsman | NH0922W-32B | Ice-making Head | Water-Cooled Condenser | Flake | Continuous | 740 | 3.28 |  | 133 |  | 1.17 | Federally-Regulated Commercial & Industrial Equipment | 10/10/2023 | 207348605 | 10/10/2023
Scotsman Ice Systems | Scotsman | C1848SR-32E*ERC611-32E | Remote Condensing w/o Remote C | Air-Cooled Condenser | Cube | Batch | 1662 | 4.3 |  |  |  |  | Federally-Regulated Commercial & Industrial Equipment | 10/10/2023 | 10595460 | 10/10/2023
Scotsman Ice Systems | Scotsman | NH0622A-1B | Ice-making Head | Air-Cooled Condenser | Flake | Continuous | 466 | 5.65 |  |  |  | 1.15 | Federally-Regulated Commercial & Industrial Equipment | 07/06/2023 | 207348586 | 10/10/2023
Scotsman Ice Systems | Scotsman | C2148MR-32E*ERC611-32E | Remote Condensing w/o Remote C | Air-Cooled Condenser | Cube | Batch | 1746 | 4.53 |  |  |  |  | Federally-Regulated Commercial & Industrial Equipment | 10/10/2023 | 201753642 | 10/10/2023
Scotsman Ice Systems | Scotsman | EH430SL-1#*ECC1410-3# | Remote Condensing w/o Remote C | Air-Cooled Condenser | Cube | Batch | 1200 | 4.5 |  |  |  |  | Federally-Regulated Commercial & Industrial Equipment | 10/10/2023 | 6749896 | 10/10/2023
Scotsman Ice Systems | Scotsman | C0830SA-3E | Ice-making Head | Air-Cooled Condenser | Cube | Batch | 718 | 4.99 |  |  |  |  | Federally-Regulated Commercial & Industrial Equipment | 10/10/2023 | 10271666 | 10/10/2023
Scotsman Ice Systems | Scotsman | C1030SR-3E*ERC311-32E | Remote Condensing w/o Remote C | Air-Cooled Condenser | Cube | Batch | 842 | 4.99 |  |  |  |  | Federally-Regulated Commercial & Industrial Equipment | 10/10/2023 | 10349170 | 10/10/2023
Scotsman Ice Systems | Scotsman | MC2148SR-32A*ERC611-32E | Remote Condensing w/o Remote C | Air-Cooled Condenser | Cube | Batch | 1746 | 4.53 |  |  |  |  | Federally-Regulated Commercial & Industrial Equipment | 10/10/2023 | 211039436 | 10/10/2023
Scotsman Ice Systems | Scotsman | FS1222A-32B | Ice-making Head | Air-Cooled Condenser | Flake | Continuous | 861 | 3.24 |  |  |  | 1.42 | Federally-Regulated Commercial & Industrial Equipment | 07/06/2023 | 207348601 | 10/10/2023
Scotsman Ice Systems | Scotsman | MC1448SR-3A*ERC311-32E | Remote Condensing w/o Remote C | Air-Cooled Condenser | Cube | Batch | 1258 | 4.34 |  |  |  |  | Federally-Regulated Commercial & Industrial Equipment | 07/06/2023 | 211039425 | 10/10/2023
Scotsman Ice Systems | Scotsman | C1030MA-32E | Ice-making Head | Air-Cooled Condenser | Cube | Batch | 781 | 4.96 |  |  |  |  | Federally-Regulated Commercial & Industrial Equipment | 10/10/2023 | 202053813 | 10/10/2023
Scotsman Ice Systems | Scotsman | MC1030MW-32A | Ice-making Head | Water-Cooled Condenser | Cube | Batch | 929 | 3.96 |  | 167 |  |  | Federally-Regulated Commercial & Industrial Equipment | 10/10/2023 | 211039412 | 10/10/2023
Scotsman Ice Systems | Scotsman | C0530MA-32# | Ice-making Head | Air-Cooled Condenser | Cube | Batch | 380 | 5.8 |  |  |  |  | Federally-Regulated Commercial & Industrial Equipment | 10/10/2023 | 5820768 | 10/10/2023
Scotsman Ice Systems | Scotsman | NS0922A-32B | Ice-making Head | Air-Cooled Condenser | Flake | Continuous | 740 | 3.91 |  |  |  | 1.21 | Federally-Regulated Commercial & Industrial Equipment | 10/10/2023 | 207348599 | 10/10/2023
Scotsman Ice Systems | Scotsman | C0830MW-32# | Ice-making Head | Water-Cooled Condenser | Cube | Batch | 832 | 4 |  | 136 |  |  | Federally-Regulated Commercial & Industrial Equipment | 10/10/2023 | 8914349 | 10/10/2023
Scotsman Ice Systems | Scotsman | MC430SL-1A*ECC1410-3# | Remote Condensing w/o Remote C | Air-Cooled Condenser | Cube | Batch | 1200 | 4.5 |  |  |  |  | Federally-Regulated Commercial & Industrial Equipment | 10/10/2023 | 211039623 | 10/10/2023
Manitowoc Ice, Inc. | Manitowoc | IDT0500N-161*JCT0500-161 | Remote Condensing w/o Remote C | Air-Cooled Condenser | Cube | Batch | 450 | 6.11 |  |  |  |  | Federally-Regulated Commercial & Industrial Equipment | 07/06/2023 | 201753796 | 10/10/2023
Manitowoc Ice, Inc. | Manitowoc | IBT1020C-161*CVDT1200-263A | Both Remote Condensing & Remot | Air-Cooled Condenser | Cube | Batch | 1030 | 4.49 | 4.79 |  |  |  | Federally-Regulated Commercial & Industrial Equipment | 07/06/2023 | 203401619 | 10/10/2023
Manitowoc Ice, Inc. | Manitowoc | IRT0620A-161 | Ice-making Head | Air-Cooled Condenser | Cube | Batch | 410 | 5.29 |  |  |  |  | Federally-Regulated Commercial & Industrial Equipment | 07/06/2023 | 201753777 | 10/10/2023
Manitowoc Ice, Inc. | Manitowoc | IYT1900N-261E*JCT1500-261 | Remote Condensing w/o Remote C | Air-Cooled Condenser | Cube | Batch | 1744 | 4 | 4.59 |  |  |  | Federally-Regulated Commercial & Industrial Equipment | 07/06/2023 | 204517897 | 10/10/2023
Manitowoc Ice, Inc. | Manitowoc | IYT0620A-261 | Ice-making Head | Air-Cooled Condenser | Cube | Batch | 450 | 5.16 | 5.93 |  |  |  | Federally-Regulated Commercial & Industrial Equipment | 07/06/2023 | 201753782 | 10/10/2023
Manitowoc Ice, Inc. | Manitowoc | IYT1900N-263E*JCT1500-261 | Remote Condensing w/o Remote C | Air-Cooled Condenser | Cube | Batch | 1744 | 4 | 4.59 |  |  |  | Federally-Regulated Commercial & Industrial Equipment | 07/06/2023 | 204517898 | 10/10/2023
Manitowoc Ice, Inc. | Manitowoc | IYT1500W-263E | Ice-making Head | Water-Cooled Condenser | Cube | Batch | 1590 | 3.2 | 4 | 145 | 165 |  | Federally-Regulated Commercial & Industrial Equipment | 07/06/2023 | 204517889 | 10/10/2023
Manitowoc Ice, Inc. | Manitowoc | IYF1400C-161*CVDF1400-261A | Both Remote Condensing & Remot | Air-Cooled Condenser | Cube | Batch | 1230 | 4.4 |  |  |  |  | Federally-Regulated Commercial & Industrial Equipment | 07/06/2023 | 202634429 | 10/10/2023
Manitowoc Ice, Inc. | Manitowoc | RNF2000C-261*RCUF2200-263 | Both Remote Condensing & Remot | Air-Cooled Condenser | Other | Continuous | 1475 | 4.42 |  |  |  | 1.14 | Federally-Regulated Commercial & Industrial Equipment | 07/06/2023 | 204743193 | 10/10/2023
Manitowoc Ice, Inc. | Manitowoc | IDT1500A-261A | Ice-making Head | Air-Cooled Condenser | Cube | Batch | 1350 | 4.66 | 4.7 |  |  |  | Federally-Regulated Commercial & Industrial Equipment | 07/06/2023 | 203966613 | 10/10/2023
Manitowoc Ice, Inc. | Manitowoc | IYF0900A-263A | Ice-making Head | Air-Cooled Condenser | Cube | Batch | 700 | 5.21 | 5.3 |  |  |  | Federally-Regulated Commercial & Industrial Equipment | 07/06/2023 | 205775500 | 10/10/2023
Manitowoc Ice, Inc. | Manitowoc | IYT0750N-261*JCT1200-261 | Remote Condensing w/o Remote C | Air-Cooled Condenser | Cube | Batch | 619 | 5.26 | 5.85 |  |  |  | Federally-Regulated Commercial & Industrial Equipment | 09/28/2023 | 213280080 | 10/10/2023
Manitowoc Ice, Inc. | Manitowoc | SDT3000W-263H | Ice-making Head | Water-Cooled Condenser | Cube | Batch | 2558 | 3.69 |  | 140 |  |  | Federally-Regulated Commercial & Industrial Equipment | 07/06/2023 | 202177364 | 10/10/2023
Manitowoc Ice, Inc. | Manitowoc | IYF0600C-161*CVDF0600-261A | Both Remote Condensing & Remot | Air-Cooled Condenser | Cube | Batch | 530 | 6 | 6.16 |  |  |  | Federally-Regulated Commercial & Industrial Equipment | 07/06/2023 | 203264439 | 10/10/2023
Manitowoc Ice, Inc. | Manitowoc | IYT0300A-261 | Ice-making Head | Air-Cooled Condenser | Cube | Batch | 230 | 5.99 | 7.16 |  |  |  | Federally-Regulated Commercial & Industrial Equipment | 07/06/2023 | 205574628 | 10/10/2023
Manitowoc Ice, Inc. | Manitowoc | IYF1800C-161*CVDF1800-261A | Both Remote Condensing & Remot | Air-Cooled Condenser | Cube | Batch | 1440 | 4.49 |  |  |  |  | Federally-Regulated Commercial & Industrial Equipment | 07/06/2023 | 202634431 | 10/10/2023
Manitowoc Ice, Inc. | Manitowoc | IYF1800C-161*CVDF1800-261 | Both Remote Condensing & Remot | Air-Cooled Condenser | Cube | Batch | 1470 | 4.6 |  |  |  |  | Federally-Regulated Commercial & Industrial Equipment | 07/06/2023 | 202358892 | 10/10/2023
Manitowoc Ice, Inc. | Manitowoc | SDF3000C-161*CVDF3000-263 | Both Remote Condensing & Remot | Air-Cooled Condenser | Cube | Batch | 2333 | 4.75 |  |  |  |  | Federally-Regulated Commercial & Industrial Equipment | 07/06/2023 | 201872168 | 10/10/2023
Manitowoc Ice, Inc. | Manitowoc | IDT1900N-263E*JCT1500-261 | Remote Condensing w/o Remote C | Air-Cooled Condenser | Cube | Batch | 1643 | 4.02 | 4.59 |  |  |  | Federally-Regulated Commercial & Industrial Equipment | 07/06/2023 | 204517896 | 10/10/2023
Manitowoc Ice, Inc. | Manitowoc | IDT0620A-161 | Ice-making Head | Air-Cooled Condenser | Cube | Batch | 450 | 5.18 | 5.93 |  |  |  | Federally-Regulated Commercial & Industrial Equipment | 07/06/2023 | 201753778 | 10/10/2023
Manitowoc Ice, Inc. | Manitowoc | IBT1020C-161*CVDT1200-261 | Both Remote Condensing & Remot | Air-Cooled Condenser | Cube | Batch | 1030 | 4.38 |  |  |  |  | Federally-Regulated Commercial & Industrial Equipment | 07/06/2023 | 201755793 | 10/10/2023
Manitowoc Ice, Inc. | Manitowoc | IDT0500W-161 | Ice-making Head | Water-Cooled Condenser | Cube | Batch | 400 | 4.41 |  | 130 |  |  | Federally-Regulated Commercial & Industrial Equipment | 07/06/2023 | 201753794 | 10/10/2023
Manitowoc Ice, Inc. | Manitowoc | IYT0450W-161 | Ice-making Head | Water-Cooled Condenser | Cube | Batch | 420 | 4.2 | 5 | 140 | 190.8 |  | Federally-Regulated Commercial & Industrial Equipment | 07/06/2023 | 201753776 | 10/10/2023
Manitowoc Ice, Inc. | Manitowoc | IYT0420A-161 | Ice-making Head | Air-Cooled Condenser | Cube | Batch | 375 | 5.55 |  |  |  |  | Federally-Regulated Commercial & Industrial Equipment | 07/06/2023 | 201753769 | 10/10/2023
Manitowoc Ice, Inc. | Manitowoc | IYT1200N-263*JCT1200-261 | Remote Condensing w/o Remote C | Air-Cooled Condenser | Cube | Batch | 1010 | 4.2 |  |  |  |  | Federally-Regulated Commercial & Industrial Equipment | 07/06/2023 | 201755790 | 10/10/2023
Manitowoc Ice, Inc. | Manitowoc | CNF0202A-161 | Self-Contained | Air-Cooled Condenser | Other | Continuous | 222 | 6.69 |  |  |  | 1.14 | Federally-Regulated Commercial & Industrial Equipment | 07/06/2023 | 201862974 | 10/10/2023
Manitowoc Ice, Inc. | Manitowoc | IRT0500W-161 | Ice-making Head | Water-Cooled Condenser | Cube | Batch | 406 | 4.3 |  | 130 |  |  | Federally-Regulated Commercial & Industrial Equipment | 07/06/2023 | 201753792 | 10/10/2023
Manitowoc Ice, Inc. | Manitowoc | IDT0300W-161 | Ice-making Head | Water-Cooled Condenser | Cube | Batch | 258 | 4.76 | 5.46 | 140 | 194.3 |  | Federally-Regulated Commercial & Industrial Equipment | 07/06/2023 | 205574629 | 10/10/2023
Manitowoc Ice, Inc. | Manitowoc | IDT1500W-263E | Ice-making Head | Water-Cooled Condenser | Cube | Batch | 1472 | 3.42 | 4.01 | 145 | 167.6 |  | Federally-Regulated Commercial & Industrial Equipment | 07/06/2023 | 204517888 | 10/10/2023
Manitowoc Ice, Inc. | Manitowoc | RNP0620A-161 | Ice-making Head | Air-Cooled Condenser | Cube | Continuous | 463 | 5.66 | 6.75 |  |  | 1.13 | Federally-Regulated Commercial & Industrial Equipment | 07/27/2023 | 207207447 | 10/10/2023
Manitowoc Ice, Inc. | Manitowoc | UFP0350A-161 | Self-Contained | Air-Cooled Condenser | Flake | Continuous | 321 | 4.7 | 7.47 |  |  | 1.3 | Federally-Regulated Commercial & Industrial Equipment | 07/06/2023 | 207252365 | 10/10/2023
Manitowoc Ice, Inc. | Manitowoc | IYT0620A-161X | Ice-making Head | Air-Cooled Condenser | Cube | Batch | 450 | 5.16 | 5.93 |  |  |  | Federally-Regulated Commercial & Industrial Equipment | 07/06/2023 | 210160109 | 10/10/2023
Manitowoc Ice, Inc. | Manitowoc | IDT0420A-261 | Ice-making Head | Air-Cooled Condenser | Cube | Batch | 375 | 5.6 |  |  |  |  | Federally-Regulated Commercial & Industrial Equipment | 07/06/2023 | 201753768 | 10/10/2023
Manitowoc Ice, Inc. | Manitowoc | ID-0302A-261 | Ice-making Head | Air-Cooled Condenser | Cube | Batch | 225 | 7 | 7.23 |  |  |  | Federally-Regulated Commercial & Industrial Equipment | 07/06/2023 | 4475747 | 10/10/2023
Manitowoc Ice, Inc. | Manitowoc | IDT0450A-161X | Ice-making Head | Air-Cooled Condenser | Cube | Batch | 358 | 5.63 | 6.16 |  |  |  | Federally-Regulated Commercial & Industrial Equipment | 07/06/2023 | 210227908 | 10/10/2023
Manitowoc Ice, Inc. | Manitowoc | IDT0900N-261*JCT1200-261 | Remote Condensing w/o Remote C | Air-Cooled Condenser | Cube | Batch | 690 | 5 | 5.61 |  |  |  | Federally-Regulated Commercial & Industrial Equipment | 09/28/2023 | 213280084 | 10/10/2023
Manitowoc Ice, Inc. | Manitowoc | RFF2200C-261*RCUF2200-263 | Both Remote Condensing & Remot | Air-Cooled Condenser | Flake | Continuous | 1702 | 3.87 |  |  |  | 1.34 | Federally-Regulated Commercial & Industrial Equipment | 07/06/2023 | 201797131 | 10/10/2023
Manitowoc Ice, Inc. | Manitowoc | UDF0310A-161 | Self-Contained | Air-Cooled Condenser | Cube | Batch | 233 | 7 |  |  |  |  | Federally-Regulated Commercial & Industrial Equipment | 07/06/2023 | 10612541 | 10/10/2023
Manitowoc Ice, Inc. | Manitowoc | UDF0140A-161 | Self-Contained | Air-Cooled Condenser | Cube | Batch | 95 | 9.83 |  |  |  |  | Federally-Regulated Commercial & Industrial Equipment | 07/06/2023 | 10612532 | 10/10/2023
Manitowoc Ice, Inc. | Manitowoc | IY-0304A-261 | Ice-making Head | Air-Cooled Condenser | Cube | Batch | 235 | 7 | 7.1 |  |  |  | Federally-Regulated Commercial & Industrial Equipment | 07/06/2023 | 4475764 | 10/10/2023
Manitowoc Ice, Inc. | Manitowoc | UYF0240W-161 | Self-Contained | Water-Cooled Condenser | Cube | Batch | 180 | 5.8 |  | 147 |  |  | Federally-Regulated Commercial & Industrial Equipment | 07/06/2023 | 10612539 | 10/10/2023
Manitowoc Ice, Inc. | Manitowoc | IBF0620C-161*CVDF0600-261A | Both Remote Condensing & Remot | Air-Cooled Condenser | Cube | Batch | 564 | 5.68 | 6.04 |  |  |  | Federally-Regulated Commercial & Industrial Equipment | 07/06/2023 | 203264442 | 10/10/2023
Manitowoc Ice, Inc. | Manitowoc | RNF1020C-161*RCUF1000-261A | Both Remote Condensing & Remot | Air-Cooled Condenser | Other | Continuous | 900 | 4.6 | 5.26 |  |  | 1.12 | Federally-Regulated Commercial & Industrial Equipment | 07/06/2023 | 203191928 | 10/10/2023
Manitowoc Ice, Inc. | Manitowoc | IDT0750W-261 | Ice-making Head | Water-Cooled Condenser | Cube | Batch | 600 | 4.07 |  | 135 |  |  | Federally-Regulated Commercial & Industrial Equipment | 07/06/2023 | 202864332 | 10/10/2023
Manitowoc Ice, Inc. | Manitowoc | RNP0620W-161 | Ice-making Head | Water-Cooled Condenser | Cube | Continuous | 545 | 4.19 | 5.02 | 153 | 169.2 | 1.1 | Federally-Regulated Commercial & Industrial Equipment | 07/06/2023 | 207588139 | 10/10/2023
Manitowoc Ice, Inc. | Manitowoc | IDT1200C-161*CVDT1200-261 | Both Remote Condensing & Remot | Air-Cooled Condenser | Cube | Batch | 930 | 4.6 |  |  |  |  | Federally-Regulated Commercial & Industrial Equipment | 07/06/2023 | 201755791 | 10/10/2023
Manitowoc Ice, Inc. | Manitowoc | IYF0900N-261A*JCF0900-261 | Remote Condensing w/o Remote C | Air-Cooled Condenser | Cube | Batch | 740 | 5 | 5.44 |  |  |  | Federally-Regulated Commercial & Industrial Equipment | 07/06/2023 | 203458630 | 10/10/2023
Manitowoc Ice, Inc. | Manitowoc | IBT1020C-161*CVDT1200-261A | Both Remote Condensing & Remot | Air-Cooled Condenser | Cube | Batch | 1030 | 4.49 | 4.79 |  |  |  | Federally-Regulated Commercial & Industrial Equipment | 07/06/2023 | 203401618 | 10/10/2023
Manitowoc Ice, Inc. | Manitowoc | IBF0620C-161*CVDF0600-263A | Both Remote Condensing & Remot | Air-Cooled Condenser | Cube | Batch | 564 | 5.68 | 6.04 |  |  |  | Federally-Regulated Commercial & Industrial Equipment | 07/06/2023 | 203264444 | 10/10/2023
Manitowoc Ice, Inc. | Manitowoc | UDF0310W-161 | Self-Contained | Water-Cooled Condenser | Cube | Batch | 252 | 5.6 |  | 182 |  |  | Federally-Regulated Commercial & Industrial Equipment | 07/06/2023 | 10612544 | 10/10/2023
Manitowoc Ice, Inc. | Manitowoc | IYT0500W-161 | Ice-making Head | Water-Cooled Condenser | Cube | Batch | 460 | 3.9 |  | 130 |  |  | Federally-Regulated Commercial & Industrial Equipment | 07/06/2023 | 201753795 | 10/10/2023
Manitowoc Ice, Inc. | Manitowoc | IDT0450A-261 | Ice-making Head | Air-Cooled Condenser | Cube | Batch | 358 | 5.63 |  |  |  |  | Federally-Regulated Commercial & Industrial Equipment | 07/06/2023 | 201753415 | 10/10/2023
Manitowoc Ice, Inc. | Manitowoc | IRT0900A-261 | Ice-making Head | Air-Cooled Condenser | Cube | Batch | 676 | 5.01 |  |  |  |  | Federally-Regulated Commercial & Industrial Equipment | 07/06/2023 | 202864334 | 10/10/2023
Manitowoc Ice, Inc. | Manitowoc | IDF1800C-161*CVDF1800-261 | Both Remote Condensing & Remot | Air-Cooled Condenser | Cube | Batch | 1375 | 4.74 |  |  |  |  | Federally-Regulated Commercial & Industrial Equipment | 07/06/2023 | 202358894 | 10/10/2023
Manitowoc Ice, Inc. | Manitowoc | IDT1200C-161*CVDT1200-263 | Both Remote Condensing & Remot | Air-Cooled Condenser | Cube | Batch | 930 | 4.6 |  |  |  |  | Federally-Regulated Commercial & Industrial Equipment | 07/06/2023 | 201885319 | 10/10/2023
Manitowoc Ice, Inc. | Manitowoc | IBT1020C-161*CVDT1200-263 | Both Remote Condensing & Remot | Air-Cooled Condenser | Cube | Batch | 1030 | 4.38 |  |  |  |  | Federally-Regulated Commercial & Industrial Equipment | 07/06/2023 | 201885321 | 10/10/2023
Manitowoc Ice, Inc. | Manitowoc | UYF0240A-161 | Self-Contained | Air-Cooled Condenser | Cube | Batch | 160 | 7.8 |  |  |  |  | Federally-Regulated Commercial & Industrial Equipment | 07/06/2023 | 10612535 | 10/10/2023
Manitowoc Ice, Inc. | Manitowoc | UYF0310W-161 | Self-Contained | Water-Cooled Condenser | Cube | Batch | 267 | 5.5 |  | 182 |  |  | Federally-Regulated Commercial & Industrial Equipment | 07/06/2023 | 10612545 | 10/10/2023
Manitowoc Ice, Inc. | Manitowoc | IYT1200A-261 | Ice-making Head | Air-Cooled Condenser | Cube | Batch | 950 | 4.75 |  |  |  |  | Federally-Regulated Commercial & Industrial Equipment | 07/06/2023 | 201755782 | 10/10/2023
Manitowoc Ice, Inc. | Manitowoc | IDT0750N-261*JCT1200-261 | Remote Condensing w/o Remote C | Air-Cooled Condenser | Cube | Batch | 580 | 5.38 | 5.99 |  |  |  | Federally-Regulated Commercial & Industrial Equipment | 09/28/2023 | 213280082 | 10/10/2023
Manitowoc Ice, Inc. | Manitowoc | IDF0900N-261A*JCF0900-261 | Remote Condensing w/o Remote C | Air-Cooled Condenser | Cube | Batch | 710 | 5.2 | 5.54 |  |  |  | Federally-Regulated Commercial & Industrial Equipment | 07/06/2023 | 203458632 | 10/10/2023
Manitowoc Ice, Inc. | Manitowoc | IDT1200W-261 | Ice-making Head | Water-Cooled Condenser | Cube | Batch | 900 | 4.16 |  | 140 |  |  | Federally-Regulated Commercial & Industrial Equipment | 07/06/2023 | 201755784 | 10/10/2023
Manitowoc Ice, Inc. | Manitowoc | RFP0620A-161 | Ice-making Head | Air-Cooled Condenser | Flake | Continuous | 527 | 5.04 | 6.54 |  |  | 1.26 | Federally-Regulated Commercial & Industrial Equipment | 07/06/2023 | 207237530 | 10/10/2023
Manitowoc Ice, Inc. | Manitowoc | IBF0820C-161*CVDF0900-263A | Both Remote Condensing & Remot | Air-Cooled Condenser | Cube | Batch | 728 | 5 | 5.48 |  |  |  | Federally-Regulated Commercial & Industrial Equipment | 07/06/2023 | 203264451 | 10/10/2023
Manitowoc Ice, Inc. | Manitowoc | URF0310A-161 | Self-Contained | Air-Cooled Condenser | Cube | Batch | 221 | 7 |  |  |  |  | Federally-Regulated Commercial & Industrial Equipment | 07/06/2023 | 10612540 | 10/10/2023
Manitowoc Ice, Inc. | Manitowoc | IYT0620W-161 | Ice-making Head | Water-Cooled Condenser | Cube | Batch | 485 | 3.87 | 4.87 | 140 | 189.3 |  | Federally-Regulated Commercial & Industrial Equipment | 07/06/2023 | 201753784 | 10/10/2023
Manitowoc Ice, Inc. | Manitowoc | IYF0900C-161*CVDF0900-263A | Both Remote Condensing & Remot | Air-Cooled Condenser | Cube | Batch | 675 | 5.38 | 5.66 |  |  |  | Federally-Regulated Commercial & Industrial Equipment | 07/06/2023 | 203264448 | 10/10/2023
Manitowoc Ice, Inc. | Manitowoc | IRT0900W-261 | Ice-making Head | Water-Cooled Condenser | Cube | Batch | 665 | 4.04 |  | 135 |  |  | Federally-Regulated Commercial & Industrial Equipment | 07/06/2023 | 202864337 | 10/10/2023
Manitowoc Ice, Inc. | Manitowoc | UDF0240W-161 | Self-Contained | Water-Cooled Condenser | Cube | Batch | 174 | 5.95 |  | 147 |  |  | Federally-Regulated Commercial & Industrial Equipment | 07/06/2023 | 10612538 | 10/10/2023
Manitowoc Ice, Inc. | Manitowoc | IDF1400C-161*CVDF1400-263A | Both Remote Condensing & Remot | Air-Cooled Condenser | Cube | Batch | 1120 | 4.75 |  |  |  |  | Federally-Regulated Commercial & Industrial Equipment | 07/06/2023 | 202634442 | 10/10/2023
Manitowoc Ice, Inc. | Manitowoc | UYF0240A-261 | Self-Contained | Air-Cooled Condenser | Cube | Batch | 148 | 7.95 |  |  |  |  | Federally-Regulated Commercial & Industrial Equipment | 07/06/2023 | 10612537 | 10/10/2023
Manitowoc Ice, Inc. | Manitowoc | UNP0200A-161 | Self-Contained | Air-Cooled Condenser | Cube | Continuous | 164 | 6.38 | 9.3 |  |  | 1.14 | Federally-Regulated Commercial & Industrial Equipment | 07/06/2023 | 207252366 | 10/10/2023
Manitowoc Ice, Inc. | Manitowoc | IDT1200N-261A*JCT1200-261 | Remote Condensing w/o Remote C | Air-Cooled Condenser | Cube | Batch | 955 | 4.63 | 4.7 |  |  |  | Federally-Regulated Commercial & Industrial Equipment | 07/06/2023 | 203999057 | 10/10/2023
Manitowoc Ice, Inc. | Manitowoc | IYT1500N-263E*JCT1500-261 | Remote Condensing w/o Remote C | Air-Cooled Condenser | Cube | Batch | 1533 | 4 | 4.59 |  |  |  | Federally-Regulated Commercial & Industrial Equipment | 07/06/2023 | 204517892 | 10/10/2023
Manitowoc Ice, Inc. | Manitowoc | IDT0300A-161 | Ice-making Head | Air-Cooled Condenser | Cube | Batch | 230 | 6.35 | 7.16 |  |  |  | Federally-Regulated Commercial & Industrial Equipment | 07/06/2023 | 205574625 | 10/10/2023
Manitowoc Ice, Inc. | Manitowoc | IDF1800C-161*CVDF1800-261A | Both Remote Condensing & Remot | Air-Cooled Condenser | Cube | Batch | 1375 | 4.63 |  |  |  |  | Federally-Regulated Commercial & Industrial Equipment | 07/06/2023 | 202634433 | 10/10/2023
Manitowoc Ice, Inc. | Manitowoc | IYT1500A-263E | Ice-making Head | Air-Cooled Condenser | Cube | Batch | 1438 | 4.33 | 4.64 |  |  |  | Federally-Regulated Commercial & Industrial Equipment | 07/06/2023 | 204517887 | 10/10/2023
Manitowoc Ice, Inc. | Manitowoc | IDF1800C-161*CVDF1800-263A | Both Remote Condensing & Remot | Air-Cooled Condenser | Cube | Batch | 1375 | 4.63 |  |  |  |  | Federally-Regulated Commercial & Industrial Equipment | 07/06/2023 | 202634434 | 10/10/2023
Manitowoc Ice, Inc. | Manitowoc | RFP0320A-161 | Ice-making Head | Air-Cooled Condenser | Flake | Continuous | 331 | 4.59 | 7.17 |  |  | 1.38 | Federally-Regulated Commercial & Industrial Equipment | 07/06/2023 | 207252364 | 10/10/2023
Manitowoc Ice, Inc. | Manitowoc | IYT0620W-261 | Ice-making Head | Water-Cooled Condenser | Cube | Batch | 485 | 3.87 | 4.87 | 140 | 189.3 |  | Federally-Regulated Commercial & Industrial Equipment | 07/06/2023 | 201753785 | 10/10/2023
Manitowoc Ice, Inc. | Manitowoc | IDT1500N-261A*JCT1500-261 | Remote Condensing w/o Remote C | Air-Cooled Condenser | Cube | Batch | 1452 | 4 | 4.59 |  |  |  | Federally-Regulated Commercial & Industrial Equipment | 07/06/2023 | 203925698 | 10/10/2023
Manitowoc Ice, Inc. | Manitowoc | RNF1100W-261 | Ice-making Head | Water-Cooled Condenser | Other | Continuous | 960 | 3.67 |  | 131 |  | 1.1 | Federally-Regulated Commercial & Industrial Equipment | 07/06/2023 | 201797130 | 10/10/2023
Manitowoc Ice, Inc. | Manitowoc | IDT1200N-261*JCT1200-261 | Remote Condensing w/o Remote C | Air-Cooled Condenser | Cube | Batch | 925 | 4.47 |  |  |  |  | Federally-Regulated Commercial & Industrial Equipment | 07/06/2023 | 201755788 | 10/10/2023
Manitowoc Ice, Inc. | Manitowoc | IRT1900A-261E | Ice-making Head | Air-Cooled Condenser | Cube | Batch | 1407 | 4.65 | 4.66 |  |  |  | Federally-Regulated Commercial & Industrial Equipment | 07/06/2023 | 204443932 | 10/10/2023
Manitowoc Ice, Inc. | Manitowoc | IDT0900A-261 | Ice-making Head | Air-Cooled Condenser | Cube | Batch | 695 | 4.85 |  |  |  |  | Federally-Regulated Commercial & Industrial Equipment | 07/06/2023 | 202864335 | 10/10/2023
Manitowoc Ice, Inc. | Manitowoc | RNP0320A-161 | Ice-making Head | Air-Cooled Condenser | Cube | Continuous | 259 | 6.04 | 7.56 |  |  | 1.13 | Federally-Regulated Commercial & Industrial Equipment | 07/06/2023 | 207203470 | 10/10/2023
Manitowoc Ice, Inc. | Manitowoc | UNP0300A-161 | Self-Contained | Air-Cooled Condenser | Cube | Continuous | 286 | 5.42 | 7.69 |  |  | 1.11 | Federally-Regulated Commercial & Industrial Equipment | 07/06/2023 | 207237532 | 10/10/2023
Manitowoc Ice, Inc. | Manitowoc | IYT1500N-261EX*JCT1500-261 | Remote Condensing w/o Remote C | Air-Cooled Condenser | Cube | Batch | 1533 | 4 | 4.59 |  |  |  | Federally-Regulated Commercial & Industrial Equipment | 07/06/2023 | 210594432 | 10/10/2023
Manitowoc Ice, Inc. | Manitowoc | IRT1900N-263E*JCT1500-261 | Remote Condensing w/o Remote C | Air-Cooled Condenser | Cube | Batch | 1545 | 4.26 | 4.59 |  |  |  | Federally-Regulated Commercial & Industrial Equipment | 07/06/2023 | 204517894 | 10/10/2023
Manitowoc Ice, Inc. | Manitowoc | UFP0200A-161 | Self-Contained | Air-Cooled Condenser | Flake | Continuous | 201 | 5.05 | 8.22 |  |  | 1.37 | Federally-Regulated Commercial & Industrial Equipment | 07/06/2023 | 207237531 | 10/10/2023
Manitowoc Ice, Inc. | Manitowoc | UYF0140A-161 | Self-Contained | Air-Cooled Condenser | Cube | Batch | 100 | 9.2 |  |  |  |  | Federally-Regulated Commercial & Industrial Equipment | 07/06/2023 | 10612533 | 10/10/2023
Manitowoc Ice, Inc. | Manitowoc | IYT1500A-261A | Ice-making Head | Air-Cooled Condenser | Cube | Batch | 1412 | 4.49 | 4.66 |  |  |  | Federally-Regulated Commercial & Industrial Equipment | 07/06/2023 | 203966614 | 10/10/2023
Manitowoc Ice, Inc. | Manitowoc | USP0100A-161 | Self-Contained | Air-Cooled Condenser | Cube | Batch | 85 | 10.37 | 10.8 |  |  |  | Federally-Regulated Commercial & Industrial Equipment | 07/06/2023 | 206195946 | 10/10/2023
Manitowoc Ice, Inc. | Manitowoc | IYT1200C-161*CVDT1200-261A | Both Remote Condensing & Remot | Air-Cooled Condenser | Cube | Batch | 1000 | 4.6 | 4.79 |  |  |  | Federally-Regulated Commercial & Industrial Equipment | 07/06/2023 | 203401614 | 10/10/2023
Manitowoc Ice, Inc. | Manitowoc | CNF0201A-161 | Self-Contained | Air-Cooled Condenser | Other | Continuous | 222 | 6.69 |  |  |  | 1.14 | Federally-Regulated Commercial & Industrial Equipment | 07/06/2023 | 201862973 | 10/10/2023
Manitowoc Ice, Inc. | Manitowoc | IDF2100C-161*CVDF2100-263 | Both Remote Condensing & Remot | Air-Cooled Condenser | Cube | Batch | 1575 | 4.75 |  |  |  |  | Federally-Regulated Commercial & Industrial Equipment | 07/06/2023 | 202358899 | 10/10/2023
Manitowoc Ice, Inc. | Manitowoc | IDT1500A-263E | Ice-making Head | Air-Cooled Condenser | Cube | Batch | 1380 | 4.33 | 4.68 |  |  |  | Federally-Regulated Commercial & Industrial Equipment | 07/06/2023 | 204517886 | 10/10/2023
Manitowoc Ice, Inc. | Manitowoc | IYT0900A-261 | Ice-making Head | Air-Cooled Condenser | Cube | Batch | 719 | 4.7 |  |  |  |  | Federally-Regulated Commercial & Industrial Equipment | 07/06/2023 | 202864336 | 10/10/2023
Manitowoc Ice, Inc. | Manitowoc | IDT1900A-261E | Ice-making Head | Air-Cooled Condenser | Cube | Batch | 1470 | 4.62 | 4.62 |  |  |  | Federally-Regulated Commercial & Industrial Equipment | 07/06/2023 | 204443934 | 10/10/2023
Manitowoc Ice, Inc. | Manitowoc | IYT1200C-161*CVDT1200-263A | Both Remote Condensing & Remot | Air-Cooled Condenser | Cube | Batch | 1000 | 4.6 | 4.79 |  |  |  | Federally-Regulated Commercial & Industrial Equipment | 07/06/2023 | 203401615 | 10/10/2023
Manitowoc Ice, Inc. | Manitowoc | IDT0500N-161*JCT0500-161 | Remote Condensing w/o Remote C | Air-Cooled Condenser | Cube | Batch | 450 | 6.11 |  |  |  |  | Federally-Regulated Commercial & Industrial Equipment | 07/06/2023 | 201753796 | 10/10/2023
Manitowoc Ice, Inc. | Manitowoc | IBT1020C-161*CVDT1200-263A | Both Remote Condensing & Remot | Air-Cooled Condenser | Cube | Batch | 1030 | 4.49 | 4.79 |  |  |  | Federally-Regulated Commercial & Industrial Equipment | 07/06/2023 | 203401619 | 10/10/2023
Manitowoc Ice, Inc. | Manitowoc | IRT0620A-161 | Ice-making Head | Air-Cooled Condenser | Cube | Batch | 410 | 5.29 |  |  |  |  | Federally-Regulated Commercial & Industrial Equipment | 07/06/2023 | 201753777 | 10/10/2023
Manitowoc Ice, Inc. | Manitowoc | IYT1900N-261E*JCT1500-261 | Remote Condensing w/o Remote C | Air-Cooled Condenser | Cube | Batch | 1744 | 4 | 4.59 |  |  |  | Federally-Regulated Commercial & Industrial Equipment | 07/06/2023 | 204517897 | 10/10/2023
Manitowoc Ice, Inc. | Manitowoc | IYT0620A-261 | Ice-making Head | Air-Cooled Condenser | Cube | Batch | 450 | 5.16 | 5.93 |  |  |  | Federally-Regulated Commercial & Industrial Equipment | 07/06/2023 | 201753782 | 10/10/2023
Manitowoc Ice, Inc. | Manitowoc | IYT1900N-263E*JCT1500-261 | Remote Condensing w/o Remote C | Air-Cooled Condenser | Cube | Batch | 1744 | 4 | 4.59 |  |  |  | Federally-Regulated Commercial & Industrial Equipment | 07/06/2023 | 204517898 | 10/10/2023
Manitowoc Ice, Inc. | Manitowoc | IYT1500W-263E | Ice-making Head | Water-Cooled Condenser | Cube | Batch | 1590 | 3.2 | 4 | 145 | 165 |  | Federally-Regulated Commercial & Industrial Equipment | 07/06/2023 | 204517889 | 10/10/2023
Manitowoc Ice, Inc. | Manitowoc | IYF1400C-161*CVDF1400-261A | Both Remote Condensing & Remot | Air-Cooled Condenser | Cube | Batch | 1230 | 4.4 |  |  |  |  | Federally-Regulated Commercial & Industrial Equipment | 07/06/2023 | 202634429 | 10/10/2023
Manitowoc Ice, Inc. | Manitowoc | RNF2000C-261*RCUF2200-263 | Both Remote Condensing & Remot | Air-Cooled Condenser | Other | Continuous | 1475 | 4.42 |  |  |  | 1.14 | Federally-Regulated Commercial & Industrial Equipment | 10/10/2023 | 204743193 | 10/10/2023
Manitowoc Ice, Inc. | Manitowoc | IDT1500A-261A | Ice-making Head | Air-Cooled Condenser | Cube | Batch | 1350 | 4.66 | 4.7 |  |  |  | Federally-Regulated Commercial & Industrial Equipment | 07/06/2023 | 203966613 | 10/10/2023
Manitowoc Ice, Inc. | Manitowoc | IYF0900A-263A | Ice-making Head | Air-Cooled Condenser | Cube | Batch | 700 | 5.21 | 5.3 |  |  |  | Federally-Regulated Commercial & Industrial Equipment | 07/06/2023 | 205775500 | 10/10/2023
Manitowoc Ice, Inc. | Manitowoc | IYT0750N-261*JCT1200-261 | Remote Condensing w/o Remote C | Air-Cooled Condenser | Cube | Batch | 619 | 5.26 | 5.85 |  |  |  | Federally-Regulated Commercial & Industrial Equipment | 09/28/2023 | 213280080 | 10/10/2023
Manitowoc Ice, Inc. | Manitowoc | SDT3000W-263H | Ice-making Head | Water-Cooled Condenser | Cube | Batch | 2558 | 3.69 |  | 140 |  |  | Federally-Regulated Commercial & Industrial Equipment | 07/06/2023 | 202177364 | 10/10/2023
Manitowoc Ice, Inc. | Manitowoc | IYF0600C-161*CVDF0600-261A | Both Remote Condensing & Remot | Air-Cooled Condenser | Cube | Batch | 530 | 6 | 6.16 |  |  |  | Federally-Regulated Commercial & Industrial Equipment | 07/06/2023 | 203264439 | 10/10/2023
Manitowoc Ice, Inc. | Manitowoc | IYT0300A-261 | Ice-making Head | Air-Cooled Condenser | Cube | Batch | 230 | 5.99 | 7.16 |  |  |  | Federally-Regulated Commercial & Industrial Equipment | 07/06/2023 | 205574628 | 10/10/2023
Manitowoc Ice, Inc. | Manitowoc | IYF1800C-161*CVDF1800-261A | Both Remote Condensing & Remot | Air-Cooled Condenser | Cube | Batch | 1440 | 4.49 |  |  |  |  | Federally-Regulated Commercial & Industrial Equipment | 07/06/2023 | 202634431 | 10/10/2023
Manitowoc Ice, Inc. | Manitowoc | IYF1800C-161*CVDF1800-261 | Both Remote Condensing & Remot | Air-Cooled Condenser | Cube | Batch | 1470 | 4.6 |  |  |  |  | Federally-Regulated Commercial & Industrial Equipment | 10/10/2023 | 202358892 | 10/10/2023
Manitowoc Ice, Inc. | Manitowoc | SDF3000C-161*CVDF3000-263 | Both Remote Condensing & Remot | Air-Cooled Condenser | Cube | Batch | 2333 | 4.75 |  |  |  |  | Federally-Regulated Commercial & Industrial Equipment | 07/06/2023 | 201872168 | 10/10/2023
Manitowoc Ice, Inc. | Manitowoc | IDT1900N-263E*JCT1500-261 | Remote Condensing w/o Remote C | Air-Cooled Condenser | Cube | Batch | 1643 | 4.02 | 4.59 |  |  |  | Federally-Regulated Commercial & Industrial Equipment | 07/06/2023 | 204517896 | 10/10/2023
Manitowoc Ice, Inc. | Manitowoc | IDT0620A-161 | Ice-making Head | Air-Cooled Condenser | Cube | Batch | 450 | 5.18 | 5.93 |  |  |  | Federally-Regulated Commercial & Industrial Equipment | 07/06/2023 | 201753778 | 10/10/2023
Manitowoc Ice, Inc. | Manitowoc | IBT1020C-161*CVDT1200-261 | Both Remote Condensing & Remot | Air-Cooled Condenser | Cube | Batch | 1030 | 4.38 |  |  |  |  | Federally-Regulated Commercial & Industrial Equipment | 07/06/2023 | 201755793 | 10/10/2023
Manitowoc Ice, Inc. | Manitowoc | IDT0500W-161 | Ice-making Head | Water-Cooled Condenser | Cube | Batch | 400 | 4.41 |  | 130 |  |  | Federally-Regulated Commercial & Industrial Equipment | 07/06/2023 | 201753794 | 10/10/2023
Manitowoc Ice, Inc. | Manitowoc | IYT0450W-161 | Ice-making Head | Water-Cooled Condenser | Cube | Batch | 420 | 4.2 | 5 | 140 | 190.8 |  | Federally-Regulated Commercial & Industrial Equipment | 07/06/2023 | 201753776 | 10/10/2023
Manitowoc Ice, Inc. | Manitowoc | IYT0420A-161 | Ice-making Head | Air-Cooled Condenser | Cube | Batch | 375 | 5.55 |  |  |  |  | Federally-Regulated Commercial & Industrial Equipment | 07/06/2023 | 201753769 | 10/10/2023
Manitowoc Ice, Inc. | Manitowoc | IYT1200N-263*JCT1200-261 | Remote Condensing w/o Remote C | Air-Cooled Condenser | Cube | Batch | 1010 | 4.2 |  |  |  |  | Federally-Regulated Commercial & Industrial Equipment | 07/06/2023 | 201755790 | 10/10/2023
Manitowoc Ice, Inc. | Manitowoc | CNF0202A-161 | Self-Contained | Air-Cooled Condenser | Other | Continuous | 222 | 6.69 |  |  |  | 1.14 | Federally-Regulated Commercial & Industrial Equipment | 07/06/2023 | 201862974 | 10/10/2023
Manitowoc Ice, Inc. | Manitowoc | IRT0500W-161 | Ice-making Head | Water-Cooled Condenser | Cube | Batch | 406 | 4.3 |  | 130 |  |  | Federally-Regulated Commercial & Industrial Equipment | 07/06/2023 | 201753792 | 10/10/2023
Manitowoc Ice, Inc. | Manitowoc | IDT0300W-161 | Ice-making Head | Water-Cooled Condenser | Cube | Batch | 258 | 4.76 | 5.46 | 140 | 194.3 |  | Federally-Regulated Commercial & Industrial Equipment | 07/06/2023 | 205574629 | 10/10/2023
Manitowoc Ice, Inc. | Manitowoc | IDT1500W-263E | Ice-making Head | Water-Cooled Condenser | Cube | Batch | 1472 | 3.42 | 4.01 | 145 | 167.6 |  | Federally-Regulated Commercial & Industrial Equipment | 07/06/2023 | 204517888 | 10/10/2023
Manitowoc Ice, Inc. | Manitowoc | RNP0620A-161 | Ice-making Head | Air-Cooled Condenser | Cube | Continuous | 463 | 5.66 | 6.75 |  |  | 1.13 | Federally-Regulated Commercial & Industrial Equipment | 07/27/2023 | 207207447 | 10/10/2023
Manitowoc Ice, Inc. | Manitowoc | UFP0350A-161 | Self-Contained | Air-Cooled Condenser | Flake | Continuous | 321 | 4.7 | 7.47 |  |  | 1.3 | Federally-Regulated Commercial & Industrial Equipment | 07/06/2023 | 207252365 | 10/10/2023
Manitowoc Ice, Inc. | Manitowoc | IYT0620A-161X | Ice-making Head | Air-Cooled Condenser | Cube | Batch | 450 | 5.16 | 5.93 |  |  |  | Federally-Regulated Commercial & Industrial Equipment | 07/06/2023 | 210160109 | 10/10/2023
Manitowoc Ice, Inc. | Manitowoc | IDT0420A-261 | Ice-making Head | Air-Cooled Condenser | Cube | Batch | 375 | 5.6 |  |  |  |  | Federally-Regulated Commercial & Industrial Equipment | 10/10/2023 | 201753768 | 10/10/2023
Manitowoc Ice, Inc. | Manitowoc | ID-0302A-261 | Ice-making Head | Air-Cooled Condenser | Cube | Batch | 225 | 7 | 7.23 |  |  |  | Federally-Regulated Commercial & Industrial Equipment | 07/06/2023 | 4475747 | 10/10/2023
Manitowoc Ice, Inc. | Manitowoc | IDT0450A-161X | Ice-making Head | Air-Cooled Condenser | Cube | Batch | 358 | 5.63 | 6.16 |  |  |  | Federally-Regulated Commercial & Industrial Equipment | 07/06/2023 | 210227908 | 10/10/2023
Manitowoc Ice, Inc. | Manitowoc | IDT0900N-261*JCT1200-261 | Remote Condensing w/o Remote C | Air-Cooled Condenser | Cube | Batch | 690 | 5 | 5.61 |  |  |  | Federally-Regulated Commercial & Industrial Equipment | 09/28/2023 | 213280084 | 10/10/2023
Manitowoc Ice, Inc. | Manitowoc | RFF2200C-261*RCUF2200-263 | Both Remote Condensing & Remot | Air-Cooled Condenser | Flake | Continuous | 1702 | 3.87 |  |  |  | 1.34 | Federally-Regulated Commercial & Industrial Equipment | 07/06/2023 | 201797131 | 10/10/2023
Manitowoc Ice, Inc. | Manitowoc | UDF0310A-161 | Self-Contained | Air-Cooled Condenser | Cube | Batch | 233 | 7 |  |  |  |  | Federally-Regulated Commercial & Industrial Equipment | 07/06/2023 | 10612541 | 10/10/2023
Manitowoc Ice, Inc. | Manitowoc | UDF0140A-161 | Self-Contained | Air-Cooled Condenser | Cube | Batch | 95 | 9.83 |  |  |  |  | Federally-Regulated Commercial & Industrial Equipment | 10/10/2023 | 10612532 | 10/10/2023
Manitowoc Ice, Inc. | Manitowoc | IY-0304A-261 | Ice-making Head | Air-Cooled Condenser | Cube | Batch | 235 | 7 | 7.1 |  |  |  | Federally-Regulated Commercial & Industrial Equipment | 07/06/2023 | 4475764 | 10/10/2023
Manitowoc Ice, Inc. | Manitowoc | UYF0240W-161 | Self-Contained | Water-Cooled Condenser | Cube | Batch | 180 | 5.8 |  | 147 |  |  | Federally-Regulated Commercial & Industrial Equipment | 07/06/2023 | 10612539 | 10/10/2023
Manitowoc Ice, Inc. | Manitowoc | IBF0620C-161*CVDF0600-261A | Both Remote Condensing & Remot | Air-Cooled Condenser | Cube | Batch | 564 | 5.68 | 6.04 |  |  |  | Federally-Regulated Commercial & Industrial Equipment | 07/06/2023 | 203264442 | 10/10/2023
Manitowoc Ice, Inc. | Manitowoc | RNF1020C-161*RCUF1000-261A | Both Remote Condensing & Remot | Air-Cooled Condenser | Other | Continuous | 900 | 4.6 | 5.26 |  |  | 1.12 | Federally-Regulated Commercial & Industrial Equipment | 07/06/2023 | 203191928 | 10/10/2023
Manitowoc Ice, Inc. | Manitowoc | IDT0750W-261 | Ice-making Head | Water-Cooled Condenser | Cube | Batch | 600 | 4.07 |  | 135 |  |  | Federally-Regulated Commercial & Industrial Equipment | 07/06/2023 | 202864332 | 10/10/2023
Manitowoc Ice, Inc. | Manitowoc | RNP0620W-161 | Ice-making Head | Water-Cooled Condenser | Cube | Continuous | 545 | 4.19 | 5.02 | 153 | 169.2 | 1.1 | Federally-Regulated Commercial & Industrial Equipment | 07/06/2023 | 207588139 | 10/10/2023
Manitowoc Ice, Inc. | Manitowoc | IDT1200C-161*CVDT1200-261 | Both Remote Condensing & Remot | Air-Cooled Condenser | Cube | Batch | 930 | 4.6 |  |  |  |  | Federally-Regulated Commercial & Industrial Equipment | 07/06/2023 | 201755791 | 10/10/2023
Manitowoc Ice, Inc. | Manitowoc | IYF0900N-261A*JCF0900-261 | Remote Condensing w/o Remote C | Air-Cooled Condenser | Cube | Batch | 740 | 5 | 5.44 |  |  |  | Federally-Regulated Commercial & Industrial Equipment | 07/06/2023 | 203458630 | 10/10/2023
Manitowoc Ice, Inc. | Manitowoc | IBT1020C-161*CVDT1200-261A | Both Remote Condensing & Remot | Air-Cooled Condenser | Cube | Batch | 1030 | 4.49 | 4.79 |  |  |  | Federally-Regulated Commercial & Industrial Equipment | 07/06/2023 | 203401618 | 10/10/2023
Manitowoc Ice, Inc. | Manitowoc | IBF0620C-161*CVDF0600-263A | Both Remote Condensing & Remot | Air-Cooled Condenser | Cube | Batch | 564 | 5.68 | 6.04 |  |  |  | Federally-Regulated Commercial & Industrial Equipment | 07/06/2023 | 203264444 | 10/10/2023
Manitowoc Ice, Inc. | Manitowoc | UDF0310W-161 | Self-Contained | Water-Cooled Condenser | Cube | Batch | 252 | 5.6 |  | 182 |  |  | Federally-Regulated Commercial & Industrial Equipment | 10/10/2023 | 10612544 | 10/10/2023
Manitowoc Ice, Inc. | Manitowoc | IYT0500W-161 | Ice-making Head | Water-Cooled Condenser | Cube | Batch | 460 | 3.9 |  | 130 |  |  | Federally-Regulated Commercial & Industrial Equipment | 10/10/2023 | 201753795 | 10/10/2023
Manitowoc Ice, Inc. | Manitowoc | IDT0450A-261 | Ice-making Head | Air-Cooled Condenser | Cube | Batch | 358 | 5.63 |  |  |  |  | Federally-Regulated Commercial & Industrial Equipment | 07/06/2023 | 201753415 | 10/10/2023
Manitowoc Ice, Inc. | Manitowoc | IRT0900A-261 | Ice-making Head | Air-Cooled Condenser | Cube | Batch | 676 | 5.01 |  |  |  |  | Federally-Regulated Commercial & Industrial Equipment | 07/06/2023 | 202864334 | 10/10/2023
Manitowoc Ice, Inc. | Manitowoc | IDF1800C-161*CVDF1800-261 | Both Remote Condensing & Remot | Air-Cooled Condenser | Cube | Batch | 1375 | 4.74 |  |  |  |  | Federally-Regulated Commercial & Industrial Equipment | 07/06/2023 | 202358894 | 10/10/2023
Manitowoc Ice, Inc. | Manitowoc | IDT1200C-161*CVDT1200-263 | Both Remote Condensing & Remot | Air-Cooled Condenser | Cube | Batch | 930 | 4.6 |  |  |  |  | Federally-Regulated Commercial & Industrial Equipment | 07/06/2023 | 201885319 | 10/10/2023
Manitowoc Ice, Inc. | Manitowoc | IBT1020C-161*CVDT1200-263 | Both Remote Condensing & Remot | Air-Cooled Condenser | Cube | Batch | 1030 | 4.38 |  |  |  |  | Federally-Regulated Commercial & Industrial Equipment | 07/06/2023 | 201885321 | 10/10/2023
Manitowoc Ice, Inc. | Manitowoc | UYF0240A-161 | Self-Contained | Air-Cooled Condenser | Cube | Batch | 160 | 7.8 |  |  |  |  | Federally-Regulated Commercial & Industrial Equipment | 10/10/2023 | 10612535 | 10/10/2023
Manitowoc Ice, Inc. | Manitowoc | UYF0310W-161 | Self-Contained | Water-Cooled Condenser | Cube | Batch | 267 | 5.5 |  | 182 |  |  | Federally-Regulated Commercial & Industrial Equipment | 07/06/2023 | 10612545 | 10/10/2023
Manitowoc Ice, Inc. | Manitowoc | IYT1200A-261 | Ice-making Head | Air-Cooled Condenser | Cube | Batch | 950 | 4.75 |  |  |  |  | Federally-Regulated Commercial & Industrial Equipment | 10/10/2023 | 201755782 | 10/10/2023
Manitowoc Ice, Inc. | Manitowoc | IDT0750N-261*JCT1200-261 | Remote Condensing w/o Remote C | Air-Cooled Condenser | Cube | Batch | 580 | 5.38 | 5.99 |  |  |  | Federally-Regulated Commercial & Industrial Equipment | 09/28/2023 | 213280082 | 10/10/2023
Manitowoc Ice, Inc. | Manitowoc | IDF0900N-261A*JCF0900-261 | Remote Condensing w/o Remote C | Air-Cooled Condenser | Cube | Batch | 710 | 5.2 | 5.54 |  |  |  | Federally-Regulated Commercial & Industrial Equipment | 07/06/2023 | 203458632 | 10/10/2023
Manitowoc Ice, Inc. | Manitowoc | IDT1200W-261 | Ice-making Head | Water-Cooled Condenser | Cube | Batch | 900 | 4.16 |  | 140 |  |  | Federally-Regulated Commercial & Industrial Equipment | 07/06/2023 | 201755784 | 10/10/2023
Manitowoc Ice, Inc. | Manitowoc | RFP0620A-161 | Ice-making Head | Air-Cooled Condenser | Flake | Continuous | 527 | 5.04 | 6.54 |  |  | 1.26 | Federally-Regulated Commercial & Industrial Equipment | 07/06/2023 | 207237530 | 10/10/2023
Manitowoc Ice, Inc. | Manitowoc | IBF0820C-161*CVDF0900-263A | Both Remote Condensing & Remot | Air-Cooled Condenser | Cube | Batch | 728 | 5 | 5.48 |  |  |  | Federally-Regulated Commercial & Industrial Equipment | 07/06/2023 | 203264451 | 10/10/2023
Manitowoc Ice, Inc. | Manitowoc | URF0310A-161 | Self-Contained | Air-Cooled Condenser | Cube | Batch | 221 | 7 |  |  |  |  | Federally-Regulated Commercial & Industrial Equipment | 07/06/2023 | 10612540 | 10/10/2023
Manitowoc Ice, Inc. | Manitowoc | IYT0620W-161 | Ice-making Head | Water-Cooled Condenser | Cube | Batch | 485 | 3.87 | 4.87 | 140 | 189.3 |  | Federally-Regulated Commercial & Industrial Equipment | 07/06/2023 | 201753784 | 10/10/2023
Manitowoc Ice, Inc. | Manitowoc | IYF0900C-161*CVDF0900-263A | Both Remote Condensing & Remot | Air-Cooled Condenser | Cube | Batch | 675 | 5.38 | 5.66 |  |  |  | Federally-Regulated Commercial & Industrial Equipment | 07/06/2023 | 203264448 | 10/10/2023
Manitowoc Ice, Inc. | Manitowoc | IRT0900W-261 | Ice-making Head | Water-Cooled Condenser | Cube | Batch | 665 | 4.04 |  | 135 |  |  | Federally-Regulated Commercial & Industrial Equipment | 10/10/2023 | 202864337 | 10/10/2023
Manitowoc Ice, Inc. | Manitowoc | UDF0240W-161 | Self-Contained | Water-Cooled Condenser | Cube | Batch | 174 | 5.95 |  | 147 |  |  | Federally-Regulated Commercial & Industrial Equipment | 07/06/2023 | 10612538 | 10/10/2023
Manitowoc Ice, Inc. | Manitowoc | IDF1400C-161*CVDF1400-263A | Both Remote Condensing & Remot | Air-Cooled Condenser | Cube | Batch | 1120 | 4.75 |  |  |  |  | Federally-Regulated Commercial & Industrial Equipment | 07/06/2023 | 202634442 | 10/10/2023
Manitowoc Ice, Inc. | Manitowoc | UYF0240A-261 | Self-Contained | Air-Cooled Condenser | Cube | Batch | 148 | 7.95 |  |  |  |  | Federally-Regulated Commercial & Industrial Equipment | 10/10/2023 | 10612537 | 10/10/2023
Manitowoc Ice, Inc. | Manitowoc | UNP0200A-161 | Self-Contained | Air-Cooled Condenser | Cube | Continuous | 164 | 6.38 | 9.3 |  |  | 1.14 | Federally-Regulated Commercial & Industrial Equipment | 07/06/2023 | 207252366 | 10/10/2023
Manitowoc Ice, Inc. | Manitowoc | IDT1200N-261A*JCT1200-261 | Remote Condensing w/o Remote C | Air-Cooled Condenser | Cube | Batch | 955 | 4.63 | 4.7 |  |  |  | Federally-Regulated Commercial & Industrial Equipment | 07/06/2023 | 203999057 | 10/10/2023
Manitowoc Ice, Inc. | Manitowoc | IYT1500N-263E*JCT1500-261 | Remote Condensing w/o Remote C | Air-Cooled Condenser | Cube | Batch | 1533 | 4 | 4.59 |  |  |  | Federally-Regulated Commercial & Industrial Equipment | 07/06/2023 | 204517892 | 10/10/2023
Manitowoc Ice, Inc. | Manitowoc | IDT0300A-161 | Ice-making Head | Air-Cooled Condenser | Cube | Batch | 230 | 6.35 | 7.16 |  |  |  | Federally-Regulated Commercial & Industrial Equipment | 07/06/2023 | 205574625 | 10/10/2023
Manitowoc Ice, Inc. | Manitowoc | IDF1800C-161*CVDF1800-261A | Both Remote Condensing & Remot | Air-Cooled Condenser | Cube | Batch | 1375 | 4.63 |  |  |  |  | Federally-Regulated Commercial & Industrial Equipment | 07/06/2023 | 202634433 | 10/10/2023
Manitowoc Ice, Inc. | Manitowoc | IYT1500A-263E | Ice-making Head | Air-Cooled Condenser | Cube | Batch | 1438 | 4.33 | 4.64 |  |  |  | Federally-Regulated Commercial & Industrial Equipment | 07/06/2023 | 204517887 | 10/10/2023
Manitowoc Ice, Inc. | Manitowoc | IDF1800C-161*CVDF1800-263A | Both Remote Condensing & Remot | Air-Cooled Condenser | Cube | Batch | 1375 | 4.63 |  |  |  |  | Federally-Regulated Commercial & Industrial Equipment | 10/10/2023 | 202634434 | 10/10/2023
Manitowoc Ice, Inc. | Manitowoc | RFP0320A-161 | Ice-making Head | Air-Cooled Condenser | Flake | Continuous | 331 | 4.59 | 7.17 |  |  | 1.38 | Federally-Regulated Commercial & Industrial Equipment | 07/06/2023 | 207252364 | 10/10/2023
Manitowoc Ice, Inc. | Manitowoc | IYT0620W-261 | Ice-making Head | Water-Cooled Condenser | Cube | Batch | 485 | 3.87 | 4.87 | 140 | 189.3 |  | Federally-Regulated Commercial & Industrial Equipment | 07/06/2023 | 201753785 | 10/10/2023
Manitowoc Ice, Inc. | Manitowoc | IDT1500N-261A*JCT1500-261 | Remote Condensing w/o Remote C | Air-Cooled Condenser | Cube | Batch | 1452 | 4 | 4.59 |  |  |  | Federally-Regulated Commercial & Industrial Equipment | 07/06/2023 | 203925698 | 10/10/2023
Manitowoc Ice, Inc. | Manitowoc | RNF1100W-261 | Ice-making Head | Water-Cooled Condenser | Other | Continuous | 960 | 3.67 |  | 131 |  | 1.1 | Federally-Regulated Commercial & Industrial Equipment | 07/06/2023 | 201797130 | 10/10/2023
Manitowoc Ice, Inc. | Manitowoc | IDT1200N-261*JCT1200-261 | Remote Condensing w/o Remote C | Air-Cooled Condenser | Cube | Batch | 925 | 4.47 |  |  |  |  | Federally-Regulated Commercial & Industrial Equipment | 07/06/2023 | 201755788 | 10/10/2023
Manitowoc Ice, Inc. | Manitowoc | IRT1900A-261E | Ice-making Head | Air-Cooled Condenser | Cube | Batch | 1407 | 4.65 | 4.66 |  |  |  | Federally-Regulated Commercial & Industrial Equipment | 07/06/2023 | 204443932 | 10/10/2023
Manitowoc Ice, Inc. | Manitowoc | IDT0900A-261 | Ice-making Head | Air-Cooled Condenser | Cube | Batch | 695 | 4.85 |  |  |  |  | Federally-Regulated Commercial & Industrial Equipment | 10/10/2023 | 202864335 | 10/10/2023
Manitowoc Ice, Inc. | Manitowoc | RNP0320A-161 | Ice-making Head | Air-Cooled Condenser | Cube | Continuous | 259 | 6.04 | 7.56 |  |  | 1.13 | Federally-Regulated Commercial & Industrial Equipment | 07/06/2023 | 207203470 | 10/10/2023
Manitowoc Ice, Inc. | Manitowoc | UNP0300A-161 | Self-Contained | Air-Cooled Condenser | Cube | Continuous | 286 | 5.42 | 7.69 |  |  | 1.11 | Federally-Regulated Commercial & Industrial Equipment | 07/06/2023 | 207237532 | 10/10/2023
Manitowoc Ice, Inc. | Manitowoc | IYT1500N-261EX*JCT1500-261 | Remote Condensing w/o Remote C | Air-Cooled Condenser | Cube | Batch | 1533 | 4 | 4.59 |  |  |  | Federally-Regulated Commercial & Industrial Equipment | 07/06/2023 | 210594432 | 10/10/2023
Manitowoc Ice, Inc. | Manitowoc | IRT1900N-263E*JCT1500-261 | Remote Condensing w/o Remote C | Air-Cooled Condenser | Cube | Batch | 1545 | 4.26 | 4.59 |  |  |  | Federally-Regulated Commercial & Industrial Equipment | 07/06/2023 | 204517894 | 10/10/2023
Manitowoc Ice, Inc. | Manitowoc | UFP0200A-161 | Self-Contained | Air-Cooled Condenser | Flake | Continuous | 201 | 5.05 | 8.22 |  |  | 1.37 | Federally-Regulated Commercial & Industrial Equipment | 07/06/2023 | 207237531 | 10/10/2023
Manitowoc Ice, Inc. | Manitowoc | UYF0140A-161 | Self-Contained | Air-Cooled Condenser | Cube | Batch | 100 | 9.2 |  |  |  |  | Federally-Regulated Commercial & Industrial Equipment | 10/10/2023 | 10612533 | 10/10/2023
Manitowoc Ice, Inc. | Manitowoc | IYT1500A-261A | Ice-making Head | Air-Cooled Condenser | Cube | Batch | 1412 | 4.49 | 4.66 |  |  |  | Federally-Regulated Commercial & Industrial Equipment | 07/06/2023 | 203966614 | 10/10/2023
Manitowoc Ice, Inc. | Manitowoc | USP0100A-161 | Self-Contained | Air-Cooled Condenser | Cube | Batch | 85 | 10.37 | 10.8 |  |  |  | Federally-Regulated Commercial & Industrial Equipment | 07/06/2023 | 206195946 | 10/10/2023
Manitowoc Ice, Inc. | Manitowoc | IYT1200C-161*CVDT1200-261A | Both Remote Condensing & Remot | Air-Cooled Condenser | Cube | Batch | 1000 | 4.6 | 4.79 |  |  |  | Federally-Regulated Commercial & Industrial Equipment | 07/06/2023 | 203401614 | 10/10/2023
Manitowoc Ice, Inc. | Manitowoc | CNF0201A-161 | Self-Contained | Air-Cooled Condenser | Other | Continuous | 222 | 6.69 |  |  |  | 1.14 | Federally-Regulated Commercial & Industrial Equipment | 07/06/2023 | 201862973 | 10/10/2023
Manitowoc Ice, Inc. | Manitowoc | IDF2100C-161*CVDF2100-263 | Both Remote Condensing & Remot | Air-Cooled Condenser | Cube | Batch | 1575 | 4.75 |  |  |  |  | Federally-Regulated Commercial & Industrial Equipment | 10/10/2023 | 202358899 | 10/10/2023
Manitowoc Ice, Inc. | Manitowoc | IDT1500A-263E | Ice-making Head | Air-Cooled Condenser | Cube | Batch | 1380 | 4.33 | 4.68 |  |  |  | Federally-Regulated Commercial & Industrial Equipment | 07/06/2023 | 204517886 | 10/10/2023
Manitowoc Ice, Inc. | Manitowoc | IYT0900A-261 | Ice-making Head | Air-Cooled Condenser | Cube | Batch | 719 | 4.7 |  |  |  |  | Federally-Regulated Commercial & Industrial Equipment | 10/10/2023 | 202864336 | 10/10/2023
Manitowoc Ice, Inc. | Manitowoc | IDT1900A-261E | Ice-making Head | Air-Cooled Condenser | Cube | Batch | 1470 | 4.62 | 4.62 |  |  |  | Federally-Regulated Commercial & Industrial Equipment | 07/06/2023 | 204443934 | 10/10/2023
Manitowoc Ice, Inc. | Manitowoc | IYT1200C-161*CVDT1200-263A | Both Remote Condensing & Remot | Air-Cooled Condenser | Cube | Batch | 1000 | 4.6 | 4.79 |  |  |  | Federally-Regulated Commercial & Industrial Equipment | 07/06/2023 | 203401615 | 10/10/2023
Manitowoc Ice, Inc. | Manitowoc | IYT1900W-263E | Ice-making Head | Water-Cooled Condenser | Cube | Batch | 1758 | 3.44 | 4 | 145 | 161.3 |  | Federally-Regulated Commercial & Industrial Equipment | 07/06/2023 | 204443941 | 10/10/2023
Manitowoc Ice, Inc. | Manitowoc | IYT1200W-261 | Ice-making Head | Water-Cooled Condenser | Cube | Batch | 965 | 4 |  | 140 |  |  | Federally-Regulated Commercial & Industrial Equipment | 07/06/2023 | 201755785 | 10/10/2023
Manitowoc Ice, Inc. | Manitowoc | IDT0500A-161 | Ice-making Head | Air-Cooled Condenser | Cube | Batch | 400 | 5.25 |  |  |  |  | Federally-Regulated Commercial & Industrial Equipment | 07/06/2023 | 201753788 | 10/10/2023
Manitowoc Ice, Inc. | Manitowoc | IYT0450A-161X | Ice-making Head | Air-Cooled Condenser | Cube | Batch | 378 | 5.52 | 6.11 |  |  |  | Federally-Regulated Commercial & Industrial Equipment | 07/06/2023 | 210227910 | 10/10/2023
Manitowoc Ice, Inc. | Manitowoc | IDT0450A-161 | Ice-making Head | Air-Cooled Condenser | Cube | Batch | 358 | 5.63 |  |  |  |  | Federally-Regulated Commercial & Industrial Equipment | 07/06/2023 | 201753414 | 10/10/2023
Manitowoc Ice, Inc. | Manitowoc | IYT1200A-263A | Ice-making Head | Air-Cooled Condenser | Cube | Batch | 937 | 4.83 | 4.96 |  |  |  | Federally-Regulated Commercial & Industrial Equipment | 07/06/2023 | 205746740 | 10/10/2023
Manitowoc Ice, Inc. | Manitowoc | IRT0500A-161 | Ice-making Head | Air-Cooled Condenser | Cube | Batch | 386 | 5.04 | 6.09 |  |  |  | Federally-Regulated Commercial & Industrial Equipment | 07/06/2023 | 201753786 | 10/10/2023
Manitowoc Ice, Inc. | Manitowoc | IDT1900W-263E | Ice-making Head | Water-Cooled Condenser | Cube | Batch | 1666 | 3.51 | 4 | 145 | 163.3 |  | Federally-Regulated Commercial & Industrial Equipment | 07/06/2023 | 204443939 | 10/10/2023
Manitowoc Ice, Inc. | Manitowoc | IYT1200C-161*CVDT1200-263 | Both Remote Condensing & Remot | Air-Cooled Condenser | Cube | Batch | 955 | 4.6 |  |  |  |  | Federally-Regulated Commercial & Industrial Equipment | 07/06/2023 | 201885320 | 10/10/2023
Manitowoc Ice, Inc. | Manitowoc | IYF0900N-263A*JCF0900-261 | Remote Condensing w/o Remote C | Air-Cooled Condenser | Cube | Batch | 740 | 5 | 5.44 |  |  |  | Federally-Regulated Commercial & Industrial Equipment | 07/06/2023 | 203458631 | 10/10/2023
Manitowoc Ice, Inc. | Manitowoc | IYF1400C-161*CVDF1400-263A | Both Remote Condensing & Remot | Air-Cooled Condenser | Cube | Batch | 1230 | 4.4 |  |  |  |  | Federally-Regulated Commercial & Industrial Equipment | 07/06/2023 | 202634430 | 10/10/2023
Manitowoc Ice, Inc. | Manitowoc | RFF1300A-261 | Ice-making Head | Air-Cooled Condenser | Flake | Continuous | 950 | 4.24 | 5.61 |  |  | 1.27 | Federally-Regulated Commercial & Industrial Equipment | 07/06/2023 | 10591298 | 10/10/2023
Manitowoc Ice, Inc. | Manitowoc | IYF1800C-161*CVDF1800-263A | Both Remote Condensing & Remot | Air-Cooled Condenser | Cube | Batch | 1440 | 4.49 |  |  |  |  | Federally-Regulated Commercial & Industrial Equipment | 07/06/2023 | 202634432 | 10/10/2023
Manitowoc Ice, Inc. | Manitowoc | IYF0500N-161A*JCF0500-161 | Remote Condensing w/o Remote C | Air-Cooled Condenser | Cube | Batch | 465 | 6 | 6.38 |  |  |  | Federally-Regulated Commercial & Industrial Equipment | 07/06/2023 | 203999055 | 10/10/2023
Manitowoc Ice, Inc. | Manitowoc | IYT0750A-261 | Ice-making Head | Air-Cooled Condenser | Cube | Batch | 575 | 5.12 |  |  |  |  | Federally-Regulated Commercial & Industrial Equipment | 07/06/2023 | 202864331 | 10/10/2023
Manitowoc Ice, Inc. | Manitowoc | IYT0450A-261 | Ice-making Head | Air-Cooled Condenser | Cube | Batch | 378 | 5.52 |  |  |  |  | Federally-Regulated Commercial & Industrial Equipment | 07/06/2023 | 201753416 | 10/10/2023
Manitowoc Ice, Inc. | Manitowoc | IRT0500A-261 | Ice-making Head | Air-Cooled Condenser | Cube | Batch | 386 | 5.04 |  |  |  |  | Federally-Regulated Commercial & Industrial Equipment | 07/06/2023 | 201753787 | 10/10/2023
Manitowoc Ice, Inc. | Manitowoc | IYF0900C-161*CVDF0900-261A | Both Remote Condensing & Remot | Air-Cooled Condenser | Cube | Batch | 675 | 5.38 | 5.66 |  |  |  | Federally-Regulated Commercial & Industrial Equipment | 07/06/2023 | 203264446 | 10/10/2023
Manitowoc Ice, Inc. | Manitowoc | IDF2100C-161*CVDF2100-261 | Both Remote Condensing & Remot | Air-Cooled Condenser | Cube | Batch | 1575 | 4.75 |  |  |  |  | Federally-Regulated Commercial & Industrial Equipment | 07/06/2023 | 202358898 | 10/10/2023
Manitowoc Ice, Inc. | Manitowoc | IDT1200C-161*CVDT1200-263A | Both Remote Condensing & Remot | Air-Cooled Condenser | Cube | Batch | 975 | 4.6 | 4.79 |  |  |  | Federally-Regulated Commercial & Industrial Equipment | 07/06/2023 | 203401617 | 10/10/2023
Manitowoc Ice, Inc. | Manitowoc | IDF0500N-161A*JCF0500-161 | Remote Condensing w/o Remote C | Air-Cooled Condenser | Cube | Batch | 445 | 5.96 | 6.45 |  |  |  | Federally-Regulated Commercial & Industrial Equipment | 07/06/2023 | 203999056 | 10/10/2023
Manitowoc Ice, Inc. | Manitowoc | IYT1500N-261A*JCT1500-261 | Remote Condensing w/o Remote C | Air-Cooled Condenser | Cube | Batch | 1450 | 4.09 | 4.59 |  |  |  | Federally-Regulated Commercial & Industrial Equipment | 07/06/2023 | 203925699 | 10/10/2023
Manitowoc Ice, Inc. | Manitowoc | IDT1900W-261E | Ice-making Head | Water-Cooled Condenser | Cube | Batch | 1666 | 3.51 | 4 | 145 | 163.3 |  | Federally-Regulated Commercial & Industrial Equipment | 07/06/2023 | 204443938 | 10/10/2023
Manitowoc Ice, Inc. | Manitowoc | UDF0240A-161 | Self-Contained | Air-Cooled Condenser | Cube | Batch | 160 | 7.9 |  |  |  |  | Federally-Regulated Commercial & Industrial Equipment | 07/06/2023 | 10612534 | 10/10/2023
Manitowoc Ice, Inc. | Manitowoc | UDE0080A-161 | Self-Contained | Air-Cooled Condenser | Cube | Batch | 75 | 11.13 |  |  |  |  | Federally-Regulated Commercial & Industrial Equipment | 07/06/2023 | 201986963 | 10/10/2023
Manitowoc Ice, Inc. | Manitowoc | ID-0303W-161 | Ice-making Head | Water-Cooled Condenser | Cube | Batch | 260 | 5.45 | 5.45 | 193 | 194.3 |  | Federally-Regulated Commercial & Industrial Equipment | 07/06/2023 | 4475780 | 10/10/2023
Manitowoc Ice, Inc. | Manitowoc | IYT0750W-261 | Ice-making Head | Water-Cooled Condenser | Cube | Batch | 650 | 3.79 |  | 135 |  |  | Federally-Regulated Commercial & Industrial Equipment | 07/06/2023 | 202864333 | 10/10/2023
Manitowoc Ice, Inc. | Manitowoc | SYF3000C-161*CVDF3000-263 | Both Remote Condensing & Remot | Air-Cooled Condenser | Cube | Batch | 2400 | 4.75 |  |  |  |  | Federally-Regulated Commercial & Industrial Equipment | 07/06/2023 | 201872167 | 10/10/2023
Manitowoc Ice, Inc. | Manitowoc | IYT0450A-161 | Ice-making Head | Air-Cooled Condenser | Cube | Batch | 378 | 5.52 |  |  |  |  | Federally-Regulated Commercial & Industrial Equipment | 07/06/2023 | 201753773 | 10/10/2023
Manitowoc Ice, Inc. | Manitowoc | IYT1500W-261A | Ice-making Head | Water-Cooled Condenser | Cube | Batch | 1392 | 3.55 | 4.03 | 145 | 169.4 |  | Federally-Regulated Commercial & Industrial Equipment | 07/06/2023 | 203925697 | 10/10/2023
Manitowoc Ice, Inc. | Manitowoc | IYF0600N-261A*JCF0900-261 | Remote Condensing w/o Remote C | Air-Cooled Condenser | Cube | Batch | 580 | 5.66 | 5.99 |  |  |  | Federally-Regulated Commercial & Industrial Equipment | 07/06/2023 | 203458629 | 10/10/2023
Manitowoc Ice, Inc. | Manitowoc | IYT1500N-261E*JCT1500-261 | Remote Condensing w/o Remote C | Air-Cooled Condenser | Cube | Batch | 1533 | 4 | 4.59 |  |  |  | Federally-Regulated Commercial & Industrial Equipment | 07/06/2023 | 204517891 | 10/10/2023
Manitowoc Ice, Inc. | Manitowoc | IYT1200N-261*JCT1200-261 | Remote Condensing w/o Remote C | Air-Cooled Condenser | Cube | Batch | 1010 | 4.2 |  |  |  |  | Federally-Regulated Commercial & Industrial Equipment | 07/06/2023 | 201755789 | 10/10/2023
Manitowoc Ice, Inc. | Manitowoc | RNF0620W-161 | Ice-making Head | Water-Cooled Condenser | Other | Continuous | 508 | 4.32 |  | 109 |  | 1.1 | Federally-Regulated Commercial & Industrial Equipment | 07/06/2023 | 201797129 | 10/10/2023
Manitowoc Ice, Inc. | Manitowoc | IDT0420W-161 | Ice-making Head | Water-Cooled Condenser | Cube | Batch | 400 | 4.28 |  | 140 |  |  | Federally-Regulated Commercial & Industrial Equipment | 07/06/2023 | 201753771 | 10/10/2023
Manitowoc Ice, Inc. | Manitowoc | IYT1900A-261E | Ice-making Head | Air-Cooled Condenser | Cube | Batch | 1535 | 4.6 | 4.61 |  |  |  | Federally-Regulated Commercial & Industrial Equipment | 07/06/2023 | 204443936 | 10/10/2023
Manitowoc Ice, Inc. | Manitowoc | IYT0620A-161 | Ice-making Head | Air-Cooled Condenser | Cube | Batch | 450 | 5.16 | 5.93 |  |  |  | Federally-Regulated Commercial & Industrial Equipment | 07/06/2023 | 201753780 | 10/10/2023
Manitowoc Ice, Inc. | Manitowoc | IYF2100C-161*CVDF2100-263 | Both Remote Condensing & Remot | Air-Cooled Condenser | Cube | Batch | 1600 | 4.75 |  |  |  |  | Federally-Regulated Commercial & Industrial Equipment | 07/06/2023 | 202358897 | 10/10/2023
Manitowoc Ice, Inc. | Manitowoc | UDF0310A-261 | Self-Contained | Air-Cooled Condenser | Cube | Batch | 237 | 7.2 |  |  |  |  | Federally-Regulated Commercial & Industrial Equipment | 07/06/2023 | 10612543 | 10/10/2023
Manitowoc Ice, Inc. | Manitowoc | IBF0820C-161*CVDF0900-261A | Both Remote Condensing & Remot | Air-Cooled Condenser | Cube | Batch | 728 | 5 | 5.48 |  |  |  | Federally-Regulated Commercial & Industrial Equipment | 07/06/2023 | 203264450 | 10/10/2023
Manitowoc Ice, Inc. | Manitowoc | UDF0190A-161 | Self-Contained | Air-Cooled Condenser | Cube | Batch | 132 | 8.8 | 9.08 |  |  |  | Federally-Regulated Commercial & Industrial Equipment | 07/06/2023 | 203999063 | 10/10/2023
Manitowoc Ice, Inc. | Manitowoc | URF0140A-161 | Self-Contained | Air-Cooled Condenser | Cube | Batch | 95 | 9.66 |  |  |  |  | Federally-Regulated Commercial & Industrial Equipment | 07/06/2023 | 10612531 | 10/10/2023
Manitowoc Ice, Inc. | Manitowoc | IYT0420A-161X | Ice-making Head | Air-Cooled Condenser | Cube | Batch | 375 | 5.55 | 6.11 |  |  |  | Federally-Regulated Commercial & Industrial Equipment | 07/06/2023 | 210160110 | 10/10/2023
Manitowoc Ice, Inc. | Manitowoc | IYT1200N-261A*JCT1200-261 | Remote Condensing w/o Remote C | Air-Cooled Condenser | Cube | Batch | 1030 | 4.43 | 4.59 |  |  |  | Federally-Regulated Commercial & Industrial Equipment | 07/06/2023 | 203999058 | 10/10/2023
Manitowoc Ice, Inc. | Manitowoc | UYF0310A-161 | Self-Contained | Air-Cooled Condenser | Cube | Batch | 235 | 7.2 |  |  |  |  | Federally-Regulated Commercial & Industrial Equipment | 07/06/2023 | 10612542 | 10/10/2023
Manitowoc Ice, Inc. | Manitowoc | IYT0500A-161 | Ice-making Head | Air-Cooled Condenser | Cube | Batch | 421 | 5.05 |  |  |  |  | Federally-Regulated Commercial & Industrial Equipment | 07/06/2023 | 201753790 | 10/10/2023
Manitowoc Ice, Inc. | Manitowoc | IYT1200A-263 | Ice-making Head | Air-Cooled Condenser | Cube | Batch | 940 | 4.83 |  |  |  |  | Federally-Regulated Commercial & Industrial Equipment | 07/06/2023 | 201755783 | 10/10/2023
Manitowoc Ice, Inc. | Manitowoc | IDT0750A-261 | Ice-making Head | Air-Cooled Condenser | Cube | Batch | 540 | 5.24 |  |  |  |  | Federally-Regulated Commercial & Industrial Equipment | 07/06/2023 | 202864330 | 10/10/2023
Manitowoc Ice, Inc. | Manitowoc | IDT1900A-263E | Ice-making Head | Air-Cooled Condenser | Cube | Batch | 1470 | 4.62 | 4.62 |  |  |  | Federally-Regulated Commercial & Industrial Equipment | 07/06/2023 | 204443935 | 10/10/2023
Manitowoc Ice, Inc. | Manitowoc | IYF0600C-161*CVDF0600-263A | Both Remote Condensing & Remot | Air-Cooled Condenser | Cube | Batch | 530 | 6 | 6.16 |  |  |  | Federally-Regulated Commercial & Industrial Equipment | 07/06/2023 | 203264441 | 10/10/2023
Manitowoc Ice, Inc. | Manitowoc | IDT0500A-261 | Ice-making Head | Air-Cooled Condenser | Cube | Batch | 400 | 5.25 |  |  |  |  | Federally-Regulated Commercial & Industrial Equipment | 07/06/2023 | 201753789 | 10/10/2023
Manitowoc Ice, Inc. | Manitowoc | IYT0500A-161X | Ice-making Head | Air-Cooled Condenser | Cube | Batch | 421 | 5.05 | 6 |  |  |  | Federally-Regulated Commercial & Industrial Equipment | 07/06/2023 | 210160111 | 10/10/2023
Manitowoc Ice, Inc. | Manitowoc | IDT0900W-261 | Ice-making Head | Water-Cooled Condenser | Cube | Batch | 665 | 4.02 |  | 135 |  |  | Federally-Regulated Commercial & Industrial Equipment | 07/06/2023 | 202864338 | 10/10/2023
Manitowoc Ice, Inc. | Manitowoc | IYT0750N-261X*JCT1200-261 | Remote Condensing w/o Remote C | Air-Cooled Condenser | Cube | Batch | 605 | 5.26 | 5.9 |  |  |  | Federally-Regulated Commercial & Industrial Equipment | 09/28/2023 | 213280081 | 10/10/2023
Manitowoc Ice, Inc. | Manitowoc | IYT0300W-161 | Ice-making Head | Water-Cooled Condenser | Cube | Batch | 260 | 4.74 | 5.45 | 140 | 194.3 |  | Federally-Regulated Commercial & Industrial Equipment | 07/06/2023 | 205574630 | 10/10/2023
Manitowoc Ice, Inc. | Manitowoc | IYT0300A-161X | Ice-making Head | Air-Cooled Condenser | Cube | Batch | 230 | 5.99 | 7.16 |  |  |  | Federally-Regulated Commercial & Industrial Equipment | 07/06/2023 | 210160108 | 10/10/2023
Manitowoc Ice, Inc. | Manitowoc | IYT1200C-161*CVDT1200-261 | Both Remote Condensing & Remot | Air-Cooled Condenser | Cube | Batch | 955 | 4.6 |  |  |  |  | Federally-Regulated Commercial & Industrial Equipment | 07/06/2023 | 201755792 | 10/10/2023
Manitowoc Ice, Inc. | Manitowoc | IDT0620A-261 | Ice-making Head | Air-Cooled Condenser | Cube | Batch | 450 | 5.18 | 5.93 |  |  |  | Federally-Regulated Commercial & Industrial Equipment | 07/06/2023 | 201753779 | 10/10/2023
Manitowoc Ice, Inc. | Manitowoc | RFF1300W-261 | Ice-making Head | Water-Cooled Condenser | Flake | Continuous | 1115 | 3.12 |  | 116 |  | 1.25 | Federally-Regulated Commercial & Industrial Equipment | 07/06/2023 | 10591299 | 10/10/2023
Manitowoc Ice, Inc. | Manitowoc | IRT1900A-263E | Ice-making Head | Air-Cooled Condenser | Cube | Batch | 1407 | 4.65 | 4.66 |  |  |  | Federally-Regulated Commercial & Industrial Equipment | 07/06/2023 | 204443933 | 10/10/2023
Manitowoc Ice, Inc. | Manitowoc | IYT0900N-261*JCT1200-261 | Remote Condensing w/o Remote C | Air-Cooled Condenser | Cube | Batch | 731 | 4.66 | 5.47 |  |  |  | Federally-Regulated Commercial & Industrial Equipment | 09/28/2023 | 213280083 | 10/10/2023
Manitowoc Ice, Inc. | Manitowoc | IYT0750A-261X | Ice-making Head | Air-Cooled Condenser | Cube | Batch | 575 | 5.12 | 5.61 |  |  |  | Federally-Regulated Commercial & Industrial Equipment | 07/06/2023 | 211635227 | 10/10/2023
Manitowoc Ice, Inc. | Manitowoc | IYT1200W-263A | Ice-making Head | Water-Cooled Condenser | Cube | Batch | 965 | 4 | 4.15 | 140 | 178.8 |  | Federally-Regulated Commercial & Industrial Equipment | 07/06/2023 | 205652341 | 10/10/2023
Manitowoc Ice, Inc. | Manitowoc | IDT0620W-161 | Ice-making Head | Water-Cooled Condenser | Cube | Batch | 450 | 4.13 | 4.94 | 140 | 190.1 |  | Federally-Regulated Commercial & Industrial Equipment | 07/06/2023 | 201753783 | 10/10/2023
Manitowoc Ice, Inc. | Manitowoc | IDF1400C-161*CVDF1400-261A | Both Remote Condensing & Remot | Air-Cooled Condenser | Cube | Batch | 1120 | 4.75 |  |  |  |  | Federally-Regulated Commercial & Industrial Equipment | 07/06/2023 | 202634441 | 10/10/2023
Manitowoc Ice, Inc. | Manitowoc | RFF1220C-261*RCUF1200-261 | Both Remote Condensing & Remot | Air-Cooled Condenser | Flake | Continuous | 958 | 3.98 |  |  |  | 1.28 | Federally-Regulated Commercial & Industrial Equipment | 07/06/2023 | 201797132 | 10/10/2023
Manitowoc Ice, Inc. | Manitowoc | IRT1900N-261E*JCT1500-261 | Remote Condensing w/o Remote C | Air-Cooled Condenser | Cube | Batch | 1545 | 4.26 | 4.59 |  |  |  | Federally-Regulated Commercial & Industrial Equipment | 07/06/2023 | 204517893 | 10/10/2023
Manitowoc Ice, Inc. | Manitowoc | IDT1200C-161*CVDT1200-261A | Both Remote Condensing & Remot | Air-Cooled Condenser | Cube | Batch | 975 | 4.6 | 4.79 |  |  |  | Federally-Regulated Commercial & Industrial Equipment | 07/06/2023 | 203401616 | 10/10/2023
Manitowoc Ice, Inc. | Manitowoc | IYT1900A-263E | Ice-making Head | Air-Cooled Condenser | Cube | Batch | 1535 | 4.6 | 4.61 |  |  |  | Federally-Regulated Commercial & Industrial Equipment | 07/06/2023 | 204443937 | 10/10/2023
Manitowoc Ice, Inc. | Manitowoc | IYT0900A-261X | Ice-making Head | Air-Cooled Condenser | Cube | Batch | 719 | 4.7 | 5.25 |  |  |  | Federally-Regulated Commercial & Industrial Equipment | 07/06/2023 | 211900355 | 10/10/2023
Manitowoc Ice, Inc. | Manitowoc | IYT0420W-161 | Ice-making Head | Water-Cooled Condenser | Cube | Batch | 425 | 4.24 |  | 140 |  |  | Federally-Regulated Commercial & Industrial Equipment | 07/06/2023 | 201753772 | 10/10/2023
Manitowoc Ice, Inc. | Manitowoc | IDT0450W-161 | Ice-making Head | Water-Cooled Condenser | Cube | Batch | 360 | 4.75 |  | 140 |  |  | Federally-Regulated Commercial & Industrial Equipment | 07/06/2023 | 201753774 | 10/10/2023
Manitowoc Ice, Inc. | Manitowoc | IYT0900W-261 | Ice-making Head | Water-Cooled Condenser | Cube | Batch | 665 | 4.02 |  | 135 |  |  | Federally-Regulated Commercial & Industrial Equipment | 07/06/2023 | 202864339 | 10/10/2023
Manitowoc Ice, Inc. | Manitowoc | IDF0600N-261A*JCF0900-261 | Remote Condensing w/o Remote C | Air-Cooled Condenser | Cube | Batch | 540 | 6 | 6.12 |  |  |  | Federally-Regulated Commercial & Industrial Equipment | 07/06/2023 | 203458628 | 10/10/2023
Manitowoc Ice, Inc. | Manitowoc | IYT0300A-161 | Ice-making Head | Air-Cooled Condenser | Cube | Batch | 230 | 5.99 | 7.16 |  |  |  | Federally-Regulated Commercial & Industrial Equipment | 07/06/2023 | 205574627 | 10/10/2023
Manitowoc Ice, Inc. | Manitowoc | IYT0500A-261 | Ice-making Head | Air-Cooled Condenser | Cube | Batch | 421 | 5.05 |  |  |  |  | Federally-Regulated Commercial & Industrial Equipment | 07/06/2023 | 201753791 | 10/10/2023
Manitowoc Ice, Inc. | Manitowoc | IDT1500N-261E*JCT1500-261 | Remote Condensing w/o Remote C | Air-Cooled Condenser | Cube | Batch | 1523 | 3.9 | 4.59 |  |  |  | Federally-Regulated Commercial & Industrial Equipment | 07/06/2023 | 204517890 | 10/10/2023
Manitowoc Ice, Inc. | Manitowoc | IYT1200W-263 | Ice-making Head | Water-Cooled Condenser | Cube | Batch | 1050 | 3.78 |  | 140 |  |  | Federally-Regulated Commercial & Industrial Equipment | 07/06/2023 | 201755787 | 10/10/2023
Manitowoc Ice, Inc. | Manitowoc | IDT0450A-161P | Ice-making Head | Air-Cooled Condenser | Cube | Batch | 358 | 5.63 | 6.16 |  |  |  | Federally-Regulated Commercial & Industrial Equipment | 07/06/2023 | 211272529 | 10/10/2023
Manitowoc Ice, Inc. | Manitowoc | IDT0300A-261 | Ice-making Head | Air-Cooled Condenser | Cube | Batch | 230 | 6.35 | 7.16 |  |  |  | Federally-Regulated Commercial & Industrial Equipment | 07/06/2023 | 205574626 | 10/10/2023
Manitowoc Ice, Inc. | Manitowoc | IDT0450W-261 | Ice-making Head | Water-Cooled Condenser | Cube | Batch | 360 | 4.75 | 5.11 | 140 | 192.1 |  | Federally-Regulated Commercial & Industrial Equipment | 07/06/2023 | 201753775 | 10/10/2023
Manitowoc Ice, Inc. | Manitowoc | IYT1200N-263A*JCT1200-261 | Remote Condensing w/o Remote C | Air-Cooled Condenser | Cube | Batch | 1030 | 4.43 | 4.59 |  |  |  | Federally-Regulated Commercial & Industrial Equipment | 07/06/2023 | 203999059 | 10/10/2023
Manitowoc Ice, Inc. | Manitowoc | UDF0240A-261 | Self-Contained | Air-Cooled Condenser | Cube | Batch | 148 | 7.95 |  |  |  |  | Federally-Regulated Commercial & Industrial Equipment | 07/06/2023 | 10612536 | 10/10/2023
Manitowoc Ice, Inc. | Manitowoc | IDT0500A-161X | Ice-making Head | Air-Cooled Condenser | Cube | Batch | 400 | 5.25 | 6.05 |  |  |  | Federally-Regulated Commercial & Industrial Equipment | 07/06/2023 | 210227912 | 10/10/2023
Manitowoc Ice, Inc. | Manitowoc | IDT1900N-261E*JCT1500-261 | Remote Condensing w/o Remote C | Air-Cooled Condenser | Cube | Batch | 1643 | 4.02 | 4.59 |  |  |  | Federally-Regulated Commercial & Industrial Equipment | 07/06/2023 | 204517895 | 10/10/2023
Manitowoc Ice, Inc. | Manitowoc | IDT0420A-161 | Ice-making Head | Air-Cooled Condenser | Cube | Batch | 375 | 5.6 |  |  |  |  | Federally-Regulated Commercial & Industrial Equipment | 07/06/2023 | 201753767 | 10/10/2023
Manitowoc Ice, Inc. | Manitowoc | UYF0190A-161 | Self-Contained | Air-Cooled Condenser | Cube | Batch | 135 | 8.67 | 9 |  |  |  | Federally-Regulated Commercial & Industrial Equipment | 07/06/2023 | 203999062 | 10/10/2023
Manitowoc Ice, Inc. | Manitowoc | IDT1200A-261 | Ice-making Head | Air-Cooled Condenser | Cube | Batch | 950 | 4.8 |  |  |  |  | Federally-Regulated Commercial & Industrial Equipment | 07/06/2023 | 201755781 | 10/10/2023
Manitowoc Ice, Inc. | Manitowoc | IYF2100C-161*CVDF2100-261 | Both Remote Condensing & Remot | Air-Cooled Condenser | Cube | Batch | 1600 | 4.75 |  |  |  |  | Federally-Regulated Commercial & Industrial Equipment | 07/06/2023 | 202358896 | 10/10/2023
Manitowoc Ice, Inc. | Manitowoc | SYT3000W-263H | Ice-making Head | Water-Cooled Condenser | Cube | Batch | 2584 | 3.72 |  | 140 |  |  | Federally-Regulated Commercial & Industrial Equipment | 07/06/2023 | 202177363 | 10/10/2023
Manitowoc Ice, Inc. | Manitowoc | IYT1900W-261E | Ice-making Head | Water-Cooled Condenser | Cube | Batch | 1758 | 3.44 | 4 | 145 | 161.3 |  | Federally-Regulated Commercial & Industrial Equipment | 07/06/2023 | 204443940 | 10/10/2023
Manitowoc Ice, Inc. | Manitowoc | RNF1100A-261 | Ice-making Head | Air-Cooled Condenser | Other | Continuous | 825 | 4.94 |  |  |  | 1.1 | Federally-Regulated Commercial & Industrial Equipment | 07/06/2023 | 201797128 | 10/10/2023
Manitowoc Ice, Inc. | Manitowoc | IDT1500W-261A | Ice-making Head | Water-Cooled Condenser | Cube | Batch | 1390 | 3.63 | 4.03 | 145 | 169.4 |  | Federally-Regulated Commercial & Industrial Equipment | 07/06/2023 | 203925696 | 10/10/2023
Manitowoc Ice, Inc. | Koolaire | KDT0500W-161 | Ice-making Head | Water-Cooled Condenser | Cube | Batch | 420 | 4.35 |  | 150 |  |  | Federally-Regulated Commercial & Industrial Equipment | 07/06/2023 | 10346205 | 10/10/2023
Manitowoc Ice, Inc. | Koolaire | KYT0500W-161 | Ice-making Head | Water-Cooled Condenser | Cube | Batch | 460 | 4 |  | 150 |  |  | Federally-Regulated Commercial & Industrial Equipment | 07/06/2023 | 10346204 | 10/10/2023
Manitowoc Ice, Inc. | Koolaire | KYT1000A-261 | Ice-making Head | Air-Cooled Condenser | Cube | Batch | 775 | 4.9 |  |  |  |  | Federally-Regulated Commercial & Industrial Equipment | 07/06/2023 | 10525501 | 10/10/2023
Manitowoc Ice, Inc. | Koolaire | KYT0420A-161 | Ice-making Head | Air-Cooled Condenser | Cube | Batch | 360 | 5.5 |  |  |  |  | Federally-Regulated Commercial & Industrial Equipment | 07/06/2023 | 10346188 | 10/10/2023
Manitowoc Ice, Inc. | Koolaire | KDT1700W-261A | Ice-making Head | Water-Cooled Condenser | Cube | Batch | 1400 | 3.61 |  | 145 |  |  | Federally-Regulated Commercial & Industrial Equipment | 07/06/2023 | 204540509 | 10/10/2023
Manitowoc Ice, Inc. | Koolaire | KDT0700A-261 | Ice-making Head | Air-Cooled Condenser | Cube | Batch | 530 | 5.35 |  |  |  |  | Federally-Regulated Commercial & Industrial Equipment | 07/06/2023 | 10525246 | 10/10/2023
Manitowoc Ice, Inc. | Koolaire | KYT0500A-161 | Ice-making Head | Air-Cooled Condenser | Cube | Batch | 425 | 5.3 |  |  |  |  | Federally-Regulated Commercial & Industrial Equipment | 07/06/2023 | 10346192 | 10/10/2023
Manitowoc Ice, Inc. | Koolaire | KYT0300A-161 | Ice-making Head | Air-Cooled Condenser | Cube | Batch | 230 | 5.85 |  |  |  |  | Federally-Regulated Commercial & Industrial Equipment | 07/06/2023 | 10346182 | 10/10/2023
Manitowoc Ice, Inc. | Koolaire | KYT1700N-261*JCT1500-261 | Remote Condensing w/o Remote C | Air-Cooled Condenser | Cube | Batch | 1490 | 4 |  |  |  |  | Federally-Regulated Commercial & Industrial Equipment | 07/06/2023 | 10525743 | 10/10/2023
Manitowoc Ice, Inc. | Koolaire | KYF0250A-161 | Self-Contained | Air-Cooled Condenser | Cube | Batch | 190 | 7.3 |  |  |  |  | Federally-Regulated Commercial & Industrial Equipment | 07/06/2023 | 10612530 | 10/10/2023
Manitowoc Ice, Inc. | Koolaire | KDT1000N-261*JCT1200-261 | Remote Condensing w/o Remote C | Air-Cooled Condenser | Cube | Batch | 700 | 5.3 |  |  |  |  | Federally-Regulated Commercial & Industrial Equipment | 07/06/2023 | 10525504 | 10/10/2023
Manitowoc Ice, Inc. | Koolaire | KDT0400A-161 | Ice-making Head | Air-Cooled Condenser | Cube | Batch | 345 | 6.1 |  |  |  |  | Federally-Regulated Commercial & Industrial Equipment | 07/06/2023 | 10346186 | 10/10/2023
Manitowoc Ice, Inc. | Koolaire | KYT0420W-161 | Ice-making Head | Water-Cooled Condenser | Cube | Batch | 390 | 4.6 |  | 160 |  |  | Federally-Regulated Commercial & Industrial Equipment | 07/06/2023 | 10346201 | 10/10/2023
Manitowoc Ice, Inc. | Koolaire | KYT1700W-261A | Ice-making Head | Water-Cooled Condenser | Cube | Batch | 1421 | 3.49 |  | 145 |  |  | Federally-Regulated Commercial & Industrial Equipment | 07/06/2023 | 204540510 | 10/10/2023
Manitowoc Ice, Inc. | Koolaire | KDT0400W-161 | Ice-making Head | Water-Cooled Condenser | Cube | Batch | 360 | 4.6 |  | 160 |  |  | Federally-Regulated Commercial & Industrial Equipment | 07/06/2023 | 10346200 | 10/10/2023
Manitowoc Ice, Inc. | Koolaire | KYF0150A-161 | Self-Contained | Air-Cooled Condenser | Cube | Batch | 114 | 9.1 |  |  |  |  | Federally-Regulated Commercial & Industrial Equipment | 07/06/2023 | 10612528 | 10/10/2023
Manitowoc Ice, Inc. | Koolaire | KDT0300A-161 | Ice-making Head | Air-Cooled Condenser | Cube | Batch | 230 | 5.85 |  |  |  |  | Federally-Regulated Commercial & Industrial Equipment | 07/06/2023 | 10346183 | 10/10/2023
Manitowoc Ice, Inc. | Koolaire | KDT0420W-161 | Ice-making Head | Water-Cooled Condenser | Cube | Batch | 375 | 4.6 |  | 160 |  |  | Federally-Regulated Commercial & Industrial Equipment | 07/06/2023 | 10346202 | 10/10/2023
Manitowoc Ice, Inc. | Koolaire | KDF0250A-161 | Self-Contained | Air-Cooled Condenser | Cube | Batch | 180 | 7.5 |  |  |  |  | Federally-Regulated Commercial & Industrial Equipment | 07/06/2023 | 10612529 | 10/10/2023
Manitowoc Ice, Inc. | Koolaire | KYT1000W-261 | Ice-making Head | Water-Cooled Condenser | Cube | Batch | 730 | 4.25 |  | 140 |  |  | Federally-Regulated Commercial & Industrial Equipment | 07/06/2023 | 10525503 | 10/10/2023
Manitowoc Ice, Inc. | Koolaire | KDT1000A-261 | Ice-making Head | Air-Cooled Condenser | Cube | Batch | 680 | 5.35 |  |  |  |  | Federally-Regulated Commercial & Industrial Equipment | 07/06/2023 | 10525500 | 10/10/2023
Manitowoc Ice, Inc. | Koolaire | KDT0500A-161 | Ice-making Head | Air-Cooled Condenser | Cube | Batch | 400 | 5.4 |  |  |  |  | Federally-Regulated Commercial & Industrial Equipment | 07/06/2023 | 10346193 | 10/10/2023
Manitowoc Ice, Inc. | Koolaire | KYT0420A-261 | Ice-making Head | Air-Cooled Condenser | Cube | Batch | 360 | 5.5 |  |  |  |  | Federally-Regulated Commercial & Industrial Equipment | 07/06/2023 | 10346189 | 10/10/2023
Manitowoc Ice, Inc. | Koolaire | KYT1700A-261 | Ice-making Head | Air-Cooled Condenser | Cube | Batch | 1380 | 4.55 |  |  |  |  | Federally-Regulated Commercial & Industrial Equipment | 07/06/2023 | 10525508 | 10/10/2023
Manitowoc Ice, Inc. | Koolaire | KDT1700W-261 | Ice-making Head | Water-Cooled Condenser | Cube | Batch | 1460 | 3.5 |  | 140 |  |  | Federally-Regulated Commercial & Industrial Equipment | 07/06/2023 | 10525516 | 10/10/2023
Manitowoc Ice, Inc. | Koolaire | KYT0700W-261 | Ice-making Head | Water-Cooled Condenser | Cube | Batch | 580 | 4.2 |  | 160 |  |  | Federally-Regulated Commercial & Industrial Equipment | 07/06/2023 | 10525331 | 10/10/2023
Manitowoc Ice, Inc. | Koolaire | KYT0400A-161 | Ice-making Head | Air-Cooled Condenser | Cube | Batch | 350 | 5.6 |  |  |  |  | Federally-Regulated Commercial & Industrial Equipment | 07/06/2023 | 10346184 | 10/10/2023
Manitowoc Ice, Inc. | Koolaire | KDF0150A-161 | Self-Contained | Air-Cooled Condenser | Cube | Batch | 110 | 9.35 |  |  |  |  | Federally-Regulated Commercial & Industrial Equipment | 07/06/2023 | 10612527 | 10/10/2023
Manitowoc Ice, Inc. | Koolaire | KDT1700A-261 | Ice-making Head | Air-Cooled Condenser | Cube | Batch | 1350 | 4.6 |  |  |  |  | Federally-Regulated Commercial & Industrial Equipment | 07/06/2023 | 10525506 | 10/10/2023
Manitowoc Ice, Inc. | Koolaire | KDT1000N-261A*JCT1200-261 | Remote Condensing w/o Remote C | Air-Cooled Condenser | Cube | Batch | 735 | 4.94 |  |  |  |  | Federally-Regulated Commercial & Industrial Equipment | 07/06/2023 | 203999060 | 10/10/2023
Manitowoc Ice, Inc. | Koolaire | KDT1000W-261 | Ice-making Head | Water-Cooled Condenser | Cube | Batch | 720 | 4.35 |  | 140 |  |  | Federally-Regulated Commercial & Industrial Equipment | 07/06/2023 | 10525502 | 10/10/2023
Manitowoc Ice, Inc. | Koolaire | KYT1700W-261 | Ice-making Head | Water-Cooled Condenser | Cube | Batch | 1550 | 3.4 |  | 140 |  |  | Federally-Regulated Commercial & Industrial Equipment | 07/06/2023 | 10525572 | 10/10/2023
Manitowoc Ice, Inc. | Koolaire | KDT0420W-261 | Ice-making Head | Water-Cooled Condenser | Cube | Batch | 375 | 4.6 |  | 160 |  |  | Federally-Regulated Commercial & Industrial Equipment | 07/06/2023 | 10346203 | 10/10/2023
Manitowoc Ice, Inc. | Koolaire | KDT0700W-261 | Ice-making Head | Water-Cooled Condenser | Cube | Batch | 550 | 4.45 |  | 160 |  |  | Federally-Regulated Commercial & Industrial Equipment | 07/06/2023 | 10525298 | 10/10/2023
Manitowoc Ice, Inc. | Koolaire | KYT0400A-261 | Ice-making Head | Air-Cooled Condenser | Cube | Batch | 350 | 5.6 |  |  |  |  | Federally-Regulated Commercial & Industrial Equipment | 07/06/2023 | 10346185 | 10/10/2023
Manitowoc Ice, Inc. | Koolaire | KYT1700A-261A | Ice-making Head | Air-Cooled Condenser | Cube | Batch | 1334 | 4.66 |  |  |  |  | Federally-Regulated Commercial & Industrial Equipment | 07/06/2023 | 204540508 | 10/10/2023
Manitowoc Ice, Inc. | Koolaire | KYT0700A-261 | Ice-making Head | Air-Cooled Condenser | Cube | Batch | 580 | 5.12 |  |  |  |  | Federally-Regulated Commercial & Industrial Equipment | 07/06/2023 | 10525247 | 10/10/2023
Manitowoc Ice, Inc. | Koolaire | KDT1700A-261A | Ice-making Head | Air-Cooled Condenser | Cube | Batch | 1326 | 4.7 |  |  |  |  | Federally-Regulated Commercial & Industrial Equipment | 07/06/2023 | 204540507 | 10/10/2023
Manitowoc Ice, Inc. | Koolaire | KDT1700N-261*JCT1500-261 | Remote Condensing w/o Remote C | Air-Cooled Condenser | Cube | Batch | 1420 | 4.3 |  |  |  |  | Federally-Regulated Commercial & Industrial Equipment | 07/06/2023 | 10525742 | 10/10/2023
Manitowoc Ice, Inc. | Koolaire | KDT0420A-261 | Ice-making Head | Air-Cooled Condenser | Cube | Batch | 350 | 5.8 |  |  |  |  | Federally-Regulated Commercial & Industrial Equipment | 07/06/2023 | 10346191 | 10/10/2023
Manitowoc Ice, Inc. | Koolaire | KYT0400W-161 | Ice-making Head | Water-Cooled Condenser | Cube | Batch | 360 | 4.7 |  | 160 |  |  | Federally-Regulated Commercial & Industrial Equipment | 07/06/2023 | 10346195 | 10/10/2023
Manitowoc Ice, Inc. | Koolaire | KDT1700N-261E*JCT1500-261 | Remote Condensing w/o Remote C | Air-Cooled Condenser | Cube | Batch | 1380 | 4.26 |  |  |  |  | Federally-Regulated Commercial & Industrial Equipment | 07/06/2023 | 204517899 | 10/10/2023
Manitowoc Ice, Inc. | Koolaire | KDT0400A-261 | Ice-making Head | Air-Cooled Condenser | Cube | Batch | 345 | 6.1 |  |  |  |  | Federally-Regulated Commercial & Industrial Equipment | 07/06/2023 | 10346187 | 10/10/2023
Manitowoc Ice, Inc. | Koolaire | KYT1000N-261A*JCT1200-261 | Remote Condensing w/o Remote C | Air-Cooled Condenser | Cube | Batch | 760 | 5 |  |  |  |  | Federally-Regulated Commercial & Industrial Equipment | 07/06/2023 | 203999061 | 10/10/2023
Manitowoc Ice, Inc. | Koolaire | KYT1700N-261E*JCT1500-261 | Remote Condensing w/o Remote C | Air-Cooled Condenser | Cube | Batch | 1477 | 4.06 |  |  |  |  | Federally-Regulated Commercial & Industrial Equipment | 07/06/2023 | 204517900 | 10/10/2023
Manitowoc Ice, Inc. | Koolaire | KYT1000N-261*JCT1200-261 | Remote Condensing w/o Remote C | Air-Cooled Condenser | Cube | Batch | 760 | 5.2 |  |  |  |  | Federally-Regulated Commercial & Industrial Equipment | 07/06/2023 | 10525505 | 10/10/2023
Manitowoc Ice, Inc. | Koolaire | KDT0420A-161 | Ice-making Head | Air-Cooled Condenser | Cube | Batch | 350 | 5.8 |  |  |  |  | Federally-Regulated Commercial & Industrial Equipment | 07/06/2023 | 10346190 | 10/10/2023
Manitowoc Ice, Inc. | Manitowoc | IYT1900W-263E | Ice-making Head | Water-Cooled Condenser | Cube | Batch | 1758 | 3.44 | 4 | 145 | 161.3 |  | Federally-Regulated Commercial & Industrial Equipment | 07/06/2023 | 204443941 | 10/10/2023
Manitowoc Ice, Inc. | Manitowoc | IYT1200W-261 | Ice-making Head | Water-Cooled Condenser | Cube | Batch | 965 | 4 |  | 140 |  |  | Federally-Regulated Commercial & Industrial Equipment | 10/10/2023 | 201755785 | 10/10/2023
Manitowoc Ice, Inc. | Manitowoc | IDT0500A-161 | Ice-making Head | Air-Cooled Condenser | Cube | Batch | 400 | 5.25 |  |  |  |  | Federally-Regulated Commercial & Industrial Equipment | 10/10/2023 | 201753788 | 10/10/2023
Manitowoc Ice, Inc. | Manitowoc | IYT0450A-161X | Ice-making Head | Air-Cooled Condenser | Cube | Batch | 378 | 5.52 | 6.11 |  |  |  | Federally-Regulated Commercial & Industrial Equipment | 07/06/2023 | 210227910 | 10/10/2023
Manitowoc Ice, Inc. | Manitowoc | IDT0450A-161 | Ice-making Head | Air-Cooled Condenser | Cube | Batch | 358 | 5.63 |  |  |  |  | Federally-Regulated Commercial & Industrial Equipment | 10/10/2023 | 201753414 | 10/10/2023
Manitowoc Ice, Inc. | Manitowoc | IYT1200A-263A | Ice-making Head | Air-Cooled Condenser | Cube | Batch | 937 | 4.83 | 4.96 |  |  |  | Federally-Regulated Commercial & Industrial Equipment | 07/06/2023 | 205746740 | 10/10/2023
Manitowoc Ice, Inc. | Manitowoc | IRT0500A-161 | Ice-making Head | Air-Cooled Condenser | Cube | Batch | 386 | 5.04 | 6.09 |  |  |  | Federally-Regulated Commercial & Industrial Equipment | 07/06/2023 | 201753786 | 10/10/2023
Manitowoc Ice, Inc. | Manitowoc | IDT1900W-263E | Ice-making Head | Water-Cooled Condenser | Cube | Batch | 1666 | 3.51 | 4 | 145 | 163.3 |  | Federally-Regulated Commercial & Industrial Equipment | 07/06/2023 | 204443939 | 10/10/2023
Manitowoc Ice, Inc. | Manitowoc | IYT1200C-161*CVDT1200-263 | Both Remote Condensing & Remot | Air-Cooled Condenser | Cube | Batch | 955 | 4.6 |  |  |  |  | Federally-Regulated Commercial & Industrial Equipment | 07/06/2023 | 201885320 | 10/10/2023
Manitowoc Ice, Inc. | Manitowoc | IYF0900N-263A*JCF0900-261 | Remote Condensing w/o Remote C | Air-Cooled Condenser | Cube | Batch | 740 | 5 | 5.44 |  |  |  | Federally-Regulated Commercial & Industrial Equipment | 07/06/2023 | 203458631 | 10/10/2023
Manitowoc Ice, Inc. | Manitowoc | IYF1400C-161*CVDF1400-263A | Both Remote Condensing & Remot | Air-Cooled Condenser | Cube | Batch | 1230 | 4.4 |  |  |  |  | Federally-Regulated Commercial & Industrial Equipment | 10/10/2023 | 202634430 | 10/10/2023
Manitowoc Ice, Inc. | Manitowoc | RFF1300A-261 | Ice-making Head | Air-Cooled Condenser | Flake | Continuous | 950 | 4.24 | 5.61 |  |  | 1.27 | Federally-Regulated Commercial & Industrial Equipment | 07/06/2023 | 10591298 | 10/10/2023
Manitowoc Ice, Inc. | Manitowoc | IYF1800C-161*CVDF1800-263A | Both Remote Condensing & Remot | Air-Cooled Condenser | Cube | Batch | 1440 | 4.49 |  |  |  |  | Federally-Regulated Commercial & Industrial Equipment | 10/10/2023 | 202634432 | 10/10/2023
Manitowoc Ice, Inc. | Manitowoc | IYF0500N-161A*JCF0500-161 | Remote Condensing w/o Remote C | Air-Cooled Condenser | Cube | Batch | 465 | 6 | 6.38 |  |  |  | Federally-Regulated Commercial & Industrial Equipment | 07/06/2023 | 203999055 | 10/10/2023
Manitowoc Ice, Inc. | Manitowoc | IYT0750A-261 | Ice-making Head | Air-Cooled Condenser | Cube | Batch | 575 | 5.12 |  |  |  |  | Federally-Regulated Commercial & Industrial Equipment | 10/10/2023 | 202864331 | 10/10/2023
Manitowoc Ice, Inc. | Manitowoc | IYT0450A-261 | Ice-making Head | Air-Cooled Condenser | Cube | Batch | 378 | 5.52 |  |  |  |  | Federally-Regulated Commercial & Industrial Equipment | 07/06/2023 | 201753416 | 10/10/2023
Manitowoc Ice, Inc. | Manitowoc | IRT0500A-261 | Ice-making Head | Air-Cooled Condenser | Cube | Batch | 386 | 5.04 |  |  |  |  | Federally-Regulated Commercial & Industrial Equipment | 07/06/2023 | 201753787 | 10/10/2023
Manitowoc Ice, Inc. | Manitowoc | IYF0900C-161*CVDF0900-261A | Both Remote Condensing & Remot | Air-Cooled Condenser | Cube | Batch | 675 | 5.38 | 5.66 |  |  |  | Federally-Regulated Commercial & Industrial Equipment | 07/06/2023 | 203264446 | 10/10/2023
Manitowoc Ice, Inc. | Manitowoc | IDF2100C-161*CVDF2100-261 | Both Remote Condensing & Remot | Air-Cooled Condenser | Cube | Batch | 1575 | 4.75 |  |  |  |  | Federally-Regulated Commercial & Industrial Equipment | 07/06/2023 | 202358898 | 10/10/2023
Manitowoc Ice, Inc. | Manitowoc | IDT1200C-161*CVDT1200-263A | Both Remote Condensing & Remot | Air-Cooled Condenser | Cube | Batch | 975 | 4.6 | 4.79 |  |  |  | Federally-Regulated Commercial & Industrial Equipment | 07/06/2023 | 203401617 | 10/10/2023
Manitowoc Ice, Inc. | Manitowoc | IDF0500N-161A*JCF0500-161 | Remote Condensing w/o Remote C | Air-Cooled Condenser | Cube | Batch | 445 | 5.96 | 6.45 |  |  |  | Federally-Regulated Commercial & Industrial Equipment | 07/06/2023 | 203999056 | 10/10/2023
Manitowoc Ice, Inc. | Manitowoc | IYT1500N-261A*JCT1500-261 | Remote Condensing w/o Remote C | Air-Cooled Condenser | Cube | Batch | 1450 | 4.09 | 4.59 |  |  |  | Federally-Regulated Commercial & Industrial Equipment | 07/06/2023 | 203925699 | 10/10/2023
Manitowoc Ice, Inc. | Manitowoc | IDT1900W-261E | Ice-making Head | Water-Cooled Condenser | Cube | Batch | 1666 | 3.51 | 4 | 145 | 163.3 |  | Federally-Regulated Commercial & Industrial Equipment | 07/06/2023 | 204443938 | 10/10/2023
Manitowoc Ice, Inc. | Manitowoc | UDF0240A-161 | Self-Contained | Air-Cooled Condenser | Cube | Batch | 160 | 7.9 |  |  |  |  | Federally-Regulated Commercial & Industrial Equipment | 10/10/2023 | 10612534 | 10/10/2023
Manitowoc Ice, Inc. | Manitowoc | UDE0080A-161 | Self-Contained | Air-Cooled Condenser | Cube | Batch | 75 | 11.13 |  |  |  |  | Federally-Regulated Commercial & Industrial Equipment | 07/06/2023 | 201986963 | 10/10/2023
Manitowoc Ice, Inc. | Manitowoc | ID-0303W-161 | Ice-making Head | Water-Cooled Condenser | Cube | Batch | 260 | 5.45 | 5.45 | 193 | 194.3 |  | Federally-Regulated Commercial & Industrial Equipment | 07/06/2023 | 4475780 | 10/10/2023
Manitowoc Ice, Inc. | Manitowoc | IYT0750W-261 | Ice-making Head | Water-Cooled Condenser | Cube | Batch | 650 | 3.79 |  | 135 |  |  | Federally-Regulated Commercial & Industrial Equipment | 10/10/2023 | 202864333 | 10/10/2023
Manitowoc Ice, Inc. | Manitowoc | SYF3000C-161*CVDF3000-263 | Both Remote Condensing & Remot | Air-Cooled Condenser | Cube | Batch | 2400 | 4.75 |  |  |  |  | Federally-Regulated Commercial & Industrial Equipment | 07/06/2023 | 201872167 | 10/10/2023
Manitowoc Ice, Inc. | Manitowoc | IYT0450A-161 | Ice-making Head | Air-Cooled Condenser | Cube | Batch | 378 | 5.52 |  |  |  |  | Federally-Regulated Commercial & Industrial Equipment | 07/06/2023 | 201753773 | 10/10/2023
Manitowoc Ice, Inc. | Manitowoc | IYT1500W-261A | Ice-making Head | Water-Cooled Condenser | Cube | Batch | 1392 | 3.55 | 4.03 | 145 | 169.4 |  | Federally-Regulated Commercial & Industrial Equipment | 07/06/2023 | 203925697 | 10/10/2023
Manitowoc Ice, Inc. | Manitowoc | IYF0600N-261A*JCF0900-261 | Remote Condensing w/o Remote C | Air-Cooled Condenser | Cube | Batch | 580 | 5.66 | 5.99 |  |  |  | Federally-Regulated Commercial & Industrial Equipment | 07/06/2023 | 203458629 | 10/10/2023
Manitowoc Ice, Inc. | Manitowoc | IYT1500N-261E*JCT1500-261 | Remote Condensing w/o Remote C | Air-Cooled Condenser | Cube | Batch | 1533 | 4 | 4.59 |  |  |  | Federally-Regulated Commercial & Industrial Equipment | 07/06/2023 | 204517891 | 10/10/2023
Manitowoc Ice, Inc. | Manitowoc | IYT1200N-261*JCT1200-261 | Remote Condensing w/o Remote C | Air-Cooled Condenser | Cube | Batch | 1010 | 4.2 |  |  |  |  | Federally-Regulated Commercial & Industrial Equipment | 07/06/2023 | 201755789 | 10/10/2023
Manitowoc Ice, Inc. | Manitowoc | RNF0620W-161 | Ice-making Head | Water-Cooled Condenser | Other | Continuous | 508 | 4.32 |  | 109 |  | 1.1 | Federally-Regulated Commercial & Industrial Equipment | 07/06/2023 | 201797129 | 10/10/2023
Manitowoc Ice, Inc. | Manitowoc | IDT0420W-161 | Ice-making Head | Water-Cooled Condenser | Cube | Batch | 400 | 4.28 |  | 140 |  |  | Federally-Regulated Commercial & Industrial Equipment | 10/10/2023 | 201753771 | 10/10/2023
Manitowoc Ice, Inc. | Manitowoc | IYT1900A-261E | Ice-making Head | Air-Cooled Condenser | Cube | Batch | 1535 | 4.6 | 4.61 |  |  |  | Federally-Regulated Commercial & Industrial Equipment | 07/06/2023 | 204443936 | 10/10/2023
Manitowoc Ice, Inc. | Manitowoc | IYT0620A-161 | Ice-making Head | Air-Cooled Condenser | Cube | Batch | 450 | 5.16 | 5.93 |  |  |  | Federally-Regulated Commercial & Industrial Equipment | 07/06/2023 | 201753780 | 10/10/2023
Manitowoc Ice, Inc. | Manitowoc | IYF2100C-161*CVDF2100-263 | Both Remote Condensing & Remot | Air-Cooled Condenser | Cube | Batch | 1600 | 4.75 |  |  |  |  | Federally-Regulated Commercial & Industrial Equipment | 07/06/2023 | 202358897 | 10/10/2023
Manitowoc Ice, Inc. | Manitowoc | UDF0310A-261 | Self-Contained | Air-Cooled Condenser | Cube | Batch | 237 | 7.2 |  |  |  |  | Federally-Regulated Commercial & Industrial Equipment | 07/06/2023 | 10612543 | 10/10/2023
Manitowoc Ice, Inc. | Manitowoc | IBF0820C-161*CVDF0900-261A | Both Remote Condensing & Remot | Air-Cooled Condenser | Cube | Batch | 728 | 5 | 5.48 |  |  |  | Federally-Regulated Commercial & Industrial Equipment | 07/06/2023 | 203264450 | 10/10/2023
Manitowoc Ice, Inc. | Manitowoc | UDF0190A-161 | Self-Contained | Air-Cooled Condenser | Cube | Batch | 132 | 8.8 | 9.08 |  |  |  | Federally-Regulated Commercial & Industrial Equipment | 07/06/2023 | 203999063 | 10/10/2023
Manitowoc Ice, Inc. | Manitowoc | URF0140A-161 | Self-Contained | Air-Cooled Condenser | Cube | Batch | 95 | 9.66 |  |  |  |  | Federally-Regulated Commercial & Industrial Equipment | 07/06/2023 | 10612531 | 10/10/2023
Manitowoc Ice, Inc. | Manitowoc | IYT0420A-161X | Ice-making Head | Air-Cooled Condenser | Cube | Batch | 375 | 5.55 | 6.11 |  |  |  | Federally-Regulated Commercial & Industrial Equipment | 07/06/2023 | 210160110 | 10/10/2023
Manitowoc Ice, Inc. | Manitowoc | IYT1200N-261A*JCT1200-261 | Remote Condensing w/o Remote C | Air-Cooled Condenser | Cube | Batch | 1030 | 4.43 | 4.59 |  |  |  | Federally-Regulated Commercial & Industrial Equipment | 07/06/2023 | 203999058 | 10/10/2023
Manitowoc Ice, Inc. | Manitowoc | UYF0310A-161 | Self-Contained | Air-Cooled Condenser | Cube | Batch | 235 | 7.2 |  |  |  |  | Federally-Regulated Commercial & Industrial Equipment | 07/06/2023 | 10612542 | 10/10/2023
Manitowoc Ice, Inc. | Manitowoc | IYT0500A-161 | Ice-making Head | Air-Cooled Condenser | Cube | Batch | 421 | 5.05 |  |  |  |  | Federally-Regulated Commercial & Industrial Equipment | 07/06/2023 | 201753790 | 10/10/2023
Manitowoc Ice, Inc. | Manitowoc | IYT1200A-263 | Ice-making Head | Air-Cooled Condenser | Cube | Batch | 940 | 4.83 |  |  |  |  | Federally-Regulated Commercial & Industrial Equipment | 07/06/2023 | 201755783 | 10/10/2023
Manitowoc Ice, Inc. | Manitowoc | IDT0750A-261 | Ice-making Head | Air-Cooled Condenser | Cube | Batch | 540 | 5.24 |  |  |  |  | Federally-Regulated Commercial & Industrial Equipment | 10/10/2023 | 202864330 | 10/10/2023
Manitowoc Ice, Inc. | Manitowoc | IDT1900A-263E | Ice-making Head | Air-Cooled Condenser | Cube | Batch | 1470 | 4.62 | 4.62 |  |  |  | Federally-Regulated Commercial & Industrial Equipment | 07/06/2023 | 204443935 | 10/10/2023
Manitowoc Ice, Inc. | Manitowoc | IYF0600C-161*CVDF0600-263A | Both Remote Condensing & Remot | Air-Cooled Condenser | Cube | Batch | 530 | 6 | 6.16 |  |  |  | Federally-Regulated Commercial & Industrial Equipment | 07/06/2023 | 203264441 | 10/10/2023
Manitowoc Ice, Inc. | Manitowoc | IDT0500A-261 | Ice-making Head | Air-Cooled Condenser | Cube | Batch | 400 | 5.25 |  |  |  |  | Federally-Regulated Commercial & Industrial Equipment | 07/06/2023 | 201753789 | 10/10/2023
Manitowoc Ice, Inc. | Manitowoc | IYT0500A-161X | Ice-making Head | Air-Cooled Condenser | Cube | Batch | 421 | 5.05 | 6 |  |  |  | Federally-Regulated Commercial & Industrial Equipment | 07/06/2023 | 210160111 | 10/10/2023
Manitowoc Ice, Inc. | Manitowoc | IDT0900W-261 | Ice-making Head | Water-Cooled Condenser | Cube | Batch | 665 | 4.02 |  | 135 |  |  | Federally-Regulated Commercial & Industrial Equipment | 10/10/2023 | 202864338 | 10/10/2023
Manitowoc Ice, Inc. | Manitowoc | IYT0750N-261X*JCT1200-261 | Remote Condensing w/o Remote C | Air-Cooled Condenser | Cube | Batch | 605 | 5.26 | 5.9 |  |  |  | Federally-Regulated Commercial & Industrial Equipment | 09/28/2023 | 213280081 | 10/10/2023
Manitowoc Ice, Inc. | Manitowoc | IYT0300W-161 | Ice-making Head | Water-Cooled Condenser | Cube | Batch | 260 | 4.74 | 5.45 | 140 | 194.3 |  | Federally-Regulated Commercial & Industrial Equipment | 07/06/2023 | 205574630 | 10/10/2023
Manitowoc Ice, Inc. | Manitowoc | IYT0300A-161X | Ice-making Head | Air-Cooled Condenser | Cube | Batch | 230 | 5.99 | 7.16 |  |  |  | Federally-Regulated Commercial & Industrial Equipment | 07/06/2023 | 210160108 | 10/10/2023
Manitowoc Ice, Inc. | Manitowoc | IYT1200C-161*CVDT1200-261 | Both Remote Condensing & Remot | Air-Cooled Condenser | Cube | Batch | 955 | 4.6 |  |  |  |  | Federally-Regulated Commercial & Industrial Equipment | 07/06/2023 | 201755792 | 10/10/2023
Manitowoc Ice, Inc. | Manitowoc | IDT0620A-261 | Ice-making Head | Air-Cooled Condenser | Cube | Batch | 450 | 5.18 | 5.93 |  |  |  | Federally-Regulated Commercial & Industrial Equipment | 07/06/2023 | 201753779 | 10/10/2023
Manitowoc Ice, Inc. | Manitowoc | RFF1300W-261 | Ice-making Head | Water-Cooled Condenser | Flake | Continuous | 1115 | 3.12 |  | 116 |  | 1.25 | Federally-Regulated Commercial & Industrial Equipment | 10/10/2023 | 10591299 | 10/10/2023
Manitowoc Ice, Inc. | Manitowoc | IRT1900A-263E | Ice-making Head | Air-Cooled Condenser | Cube | Batch | 1407 | 4.65 | 4.66 |  |  |  | Federally-Regulated Commercial & Industrial Equipment | 07/06/2023 | 204443933 | 10/10/2023
Manitowoc Ice, Inc. | Manitowoc | IYT0900N-261*JCT1200-261 | Remote Condensing w/o Remote C | Air-Cooled Condenser | Cube | Batch | 731 | 4.66 | 5.47 |  |  |  | Federally-Regulated Commercial & Industrial Equipment | 09/28/2023 | 213280083 | 10/10/2023
Manitowoc Ice, Inc. | Manitowoc | IYT0750A-261X | Ice-making Head | Air-Cooled Condenser | Cube | Batch | 575 | 5.12 | 5.61 |  |  |  | Federally-Regulated Commercial & Industrial Equipment | 07/06/2023 | 211635227 | 10/10/2023
Manitowoc Ice, Inc. | Manitowoc | IYT1200W-263A | Ice-making Head | Water-Cooled Condenser | Cube | Batch | 965 | 4 | 4.15 | 140 | 178.8 |  | Federally-Regulated Commercial & Industrial Equipment | 07/06/2023 | 205652341 | 10/10/2023
Manitowoc Ice, Inc. | Manitowoc | IDT0620W-161 | Ice-making Head | Water-Cooled Condenser | Cube | Batch | 450 | 4.13 | 4.94 | 140 | 190.1 |  | Federally-Regulated Commercial & Industrial Equipment | 07/06/2023 | 201753783 | 10/10/2023
Manitowoc Ice, Inc. | Manitowoc | IDF1400C-161*CVDF1400-261A | Both Remote Condensing & Remot | Air-Cooled Condenser | Cube | Batch | 1120 | 4.75 |  |  |  |  | Federally-Regulated Commercial & Industrial Equipment | 07/06/2023 | 202634441 | 10/10/2023
Manitowoc Ice, Inc. | Manitowoc | RFF1220C-261*RCUF1200-261 | Both Remote Condensing & Remot | Air-Cooled Condenser | Flake | Continuous | 958 | 3.98 |  |  |  | 1.28 | Federally-Regulated Commercial & Industrial Equipment | 10/10/2023 | 201797132 | 10/10/2023
Manitowoc Ice, Inc. | Manitowoc | IRT1900N-261E*JCT1500-261 | Remote Condensing w/o Remote C | Air-Cooled Condenser | Cube | Batch | 1545 | 4.26 | 4.59 |  |  |  | Federally-Regulated Commercial & Industrial Equipment | 07/06/2023 | 204517893 | 10/10/2023
Manitowoc Ice, Inc. | Manitowoc | IDT1200C-161*CVDT1200-261A | Both Remote Condensing & Remot | Air-Cooled Condenser | Cube | Batch | 975 | 4.6 | 4.79 |  |  |  | Federally-Regulated Commercial & Industrial Equipment | 07/06/2023 | 203401616 | 10/10/2023
Manitowoc Ice, Inc. | Manitowoc | IYT1900A-263E | Ice-making Head | Air-Cooled Condenser | Cube | Batch | 1535 | 4.6 | 4.61 |  |  |  | Federally-Regulated Commercial & Industrial Equipment | 07/06/2023 | 204443937 | 10/10/2023
Manitowoc Ice, Inc. | Manitowoc | IYT0900A-261X | Ice-making Head | Air-Cooled Condenser | Cube | Batch | 719 | 4.7 | 5.25 |  |  |  | Federally-Regulated Commercial & Industrial Equipment | 07/06/2023 | 211900355 | 10/10/2023
Manitowoc Ice, Inc. | Manitowoc | IYT0420W-161 | Ice-making Head | Water-Cooled Condenser | Cube | Batch | 425 | 4.24 |  | 140 |  |  | Federally-Regulated Commercial & Industrial Equipment | 10/10/2023 | 201753772 | 10/10/2023
Manitowoc Ice, Inc. | Manitowoc | IDT0450W-161 | Ice-making Head | Water-Cooled Condenser | Cube | Batch | 360 | 4.75 |  | 140 |  |  | Federally-Regulated Commercial & Industrial Equipment | 10/10/2023 | 201753774 | 10/10/2023
Manitowoc Ice, Inc. | Manitowoc | IYT0900W-261 | Ice-making Head | Water-Cooled Condenser | Cube | Batch | 665 | 4.02 |  | 135 |  |  | Federally-Regulated Commercial & Industrial Equipment | 07/06/2023 | 202864339 | 10/10/2023
Manitowoc Ice, Inc. | Manitowoc | IDF0600N-261A*JCF0900-261 | Remote Condensing w/o Remote C | Air-Cooled Condenser | Cube | Batch | 540 | 6 | 6.12 |  |  |  | Federally-Regulated Commercial & Industrial Equipment | 07/06/2023 | 203458628 | 10/10/2023
Manitowoc Ice, Inc. | Manitowoc | IYT0300A-161 | Ice-making Head | Air-Cooled Condenser | Cube | Batch | 230 | 5.99 | 7.16 |  |  |  | Federally-Regulated Commercial & Industrial Equipment | 07/06/2023 | 205574627 | 10/10/2023
Manitowoc Ice, Inc. | Manitowoc | IYT0500A-261 | Ice-making Head | Air-Cooled Condenser | Cube | Batch | 421 | 5.05 |  |  |  |  | Federally-Regulated Commercial & Industrial Equipment | 10/10/2023 | 201753791 | 10/10/2023
Manitowoc Ice, Inc. | Manitowoc | IDT1500N-261E*JCT1500-261 | Remote Condensing w/o Remote C | Air-Cooled Condenser | Cube | Batch | 1523 | 3.9 | 4.59 |  |  |  | Federally-Regulated Commercial & Industrial Equipment | 07/06/2023 | 204517890 | 10/10/2023
Manitowoc Ice, Inc. | Manitowoc | IYT1200W-263 | Ice-making Head | Water-Cooled Condenser | Cube | Batch | 1050 | 3.78 |  | 140 |  |  | Federally-Regulated Commercial & Industrial Equipment | 07/06/2023 | 201755787 | 10/10/2023
Manitowoc Ice, Inc. | Manitowoc | IDT0450A-161P | Ice-making Head | Air-Cooled Condenser | Cube | Batch | 358 | 5.63 | 6.16 |  |  |  | Federally-Regulated Commercial & Industrial Equipment | 07/06/2023 | 211272529 | 10/10/2023
Manitowoc Ice, Inc. | Manitowoc | IDT0300A-261 | Ice-making Head | Air-Cooled Condenser | Cube | Batch | 230 | 6.35 | 7.16 |  |  |  | Federally-Regulated Commercial & Industrial Equipment | 07/06/2023 | 205574626 | 10/10/2023
Manitowoc Ice, Inc. | Manitowoc | IDT0450W-261 | Ice-making Head | Water-Cooled Condenser | Cube | Batch | 360 | 4.75 | 5.11 | 140 | 192.1 |  | Federally-Regulated Commercial & Industrial Equipment | 07/06/2023 | 201753775 | 10/10/2023
Manitowoc Ice, Inc. | Manitowoc | IYT1200N-263A*JCT1200-261 | Remote Condensing w/o Remote C | Air-Cooled Condenser | Cube | Batch | 1030 | 4.43 | 4.59 |  |  |  | Federally-Regulated Commercial & Industrial Equipment | 07/06/2023 | 203999059 | 10/10/2023
Manitowoc Ice, Inc. | Manitowoc | UDF0240A-261 | Self-Contained | Air-Cooled Condenser | Cube | Batch | 148 | 7.95 |  |  |  |  | Federally-Regulated Commercial & Industrial Equipment | 10/10/2023 | 10612536 | 10/10/2023
Manitowoc Ice, Inc. | Manitowoc | IDT0500A-161X | Ice-making Head | Air-Cooled Condenser | Cube | Batch | 400 | 5.25 | 6.05 |  |  |  | Federally-Regulated Commercial & Industrial Equipment | 07/06/2023 | 210227912 | 10/10/2023
Manitowoc Ice, Inc. | Manitowoc | IDT1900N-261E*JCT1500-261 | Remote Condensing w/o Remote C | Air-Cooled Condenser | Cube | Batch | 1643 | 4.02 | 4.59 |  |  |  | Federally-Regulated Commercial & Industrial Equipment | 07/06/2023 | 204517895 | 10/10/2023
Manitowoc Ice, Inc. | Manitowoc | IDT0420A-161 | Ice-making Head | Air-Cooled Condenser | Cube | Batch | 375 | 5.6 |  |  |  |  | Federally-Regulated Commercial & Industrial Equipment | 07/06/2023 | 201753767 | 10/10/2023
Manitowoc Ice, Inc. | Manitowoc | UYF0190A-161 | Self-Contained | Air-Cooled Condenser | Cube | Batch | 135 | 8.67 | 9 |  |  |  | Federally-Regulated Commercial & Industrial Equipment | 07/06/2023 | 203999062 | 10/10/2023
Manitowoc Ice, Inc. | Manitowoc | IDT1200A-261 | Ice-making Head | Air-Cooled Condenser | Cube | Batch | 950 | 4.8 |  |  |  |  | Federally-Regulated Commercial & Industrial Equipment | 07/06/2023 | 201755781 | 10/10/2023
Manitowoc Ice, Inc. | Manitowoc | IYF2100C-161*CVDF2100-261 | Both Remote Condensing & Remot | Air-Cooled Condenser | Cube | Batch | 1600 | 4.75 |  |  |  |  | Federally-Regulated Commercial & Industrial Equipment | 07/06/2023 | 202358896 | 10/10/2023
Manitowoc Ice, Inc. | Manitowoc | SYT3000W-263H | Ice-making Head | Water-Cooled Condenser | Cube | Batch | 2584 | 3.72 |  | 140 |  |  | Federally-Regulated Commercial & Industrial Equipment | 10/10/2023 | 202177363 | 10/10/2023
Manitowoc Ice, Inc. | Manitowoc | IYT1900W-261E | Ice-making Head | Water-Cooled Condenser | Cube | Batch | 1758 | 3.44 | 4 | 145 | 161.3 |  | Federally-Regulated Commercial & Industrial Equipment | 07/06/2023 | 204443940 | 10/10/2023
Manitowoc Ice, Inc. | Manitowoc | RNF1100A-261 | Ice-making Head | Air-Cooled Condenser | Other | Continuous | 825 | 4.94 |  |  |  | 1.1 | Federally-Regulated Commercial & Industrial Equipment | 07/06/2023 | 201797128 | 10/10/2023
Manitowoc Ice, Inc. | Manitowoc | IDT1500W-261A | Ice-making Head | Water-Cooled Condenser | Cube | Batch | 1390 | 3.63 | 4.03 | 145 | 169.4 |  | Federally-Regulated Commercial & Industrial Equipment | 07/06/2023 | 203925696 | 10/10/2023
Manitowoc Ice, Inc. | Koolaire | KDT0500W-161 | Ice-making Head | Water-Cooled Condenser | Cube | Batch | 420 | 4.35 |  | 150 |  |  | Federally-Regulated Commercial & Industrial Equipment | 10/10/2023 | 10346205 | 10/10/2023
Manitowoc Ice, Inc. | Koolaire | KYT0500W-161 | Ice-making Head | Water-Cooled Condenser | Cube | Batch | 460 | 4 |  | 150 |  |  | Federally-Regulated Commercial & Industrial Equipment | 10/10/2023 | 10346204 | 10/10/2023
Manitowoc Ice, Inc. | Koolaire | KYT1000A-261 | Ice-making Head | Air-Cooled Condenser | Cube | Batch | 775 | 4.9 |  |  |  |  | Federally-Regulated Commercial & Industrial Equipment | 10/10/2023 | 10525501 | 10/10/2023
Manitowoc Ice, Inc. | Koolaire | KYT0420A-161 | Ice-making Head | Air-Cooled Condenser | Cube | Batch | 360 | 5.5 |  |  |  |  | Federally-Regulated Commercial & Industrial Equipment | 10/10/2023 | 10346188 | 10/10/2023
Manitowoc Ice, Inc. | Koolaire | KDT1700W-261A | Ice-making Head | Water-Cooled Condenser | Cube | Batch | 1400 | 3.61 |  | 145 |  |  | Federally-Regulated Commercial & Industrial Equipment | 10/10/2023 | 204540509 | 10/10/2023
Manitowoc Ice, Inc. | Koolaire | KDT0700A-261 | Ice-making Head | Air-Cooled Condenser | Cube | Batch | 530 | 5.35 |  |  |  |  | Federally-Regulated Commercial & Industrial Equipment | 10/10/2023 | 10525246 | 10/10/2023
Manitowoc Ice, Inc. | Koolaire | KYT0500A-161 | Ice-making Head | Air-Cooled Condenser | Cube | Batch | 425 | 5.3 |  |  |  |  | Federally-Regulated Commercial & Industrial Equipment | 10/10/2023 | 10346192 | 10/10/2023
Manitowoc Ice, Inc. | Koolaire | KYT0300A-161 | Ice-making Head | Air-Cooled Condenser | Cube | Batch | 230 | 5.85 |  |  |  |  | Federally-Regulated Commercial & Industrial Equipment | 10/10/2023 | 10346182 | 10/10/2023
Manitowoc Ice, Inc. | Koolaire | KYT1700N-261*JCT1500-261 | Remote Condensing w/o Remote C | Air-Cooled Condenser | Cube | Batch | 1490 | 4 |  |  |  |  | Federally-Regulated Commercial & Industrial Equipment | 10/10/2023 | 10525743 | 10/10/2023
Manitowoc Ice, Inc. | Koolaire | KYF0250A-161 | Self-Contained | Air-Cooled Condenser | Cube | Batch | 190 | 7.3 |  |  |  |  | Federally-Regulated Commercial & Industrial Equipment | 10/10/2023 | 10612530 | 10/10/2023
Manitowoc Ice, Inc. | Koolaire | KDT1000N-261*JCT1200-261 | Remote Condensing w/o Remote C | Air-Cooled Condenser | Cube | Batch | 700 | 5.3 |  |  |  |  | Federally-Regulated Commercial & Industrial Equipment | 10/10/2023 | 10525504 | 10/10/2023
Manitowoc Ice, Inc. | Koolaire | KDT0400A-161 | Ice-making Head | Air-Cooled Condenser | Cube | Batch | 345 | 6.1 |  |  |  |  | Federally-Regulated Commercial & Industrial Equipment | 10/10/2023 | 10346186 | 10/10/2023
Manitowoc Ice, Inc. | Koolaire | KYT0420W-161 | Ice-making Head | Water-Cooled Condenser | Cube | Batch | 390 | 4.6 |  | 160 |  |  | Federally-Regulated Commercial & Industrial Equipment | 10/10/2023 | 10346201 | 10/10/2023
Manitowoc Ice, Inc. | Koolaire | KYT1700W-261A | Ice-making Head | Water-Cooled Condenser | Cube | Batch | 1421 | 3.49 |  | 145 |  |  | Federally-Regulated Commercial & Industrial Equipment | 10/10/2023 | 204540510 | 10/10/2023
Manitowoc Ice, Inc. | Koolaire | KDT0400W-161 | Ice-making Head | Water-Cooled Condenser | Cube | Batch | 360 | 4.6 |  | 160 |  |  | Federally-Regulated Commercial & Industrial Equipment | 10/10/2023 | 10346200 | 10/10/2023
Manitowoc Ice, Inc. | Koolaire | KYF0150A-161 | Self-Contained | Air-Cooled Condenser | Cube | Batch | 114 | 9.1 |  |  |  |  | Federally-Regulated Commercial & Industrial Equipment | 10/10/2023 | 10612528 | 10/10/2023
Manitowoc Ice, Inc. | Koolaire | KDT0300A-161 | Ice-making Head | Air-Cooled Condenser | Cube | Batch | 230 | 5.85 |  |  |  |  | Federally-Regulated Commercial & Industrial Equipment | 10/10/2023 | 10346183 | 10/10/2023
Manitowoc Ice, Inc. | Koolaire | KDT0420W-161 | Ice-making Head | Water-Cooled Condenser | Cube | Batch | 375 | 4.6 |  | 160 |  |  | Federally-Regulated Commercial & Industrial Equipment | 10/10/2023 | 10346202 | 10/10/2023
Manitowoc Ice, Inc. | Koolaire | KDF0250A-161 | Self-Contained | Air-Cooled Condenser | Cube | Batch | 180 | 7.5 |  |  |  |  | Federally-Regulated Commercial & Industrial Equipment | 10/10/2023 | 10612529 | 10/10/2023
Manitowoc Ice, Inc. | Koolaire | KYT1000W-261 | Ice-making Head | Water-Cooled Condenser | Cube | Batch | 730 | 4.25 |  | 140 |  |  | Federally-Regulated Commercial & Industrial Equipment | 10/10/2023 | 10525503 | 10/10/2023
Manitowoc Ice, Inc. | Koolaire | KDT1000A-261 | Ice-making Head | Air-Cooled Condenser | Cube | Batch | 680 | 5.35 |  |  |  |  | Federally-Regulated Commercial & Industrial Equipment | 10/10/2023 | 10525500 | 10/10/2023
Manitowoc Ice, Inc. | Koolaire | KDT0500A-161 | Ice-making Head | Air-Cooled Condenser | Cube | Batch | 400 | 5.4 |  |  |  |  | Federally-Regulated Commercial & Industrial Equipment | 10/10/2023 | 10346193 | 10/10/2023
Manitowoc Ice, Inc. | Koolaire | KYT0420A-261 | Ice-making Head | Air-Cooled Condenser | Cube | Batch | 360 | 5.5 |  |  |  |  | Federally-Regulated Commercial & Industrial Equipment | 10/10/2023 | 10346189 | 10/10/2023
Manitowoc Ice, Inc. | Koolaire | KYT1700A-261 | Ice-making Head | Air-Cooled Condenser | Cube | Batch | 1380 | 4.55 |  |  |  |  | Federally-Regulated Commercial & Industrial Equipment | 10/10/2023 | 10525508 | 10/10/2023
Manitowoc Ice, Inc. | Koolaire | KDT1700W-261 | Ice-making Head | Water-Cooled Condenser | Cube | Batch | 1460 | 3.5 |  | 140 |  |  | Federally-Regulated Commercial & Industrial Equipment | 10/10/2023 | 10525516 | 10/10/2023
Manitowoc Ice, Inc. | Koolaire | KYT0700W-261 | Ice-making Head | Water-Cooled Condenser | Cube | Batch | 580 | 4.2 |  | 160 |  |  | Federally-Regulated Commercial & Industrial Equipment | 10/10/2023 | 10525331 | 10/10/2023
Manitowoc Ice, Inc. | Koolaire | KYT0400A-161 | Ice-making Head | Air-Cooled Condenser | Cube | Batch | 350 | 5.6 |  |  |  |  | Federally-Regulated Commercial & Industrial Equipment | 10/10/2023 | 10346184 | 10/10/2023
Manitowoc Ice, Inc. | Koolaire | KDF0150A-161 | Self-Contained | Air-Cooled Condenser | Cube | Batch | 110 | 9.35 |  |  |  |  | Federally-Regulated Commercial & Industrial Equipment | 10/10/2023 | 10612527 | 10/10/2023
Manitowoc Ice, Inc. | Koolaire | KDT1700A-261 | Ice-making Head | Air-Cooled Condenser | Cube | Batch | 1350 | 4.6 |  |  |  |  | Federally-Regulated Commercial & Industrial Equipment | 10/10/2023 | 10525506 | 10/10/2023
Manitowoc Ice, Inc. | Koolaire | KDT1000N-261A*JCT1200-261 | Remote Condensing w/o Remote C | Air-Cooled Condenser | Cube | Batch | 735 | 4.94 |  |  |  |  | Federally-Regulated Commercial & Industrial Equipment | 10/10/2023 | 203999060 | 10/10/2023
Manitowoc Ice, Inc. | Koolaire | KDT1000W-261 | Ice-making Head | Water-Cooled Condenser | Cube | Batch | 720 | 4.35 |  | 140 |  |  | Federally-Regulated Commercial & Industrial Equipment | 10/10/2023 | 10525502 | 10/10/2023
Manitowoc Ice, Inc. | Koolaire | KYT1700W-261 | Ice-making Head | Water-Cooled Condenser | Cube | Batch | 1550 | 3.4 |  | 140 |  |  | Federally-Regulated Commercial & Industrial Equipment | 10/10/2023 | 10525572 | 10/10/2023
Manitowoc Ice, Inc. | Koolaire | KDT0420W-261 | Ice-making Head | Water-Cooled Condenser | Cube | Batch | 375 | 4.6 |  | 160 |  |  | Federally-Regulated Commercial & Industrial Equipment | 10/10/2023 | 10346203 | 10/10/2023
Manitowoc Ice, Inc. | Koolaire | KDT0700W-261 | Ice-making Head | Water-Cooled Condenser | Cube | Batch | 550 | 4.45 |  | 160 |  |  | Federally-Regulated Commercial & Industrial Equipment | 10/10/2023 | 10525298 | 10/10/2023
Manitowoc Ice, Inc. | Koolaire | KYT0400A-261 | Ice-making Head | Air-Cooled Condenser | Cube | Batch | 350 | 5.6 |  |  |  |  | Federally-Regulated Commercial & Industrial Equipment | 10/10/2023 | 10346185 | 10/10/2023
Manitowoc Ice, Inc. | Koolaire | KYT1700A-261A | Ice-making Head | Air-Cooled Condenser | Cube | Batch | 1334 | 4.66 |  |  |  |  | Federally-Regulated Commercial & Industrial Equipment | 10/10/2023 | 204540508 | 10/10/2023
Manitowoc Ice, Inc. | Koolaire | KYT0700A-261 | Ice-making Head | Air-Cooled Condenser | Cube | Batch | 580 | 5.12 |  |  |  |  | Federally-Regulated Commercial & Industrial Equipment | 10/10/2023 | 10525247 | 10/10/2023
Manitowoc Ice, Inc. | Koolaire | KDT1700A-261A | Ice-making Head | Air-Cooled Condenser | Cube | Batch | 1326 | 4.7 |  |  |  |  | Federally-Regulated Commercial & Industrial Equipment | 10/10/2023 | 204540507 | 10/10/2023
Manitowoc Ice, Inc. | Koolaire | KDT1700N-261*JCT1500-261 | Remote Condensing w/o Remote C | Air-Cooled Condenser | Cube | Batch | 1420 | 4.3 |  |  |  |  | Federally-Regulated Commercial & Industrial Equipment | 10/10/2023 | 10525742 | 10/10/2023
Manitowoc Ice, Inc. | Koolaire | KDT0420A-261 | Ice-making Head | Air-Cooled Condenser | Cube | Batch | 350 | 5.8 |  |  |  |  | Federally-Regulated Commercial & Industrial Equipment | 10/10/2023 | 10346191 | 10/10/2023
Manitowoc Ice, Inc. | Koolaire | KYT0400W-161 | Ice-making Head | Water-Cooled Condenser | Cube | Batch | 360 | 4.7 |  | 160 |  |  | Federally-Regulated Commercial & Industrial Equipment | 10/10/2023 | 10346195 | 10/10/2023
Manitowoc Ice, Inc. | Koolaire | KDT1700N-261E*JCT1500-261 | Remote Condensing w/o Remote C | Air-Cooled Condenser | Cube | Batch | 1380 | 4.26 |  |  |  |  | Federally-Regulated Commercial & Industrial Equipment | 10/10/2023 | 204517899 | 10/10/2023
Manitowoc Ice, Inc. | Koolaire | KDT0400A-261 | Ice-making Head | Air-Cooled Condenser | Cube | Batch | 345 | 6.1 |  |  |  |  | Federally-Regulated Commercial & Industrial Equipment | 10/10/2023 | 10346187 | 10/10/2023
Manitowoc Ice, Inc. | Koolaire | KYT1000N-261A*JCT1200-261 | Remote Condensing w/o Remote C | Air-Cooled Condenser | Cube | Batch | 760 | 5 |  |  |  |  | Federally-Regulated Commercial & Industrial Equipment | 10/10/2023 | 203999061 | 10/10/2023
Manitowoc Ice, Inc. | Koolaire | KYT1700N-261E*JCT1500-261 | Remote Condensing w/o Remote C | Air-Cooled Condenser | Cube | Batch | 1477 | 4.06 |  |  |  |  | Federally-Regulated Commercial & Industrial Equipment | 10/10/2023 | 204517900 | 10/10/2023
Manitowoc Ice, Inc. | Koolaire | KYT1000N-261*JCT1200-261 | Remote Condensing w/o Remote C | Air-Cooled Condenser | Cube | Batch | 760 | 5.2 |  |  |  |  | Federally-Regulated Commercial & Industrial Equipment | 10/10/2023 | 10525505 | 10/10/2023
Manitowoc Ice, Inc. | Koolaire | KDT0420A-161 | Ice-making Head | Air-Cooled Condenser | Cube | Batch | 350 | 5.8 |  |  |  |  | Federally-Regulated Commercial & Industrial Equipment | 10/10/2023 | 10346190 | 10/10/2023
Manitowoc Ice, Inc. | Manitowoc | IDT0500N-161*JCT0500-161 | Remote Condensing w/o Remote C | Air-Cooled Condenser | Cube | Batch | 450 | 6.11 |  |  |  |  | Federally-Regulated Commercial & Industrial Equipment | 10/10/2023 | 201753796 | 10/10/2023
Manitowoc Ice, Inc. | Manitowoc | IBT1020C-161*CVDT1200-263A | Both Remote Condensing & Remot | Air-Cooled Condenser | Cube | Batch | 1030 | 4.49 | 4.79 |  |  |  | Federally-Regulated Commercial & Industrial Equipment | 07/06/2023 | 203401619 | 10/10/2023
Manitowoc Ice, Inc. | Manitowoc | IRT0620A-161 | Ice-making Head | Air-Cooled Condenser | Cube | Batch | 410 | 5.29 |  |  |  |  | Federally-Regulated Commercial & Industrial Equipment | 10/10/2023 | 201753777 | 10/10/2023
Manitowoc Ice, Inc. | Manitowoc | IYT1900N-261E*JCT1500-261 | Remote Condensing w/o Remote C | Air-Cooled Condenser | Cube | Batch | 1744 | 4 |  |  |  |  | Federally-Regulated Commercial & Industrial Equipment | 10/10/2023 | 204517897 | 10/10/2023
Manitowoc Ice, Inc. | Manitowoc | IYT0620A-261 | Ice-making Head | Air-Cooled Condenser | Cube | Batch | 450 | 5.16 |  |  |  |  | Federally-Regulated Commercial & Industrial Equipment | 10/10/2023 | 201753782 | 10/10/2023
Manitowoc Ice, Inc. | Manitowoc | IYT1900N-263E*JCT1500-261 | Remote Condensing w/o Remote C | Air-Cooled Condenser | Cube | Batch | 1744 | 4 |  |  |  |  | Federally-Regulated Commercial & Industrial Equipment | 10/10/2023 | 204517898 | 10/10/2023
Manitowoc Ice, Inc. | Manitowoc | IYT1500W-263E | Ice-making Head | Water-Cooled Condenser | Cube | Batch | 1590 | 3.2 |  | 145 |  |  | Federally-Regulated Commercial & Industrial Equipment | 10/10/2023 | 204517889 | 10/10/2023
Manitowoc Ice, Inc. | Manitowoc | IYF1400C-161*CVDF1400-261A | Both Remote Condensing & Remot | Air-Cooled Condenser | Cube | Batch | 1230 | 4.4 |  |  |  |  | Federally-Regulated Commercial & Industrial Equipment | 10/10/2023 | 202634429 | 10/10/2023
Manitowoc Ice, Inc. | Manitowoc | RNF2000C-261*RCUF2200-263 | Both Remote Condensing & Remot | Air-Cooled Condenser | Other | Continuous | 1475 | 4.42 |  |  |  | 1.14 | Federally-Regulated Commercial & Industrial Equipment | 10/10/2023 | 204743193 | 10/10/2023
Manitowoc Ice, Inc. | Manitowoc | IDT1500A-261A | Ice-making Head | Air-Cooled Condenser | Cube | Batch | 1350 | 4.66 |  |  |  |  | Federally-Regulated Commercial & Industrial Equipment | 10/10/2023 | 203966613 | 10/10/2023
Manitowoc Ice, Inc. | Manitowoc | IYF0900A-263A | Ice-making Head | Air-Cooled Condenser | Cube | Batch | 700 | 5.21 |  |  |  |  | Federally-Regulated Commercial & Industrial Equipment | 10/10/2023 | 205775500 | 10/10/2023
Manitowoc Ice, Inc. | Manitowoc | IYT0750N-261*JCT1200-261 | Remote Condensing w/o Remote C | Air-Cooled Condenser | Cube | Batch | 619 | 5.26 |  |  |  |  | Federally-Regulated Commercial & Industrial Equipment | 10/10/2023 | 213280080 | 10/10/2023
Manitowoc Ice, Inc. | Manitowoc | SDT3000W-263H | Ice-making Head | Water-Cooled Condenser | Cube | Batch | 2558 | 3.69 |  | 140 |  |  | Federally-Regulated Commercial & Industrial Equipment | 10/10/2023 | 202177364 | 10/10/2023
Manitowoc Ice, Inc. | Manitowoc | IYF0600C-161*CVDF0600-261A | Both Remote Condensing & Remot | Air-Cooled Condenser | Cube | Batch | 530 | 6 |  |  |  |  | Federally-Regulated Commercial & Industrial Equipment | 10/10/2023 | 203264439 | 10/10/2023
Manitowoc Ice, Inc. | Manitowoc | IYT0300A-261 | Ice-making Head | Air-Cooled Condenser | Cube | Batch | 230 | 5.99 |  |  |  |  | Federally-Regulated Commercial & Industrial Equipment | 10/10/2023 | 205574628 | 10/10/2023
Manitowoc Ice, Inc. | Manitowoc | IYF1800C-161*CVDF1800-261A | Both Remote Condensing & Remot | Air-Cooled Condenser | Cube | Batch | 1440 | 4.49 |  |  |  |  | Federally-Regulated Commercial & Industrial Equipment | 10/10/2023 | 202634431 | 10/10/2023
Manitowoc Ice, Inc. | Manitowoc | IYF1800C-161*CVDF1800-261 | Both Remote Condensing & Remot | Air-Cooled Condenser | Cube | Batch | 1470 | 4.6 |  |  |  |  | Federally-Regulated Commercial & Industrial Equipment | 10/10/2023 | 202358892 | 10/10/2023
Manitowoc Ice, Inc. | Manitowoc | SDF3000C-161*CVDF3000-263 | Both Remote Condensing & Remot | Air-Cooled Condenser | Cube | Batch | 2333 | 4.75 |  |  |  |  | Federally-Regulated Commercial & Industrial Equipment | 10/10/2023 | 201872168 | 10/10/2023
Manitowoc Ice, Inc. | Manitowoc | IDT1900N-263E*JCT1500-261 | Remote Condensing w/o Remote C | Air-Cooled Condenser | Cube | Batch | 1643 | 4.02 |  |  |  |  | Federally-Regulated Commercial & Industrial Equipment | 10/10/2023 | 204517896 | 10/10/2023
Manitowoc Ice, Inc. | Manitowoc | IDT0620A-161 | Ice-making Head | Air-Cooled Condenser | Cube | Batch | 450 | 5.18 |  |  |  |  | Federally-Regulated Commercial & Industrial Equipment | 10/10/2023 | 201753778 | 10/10/2023
Manitowoc Ice, Inc. | Manitowoc | IBT1020C-161*CVDT1200-261 | Both Remote Condensing & Remot | Air-Cooled Condenser | Cube | Batch | 1030 | 4.38 |  |  |  |  | Federally-Regulated Commercial & Industrial Equipment | 10/10/2023 | 201755793 | 10/10/2023
Manitowoc Ice, Inc. | Manitowoc | IDT0500W-161 | Ice-making Head | Water-Cooled Condenser | Cube | Batch | 400 | 4.41 |  | 130 |  |  | Federally-Regulated Commercial & Industrial Equipment | 10/10/2023 | 201753794 | 10/10/2023
Manitowoc Ice, Inc. | Manitowoc | IYT0450W-161 | Ice-making Head | Water-Cooled Condenser | Cube | Batch | 420 | 4.2 |  | 140 |  |  | Federally-Regulated Commercial & Industrial Equipment | 10/10/2023 | 201753776 | 10/10/2023
Manitowoc Ice, Inc. | Manitowoc | IYT0420A-161 | Ice-making Head | Air-Cooled Condenser | Cube | Batch | 375 | 5.55 |  |  |  |  | Federally-Regulated Commercial & Industrial Equipment | 10/10/2023 | 201753769 | 10/10/2023
Manitowoc Ice, Inc. | Manitowoc | IYT1200N-263*JCT1200-261 | Remote Condensing w/o Remote C | Air-Cooled Condenser | Cube | Batch | 1010 | 4.2 |  |  |  |  | Federally-Regulated Commercial & Industrial Equipment | 07/06/2023 | 201755790 | 10/10/2023
Manitowoc Ice, Inc. | Manitowoc | CNF0202A-161 | Self-Contained | Air-Cooled Condenser | Other | Continuous | 222 | 6.69 |  |  |  | 1.14 | Federally-Regulated Commercial & Industrial Equipment | 10/10/2023 | 201862974 | 10/10/2023
Manitowoc Ice, Inc. | Manitowoc | IRT0500W-161 | Ice-making Head | Water-Cooled Condenser | Cube | Batch | 406 | 4.3 |  | 130 |  |  | Federally-Regulated Commercial & Industrial Equipment | 10/10/2023 | 201753792 | 10/10/2023
Manitowoc Ice, Inc. | Manitowoc | IDT0300W-161 | Ice-making Head | Water-Cooled Condenser | Cube | Batch | 258 | 4.76 |  | 140 |  |  | Federally-Regulated Commercial & Industrial Equipment | 10/10/2023 | 205574629 | 10/10/2023
Manitowoc Ice, Inc. | Manitowoc | IDT1500W-263E | Ice-making Head | Water-Cooled Condenser | Cube | Batch | 1472 | 3.42 |  | 145 |  |  | Federally-Regulated Commercial & Industrial Equipment | 10/10/2023 | 204517888 | 10/10/2023
Manitowoc Ice, Inc. | Manitowoc | RNP0620A-161 | Ice-making Head | Air-Cooled Condenser | Cube | Continuous | 463 | 5.66 | 6.75 |  |  | 1.13 | Federally-Regulated Commercial & Industrial Equipment | 07/27/2023 | 207207447 | 10/10/2023
Manitowoc Ice, Inc. | Manitowoc | UFP0350A-161 | Self-Contained | Air-Cooled Condenser | Flake | Continuous | 321 | 4.7 |  |  |  | 1.3 | Federally-Regulated Commercial & Industrial Equipment | 10/10/2023 | 207252365 | 10/10/2023
Manitowoc Ice, Inc. | Manitowoc | IYT0620A-161X | Ice-making Head | Air-Cooled Condenser | Cube | Batch | 450 | 5.16 |  |  |  |  | Federally-Regulated Commercial & Industrial Equipment | 10/10/2023 | 210160109 | 10/10/2023
Manitowoc Ice, Inc. | Manitowoc | IDT0420A-261 | Ice-making Head | Air-Cooled Condenser | Cube | Batch | 375 | 5.6 |  |  |  |  | Federally-Regulated Commercial & Industrial Equipment | 10/10/2023 | 201753768 | 10/10/2023
Manitowoc Ice, Inc. | Manitowoc | ID-0302A-261 | Ice-making Head | Air-Cooled Condenser | Cube | Batch | 225 | 7 |  |  |  |  | Federally-Regulated Commercial & Industrial Equipment | 10/10/2023 | 4475747 | 10/10/2023
Manitowoc Ice, Inc. | Manitowoc | IDT0450A-161X | Ice-making Head | Air-Cooled Condenser | Cube | Batch | 358 | 5.63 |  |  |  |  | Federally-Regulated Commercial & Industrial Equipment | 10/10/2023 | 210227908 | 10/10/2023
Manitowoc Ice, Inc. | Manitowoc | IDT0900N-261*JCT1200-261 | Remote Condensing w/o Remote C | Air-Cooled Condenser | Cube | Batch | 690 | 5 |  |  |  |  | Federally-Regulated Commercial & Industrial Equipment | 10/10/2023 | 213280084 | 10/10/2023
Manitowoc Ice, Inc. | Manitowoc | RFF2200C-261*RCUF2200-263 | Both Remote Condensing & Remot | Air-Cooled Condenser | Flake | Continuous | 1702 | 3.87 |  |  |  | 1.34 | Federally-Regulated Commercial & Industrial Equipment | 10/10/2023 | 201797131 | 10/10/2023
Manitowoc Ice, Inc. | Manitowoc | UDF0310A-161 | Self-Contained | Air-Cooled Condenser | Cube | Batch | 233 | 7 |  |  |  |  | Federally-Regulated Commercial & Industrial Equipment | 10/10/2023 | 10612541 | 10/10/2023
Manitowoc Ice, Inc. | Manitowoc | UDF0140A-161 | Self-Contained | Air-Cooled Condenser | Cube | Batch | 95 | 9.83 |  |  |  |  | Federally-Regulated Commercial & Industrial Equipment | 10/10/2023 | 10612532 | 10/10/2023
Manitowoc Ice, Inc. | Manitowoc | IY-0304A-261 | Ice-making Head | Air-Cooled Condenser | Cube | Batch | 235 | 7 |  |  |  |  | Federally-Regulated Commercial & Industrial Equipment | 10/10/2023 | 4475764 | 10/10/2023
Manitowoc Ice, Inc. | Manitowoc | UYF0240W-161 | Self-Contained | Water-Cooled Condenser | Cube | Batch | 180 | 5.8 |  | 147 |  |  | Federally-Regulated Commercial & Industrial Equipment | 10/10/2023 | 10612539 | 10/10/2023
Manitowoc Ice, Inc. | Manitowoc | IBF0620C-161*CVDF0600-261A | Both Remote Condensing & Remot | Air-Cooled Condenser | Cube | Batch | 564 | 5.68 |  |  |  |  | Federally-Regulated Commercial & Industrial Equipment | 10/10/2023 | 203264442 | 10/10/2023
Manitowoc Ice, Inc. | Manitowoc | RNF1020C-161*RCUF1000-261A | Both Remote Condensing & Remot | Air-Cooled Condenser | Other | Continuous | 900 | 4.6 |  |  |  | 1.12 | Federally-Regulated Commercial & Industrial Equipment | 10/10/2023 | 203191928 | 10/10/2023
Manitowoc Ice, Inc. | Manitowoc | IDT0750W-261 | Ice-making Head | Water-Cooled Condenser | Cube | Batch | 600 | 4.07 |  | 135 |  |  | Federally-Regulated Commercial & Industrial Equipment | 10/10/2023 | 202864332 | 10/10/2023
Manitowoc Ice, Inc. | Manitowoc | RNP0620W-161 | Ice-making Head | Water-Cooled Condenser | Cube | Continuous | 545 | 4.19 |  | 153 |  | 1.1 | Federally-Regulated Commercial & Industrial Equipment | 10/10/2023 | 207588139 | 10/10/2023
Manitowoc Ice, Inc. | Manitowoc | IDT1200C-161*CVDT1200-261 | Both Remote Condensing & Remot | Air-Cooled Condenser | Cube | Batch | 930 | 4.6 |  |  |  |  | Federally-Regulated Commercial & Industrial Equipment | 10/10/2023 | 201755791 | 10/10/2023
Manitowoc Ice, Inc. | Manitowoc | IYF0900N-261A*JCF0900-261 | Remote Condensing w/o Remote C | Air-Cooled Condenser | Cube | Batch | 740 | 5 |  |  |  |  | Federally-Regulated Commercial & Industrial Equipment | 10/10/2023 | 203458630 | 10/10/2023
Manitowoc Ice, Inc. | Manitowoc | IBT1020C-161*CVDT1200-261A | Both Remote Condensing & Remot | Air-Cooled Condenser | Cube | Batch | 1030 | 4.49 |  |  |  |  | Federally-Regulated Commercial & Industrial Equipment | 10/10/2023 | 203401618 | 10/10/2023
Manitowoc Ice, Inc. | Manitowoc | IBF0620C-161*CVDF0600-263A | Both Remote Condensing & Remot | Air-Cooled Condenser | Cube | Batch | 564 | 5.68 |  |  |  |  | Federally-Regulated Commercial & Industrial Equipment | 10/10/2023 | 203264444 | 10/10/2023
Manitowoc Ice, Inc. | Manitowoc | UDF0310W-161 | Self-Contained | Water-Cooled Condenser | Cube | Batch | 252 | 5.6 |  | 182 |  |  | Federally-Regulated Commercial & Industrial Equipment | 10/10/2023 | 10612544 | 10/10/2023
Manitowoc Ice, Inc. | Manitowoc | IYT0500W-161 | Ice-making Head | Water-Cooled Condenser | Cube | Batch | 460 | 3.9 |  | 130 |  |  | Federally-Regulated Commercial & Industrial Equipment | 10/10/2023 | 201753795 | 10/10/2023
Manitowoc Ice, Inc. | Manitowoc | IDT0450A-261 | Ice-making Head | Air-Cooled Condenser | Cube | Batch | 358 | 5.63 |  |  |  |  | Federally-Regulated Commercial & Industrial Equipment | 10/10/2023 | 201753415 | 10/10/2023
Manitowoc Ice, Inc. | Manitowoc | IRT0900A-261 | Ice-making Head | Air-Cooled Condenser | Cube | Batch | 676 | 5.01 |  |  |  |  | Federally-Regulated Commercial & Industrial Equipment | 10/10/2023 | 202864334 | 10/10/2023
Manitowoc Ice, Inc. | Manitowoc | IDF1800C-161*CVDF1800-261 | Both Remote Condensing & Remot | Air-Cooled Condenser | Cube | Batch | 1375 | 4.74 |  |  |  |  | Federally-Regulated Commercial & Industrial Equipment | 10/10/2023 | 202358894 | 10/10/2023
Manitowoc Ice, Inc. | Manitowoc | IDT1200C-161*CVDT1200-263 | Both Remote Condensing & Remot | Air-Cooled Condenser | Cube | Batch | 930 | 4.6 |  |  |  |  | Federally-Regulated Commercial & Industrial Equipment | 10/10/2023 | 201885319 | 10/10/2023
Manitowoc Ice, Inc. | Manitowoc | IBT1020C-161*CVDT1200-263 | Both Remote Condensing & Remot | Air-Cooled Condenser | Cube | Batch | 1030 | 4.38 |  |  |  |  | Federally-Regulated Commercial & Industrial Equipment | 07/06/2023 | 201885321 | 10/10/2023
Manitowoc Ice, Inc. | Manitowoc | UYF0240A-161 | Self-Contained | Air-Cooled Condenser | Cube | Batch | 160 | 7.8 |  |  |  |  | Federally-Regulated Commercial & Industrial Equipment | 10/10/2023 | 10612535 | 10/10/2023
Manitowoc Ice, Inc. | Manitowoc | UYF0310W-161 | Self-Contained | Water-Cooled Condenser | Cube | Batch | 267 | 5.5 |  | 182 |  |  | Federally-Regulated Commercial & Industrial Equipment | 10/10/2023 | 10612545 | 10/10/2023
Manitowoc Ice, Inc. | Manitowoc | IYT1200A-261 | Ice-making Head | Air-Cooled Condenser | Cube | Batch | 950 | 4.75 |  |  |  |  | Federally-Regulated Commercial & Industrial Equipment | 10/10/2023 | 201755782 | 10/10/2023
Manitowoc Ice, Inc. | Manitowoc | IDT0750N-261*JCT1200-261 | Remote Condensing w/o Remote C | Air-Cooled Condenser | Cube | Batch | 580 | 5.38 |  |  |  |  | Federally-Regulated Commercial & Industrial Equipment | 10/10/2023 | 213280082 | 10/10/2023
Manitowoc Ice, Inc. | Manitowoc | IDF0900N-261A*JCF0900-261 | Remote Condensing w/o Remote C | Air-Cooled Condenser | Cube | Batch | 710 | 5.2 |  |  |  |  | Federally-Regulated Commercial & Industrial Equipment | 10/10/2023 | 203458632 | 10/10/2023
Manitowoc Ice, Inc. | Manitowoc | IDT1200W-261 | Ice-making Head | Water-Cooled Condenser | Cube | Batch | 900 | 4.16 |  | 140 |  |  | Federally-Regulated Commercial & Industrial Equipment | 10/10/2023 | 201755784 | 10/10/2023
Manitowoc Ice, Inc. | Manitowoc | RFP0620A-161 | Ice-making Head | Air-Cooled Condenser | Flake | Continuous | 527 | 5.04 |  |  |  | 1.26 | Federally-Regulated Commercial & Industrial Equipment | 10/10/2023 | 207237530 | 10/10/2023
Manitowoc Ice, Inc. | Manitowoc | IBF0820C-161*CVDF0900-263A | Both Remote Condensing & Remot | Air-Cooled Condenser | Cube | Batch | 728 | 5 |  |  |  |  | Federally-Regulated Commercial & Industrial Equipment | 10/10/2023 | 203264451 | 10/10/2023
Manitowoc Ice, Inc. | Manitowoc | URF0310A-161 | Self-Contained | Air-Cooled Condenser | Cube | Batch | 221 | 7 |  |  |  |  | Federally-Regulated Commercial & Industrial Equipment | 10/10/2023 | 10612540 | 10/10/2023
Manitowoc Ice, Inc. | Manitowoc | IYT0620W-161 | Ice-making Head | Water-Cooled Condenser | Cube | Batch | 485 | 3.87 |  | 140 |  |  | Federally-Regulated Commercial & Industrial Equipment | 10/10/2023 | 201753784 | 10/10/2023
Manitowoc Ice, Inc. | Manitowoc | IYF0900C-161*CVDF0900-263A | Both Remote Condensing & Remot | Air-Cooled Condenser | Cube | Batch | 675 | 5.38 |  |  |  |  | Federally-Regulated Commercial & Industrial Equipment | 10/10/2023 | 203264448 | 10/10/2023
Manitowoc Ice, Inc. | Manitowoc | IRT0900W-261 | Ice-making Head | Water-Cooled Condenser | Cube | Batch | 665 | 4.04 |  | 135 |  |  | Federally-Regulated Commercial & Industrial Equipment | 10/10/2023 | 202864337 | 10/10/2023
Manitowoc Ice, Inc. | Manitowoc | UDF0240W-161 | Self-Contained | Water-Cooled Condenser | Cube | Batch | 174 | 5.95 |  | 147 |  |  | Federally-Regulated Commercial & Industrial Equipment | 10/10/2023 | 10612538 | 10/10/2023
Manitowoc Ice, Inc. | Manitowoc | IDF1400C-161*CVDF1400-263A | Both Remote Condensing & Remot | Air-Cooled Condenser | Cube | Batch | 1120 | 4.75 |  |  |  |  | Federally-Regulated Commercial & Industrial Equipment | 10/10/2023 | 202634442 | 10/10/2023
Manitowoc Ice, Inc. | Manitowoc | UYF0240A-261 | Self-Contained | Air-Cooled Condenser | Cube | Batch | 148 | 7.95 |  |  |  |  | Federally-Regulated Commercial & Industrial Equipment | 10/10/2023 | 10612537 | 10/10/2023
Manitowoc Ice, Inc. | Manitowoc | UNP0200A-161 | Self-Contained | Air-Cooled Condenser | Cube | Continuous | 164 | 6.38 |  |  |  | 1.14 | Federally-Regulated Commercial & Industrial Equipment | 10/10/2023 | 207252366 | 10/10/2023
Manitowoc Ice, Inc. | Manitowoc | IDT1200N-261A*JCT1200-261 | Remote Condensing w/o Remote C | Air-Cooled Condenser | Cube | Batch | 955 | 4.63 |  |  |  |  | Federally-Regulated Commercial & Industrial Equipment | 10/10/2023 | 203999057 | 10/10/2023
Manitowoc Ice, Inc. | Manitowoc | IYT1500N-263E*JCT1500-261 | Remote Condensing w/o Remote C | Air-Cooled Condenser | Cube | Batch | 1533 | 4 |  |  |  |  | Federally-Regulated Commercial & Industrial Equipment | 10/10/2023 | 204517892 | 10/10/2023
Manitowoc Ice, Inc. | Manitowoc | IDT0300A-161 | Ice-making Head | Air-Cooled Condenser | Cube | Batch | 230 | 6.35 |  |  |  |  | Federally-Regulated Commercial & Industrial Equipment | 10/10/2023 | 205574625 | 10/10/2023
Manitowoc Ice, Inc. | Manitowoc | IDF1800C-161*CVDF1800-261A | Both Remote Condensing & Remot | Air-Cooled Condenser | Cube | Batch | 1375 | 4.63 |  |  |  |  | Federally-Regulated Commercial & Industrial Equipment | 10/10/2023 | 202634433 | 10/10/2023
Manitowoc Ice, Inc. | Manitowoc | IYT1500A-263E | Ice-making Head | Air-Cooled Condenser | Cube | Batch | 1438 | 4.33 |  |  |  |  | Federally-Regulated Commercial & Industrial Equipment | 10/10/2023 | 204517887 | 10/10/2023
Manitowoc Ice, Inc. | Manitowoc | IDF1800C-161*CVDF1800-263A | Both Remote Condensing & Remot | Air-Cooled Condenser | Cube | Batch | 1375 | 4.63 |  |  |  |  | Federally-Regulated Commercial & Industrial Equipment | 10/10/2023 | 202634434 | 10/10/2023
Manitowoc Ice, Inc. | Manitowoc | RFP0320A-161 | Ice-making Head | Air-Cooled Condenser | Flake | Continuous | 331 | 4.59 |  |  |  | 1.38 | Federally-Regulated Commercial & Industrial Equipment | 10/10/2023 | 207252364 | 10/10/2023
Manitowoc Ice, Inc. | Manitowoc | IYT0620W-261 | Ice-making Head | Water-Cooled Condenser | Cube | Batch | 485 | 3.87 |  | 140 |  |  | Federally-Regulated Commercial & Industrial Equipment | 10/10/2023 | 201753785 | 10/10/2023
Manitowoc Ice, Inc. | Manitowoc | IDT1500N-261A*JCT1500-261 | Remote Condensing w/o Remote C | Air-Cooled Condenser | Cube | Batch | 1452 | 4 |  |  |  |  | Federally-Regulated Commercial & Industrial Equipment | 10/10/2023 | 203925698 | 10/10/2023
Manitowoc Ice, Inc. | Manitowoc | RNF1100W-261 | Ice-making Head | Water-Cooled Condenser | Other | Continuous | 960 | 3.67 |  | 131 |  | 1.1 | Federally-Regulated Commercial & Industrial Equipment | 10/10/2023 | 201797130 | 10/10/2023
Manitowoc Ice, Inc. | Manitowoc | IDT1200N-261*JCT1200-261 | Remote Condensing w/o Remote C | Air-Cooled Condenser | Cube | Batch | 925 | 4.47 |  |  |  |  | Federally-Regulated Commercial & Industrial Equipment | 10/10/2023 | 201755788 | 10/10/2023
Manitowoc Ice, Inc. | Manitowoc | IRT1900A-261E | Ice-making Head | Air-Cooled Condenser | Cube | Batch | 1407 | 4.65 |  |  |  |  | Federally-Regulated Commercial & Industrial Equipment | 10/10/2023 | 204443932 | 10/10/2023
Manitowoc Ice, Inc. | Manitowoc | IDT0900A-261 | Ice-making Head | Air-Cooled Condenser | Cube | Batch | 695 | 4.85 |  |  |  |  | Federally-Regulated Commercial & Industrial Equipment | 10/10/2023 | 202864335 | 10/10/2023
Manitowoc Ice, Inc. | Manitowoc | RNP0320A-161 | Ice-making Head | Air-Cooled Condenser | Cube | Continuous | 259 | 6.04 |  |  |  | 1.13 | Federally-Regulated Commercial & Industrial Equipment | 10/10/2023 | 207203470 | 10/10/2023
Manitowoc Ice, Inc. | Manitowoc | UNP0300A-161 | Self-Contained | Air-Cooled Condenser | Cube | Continuous | 286 | 5.42 |  |  |  | 1.11 | Federally-Regulated Commercial & Industrial Equipment | 10/10/2023 | 207237532 | 10/10/2023
Manitowoc Ice, Inc. | Manitowoc | IYT1500N-261EX*JCT1500-261 | Remote Condensing w/o Remote C | Air-Cooled Condenser | Cube | Batch | 1533 | 4 |  |  |  |  | Federally-Regulated Commercial & Industrial Equipment | 10/10/2023 | 210594432 | 10/10/2023
Manitowoc Ice, Inc. | Manitowoc | IRT1900N-263E*JCT1500-261 | Remote Condensing w/o Remote C | Air-Cooled Condenser | Cube | Batch | 1545 | 4.26 |  |  |  |  | Federally-Regulated Commercial & Industrial Equipment | 10/10/2023 | 204517894 | 10/10/2023
Manitowoc Ice, Inc. | Manitowoc | UFP0200A-161 | Self-Contained | Air-Cooled Condenser | Flake | Continuous | 201 | 5.05 |  |  |  | 1.37 | Federally-Regulated Commercial & Industrial Equipment | 10/10/2023 | 207237531 | 10/10/2023
Manitowoc Ice, Inc. | Manitowoc | UYF0140A-161 | Self-Contained | Air-Cooled Condenser | Cube | Batch | 100 | 9.2 |  |  |  |  | Federally-Regulated Commercial & Industrial Equipment | 10/10/2023 | 10612533 | 10/10/2023
Manitowoc Ice, Inc. | Manitowoc | IYT1500A-261A | Ice-making Head | Air-Cooled Condenser | Cube | Batch | 1412 | 4.49 |  |  |  |  | Federally-Regulated Commercial & Industrial Equipment | 10/10/2023 | 203966614 | 10/10/2023
Manitowoc Ice, Inc. | Manitowoc | USP0100A-161 | Self-Contained | Air-Cooled Condenser | Cube | Batch | 85 | 10.37 |  |  |  |  | Federally-Regulated Commercial & Industrial Equipment | 10/10/2023 | 206195946 | 10/10/2023
Manitowoc Ice, Inc. | Manitowoc | IYT1200C-161*CVDT1200-261A | Both Remote Condensing & Remot | Air-Cooled Condenser | Cube | Batch | 1000 | 4.6 |  |  |  |  | Federally-Regulated Commercial & Industrial Equipment | 10/10/2023 | 203401614 | 10/10/2023
Manitowoc Ice, Inc. | Manitowoc | CNF0201A-161 | Self-Contained | Air-Cooled Condenser | Other | Continuous | 222 | 6.69 |  |  |  | 1.14 | Federally-Regulated Commercial & Industrial Equipment | 10/10/2023 | 201862973 | 10/10/2023
Manitowoc Ice, Inc. | Manitowoc | IDF2100C-161*CVDF2100-263 | Both Remote Condensing & Remot | Air-Cooled Condenser | Cube | Batch | 1575 | 4.75 |  |  |  |  | Federally-Regulated Commercial & Industrial Equipment | 10/10/2023 | 202358899 | 10/10/2023
Manitowoc Ice, Inc. | Manitowoc | IDT1500A-263E | Ice-making Head | Air-Cooled Condenser | Cube | Batch | 1380 | 4.33 |  |  |  |  | Federally-Regulated Commercial & Industrial Equipment | 10/10/2023 | 204517886 | 10/10/2023
Manitowoc Ice, Inc. | Manitowoc | IYT0900A-261 | Ice-making Head | Air-Cooled Condenser | Cube | Batch | 719 | 4.7 |  |  |  |  | Federally-Regulated Commercial & Industrial Equipment | 10/10/2023 | 202864336 | 10/10/2023
Manitowoc Ice, Inc. | Manitowoc | IDT1900A-261E | Ice-making Head | Air-Cooled Condenser | Cube | Batch | 1470 | 4.62 |  |  |  |  | Federally-Regulated Commercial & Industrial Equipment | 10/10/2023 | 204443934 | 10/10/2023
Manitowoc Ice, Inc. | Manitowoc | IYT1200C-161*CVDT1200-263A | Both Remote Condensing & Remot | Air-Cooled Condenser | Cube | Batch | 1000 | 4.6 | 4.79 |  |  |  | Federally-Regulated Commercial & Industrial Equipment | 07/06/2023 | 203401615 | 10/10/2023
Scotsman Ice Systems | Scotsman | NH0922R-32B*ERC311-32E | Remote Condensing w/o Remote C | Air-Cooled Condenser | Flake | Continuous | 717 | 4.36 |  |  |  | 1.15 | Federally-Regulated Commercial & Industrial Equipment | 07/06/2023 | 207348610 | 10/10/2023
Scotsman Ice Systems | Scotsman | MC1030MR-32A*ERC311-32E | Remote Condensing w/o Remote C | Air-Cooled Condenser | Cube | Batch | 869 | 4.97 |  |  |  |  | Federally-Regulated Commercial & Industrial Equipment | 07/06/2023 | 211039410 | 10/10/2023
Scotsman Ice Systems | Scotsman | C0330MA-1E | Ice-making Head | Air-Cooled Condenser | Cube | Batch | 288 | 6.23 | 6.45 |  |  |  | Federally-Regulated Commercial & Industrial Equipment | 07/06/2023 | 10271660 | 10/10/2023
Scotsman Ice Systems | Scotsman | NS0422W-1B | Ice-making Head | Water-Cooled Condenser | Flake | Continuous | 386 | 4.02 |  | 112 |  | 1.2 | Federally-Regulated Commercial & Industrial Equipment | 07/06/2023 | 207348583 | 10/10/2023
Scotsman Ice Systems | Scotsman | C1030SR-32F*ERC311-32E | Remote Condensing w/o Remote C | Air-Cooled Condenser | Cube | Batch | 869 | 4.97 |  |  |  |  | Federally-Regulated Commercial & Industrial Equipment | 07/06/2023 | 207641359 | 10/10/2023
Scotsman Ice Systems | Scotsman | NS0622A-32B | Ice-making Head | Air-Cooled Condenser | Flake | Continuous | 530 | 4.91 |  |  |  | 1.19 | Federally-Regulated Commercial & Industrial Equipment | 07/06/2023 | 207348588 | 10/10/2023
Scotsman Ice Systems | Scotsman | UF2020A-1A | Self-Contained | Air-Cooled Condenser | Flake | Continuous | 149 | 4.63 | 9.75 |  |  | 1.39 | Federally-Regulated Commercial & Industrial Equipment | 07/06/2023 | 204713836 | 10/10/2023
Scotsman Ice Systems | Scotsman | NH1322R-32B*ERC311-32E | Remote Condensing w/o Remote C | Air-Cooled Condenser | Flake | Continuous | 1000 | 4.19 |  |  |  | 1.14 | Federally-Regulated Commercial & Industrial Equipment | 07/06/2023 | 207348621 | 10/10/2023
Scotsman Ice Systems | Scotsman | MC0322MA-32A | Ice-making Head | Air-Cooled Condenser | Cube | Batch | 232 | 6.95 |  |  |  |  | Federally-Regulated Commercial & Industrial Equipment | 07/06/2023 | 211039606 | 10/10/2023
Scotsman Ice Systems | Scotsman | MC2648SR-3A*PRC241-32E | Remote Condensing w/o Remote C | Air-Cooled Condenser | Cube | Batch | 2131 | 4.44 |  |  |  |  | Federally-Regulated Commercial & Industrial Equipment | 07/06/2023 | 211039441 | 10/10/2023
Scotsman Ice Systems | Scotsman | NH0622W-1B | Ice-making Head | Water-Cooled Condenser | Flake | Continuous | 505 | 4.43 |  | 105 |  | 1.14 | Federally-Regulated Commercial & Industrial Equipment | 07/06/2023 | 207348591 | 10/10/2023
Scotsman Ice Systems | Scotsman | MC0530SW-1A | Ice-making Head | Water-Cooled Condenser | Cube | Batch | 354 | 5.04 |  | 118 |  |  | Federally-Regulated Commercial & Industrial Equipment | 07/06/2023 | 211039393 | 10/10/2023
Scotsman Ice Systems | Scotsman | NS0622A-32A | Ice-making Head | Air-Cooled Condenser | Flake | Continuous | 530 | 4.91 |  |  |  | 1.19 | Federally-Regulated Commercial & Industrial Equipment | 07/06/2023 | 206362469 | 10/10/2023
Scotsman Ice Systems | Scotsman | MC430SL-1A*ECC1410-32# | Remote Condensing w/o Remote C | Air-Cooled Condenser | Cube | Batch | 1200 | 4.5 |  |  |  |  | Federally-Regulated Commercial & Industrial Equipment | 07/06/2023 | 211039445 | 10/10/2023
Scotsman Ice Systems | Scotsman | HID540W-1# | Self-Contained | Water-Cooled Condenser | Flake | Continuous | 400 | 4.3 |  | 120 |  | 1.13 | Federally-Regulated Commercial & Industrial Equipment | 07/06/2023 | 8200989 | 10/10/2023
Scotsman Ice Systems | Scotsman | MC0530SA-1A | Ice-making Head | Air-Cooled Condenser | Cube | Batch | 361 | 5.68 |  |  |  |  | Federally-Regulated Commercial & Industrial Equipment | 07/06/2023 | 211039390 | 10/10/2023
Scotsman Ice Systems | Scotsman | C0322MW-1E | Ice-making Head | Water-Cooled Condenser | Cube | Batch | 292 | 5.23 | 5.27 | 144 | 193.6 |  | Federally-Regulated Commercial & Industrial Equipment | 07/06/2023 | 9973377 | 10/10/2023
Scotsman Ice Systems | Scotsman | CU2026SW-1E | Self-Contained | Water-Cooled Condenser | Cube | Batch | 172 | 5.28 | 6.23 | 105 | 185.6 |  | Federally-Regulated Commercial & Industrial Equipment | 07/06/2023 | 10447387 | 10/10/2023
Scotsman Ice Systems | Scotsman | NS0622W-1A | Ice-making Head | Water-Cooled Condenser | Flake | Continuous | 515 | 4.13 |  | 94 |  | 1.22 | Federally-Regulated Commercial & Industrial Equipment | 07/06/2023 | 206362472 | 10/10/2023
Scotsman Ice Systems | Scotsman | C0322MA-1E | Ice-making Head | Air-Cooled Condenser | Cube | Batch | 232 | 6.95 | 7.14 |  |  |  | Federally-Regulated Commercial & Industrial Equipment | 07/06/2023 | 10014926 | 10/10/2023
Scotsman Ice Systems | Scotsman | NS0922W-3B | Ice-making Head | Water-Cooled Condenser | Flake | Continuous | 817 | 3.01 |  | 123 |  | 1.22 | Federally-Regulated Commercial & Industrial Equipment | 07/06/2023 | 207348603 | 10/10/2023
Scotsman Ice Systems | Scotsman | MC0630MA-32A | Ice-making Head | Air-Cooled Condenser | Cube | Batch | 474 | 5.63 |  |  |  |  | Federally-Regulated Commercial & Industrial Equipment | 07/06/2023 | 211039394 | 10/10/2023
Scotsman Ice Systems | Scotsman | NS0922A-1A | Ice-making Head | Air-Cooled Condenser | Flake | Continuous | 740 | 3.91 |  |  |  | 1.21 | Federally-Regulated Commercial & Industrial Equipment | 07/06/2023 | 206362480 | 10/10/2023
Scotsman Ice Systems | Scotsman | MC1848MR-3A*ERC611-32E | Remote Condensing w/o Remote C | Air-Cooled Condenser | Cube | Batch | 1662 | 4.3 |  |  |  |  | Federally-Regulated Commercial & Industrial Equipment | 07/06/2023 | 211039622 | 10/10/2023
Scotsman Ice Systems | Scotsman | FS0522W-1B | Ice-making Head | Water-Cooled Condenser | Flake | Continuous | 409 | 3.56 |  | 96 |  | 1.42 | Federally-Regulated Commercial & Industrial Equipment | 07/06/2023 | 207334277 | 10/10/2023
Scotsman Ice Systems | Scotsman | EH430ML-1#*ECC1410-32# | Remote Condensing w/o Remote C | Air-Cooled Condenser | Cube | Batch | 1200 | 4.5 |  |  |  |  | Federally-Regulated Commercial & Industrial Equipment | 07/06/2023 | 8819752 | 10/10/2023
Scotsman Ice Systems | Scotsman | MC1030SR-32A*ERC311-32E | Remote Condensing w/o Remote C | Air-Cooled Condenser | Cube | Batch | 869 | 4.97 |  |  |  |  | Federally-Regulated Commercial & Industrial Equipment | 07/06/2023 | 211039414 | 10/10/2023
Scotsman Ice Systems | Scotsman | NS0922W-32B | Ice-making Head | Water-Cooled Condenser | Flake | Continuous | 817 | 3.01 |  | 123 |  | 1.22 | Federally-Regulated Commercial & Industrial Equipment | 07/06/2023 | 207348604 | 10/10/2023
Scotsman Ice Systems | Scotsman | NH0422A-1B | Ice-making Head | Air-Cooled Condenser | Flake | Continuous | 327 | 5.21 |  |  |  | 1.17 | Federally-Regulated Commercial & Industrial Equipment | 07/06/2023 | 207348581 | 10/10/2023
Scotsman Ice Systems | Scotsman | MC330SL-1A*ECC1200-32E | Remote Condensing w/o Remote C | Air-Cooled Condenser | Cube | Batch | 1103 | 4.55 |  |  |  |  | Federally-Regulated Commercial & Industrial Equipment | 07/06/2023 | 211039442 | 10/10/2023
Scotsman Ice Systems | Scotsman | C1030SW-32E | Ice-making Head | Water-Cooled Condenser | Cube | Batch | 908 | 4.04 | 4.17 | 134 | 180 |  | Federally-Regulated Commercial & Industrial Equipment | 07/06/2023 | 10349166 | 10/10/2023
Scotsman Ice Systems | Scotsman | CU1526MA-1E | Self-Contained | Air-Cooled Condenser | Cube | Batch | 101 | 9.49 | 10.05 |  |  |  | Federally-Regulated Commercial & Industrial Equipment | 07/06/2023 | 10447376 | 10/10/2023
Scotsman Ice Systems | Scotsman | NS0622R-1B*ERC111-1E | Remote Condensing w/o Remote C | Air-Cooled Condenser | Flake | Continuous | 515 | 4.82 |  |  |  | 1.17 | Federally-Regulated Commercial & Industrial Equipment | 07/06/2023 | 207348594 | 10/10/2023
Scotsman Ice Systems | Scotsman | MC0530SA-32A | Ice-making Head | Air-Cooled Condenser | Cube | Batch | 361 | 5.68 |  |  |  |  | Federally-Regulated Commercial & Industrial Equipment | 07/06/2023 | 211039391 | 10/10/2023
Scotsman Ice Systems | Scotsman | FS1222R-32B*ERC311-32E | Remote Condensing w/o Remote C | Air-Cooled Condenser | Flake | Continuous | 875 | 3.35 |  |  |  | 1.37 | Federally-Regulated Commercial & Industrial Equipment | 07/06/2023 | 207348611 | 10/10/2023
Scotsman Ice Systems | Scotsman | NS0622A-1A | Ice-making Head | Air-Cooled Condenser | Flake | Continuous | 530 | 4.91 |  |  |  | 1.19 | Federally-Regulated Commercial & Industrial Equipment | 07/06/2023 | 206362468 | 10/10/2023
Scotsman Ice Systems | Scotsman | NS1322R-32A*ERC311-32E | Remote Condensing w/o Remote C | Air-Cooled Condenser | Flake | Continuous | 1077 | 3.88 |  |  |  | 1.2 | Federally-Regulated Commercial & Industrial Equipment | 07/06/2023 | 206362502 | 10/10/2023
Scotsman Ice Systems | Scotsman | C1030MR-3F*ERC311-32E | Remote Condensing w/o Remote C | Air-Cooled Condenser | Cube | Batch | 869 | 4.97 |  |  |  |  | Federally-Regulated Commercial & Industrial Equipment | 07/06/2023 | 207641356 | 10/10/2023
Scotsman Ice Systems | Scotsman | MC0330MW-1A | Ice-making Head | Water-Cooled Condenser | Cube | Batch | 326 | 4.97 |  | 139 |  |  | Federally-Regulated Commercial & Industrial Equipment | 07/06/2023 | 211039384 | 10/10/2023
Scotsman Ice Systems | Scotsman | MC0322MA-1A | Ice-making Head | Air-Cooled Condenser | Cube | Batch | 232 | 6.95 |  |  |  |  | Federally-Regulated Commercial & Industrial Equipment | 07/06/2023 | 211039605 | 10/10/2023
Scotsman Ice Systems | Scotsman | MC0522SA-1A | Ice-making Head | Air-Cooled Condenser | Cube | Batch | 340 | 5.94 |  |  |  |  | Federally-Regulated Commercial & Industrial Equipment | 07/06/2023 | 211039614 | 10/10/2023
Scotsman Ice Systems | Scotsman | HID540AW-1# | Self-Contained | Air-Cooled Condenser | Flake | Continuous | 365 | 5.5 |  |  |  | 1.16 | Federally-Regulated Commercial & Industrial Equipment | 07/06/2023 | 8200987 | 10/10/2023
Scotsman Ice Systems | Scotsman | C1030SA-32E | Ice-making Head | Air-Cooled Condenser | Cube | Batch | 781 | 4.96 | 5.1 |  |  |  | Federally-Regulated Commercial & Industrial Equipment | 07/06/2023 | 10349181 | 10/10/2023
Scotsman Ice Systems | Scotsman | NS1322A-32B | Ice-making Head | Air-Cooled Condenser | Flake | Continuous | 954 | 4.11 |  |  |  | 1.22 | Federally-Regulated Commercial & Industrial Equipment | 07/06/2023 | 207348613 | 10/10/2023
Scotsman Ice Systems | Scotsman | MC1448SR-32A*ERC311-32E | Remote Condensing w/o Remote C | Air-Cooled Condenser | Cube | Batch | 1258 | 4.34 |  |  |  |  | Federally-Regulated Commercial & Industrial Equipment | 07/06/2023 | 211039424 | 10/10/2023
Scotsman Ice Systems | Scotsman | MC1448MW-3A | Ice-making Head | Water-Cooled Condenser | Cube | Batch | 1340 | 3.65 |  | 100 |  |  | Federally-Regulated Commercial & Industrial Equipment | 07/06/2023 | 211039620 | 10/10/2023
Scotsman Ice Systems | Scotsman | MC2148MR-3A*ERC611-32E | Remote Condensing w/o Remote C | Air-Cooled Condenser | Cube | Batch | 1746 | 4.53 |  |  |  |  | Federally-Regulated Commercial & Industrial Equipment | 07/06/2023 | 211039435 | 10/10/2023
Scotsman Ice Systems | Scotsman | C0630SA-32E | Ice-making Head | Air-Cooled Condenser | Cube | Batch | 474 | 5.63 | 5.87 |  |  |  | Federally-Regulated Commercial & Industrial Equipment | 07/06/2023 | 10268732 | 10/10/2023
Scotsman Ice Systems | Scotsman | MC0830SW-32A | Ice-making Head | Water-Cooled Condenser | Cube | Batch | 832 | 4 |  | 136 |  |  | Federally-Regulated Commercial & Industrial Equipment | 07/06/2023 | 211039408 | 10/10/2023
Scotsman Ice Systems | Scotsman | NH1322W-3B | Ice-making Head | Water-Cooled Condenser | Flake | Continuous | 1033 | 3.38 |  | 109 |  | 1.14 | Federally-Regulated Commercial & Industrial Equipment | 07/06/2023 | 207348617 | 10/10/2023
Scotsman Ice Systems | Scotsman | NS1322W-3A | Ice-making Head | Water-Cooled Condenser | Flake | Continuous | 1115 | 3.11 |  | 94 |  | 1.22 | Federally-Regulated Commercial & Industrial Equipment | 07/06/2023 | 206362499 | 10/10/2023
Scotsman Ice Systems | Scotsman | UC2724SW-1A | Self-Contained | Water-Cooled Condenser | Cube | Batch | 219 | 5.68 |  | 112 |  |  | Federally-Regulated Commercial & Industrial Equipment | 07/06/2023 | 205995174 | 10/10/2023
Scotsman Ice Systems | Scotsman | NME1854RS-32E*PR2C240-32E | Remote Condensing w/o Remote C | Air-Cooled Condenser | Flake | Continuous | 1631 | 3.63 | 5.06 |  |  | 1.25 | Federally-Regulated Commercial & Industrial Equipment | 07/06/2023 | 10445156 | 10/10/2023
Scotsman Ice Systems | Scotsman | C1848MA-32E | Ice-making Head | Air-Cooled Condenser | Cube | Batch | 1426 | 4.48 |  |  |  |  | Federally-Regulated Commercial & Industrial Equipment | 07/06/2023 | 10595455 | 10/10/2023
Scotsman Ice Systems | Scotsman | MC0530MA-32A | Ice-making Head | Air-Cooled Condenser | Cube | Batch | 361 | 5.68 |  |  |  |  | Federally-Regulated Commercial & Industrial Equipment | 07/06/2023 | 211039388 | 10/10/2023
Scotsman Ice Systems | Scotsman | MC0330MA-1A | Ice-making Head | Air-Cooled Condenser | Cube | Batch | 288 | 6.23 |  |  |  |  | Federally-Regulated Commercial & Industrial Equipment | 07/06/2023 | 211039382 | 10/10/2023
Scotsman Ice Systems | Scotsman | C1848MR-32E*ERC611-32E | Remote Condensing w/o Remote C | Air-Cooled Condenser | Cube | Batch | 1662 | 4.3 | 4.59 |  |  |  | Federally-Regulated Commercial & Industrial Equipment | 07/06/2023 | 10595459 | 10/10/2023
Scotsman Ice Systems | Scotsman | FS1522A-32B | Ice-making Head | Air-Cooled Condenser | Flake | Continuous | 1100 | 3.64 |  |  |  | 1.37 | Federally-Regulated Commercial & Industrial Equipment | 07/06/2023 | 207348615 | 10/10/2023
Scotsman Ice Systems | Scotsman | CU3030SA-1E | Self-Contained | Air-Cooled Condenser | Cube | Batch | 224 | 7.35 | 7.35 |  |  |  | Federally-Regulated Commercial & Industrial Equipment | 07/06/2023 | 10447382 | 10/10/2023
Scotsman Ice Systems | Scotsman | MC0322SA-1A | Ice-making Head | Air-Cooled Condenser | Cube | Batch | 232 | 6.95 |  |  |  |  | Federally-Regulated Commercial & Industrial Equipment | 07/06/2023 | 211039608 | 10/10/2023
Scotsman Ice Systems | Scotsman | C1448SR-32E*ERC311-32E | Remote Condensing w/o Remote C | Air-Cooled Condenser | Cube | Batch | 1258 | 4.34 | 4.59 |  |  |  | Federally-Regulated Commercial & Industrial Equipment | 07/06/2023 | 10445122 | 10/10/2023
Scotsman Ice Systems | Scotsman | C0322SW-1E | Ice-making Head | Water-Cooled Condenser | Cube | Batch | 292 | 5.23 | 5.27 | 144 | 193.6 |  | Federally-Regulated Commercial & Industrial Equipment | 07/06/2023 | 9973378 | 10/10/2023
Scotsman Ice Systems | Scotsman | C1030MR-32E*ERC311-32E | Remote Condensing w/o Remote C | Air-Cooled Condenser | Cube | Batch | 842 | 4.99 | 5.09 |  |  |  | Federally-Regulated Commercial & Industrial Equipment | 07/06/2023 | 10349167 | 10/10/2023
Scotsman Ice Systems | Scotsman | C0530SA-1# | Ice-making Head | Air-Cooled Condenser | Cube | Batch | 380 | 5.8 | 6.1 |  |  |  | Federally-Regulated Commercial & Industrial Equipment | 07/06/2023 | 5820769 | 10/10/2023
Scotsman Ice Systems | Scotsman | MC1448MR-32A*ERC311-32E | Remote Condensing w/o Remote C | Air-Cooled Condenser | Cube | Batch | 1258 | 4.34 |  |  |  |  | Federally-Regulated Commercial & Industrial Equipment | 07/06/2023 | 211039419 | 10/10/2023
Scotsman Ice Systems | Scotsman | MC222SL-1A*ECC1410-32E | Remote Condensing w/o Remote C | Air-Cooled Condenser | Cube | Batch | 827 | 4.98 |  |  |  |  | Federally-Regulated Commercial & Industrial Equipment | 07/06/2023 | 211039438 | 10/10/2023
Scotsman Ice Systems | Scotsman | HID525W-1# | Self-Contained | Water-Cooled Condenser | Flake | Continuous | 400 | 4.3 |  | 120 |  | 1.13 | Federally-Regulated Commercial & Industrial Equipment | 07/06/2023 | 8200988 | 10/10/2023
Scotsman Ice Systems | Scotsman | C1448SW-3E | Ice-making Head | Water-Cooled Condenser | Cube | Batch | 1340 | 3.65 | 4.04 | 100 | 170.5 |  | Federally-Regulated Commercial & Industrial Equipment | 07/06/2023 | 10445118 | 10/10/2023
Scotsman Ice Systems | Scotsman | C1448MA-3E | Ice-making Head | Air-Cooled Condenser | Cube | Batch | 1296 | 4.25 | 4.73 |  |  |  | Federally-Regulated Commercial & Industrial Equipment | 07/06/2023 | 10445113 | 10/10/2023
Scotsman Ice Systems | Scotsman | SCN60GA-1SS, -1SU | Self-Contained | Air-Cooled Condenser | Flake | Continuous | 56 | 10.52 | 12.54 |  |  | 1.18 | Federally-Regulated Commercial & Industrial Equipment | 07/06/2023 | 10221206 | 10/10/2023
Scotsman Ice Systems | Scotsman | MC2148MR-32A*ERC611-32E | Remote Condensing w/o Remote C | Air-Cooled Condenser | Cube | Batch | 1746 | 4.53 |  |  |  |  | Federally-Regulated Commercial & Industrial Equipment | 07/06/2023 | 211039434 | 10/10/2023
Scotsman Ice Systems | Scotsman | CU0920MA-1# | Self-Contained | Air-Cooled Condenser | Cube | Batch | 80 | 10 |  |  |  |  | Federally-Regulated Commercial & Industrial Equipment | 07/06/2023 | 6970224 | 10/10/2023
Scotsman Ice Systems | Scotsman | UC2024SW-1A | Self-Contained | Water-Cooled Condenser | Cube | Batch | 176 | 4.91 |  | 111 |  |  | Federally-Regulated Commercial & Industrial Equipment | 07/06/2023 | 205995170 | 10/10/2023
Scotsman Ice Systems | Scotsman | C0522MA-32E | Ice-making Head | Air-Cooled Condenser | Cube | Batch | 340 | 5.94 | 6.2 |  |  |  | Federally-Regulated Commercial & Industrial Equipment | 07/06/2023 | 9952219 | 10/10/2023
Scotsman Ice Systems | Scotsman | C2148SR-3E*ERC611-32E | Remote Condensing w/o Remote C | Air-Cooled Condenser | Cube | Batch | 1746 | 4.53 | 4.59 |  |  |  | Federally-Regulated Commercial & Industrial Equipment | 07/06/2023 | 201753644 | 10/10/2023
Scotsman Ice Systems | Scotsman | MC0522SW-32A | Ice-making Head | Water-Cooled Condenser | Cube | Batch | 409 | 4.48 |  | 152 |  |  | Federally-Regulated Commercial & Industrial Equipment | 07/06/2023 | 211039617 | 10/10/2023
Scotsman Ice Systems | Scotsman | C1448MR-32E*ERC311-32E | Remote Condensing w/o Remote C | Air-Cooled Condenser | Cube | Batch | 1258 | 4.34 | 4.59 |  |  |  | Federally-Regulated Commercial & Industrial Equipment | 07/06/2023 | 10445121 | 10/10/2023
Scotsman Ice Systems | Scotsman | MC0530SR-1A*ERC111-1# | Remote Condensing w/o Remote C | Air-Cooled Condenser | Cube | Batch | 400 | 6.5 |  |  |  |  | Federally-Regulated Commercial & Industrial Equipment | 07/06/2023 | 211039392 | 10/10/2023
Scotsman Ice Systems | Scotsman | C0830MA-32E | Ice-making Head | Air-Cooled Condenser | Cube | Batch | 718 | 4.99 | 5.26 |  |  |  | Federally-Regulated Commercial & Industrial Equipment | 07/06/2023 | 10271663 | 10/10/2023
Scotsman Ice Systems | Scotsman | CU0515GA-1E | Self-Contained | Air-Cooled Condenser | Cube | Batch | 58 | 12.05 |  |  |  |  | Federally-Regulated Commercial & Industrial Equipment | 07/06/2023 | 201950722 | 10/10/2023
Scotsman Ice Systems | Scotsman | C0330MW-1E | Ice-making Head | Water-Cooled Condenser | Cube | Batch | 326 | 4.97 | 5.18 | 139 | 192.8 |  | Federally-Regulated Commercial & Industrial Equipment | 07/06/2023 | 10498179 | 10/10/2023
Scotsman Ice Systems | Scotsman | UF1415A-1A | Self-Contained | Air-Cooled Condenser | Flake | Continuous | 107 | 5.29 | 11.01 |  |  | 1.41 | Federally-Regulated Commercial & Industrial Equipment | 07/06/2023 | 204713835 | 10/10/2023
Scotsman Ice Systems | Scotsman | MC1030SA-32A | Ice-making Head | Air-Cooled Condenser | Cube | Batch | 810 | 4.84 |  |  |  |  | Federally-Regulated Commercial & Industrial Equipment | 07/06/2023 | 211039413 | 10/10/2023
Scotsman Ice Systems | Scotsman | NS0622W-1B | Ice-making Head | Water-Cooled Condenser | Flake | Continuous | 515 | 4.13 |  | 94 |  | 1.22 | Federally-Regulated Commercial & Industrial Equipment | 07/06/2023 | 207348590 | 10/10/2023
Scotsman Ice Systems | Scotsman | MC0722MA-32A | Ice-making Head | Air-Cooled Condenser | Cube | Batch | 566 | 5.26 |  |  |  |  | Federally-Regulated Commercial & Industrial Equipment | 07/06/2023 | 211039618 | 10/10/2023
Scotsman Ice Systems | Scotsman | NS0922R-32A*ERC311-32E | Remote Condensing w/o Remote C | Air-Cooled Condenser | Flake | Continuous | 754 | 3.91 |  |  |  | 1.18 | Federally-Regulated Commercial & Industrial Equipment | 07/06/2023 | 206362491 | 10/10/2023
Scotsman Ice Systems | Scotsman | C1030MA-32F | Ice-making Head | Air-Cooled Condenser | Cube | Batch | 810 | 4.84 |  |  |  |  | Federally-Regulated Commercial & Industrial Equipment | 07/06/2023 | 207641352 | 10/10/2023
Scotsman Ice Systems | Scotsman | EH222SL-1E*ECC1410-3E | Both Remote Condensing & Remot | Air-Cooled Condenser | Cube | Batch | 827 | 4.98 |  |  |  |  | Federally-Regulated Commercial & Industrial Equipment | 07/06/2023 | 201884150 | 10/10/2023
Scotsman Ice Systems | Scotsman | MC1030MA-32A | Ice-making Head | Air-Cooled Condenser | Cube | Batch | 810 | 4.84 |  |  |  |  | Federally-Regulated Commercial & Industrial Equipment | 07/06/2023 | 211039409 | 10/10/2023
Scotsman Ice Systems | Scotsman | C0630MW-32E | Ice-making Head | Water-Cooled Condenser | Cube | Batch | 573 | 4.1 | 4.71 | 160 | 187.4 |  | Federally-Regulated Commercial & Industrial Equipment | 07/06/2023 | 10268733 | 10/10/2023
Scotsman Ice Systems | Scotsman | NS0422W-1A | Ice-making Head | Water-Cooled Condenser | Flake | Continuous | 386 | 4.02 |  | 112 |  | 1.2 | Federally-Regulated Commercial & Industrial Equipment | 07/06/2023 | 206362464 | 10/10/2023
Scotsman Ice Systems | Scotsman | C0530MA-1# | Ice-making Head | Air-Cooled Condenser | Cube | Batch | 380 | 5.8 | 6.1 |  |  |  | Federally-Regulated Commercial & Industrial Equipment | 07/06/2023 | 5820767 | 10/10/2023
Scotsman Ice Systems | Scotsman | UF424W-1A | Self-Contained | Water-Cooled Condenser | Flake | Continuous | 330 | 3.93 | 6.6 | 68 | 144.7 | 1.59 | Federally-Regulated Commercial & Industrial Equipment | 07/06/2023 | 10581201 | 10/10/2023
Scotsman Ice Systems | Scotsman | MC1448MA-3A | Ice-making Head | Air-Cooled Condenser | Cube | Batch | 1296 | 4.25 |  |  |  |  | Federally-Regulated Commercial & Industrial Equipment | 07/06/2023 | 211039418 | 10/10/2023
Scotsman Ice Systems | Scotsman | CU3030MA-32E | Self-Contained | Air-Cooled Condenser | Cube | Batch | 226 | 7.02 | 7.35 |  |  |  | Federally-Regulated Commercial & Industrial Equipment | 07/06/2023 | 10447383 | 10/10/2023
Scotsman Ice Systems | Scotsman | NS1322W-32A | Ice-making Head | Water-Cooled Condenser | Flake | Continuous | 1115 | 3.11 |  | 94 |  | 1.22 | Federally-Regulated Commercial & Industrial Equipment | 07/06/2023 | 206362500 | 10/10/2023
Scotsman Ice Systems | Scotsman | NS0622R-1A*ERC111-1E | Remote Condensing w/o Remote C | Air-Cooled Condenser | Flake | Continuous | 515 | 4.82 |  |  |  | 1.17 | Federally-Regulated Commercial & Industrial Equipment | 07/06/2023 | 206362476 | 10/10/2023
Scotsman Ice Systems | Scotsman | MC0330SW-1A | Ice-making Head | Water-Cooled Condenser | Cube | Batch | 326 | 4.97 |  | 139 |  |  | Federally-Regulated Commercial & Industrial Equipment | 07/06/2023 | 211039386 | 10/10/2023
Scotsman Ice Systems | Scotsman | MC0830MW-32A | Ice-making Head | Water-Cooled Condenser | Cube | Batch | 832 | 4 |  | 136 |  |  | Federally-Regulated Commercial & Industrial Equipment | 07/06/2023 | 211039404 | 10/10/2023
Scotsman Ice Systems | Scotsman | MC2648MR-3A*PRC241-32E | Remote Condensing w/o Remote C | Air-Cooled Condenser | Cube | Batch | 2131 | 4.44 |  |  |  |  | Federally-Regulated Commercial & Industrial Equipment | 07/06/2023 | 211039440 | 10/10/2023
Hoshizaki America | Hoshizaki | KM-1340MRJZ*URC-14FZ | Remote Condensing w/o Remote C | Air-Cooled Condenser | Cube | Batch | 1177 | 4.54 | 4.59 |  |  |  | Federally-Regulated Commercial & Industrial Equipment | 10/10/2023 | 208120643 | 10/10/2023
Hoshizaki America | Hoshizaki | KMH-2100SRJ*URC-22F | Remote Condensing w/o Remote C | Air-Cooled Condenser | Cube | Batch | 1850 | 3.75 | 4.59 |  |  |  | Federally-Regulated Commercial & Industrial Equipment | 10/10/2023 | 202087016 | 10/10/2023
Hoshizaki America | Hoshizaki | KM-1900SAJ | Ice-making Head | Air-Cooled Condenser | Cube | Batch | 1675 | 3.9 |  |  |  |  | Federally-Regulated Commercial & Industrial Equipment | 07/06/2023 | 10526006 | 10/10/2023
Hoshizaki America | Hoshizaki | F-1501MWJ | Ice-making Head | Water-Cooled Condenser | Flake | Continuous | 1410 | 3.2 |  | 105 |  | 1.31 | Federally-Regulated Commercial & Industrial Equipment | 07/06/2023 | 9118277 | 10/10/2023
Hoshizaki America | Hoshizaki | KM-1900SAJ3 | Ice-making Head | Air-Cooled Condenser | Cube | Batch | 1675 | 3.9 |  |  |  |  | Federally-Regulated Commercial & Industrial Equipment | 07/06/2023 | 10525778 | 10/10/2023
Hoshizaki America | Hoshizaki | FD-1002MRJ-C*URC-5F | Remote Condensing w/o Remote C | Air-Cooled Condenser | Flake | Continuous | 680 | 4.94 |  |  |  | 1.13 | Federally-Regulated Commercial & Industrial Equipment | 07/06/2023 | 9135448 | 10/10/2023
Hoshizaki America | Hoshizaki | KM-2600SWJ3 | Ice-making Head | Water-Cooled Condenser | Cube | Batch | 2480 | 3.6 |  | 87 |  |  | Federally-Regulated Commercial & Industrial Equipment | 07/06/2023 | 10100276 | 10/10/2023
Hoshizaki America | Hoshizaki | KMH-2100SRJZ3*URC-22FZ | Remote Condensing w/o Remote C | Air-Cooled Condenser | Cube | Batch | 1925 | 3.67 |  |  |  |  | Federally-Regulated Commercial & Industrial Equipment | 07/06/2023 | 207742386 | 10/10/2023
Hoshizaki America | Hoshizaki | IM-200BAC | Self-Contained | Air-Cooled Condenser | Cube | Batch | 150 | 8.4 |  |  |  |  | Federally-Regulated Commercial & Industrial Equipment | 07/06/2023 | 203405035 | 10/10/2023
Hoshizaki America | Hoshizaki | KM-901MRJ*URC-14F | Remote Condensing w/o Remote C | Air-Cooled Condenser | Cube | Batch | 780 | 4.75 | 5.3 |  |  |  | Federally-Regulated Commercial & Industrial Equipment | 10/10/2023 | 10565731 | 10/10/2023
Hoshizaki America | Hoshizaki | F-2001MRJ-C*URC-22F | Remote Condensing w/o Remote C | Air-Cooled Condenser | Flake | Continuous | 1500 | 4.35 |  |  |  | 1.09 | Federally-Regulated Commercial & Industrial Equipment | 07/06/2023 | 201928936 | 10/10/2023
Hoshizaki America | Hoshizaki | F-1002MRJZ*URC-5FZ | Remote Condensing w/o Remote C | Air-Cooled Condenser | Flake | Continuous | 722 | 4.51 | 5.51 |  |  | 1.19 | Federally-Regulated Commercial & Industrial Equipment | 10/10/2023 | 207254986 | 10/10/2023
Hoshizaki America | Hoshizaki | KM-1601SWJ | Ice-making Head | Water-Cooled Condenser | Cube | Batch | 1650 | 3.3 |  | 100 |  |  | Federally-Regulated Commercial & Industrial Equipment | 07/06/2023 | 10226214 | 10/10/2023
Hoshizaki America | Hoshizaki | KM-301BWJ | Self-Contained | Water-Cooled Condenser | Cube | Batch | 237 | 4.9 | 5.7 | 92 | 183.5 |  | Federally-Regulated Commercial & Industrial Equipment | 10/10/2023 | 204038624 | 10/10/2023
Hoshizaki America | Hoshizaki | KM-1601SWJ3 | Ice-making Head | Water-Cooled Condenser | Cube | Batch | 1660 | 3.32 | 4 | 90 | 163.5 |  | Federally-Regulated Commercial & Industrial Equipment | 10/10/2023 | 10226211 | 10/10/2023
Hoshizaki America | Hoshizaki | KM-1340MRJZ3*URC-14FZ | Remote Condensing w/o Remote C | Air-Cooled Condenser | Cube | Batch | 1266 | 4.12 |  |  |  |  | Federally-Regulated Commercial & Industrial Equipment | 07/06/2023 | 208120644 | 10/10/2023
Hoshizaki America | Hoshizaki | FD-1002MRJZ-C*URC-5FZ | Remote Condensing w/o Remote C | Air-Cooled Condenser | Flake | Continuous | 680 | 4.94 | 5.76 |  |  | 1.13 | Federally-Regulated Commercial & Industrial Equipment | 10/10/2023 | 207254982 | 10/10/2023
Hoshizaki America | Hoshizaki | FD-650MAJ-C | Ice-making Head | Air-Cooled Condenser | Flake | Continuous | 494 | 5.6 |  |  |  | 1.07 | Federally-Regulated Commercial & Industrial Equipment | 07/06/2023 | 202326768 | 10/10/2023
Hoshizaki America | Hoshizaki | KM-1100MRJ*URC-14F | Remote Condensing w/o Remote C | Air-Cooled Condenser | Cube | Batch | 1030 | 4.5 |  |  |  |  | Federally-Regulated Commercial & Industrial Equipment | 07/06/2023 | 10579984 | 10/10/2023
Hoshizaki America | Hoshizaki | F-330BAJ | Self-Contained | Air-Cooled Condenser | Flake | Continuous | 243 | 5.91 |  |  |  | 1.18 | Federally-Regulated Commercial & Industrial Equipment | 07/06/2023 | 8915180 | 10/10/2023
Hoshizaki America | Hoshizaki | F-2001MLJ*RACK | Both Remote Condensing & Remot | Air-Cooled Condenser | Flake | Continuous | 1733 | 0.6 |  |  |  | 1.32 | Federally-Regulated Commercial & Industrial Equipment | 07/06/2023 | 10443166 | 10/10/2023
Hoshizaki America | Hoshizaki | KM-1900SRJ3*URC-22F | Remote Condensing w/o Remote C | Air-Cooled Condenser | Cube | Batch | 1700 | 3.9 | 4.59 |  |  |  | Federally-Regulated Commercial & Industrial Equipment | 10/10/2023 | 10526036 | 10/10/2023
Hoshizaki America | Hoshizaki | F-801MWJ-C | Ice-making Head | Water-Cooled Condenser | Flake | Continuous | 580 | 4.13 |  | 120 |  | 1.17 | Federally-Regulated Commercial & Industrial Equipment | 07/06/2023 | 9102380 | 10/10/2023
Hoshizaki America | Hoshizaki | F-2001MRJZ-SC*URC-22FZ | Remote Condensing w/o Remote C | Air-Cooled Condenser | Flake | Continuous | 1575 | 4.4 |  |  |  | 1.13 | Federally-Regulated Commercial & Industrial Equipment | 07/06/2023 | 207862111 | 10/10/2023
Hoshizaki America | Hoshizaki | F-801MWJ | Ice-making Head | Water-Cooled Condenser | Flake | Continuous | 605 | 3.9 |  | 119 |  | 1.22 | Federally-Regulated Commercial & Industrial Equipment | 07/06/2023 | 9102379 | 10/10/2023
Hoshizaki America | Hoshizaki | F-2001MRJZ*URC-22FZ | Remote Condensing w/o Remote C | Air-Cooled Condenser | Flake | Continuous | 1660 | 3.81 |  |  |  | 1.21 | Federally-Regulated Commercial & Industrial Equipment | 07/06/2023 | 207574199 | 10/10/2023
Hoshizaki America | Hoshizaki | KM-1900SRJ*URC-22F | Remote Condensing w/o Remote C | Air-Cooled Condenser | Cube | Batch | 1700 | 3.9 | 4.59 |  |  |  | Federally-Regulated Commercial & Industrial Equipment | 10/10/2023 | 10526035 | 10/10/2023
Hoshizaki America | Hoshizaki | KM-1605SWJ | Ice-making Head | Water-Cooled Condenser | Cube | Batch | 1670 | 3.3 |  | 137 |  |  | Federally-Regulated Commercial & Industrial Equipment | 07/06/2023 | 207133142 | 10/10/2023
Hoshizaki America | Hoshizaki | KM-116BAJ | Self-Contained | Air-Cooled Condenser | Cube | Batch | 100 | 8.1 |  |  |  |  | Federally-Regulated Commercial & Industrial Equipment | 07/06/2023 | 203807512 | 10/10/2023
Hoshizaki America | Hoshizaki | KML-700MRJZ*URC-9FZ | Remote Condensing w/o Remote C | Air-Cooled Condenser | Cube | Batch | 614 | 4.9 | 5.87 |  |  |  | Federally-Regulated Commercial & Industrial Equipment | 10/10/2023 | 207583103 | 10/10/2023
Hoshizaki America | Hoshizaki | KM-1601MRJZ*URC-22FZ | Remote Condensing w/o Remote C | Air-Cooled Condenser | Cube | Batch | 1550 | 4.35 | 4.59 |  |  |  | Federally-Regulated Commercial & Industrial Equipment | 10/10/2023 | 207649949 | 10/10/2023
Hoshizaki America | Hoshizaki | KM-1100MRJZ*URC-14FZ | Remote Condensing w/o Remote C | Air-Cooled Condenser | Cube | Batch | 1030 | 4.5 | 4.59 |  |  |  | Federally-Regulated Commercial & Industrial Equipment | 10/10/2023 | 207574198 | 10/10/2023
Hoshizaki America | Hoshizaki | F-1501MAJ-C | Ice-making Head | Air-Cooled Condenser | Flake | Continuous | 1020 | 4.61 |  |  |  | 1.1 | Federally-Regulated Commercial & Industrial Equipment | 07/06/2023 | 9118274 | 10/10/2023
Hoshizaki America | Hoshizaki | KM-1305SAJ3 | Ice-making Head | Air-Cooled Condenser | Cube | Batch | 1208 | 4.65 |  |  |  |  | Federally-Regulated Commercial & Industrial Equipment | 07/06/2023 | 207132699 | 10/10/2023
Hoshizaki America | Hoshizaki | F-1501MRJ*URC-14F | Remote Condensing w/o Remote C | Air-Cooled Condenser | Flake | Continuous | 1181 | 4 |  |  |  | 1.36 | Federally-Regulated Commercial & Industrial Equipment | 07/06/2023 | 9118275 | 10/10/2023
Hoshizaki America | Hoshizaki | KM-1601SRJ3*URC-22F | Remote Condensing w/o Remote C | Air-Cooled Condenser | Cube | Batch | 1600 | 4.14 | 4.59 |  |  |  | Federally-Regulated Commercial & Industrial Equipment | 10/10/2023 | 10226497 | 10/10/2023
Hoshizaki America | Hoshizaki | KML-700MAJ | Ice-making Head | Air-Cooled Condenser | Cube | Batch | 610 | 4.9 |  |  |  |  | Federally-Regulated Commercial & Industrial Equipment | 07/06/2023 | 9956557 | 10/10/2023
Hoshizaki America | Hoshizaki | KMD-530MAJ | Ice-making Head | Air-Cooled Condenser | Cube | Batch | 442 | 5.72 |  |  |  |  | Federally-Regulated Commercial & Industrial Equipment | 07/06/2023 | 204429111 | 10/10/2023
Hoshizaki America | Hoshizaki | KM-2600SRJ3*URC-26J | Remote Condensing w/o Remote C | Air-Cooled Condenser | Cube | Batch | 2580 | 3.61 | 4.59 |  |  |  | Federally-Regulated Commercial & Industrial Equipment | 10/10/2023 | 10203221 | 10/10/2023
Hoshizaki America | Hoshizaki | KM-2200SWJ3 | Ice-making Head | Water-Cooled Condenser | Cube | Batch | 2200 | 3.11 |  | 95 |  |  | Federally-Regulated Commercial & Industrial Equipment | 07/06/2023 | 10242347 | 10/10/2023
Hoshizaki America | Hoshizaki | KMD-530MRJZ*URC-5FZ | Remote Condensing w/o Remote C | Air-Cooled Condenser | Cube | Batch | 440 | 6.1 | 6.47 |  |  |  | Federally-Regulated Commercial & Industrial Equipment | 10/10/2023 | 207254987 | 10/10/2023
Hoshizaki America | Hoshizaki | KMS-822MLJ*SRK-10J | Both Remote Condensing & Remot | Air-Cooled Condenser | Cube | Batch | 770 | 5.3 |  |  |  |  | Federally-Regulated Commercial & Industrial Equipment | 07/06/2023 | 207805770 | 10/10/2023
Hoshizaki America | Hoshizaki | KML-325MWJ | Ice-making Head | Water-Cooled Condenser | Cube | Batch | 355 | 4.51 |  | 106 |  |  | Federally-Regulated Commercial & Industrial Equipment | 07/06/2023 | 10095535 | 10/10/2023
Hoshizaki America | Hoshizaki | DCM-500BWH | Self-Contained | Water-Cooled Condenser | Crushed | Continuous | 512 | 4.48 | 6.05 | 112 | 140.1 | 1.13 | Federally-Regulated Commercial & Industrial Equipment | 10/10/2023 | 5628545 | 10/10/2023
Hoshizaki America | Hoshizaki | KM-520MRJ*URC-5F | Remote Condensing w/o Remote C | Air-Cooled Condenser | Cube | Batch | 495 | 4.8 |  |  |  |  | Federally-Regulated Commercial & Industrial Equipment | 07/06/2023 | 202181049 | 10/10/2023
Hoshizaki America | Hoshizaki | KM-161BWJ | Self-Contained | Water-Cooled Condenser | Cube | Batch | 135 | 6.5 |  | 162 |  |  | Federally-Regulated Commercial & Industrial Equipment | 07/06/2023 | 204140567 | 10/10/2023
Hoshizaki America | Hoshizaki | F-1501MRJZ-C*URC-14FZ | Remote Condensing w/o Remote C | Air-Cooled Condenser | Flake | Continuous | 1054 | 4.5 |  |  |  | 1.1 | Federally-Regulated Commercial & Industrial Equipment | 07/06/2023 | 207505854 | 10/10/2023
Hoshizaki America | Hoshizaki | KM-2200SRJZ3*URC-22FZ | Remote Condensing w/o Remote C | Air-Cooled Condenser | Cube | Batch | 2075 | 3.75 | 4.59 |  |  |  | Federally-Regulated Commercial & Industrial Equipment | 10/10/2023 | 207679235 | 10/10/2023
Hoshizaki America | Hoshizaki | KM-1340MRJ*URC-14F | Remote Condensing w/o Remote C | Air-Cooled Condenser | Cube | Batch | 1177 | 4.54 | 4.59 |  |  |  | Federally-Regulated Commercial & Industrial Equipment | 10/10/2023 | 201841179 | 10/10/2023
Hoshizaki America | Hoshizaki | KM-1301SRJ*URC-14F | Remote Condensing w/o Remote C | Air-Cooled Condenser | Cube | Batch | 1260 | 4.28 |  |  |  |  | Federally-Regulated Commercial & Industrial Equipment | 07/06/2023 | 10273123 | 10/10/2023
Hoshizaki America | Hoshizaki | F-1002MWJ | Ice-making Head | Water-Cooled Condenser | Flake | Continuous | 833 | 3.57 |  | 110 |  | 1.2 | Federally-Regulated Commercial & Industrial Equipment | 07/06/2023 | 9144620 | 10/10/2023
Hoshizaki America | Hoshizaki | F-1002MAJ-SC | Ice-making Head | Air-Cooled Condenser | Flake | Continuous | 700 | 4.65 |  |  |  | 1.11 | Federally-Regulated Commercial & Industrial Equipment | 07/06/2023 | 209247344 | 10/10/2023
Hoshizaki America | Hoshizaki | DCM-300BAH-OS | Self-Contained | Air-Cooled Condenser | Crushed | Continuous | 232 | 6.84 |  |  |  | 1.09 | Federally-Regulated Commercial & Industrial Equipment | 07/06/2023 | 5622940 | 10/10/2023
Hoshizaki America | Hoshizaki | KM-1301SWJ3 | Ice-making Head | Water-Cooled Condenser | Cube | Batch | 1355 | 3.25 | 4.04 | 95 | 170.2 |  | Federally-Regulated Commercial & Industrial Equipment | 10/10/2023 | 10273122 | 10/10/2023
Hoshizaki America | Hoshizaki | DCM-751BWH | Self-Contained | Water-Cooled Condenser | Crushed | Continuous | 678 | 4.76 |  | 96 |  | 1.14 | Federally-Regulated Commercial & Industrial Equipment | 07/06/2023 | 5628548 | 10/10/2023
Hoshizaki America | Hoshizaki | DCM-271BAH | Self-Contained | Air-Cooled Condenser | Flake | Continuous | 194 | 6.9 | 8.4 |  |  | 1.13 | Federally-Regulated Commercial & Industrial Equipment | 10/10/2023 | 205873312 | 10/10/2023
Hoshizaki America | Hoshizaki | KML-700MRJ*URC-9F | Remote Condensing w/o Remote C | Air-Cooled Condenser | Cube | Batch | 614 | 4.9 |  |  |  |  | Federally-Regulated Commercial & Industrial Equipment | 07/06/2023 | 9956464 | 10/10/2023
Hoshizaki America | Hoshizaki | KMH-2100SRJZ*URC-22FZ | Remote Condensing w/o Remote C | Air-Cooled Condenser | Cube | Batch | 1850 | 3.75 |  |  |  |  | Federally-Regulated Commercial & Industrial Equipment | 07/06/2023 | 207742385 | 10/10/2023
Hoshizaki America | Hoshizaki | F-2001MRJ-SC*URC-22F | Remote Condensing w/o Remote C | Air-Cooled Condenser | Flake | Continuous | 1575 | 4.4 | 5.06 |  |  | 1.13 | Federally-Regulated Commercial & Industrial Equipment | 10/10/2023 | 207862110 | 10/10/2023
Hoshizaki America | Hoshizaki | F-1501MAJ | Ice-making Head | Air-Cooled Condenser | Flake | Continuous | 1154 | 4 |  |  |  | 1.24 | Federally-Regulated Commercial & Industrial Equipment | 07/06/2023 | 9118273 | 10/10/2023
Hoshizaki America | Hoshizaki | F-1002MAJ-C | Ice-making Head | Air-Cooled Condenser | Flake | Continuous | 726 | 4.57 |  |  |  | 1.11 | Federally-Regulated Commercial & Industrial Equipment | 07/06/2023 | 9141028 | 10/10/2023
Hoshizaki America | Hoshizaki | KM-1601MRJ3*URC-22F | Remote Condensing w/o Remote C | Air-Cooled Condenser | Cube | Batch | 1550 | 4.09 |  |  |  |  | Federally-Regulated Commercial & Industrial Equipment | 07/06/2023 | 10203217 | 10/10/2023
Hoshizaki America | Hoshizaki | KM-350MAJ | Ice-making Head | Air-Cooled Condenser | Cube | Batch | 393 | 5.42 |  |  |  |  | Federally-Regulated Commercial & Industrial Equipment | 07/06/2023 | 202181050 | 10/10/2023
Hoshizaki America | Hoshizaki | F-450MAJ-C | Ice-making Head | Air-Cooled Condenser | Flake | Continuous | 316 | 6.1 | 7.22 |  |  | 1.18 | Federally-Regulated Commercial & Industrial Equipment | 10/10/2023 | 9102155 | 10/10/2023
Hoshizaki America | Hoshizaki | FS-1022MLJ-C*SRC-10J | Both Remote Condensing & Remot | Air-Cooled Condenser | Flake | Continuous | 730 | 5.1 |  |  |  | 1.08 | Federally-Regulated Commercial & Industrial Equipment | 07/06/2023 | 202195615 | 10/10/2023
Hoshizaki America | Hoshizaki | KM-1340MWJ | Ice-making Head | Water-Cooled Condenser | Cube | Batch | 1280 | 3.6 |  | 129 |  |  | Federally-Regulated Commercial & Industrial Equipment | 07/06/2023 | 201841178 | 10/10/2023
Hoshizaki America | Hoshizaki | F-1002MRJ-C*URC-5F | Remote Condensing w/o Remote C | Air-Cooled Condenser | Flake | Continuous | 680 | 4.94 |  |  |  | 1.13 | Federally-Regulated Commercial & Industrial Equipment | 07/06/2023 | 9135447 | 10/10/2023
Hoshizaki America | Hoshizaki | F-1002MRJZ-SC*URC-5FZ | Remote Condensing w/o Remote C | Air-Cooled Condenser | Flake | Continuous | 660 | 5.15 | 5.87 |  |  | 1.13 | Federally-Regulated Commercial & Industrial Equipment | 10/10/2023 | 207254985 | 10/10/2023
Hoshizaki America | Hoshizaki | IM-500SAB | Ice-making Head | Air-Cooled Condenser | Cube | Batch | 449 | 5.88 |  |  |  |  | Federally-Regulated Commercial & Industrial Equipment | 07/06/2023 | 203307200 | 10/10/2023
Hoshizaki America | Hoshizaki | KM-1601SAJ3 | Ice-making Head | Air-Cooled Condenser | Cube | Batch | 1414 | 4.4 | 4.66 |  |  |  | Federally-Regulated Commercial & Industrial Equipment | 10/10/2023 | 10226210 | 10/10/2023
Hoshizaki America | Hoshizaki | KMD-530MWJ | Ice-making Head | Water-Cooled Condenser | Cube | Batch | 500 | 4.74 |  | 113 |  |  | Federally-Regulated Commercial & Industrial Equipment | 07/06/2023 | 204013252 | 10/10/2023
Hoshizaki America | Hoshizaki | KM-350MWJ | Ice-making Head | Water-Cooled Condenser | Cube | Batch | 383 | 4.9 |  | 109 |  |  | Federally-Regulated Commercial & Industrial Equipment | 07/06/2023 | 202195191 | 10/10/2023
Hoshizaki America | Hoshizaki | KML-500MAJ | Ice-making Head | Air-Cooled Condenser | Cube | Batch | 392 | 5.95 |  |  |  |  | Federally-Regulated Commercial & Industrial Equipment | 07/06/2023 | 10055348 | 10/10/2023
Hoshizaki America | Hoshizaki | KM-660MAJ | Ice-making Head | Air-Cooled Condenser | Cube | Batch | 560 | 5.3 |  |  |  |  | Federally-Regulated Commercial & Industrial Equipment | 07/06/2023 | 202195195 | 10/10/2023
Hoshizaki America | Hoshizaki | KM-1605SAJ | Ice-making Head | Air-Cooled Condenser | Cube | Batch | 1330 | 4.67 |  |  |  |  | Federally-Regulated Commercial & Industrial Equipment | 07/06/2023 | 207132700 | 10/10/2023
Hoshizaki America | Hoshizaki | KMS-822MLJ* | Both Remote Condensing & Remot | Air-Cooled Condenser | Cube | Batch | 770 | 5.3 | 5.34 |  |  |  | Federally-Regulated Commercial & Industrial Equipment | 10/10/2023 | 202142546 | 10/10/2023
Hoshizaki America | Hoshizaki | FD-1002MAJ-C | Ice-making Head | Air-Cooled Condenser | Flake | Continuous | 726 | 4.57 |  |  |  | 1.11 | Federally-Regulated Commercial & Industrial Equipment | 07/06/2023 | 9135449 | 10/10/2023
Hoshizaki America | Hoshizaki | KM-901MAJ | Ice-making Head | Air-Cooled Condenser | Cube | Batch | 753 | 5 |  |  |  |  | Federally-Regulated Commercial & Industrial Equipment | 07/06/2023 | 10567411 | 10/10/2023
Hoshizaki America | Hoshizaki | DCM-752BAH | Self-Contained | Air-Cooled Condenser | Flake | Continuous | 576 | 5.1 | 5.88 |  |  | 1.1 | Federally-Regulated Commercial & Industrial Equipment | 10/10/2023 | 205304064 | 10/10/2023
Hoshizaki America | Hoshizaki | KML-500MWJ | Ice-making Head | Water-Cooled Condenser | Cube | Batch | 515 | 4.6 | 4.82 | 110 | 188.7 |  | Federally-Regulated Commercial & Industrial Equipment | 10/10/2023 | 10055349 | 10/10/2023
Hoshizaki America | Hoshizaki | FD-650MRJZ-C*URC-5FZ | Remote Condensing w/o Remote C | Air-Cooled Condenser | Flake | Continuous | 480 | 4.8 |  |  |  | 1.11 | Federally-Regulated Commercial & Industrial Equipment | 07/06/2023 | 207497714 | 10/10/2023
Hoshizaki America | Hoshizaki | F-1002MRJZ-C*URC-5FZ | Remote Condensing w/o Remote C | Air-Cooled Condenser | Flake | Continuous | 680 | 4.94 |  |  |  | 1.13 | Federally-Regulated Commercial & Industrial Equipment | 07/06/2023 | 207254984 | 10/10/2023
Hoshizaki America | Hoshizaki | KM-520MRJZ*URC-5FZ | Remote Condensing w/o Remote C | Air-Cooled Condenser | Cube | Batch | 495 | 4.8 |  |  |  |  | Federally-Regulated Commercial & Industrial Equipment | 07/06/2023 | 207254988 | 10/10/2023
Hoshizaki America | Hoshizaki | F-1002MRJ*URC-5F | Remote Condensing w/o Remote C | Air-Cooled Condenser | Flake | Continuous | 722 | 4.51 |  |  |  | 1.19 | Federally-Regulated Commercial & Industrial Equipment | 07/06/2023 | 9135446 | 10/10/2023
Hoshizaki America | Hoshizaki | KMS-2000MLJ*SRK-20J | Both Remote Condensing & Remot | Air-Cooled Condenser | Cube | Batch | 1850 | 4.5 | 4.79 |  |  |  | Federally-Regulated Commercial & Industrial Equipment | 10/10/2023 | 202209123 | 10/10/2023
Hoshizaki America | Hoshizaki | KM-1305SRJ3*URC-14F | Remote Condensing w/o Remote C | Air-Cooled Condenser | Cube | Batch | 1236 | 4.3 |  |  |  |  | Federally-Regulated Commercial & Industrial Equipment | 07/06/2023 | 207132698 | 10/10/2023
Hoshizaki America | Hoshizaki | KM-660MRJZ*URC-5FZ | Remote Condensing w/o Remote C | Air-Cooled Condenser | Cube | Batch | 570 | 5.25 |  |  |  |  | Federally-Regulated Commercial & Industrial Equipment | 07/06/2023 | 207254989 | 10/10/2023
Hoshizaki America | Hoshizaki | F-2001MRJ3*URC-22F | Remote Condensing w/o Remote C | Air-Cooled Condenser | Flake | Continuous | 1675 | 3.9 |  |  |  | 1.22 | Federally-Regulated Commercial & Industrial Equipment | 07/06/2023 | 202099151 | 10/10/2023
Hoshizaki America | Hoshizaki | KM-2200SRJ3*URC-22F | Remote Condensing w/o Remote C | Air-Cooled Condenser | Cube | Batch | 2075 | 3.75 |  |  |  |  | Federally-Regulated Commercial & Industrial Equipment | 07/06/2023 | 10247066 | 10/10/2023
Hoshizaki America | Hoshizaki | KM-1601MRJZ3*URC-22FZ | Remote Condensing w/o Remote C | Air-Cooled Condenser | Cube | Batch | 1550 | 4.09 |  |  |  |  | Federally-Regulated Commercial & Industrial Equipment | 07/06/2023 | 207649950 | 10/10/2023
Hoshizaki America | Hoshizaki | KM-1301SRJZ*URC-14FZ | Remote Condensing w/o Remote C | Air-Cooled Condenser | Cube | Batch | 1260 | 4.28 | 4.59 |  |  |  | Federally-Regulated Commercial & Industrial Equipment | 10/10/2023 | 207826213 | 10/10/2023
Hoshizaki America | Hoshizaki | F-1501MWJ-C | Ice-making Head | Water-Cooled Condenser | Flake | Continuous | 1218 | 3.76 | 4.34 | 123 | 155.9 | 1.15 | Federally-Regulated Commercial & Industrial Equipment | 10/10/2023 | 9118278 | 10/10/2023
Hoshizaki America | Hoshizaki | KM-1601MRJ*URC-22F | Remote Condensing w/o Remote C | Air-Cooled Condenser | Cube | Batch | 1550 | 4.35 |  |  |  |  | Federally-Regulated Commercial & Industrial Equipment | 07/06/2023 | 10201257 | 10/10/2023
Hoshizaki America | Hoshizaki | F-1501MRJZ-SC*URC-14FZ | Remote Condensing w/o Remote C | Air-Cooled Condenser | Flake | Continuous | 1101 | 4.3 | 5.06 |  |  | 1.15 | Federally-Regulated Commercial & Industrial Equipment | 10/10/2023 | 207505853 | 10/10/2023
Hoshizaki America | Hoshizaki | KM-2600SRJZ3*URC-26FZ | Remote Condensing w/o Remote C | Air-Cooled Condenser | Cube | Batch | 2580 | 3.61 | 4.59 |  |  |  | Federally-Regulated Commercial & Industrial Equipment | 10/10/2023 | 207679236 | 10/10/2023
Hoshizaki America | Hoshizaki | FD-1002MRJZ-CB*URC-5FZ | Remote Condensing w/o Remote C | Air-Cooled Condenser | Flake | Continuous | 680 | 4.94 | 5.76 |  |  | 1.13 | Federally-Regulated Commercial & Industrial Equipment | 10/10/2023 | 207254983 | 10/10/2023
Hoshizaki America | Hoshizaki | KMH-2100SRJ3*URC-22F | Remote Condensing w/o Remote C | Air-Cooled Condenser | Cube | Batch | 1925 | 3.67 | 4.59 |  |  |  | Federally-Regulated Commercial & Industrial Equipment | 10/10/2023 | 202066577 | 10/10/2023
Hoshizaki America | Hoshizaki | KM-901MRJZ3*URC-14FZ | Remote Condensing w/o Remote C | Air-Cooled Condenser | Cube | Batch | 830 | 4.4 | 5.13 |  |  |  | Federally-Regulated Commercial & Industrial Equipment | 10/10/2023 | 207650286 | 10/10/2023
Hoshizaki America | Hoshizaki | F-2001MWJ | Ice-making Head | Water-Cooled Condenser | Flake | Continuous | 1840 | 3.19 | 4.34 | 109 | 143.6 | 1.22 | Federally-Regulated Commercial & Industrial Equipment | 10/10/2023 | 202099150 | 10/10/2023
Hoshizaki America | Hoshizaki | KM-1100MWJ | Ice-making Head | Water-Cooled Condenser | Cube | Batch | 1006 | 4 |  | 107 |  |  | Federally-Regulated Commercial & Industrial Equipment | 07/06/2023 | 10591558 | 10/10/2023
Hoshizaki America | Hoshizaki | KM-520MWJ | Ice-making Head | Water-Cooled Condenser | Cube | Batch | 444 | 4.65 |  | 75 |  |  | Federally-Regulated Commercial & Industrial Equipment | 07/06/2023 | 202195192 | 10/10/2023
Hoshizaki America | Hoshizaki | KM-1601SRJ*URC-22F | Remote Condensing w/o Remote C | Air-Cooled Condenser | Cube | Batch | 1600 | 3.96 |  |  |  |  | Federally-Regulated Commercial & Industrial Equipment | 10/10/2023 | 10226496 | 10/10/2023
Hoshizaki America | Hoshizaki | KM-420MRJZ*URC-5FZ | Remote Condensing w/o Remote C | Air-Cooled Condenser | Cube | Batch | 460 | 5 |  |  |  |  | Federally-Regulated Commercial & Industrial Equipment | 07/06/2023 | 208629403 | 10/10/2023
Hoshizaki America | Hoshizaki | DCM-500BAH | Self-Contained | Air-Cooled Condenser | Crushed | Continuous | 450 | 5.62 |  |  |  | 1.15 | Federally-Regulated Commercial & Industrial Equipment | 07/06/2023 | 5622943 | 10/10/2023
Hoshizaki America | Hoshizaki | KM-1900SRJZ*URC-22FZ | Remote Condensing w/o Remote C | Air-Cooled Condenser | Cube | Batch | 1700 | 3.9 |  |  |  |  | Federally-Regulated Commercial & Industrial Equipment | 07/06/2023 | 207679233 | 10/10/2023
Hoshizaki America | Hoshizaki | F-1501MWJ-SC | Ice-making Head | Water-Cooled Condenser | Crushed | Continuous | 1250 | 3.55 |  | 134 |  | 1.16 | Federally-Regulated Commercial & Industrial Equipment | 07/06/2023 | 204338495 | 10/10/2023
Hoshizaki America | Hoshizaki | DCM-500BAH-OS | Self-Contained | Air-Cooled Condenser | Crushed | Continuous | 450 | 5.62 |  |  |  | 1.15 | Federally-Regulated Commercial & Industrial Equipment | 07/06/2023 | 5622944 | 10/10/2023
Hoshizaki America | Hoshizaki | KM-901MRJZ*URC-14FZ | Remote Condensing w/o Remote C | Air-Cooled Condenser | Cube | Batch | 780 | 4.75 |  |  |  |  | Federally-Regulated Commercial & Industrial Equipment | 07/06/2023 | 207574200 | 10/10/2023
Hoshizaki America | Hoshizaki | FD-650MWJ-C | Ice-making Head | Water-Cooled Condenser | Flake | Continuous | 525 | 3.9 |  | 115 |  | 1.08 | Federally-Regulated Commercial & Industrial Equipment | 10/10/2023 | 202326769 | 10/10/2023
Hoshizaki America | Hoshizaki | KM-901MWJ | Ice-making Head | Water-Cooled Condenser | Cube | Batch | 890 | 3.65 |  | 129 |  |  | Federally-Regulated Commercial & Industrial Equipment | 07/06/2023 | 10565732 | 10/10/2023
Hoshizaki America | Hoshizaki | F-2001MRJ*URC-22F | Remote Condensing w/o Remote C | Air-Cooled Condenser | Flake | Continuous | 1660 | 3.81 |  |  |  | 1.21 | Federally-Regulated Commercial & Industrial Equipment | 07/06/2023 | 202099149 | 10/10/2023
Hoshizaki America | Hoshizaki | KMD-860MWJ | Ice-making Head | Water-Cooled Condenser | Cube | Batch | 845 | 4.05 |  | 139 |  |  | Federally-Regulated Commercial & Industrial Equipment | 07/06/2023 | 201796790 | 10/10/2023
Hoshizaki America | Hoshizaki | FD-1002MRJ-CB*URC-5F | Remote Condensing w/o Remote C | Air-Cooled Condenser | Flake | Continuous | 680 | 4.94 |  |  |  | 1.13 | Federally-Regulated Commercial & Industrial Equipment | 07/06/2023 | 205651482 | 10/10/2023
Hoshizaki America | Hoshizaki | KM-231BAJ | Self-Contained | Air-Cooled Condenser | Cube | Batch | 147 | 8.4 |  |  |  |  | Federally-Regulated Commercial & Industrial Equipment | 07/06/2023 | 204031995 | 10/10/2023
Hoshizaki America | Hoshizaki | KMD-860MRJ*URC-9F | Remote Condensing w/o Remote C | Air-Cooled Condenser | Cube | Batch | 850 | 5.05 |  |  |  |  | Federally-Regulated Commercial & Industrial Equipment | 10/10/2023 | 201796791 | 10/10/2023
Hoshizaki America | Hoshizaki | DKM-500BAJ | Self-Contained | Air-Cooled Condenser | Cube | Batch | 534 | 5.56 |  |  |  |  | Federally-Regulated Commercial & Industrial Equipment | 07/06/2023 | 10093203 | 10/10/2023
Hoshizaki America | Hoshizaki | KM-1605SRJ3*URC-22F | Remote Condensing w/o Remote C | Air-Cooled Condenser | Cube | Batch | 1400 | 4.35 |  |  |  |  | Federally-Regulated Commercial & Industrial Equipment | 07/06/2023 | 206840475 | 10/10/2023
Hoshizaki America | Hoshizaki | KM-1301SRJZ3*URC-14FZ | Remote Condensing w/o Remote C | Air-Cooled Condenser | Cube | Batch | 1330 | 3.83 |  |  |  |  | Federally-Regulated Commercial & Industrial Equipment | 10/10/2023 | 207826214 | 10/10/2023
Hoshizaki America | Hoshizaki | KM-1601SAJ | Ice-making Head | Air-Cooled Condenser | Cube | Batch | 1433 | 4.24 |  |  |  |  | Federally-Regulated Commercial & Industrial Equipment | 07/06/2023 | 10226495 | 10/10/2023
Hoshizaki America | Hoshizaki | KM-1305SRJ*URC-14F | Remote Condensing w/o Remote C | Air-Cooled Condenser | Cube | Batch | 1230 | 4.2 |  |  |  |  | Federally-Regulated Commercial & Industrial Equipment | 07/06/2023 | 207093917 | 10/10/2023
Hoshizaki America | Hoshizaki | KM-1305SWJ | Ice-making Head | Water-Cooled Condenser | Cube | Batch | 1300 | 3.6 |  | 110 |  |  | Federally-Regulated Commercial & Industrial Equipment | 10/10/2023 | 207093918 | 10/10/2023
Hoshizaki America | Hoshizaki | DCM-752BAH-OS | Self-Contained | Air-Cooled Condenser | Flake | Continuous | 576 | 5.1 |  |  |  | 1.1 | Federally-Regulated Commercial & Industrial Equipment | 07/06/2023 | 205304065 | 10/10/2023
Hoshizaki America | Hoshizaki | FS-1001MLJ-C*SRC-10J | Both Remote Condensing & Remot | Air-Cooled Condenser | Flake | Continuous | 720 | 5.07 |  |  |  | 1.1 | Federally-Regulated Commercial & Industrial Equipment | 07/06/2023 | 201925005 | 10/10/2023
Hoshizaki America | Hoshizaki | KM-1305SAJ | Ice-making Head | Air-Cooled Condenser | Cube | Batch | 1190 | 4.75 |  |  |  |  | Federally-Regulated Commercial & Industrial Equipment | 10/10/2023 | 207071421 | 10/10/2023
Hoshizaki America | Hoshizaki | KML-700MWJ | Ice-making Head | Water-Cooled Condenser | Cube | Batch | 660 | 3.79 |  | 110 |  |  | Federally-Regulated Commercial & Industrial Equipment | 07/06/2023 | 9956465 | 10/10/2023
Hoshizaki America | Hoshizaki | KMD-460MWJ | Ice-making Head | Water-Cooled Condenser | Cube | Batch | 472 | 4.16 |  | 103 |  |  | Federally-Regulated Commercial & Industrial Equipment | 07/06/2023 | 202448103 | 10/10/2023
Hoshizaki America | Hoshizaki | DKM-500BWJ | Self-Contained | Water-Cooled Condenser | Cube | Batch | 500 | 4.79 |  | 103 |  |  | Federally-Regulated Commercial & Industrial Equipment | 07/06/2023 | 10093144 | 10/10/2023
Hoshizaki America | Hoshizaki | KM-1605SRJ*URC-22F | Remote Condensing w/o Remote C | Air-Cooled Condenser | Cube | Batch | 1405 | 4.35 |  |  |  |  | Federally-Regulated Commercial & Industrial Equipment | 07/06/2023 | 206840474 | 10/10/2023
Hoshizaki America | Hoshizaki | F-1002MRJ-SC*URC-5F | Remote Condensing w/o Remote C | Air-Cooled Condenser | Crushed | Continuous | 660 | 5.15 |  |  |  | 1.12 | Federally-Regulated Commercial & Industrial Equipment | 07/06/2023 | 204430394 | 10/10/2023
Hoshizaki America | Hoshizaki | KM-1340MAJ | Ice-making Head | Air-Cooled Condenser | Cube | Batch | 1175 | 4.2 |  |  |  |  | Federally-Regulated Commercial & Industrial Equipment | 10/10/2023 | 201840251 | 10/10/2023
Hoshizaki America | Hoshizaki | KM-901MRJ3*URC-14F | Remote Condensing w/o Remote C | Air-Cooled Condenser | Cube | Batch | 830 | 4.4 |  |  |  |  | Federally-Regulated Commercial & Industrial Equipment | 10/10/2023 | 10579450 | 10/10/2023
Hoshizaki America | Hoshizaki | KM-420MAJ | Ice-making Head | Air-Cooled Condenser | Cube | Batch | 440 | 5.3 |  |  |  |  | Federally-Regulated Commercial & Industrial Equipment | 10/10/2023 | 208629402 | 10/10/2023
Hoshizaki America | Hoshizaki | KM-1900SWJ3 | Ice-making Head | Water-Cooled Condenser | Cube | Batch | 1875 | 3.2 |  | 85 |  |  | Federally-Regulated Commercial & Industrial Equipment | 07/06/2023 | 10526010 | 10/10/2023
Hoshizaki America | Hoshizaki | KM-1605SWJ3 | Ice-making Head | Water-Cooled Condenser | Cube | Batch | 1576 | 3.4 |  | 140 |  |  | Federally-Regulated Commercial & Industrial Equipment | 10/10/2023 | 207132697 | 10/10/2023
Hoshizaki America | Hoshizaki | FD-650MRJ-C*URC-5F | Remote Condensing w/o Remote C | Air-Cooled Condenser | Flake | Continuous | 470 | 4.95 |  |  |  | 1.09 | Federally-Regulated Commercial & Industrial Equipment | 10/10/2023 | 202326770 | 10/10/2023
Hoshizaki America | Hoshizaki | KM-1100MAJ | Ice-making Head | Air-Cooled Condenser | Cube | Batch | 935 | 4.9 |  |  |  |  | Federally-Regulated Commercial & Industrial Equipment | 07/06/2023 | 10594414 | 10/10/2023
Hoshizaki America | Hoshizaki | F-1501MAJ-SC | Ice-making Head | Air-Cooled Condenser | Flake | Continuous | 1005 | 4.55 |  |  |  | 1.14 | Federally-Regulated Commercial & Industrial Equipment | 10/10/2023 | 207862112 | 10/10/2023
Hoshizaki America | Hoshizaki | F-330BAJ-C | Self-Contained | Air-Cooled Condenser | Flake | Continuous | 214 | 7.3 |  |  |  | 1.1 | Federally-Regulated Commercial & Industrial Equipment | 10/10/2023 | 8915179 | 10/10/2023
Hoshizaki America | Hoshizaki | F-801MAJ-C | Ice-making Head | Air-Cooled Condenser | Flake | Continuous | 532 | 5 |  |  |  | 1.12 | Federally-Regulated Commercial & Industrial Equipment | 07/06/2023 | 9102378 | 10/10/2023
Hoshizaki America | Hoshizaki | KM-1601SRJZ*URC-22FZ | Remote Condensing w/o Remote C | Air-Cooled Condenser | Cube | Batch | 1600 | 3.96 |  |  |  |  | Federally-Regulated Commercial & Industrial Equipment | 07/06/2023 | 207802692 | 10/10/2023
Hoshizaki America | Hoshizaki | KM-660MWJ | Ice-making Head | Water-Cooled Condenser | Cube | Batch | 630 | 4.28 |  | 152 |  |  | Federally-Regulated Commercial & Industrial Equipment | 07/06/2023 | 202195193 | 10/10/2023
Hoshizaki America | Hoshizaki | KM-520MAJ | Ice-making Head | Air-Cooled Condenser | Cube | Batch | 480 | 4.68 |  |  |  |  | Federally-Regulated Commercial & Industrial Equipment | 07/06/2023 | 202181044 | 10/10/2023
Hoshizaki America | Hoshizaki | F-300BAJ | Self-Contained | Air-Cooled Condenser | Flake | Continuous | 247 | 6.14 |  |  |  | 1.28 | Federally-Regulated Commercial & Industrial Equipment | 10/10/2023 | 10013723 | 10/10/2023
Hoshizaki America | Hoshizaki | F-2001MRJZ-C*URC-22FZ | Remote Condensing w/o Remote C | Air-Cooled Condenser | Flake | Continuous | 1500 | 4.35 |  |  |  | 1.09 | Federally-Regulated Commercial & Industrial Equipment | 07/06/2023 | 207804165 | 10/10/2023
Hoshizaki America | Hoshizaki | KMS-1402MLJ*SRK-15J3 | Both Remote Condensing & Remot | Air-Cooled Condenser | Cube | Batch | 1325 | 4.55 |  |  |  |  | Federally-Regulated Commercial & Industrial Equipment | 07/06/2023 | 201874962 | 10/10/2023
Hoshizaki America | Hoshizaki | DCM-300BAH | Self-Contained | Air-Cooled Condenser | Crushed | Continuous | 232 | 6.84 |  |  |  | 1.09 | Federally-Regulated Commercial & Industrial Equipment | 10/10/2023 | 5622941 | 10/10/2023
Hoshizaki America | Hoshizaki | KM-1900SWJ | Ice-making Head | Water-Cooled Condenser | Cube | Batch | 1875 | 3.2 |  | 85 |  |  | Federally-Regulated Commercial & Industrial Equipment | 07/06/2023 | 10526007 | 10/10/2023
Hoshizaki America | Hoshizaki | KM-1301SWJ | Ice-making Head | Water-Cooled Condenser | Cube | Batch | 1230 | 3.76 |  | 89 |  |  | Federally-Regulated Commercial & Industrial Equipment | 10/10/2023 | 10273121 | 10/10/2023
Hoshizaki America | Hoshizaki | F-2001MRJZ3-C*URC-22FZ | Remote Condensing w/o Remote C | Air-Cooled Condenser | Flake | Continuous | 1500 | 4.35 |  |  |  | 1.09 | Federally-Regulated Commercial & Industrial Equipment | 10/10/2023 | 207591158 | 10/10/2023
Hoshizaki America | Hoshizaki | KM-1301SRJ3*URC-14F | Remote Condensing w/o Remote C | Air-Cooled Condenser | Cube | Batch | 1330 | 3.83 |  |  |  |  | Federally-Regulated Commercial & Industrial Equipment | 07/06/2023 | 10273124 | 10/10/2023
Hoshizaki America | Hoshizaki | KMD-860MAJ | Ice-making Head | Air-Cooled Condenser | Cube | Batch | 655 | 5.3 |  |  |  |  | Federally-Regulated Commercial & Industrial Equipment | 07/06/2023 | 201791841 | 10/10/2023
Hoshizaki America | Hoshizaki | F-801MAJ | Ice-making Head | Air-Cooled Condenser | Flake | Continuous | 566 | 4.5 |  |  |  | 1.19 | Federally-Regulated Commercial & Industrial Equipment | 07/06/2023 | 9101892 | 10/10/2023
Hoshizaki America | Hoshizaki | F-1002MLJ*RACK | Both Remote Condensing & Remot | Air-Cooled Condenser | Flake | Continuous | 797 | 1.51 |  |  |  | 1.27 | Federally-Regulated Commercial & Industrial Equipment | 10/10/2023 | 9958622 | 10/10/2023
Hoshizaki America | Hoshizaki | KMD-410MAJ | Ice-making Head | Air-Cooled Condenser | Cube | Batch | 351 | 5.7 |  |  |  |  | Federally-Regulated Commercial & Industrial Equipment | 10/10/2023 | 203470224 | 10/10/2023
Hoshizaki America | Hoshizaki | KM-1900SRJZ3*URC-22FZ | Remote Condensing w/o Remote C | Air-Cooled Condenser | Cube | Batch | 1700 | 3.9 |  |  |  |  | Federally-Regulated Commercial & Industrial Equipment | 10/10/2023 | 207679234 | 10/10/2023
Hoshizaki America | Hoshizaki | DCM-751BWH-OS | Self-Contained | Water-Cooled Condenser | Crushed | Continuous | 678 | 4.76 |  | 96 |  | 1.14 | Federally-Regulated Commercial & Industrial Equipment | 10/10/2023 | 5628547 | 10/10/2023
Hoshizaki America | Hoshizaki | KMD-410MWJ | Ice-making Head | Water-Cooled Condenser | Cube | Batch | 436 | 4.1 |  | 108 |  |  | Federally-Regulated Commercial & Industrial Equipment | 10/10/2023 | 203470225 | 10/10/2023
Hoshizaki America | Hoshizaki | DCM-271BAH-OS | Self-Contained | Air-Cooled Condenser | Flake | Continuous | 194 | 6.9 |  |  |  | 1.13 | Federally-Regulated Commercial & Industrial Equipment | 10/10/2023 | 205873313 | 10/10/2023
Hoshizaki America | Hoshizaki | FS-1501MLJ-C*SRC-14J | Both Remote Condensing & Remot | Air-Cooled Condenser | Flake | Continuous | 1125 | 4.75 |  |  |  | 1.09 | Federally-Regulated Commercial & Industrial Equipment | 07/06/2023 | 203992905 | 10/10/2023
Hoshizaki America | Hoshizaki | KMS-1402MLJ*SRK-15J | Both Remote Condensing & Remot | Air-Cooled Condenser | Cube | Batch | 1400 | 4.3 |  |  |  |  | Federally-Regulated Commercial & Industrial Equipment | 07/06/2023 | 201850721 | 10/10/2023
Hoshizaki America | Hoshizaki | F-450MAJ | Ice-making Head | Air-Cooled Condenser | Flake | Continuous | 395 | 4.94 |  |  |  | 1.34 | Federally-Regulated Commercial & Industrial Equipment | 07/06/2023 | 9097347 | 10/10/2023
Hoshizaki America | Hoshizaki | KMS-2000MLJ*SRK-20J3 | Both Remote Condensing & Remot | Air-Cooled Condenser | Cube | Batch | 1900 | 4.3 |  |  |  |  | Federally-Regulated Commercial & Industrial Equipment | 07/06/2023 | 202209124 | 10/10/2023
Hoshizaki America | Hoshizaki | F-1501MRJ-C*URC-14F | Remote Condensing w/o Remote C | Air-Cooled Condenser | Flake | Continuous | 1054 | 4.5 |  |  |  | 1.12 | Federally-Regulated Commercial & Industrial Equipment | 10/10/2023 | 9118276 | 10/10/2023
Hoshizaki America | Hoshizaki | KM-1305SWJ3 | Ice-making Head | Water-Cooled Condenser | Cube | Batch | 1389 | 3.3 |  | 120 |  |  | Federally-Regulated Commercial & Industrial Equipment | 10/10/2023 | 207132696 | 10/10/2023
Hoshizaki America | Hoshizaki | KM-161BAJ | Self-Contained | Air-Cooled Condenser | Cube | Batch | 123 | 8.6 |  |  |  |  | Federally-Regulated Commercial & Industrial Equipment | 07/06/2023 | 203807698 | 10/10/2023
Hoshizaki America | Hoshizaki | KM-81BAJ | Self-Contained | Air-Cooled Condenser | Cube | Batch | 52 | 8.45 |  |  |  |  | Federally-Regulated Commercial & Industrial Equipment | 07/06/2023 | 204088628 | 10/10/2023
Hoshizaki America | Hoshizaki | DCM-500BWH-OS | Self-Contained | Water-Cooled Condenser | Crushed | Continuous | 512 | 4.48 |  | 112 |  | 1.13 | Federally-Regulated Commercial & Industrial Equipment | 07/06/2023 | 5628546 | 10/10/2023
Hoshizaki America | Hoshizaki | KMS-1122MLJ*SRK-12J3 | Both Remote Condensing & Remot | Air-Cooled Condenser | Cube | Batch | 1100 | 4.05 |  |  |  |  | Federally-Regulated Commercial & Industrial Equipment | 07/06/2023 | 201867001 | 10/10/2023
Hoshizaki America | Hoshizaki | KM-301BAJ | Self-Contained | Air-Cooled Condenser | Cube | Batch | 212 | 7.1 |  |  |  |  | Federally-Regulated Commercial & Industrial Equipment | 10/10/2023 | 203452017 | 10/10/2023
Hoshizaki America | Hoshizaki | KM-1340MRJ3*URC-14F | Remote Condensing w/o Remote C | Air-Cooled Condenser | Cube | Batch | 1266 | 4.12 |  |  |  |  | Federally-Regulated Commercial & Industrial Equipment | 07/06/2023 | 202541508 | 10/10/2023
Hoshizaki America | Hoshizaki | F-1501MRJZ*URC-14FZ | Remote Condensing w/o Remote C | Air-Cooled Condenser | Flake | Continuous | 1181 | 4 |  |  |  | 1.21 | Federally-Regulated Commercial & Industrial Equipment | 07/06/2023 | 207505852 | 10/10/2023
Hoshizaki America | Hoshizaki | KM-1301SAJ3 | Ice-making Head | Air-Cooled Condenser | Cube | Batch | 1350 | 3.95 |  |  |  |  | Federally-Regulated Commercial & Industrial Equipment | 10/10/2023 | 10273120 | 10/10/2023
Hoshizaki America | Hoshizaki | KMH-2100SWJ3 | Ice-making Head | Water-Cooled Condenser | Cube | Batch | 2000 | 2.92 |  | 92 |  |  | Federally-Regulated Commercial & Industrial Equipment | 07/06/2023 | 202066563 | 10/10/2023
Hoshizaki America | Hoshizaki | KMD-860MRJZ*URC-9FZ | Remote Condensing w/o Remote C | Air-Cooled Condenser | Cube | Batch | 850 | 5.05 |  |  |  |  | Federally-Regulated Commercial & Industrial Equipment | 10/10/2023 | 207590954 | 10/10/2023
Hoshizaki America | Hoshizaki | F-2001MRJZ3*URC-22FZ | Remote Condensing w/o Remote C | Air-Cooled Condenser | Flake | Continuous | 1675 | 3.9 |  |  |  | 1.22 | Federally-Regulated Commercial & Industrial Equipment | 10/10/2023 | 207590955 | 10/10/2023
Hoshizaki America | Hoshizaki | FD-1002MAJ-CB | Ice-making Head | Air-Cooled Condenser | Flake | Continuous | 726 | 4.57 |  |  |  | 1.11 | Federally-Regulated Commercial & Industrial Equipment | 07/06/2023 | 207804899 | 10/10/2023
Hoshizaki America | Hoshizaki | KM-1605SAJ3 | Ice-making Head | Air-Cooled Condenser | Cube | Batch | 1391 | 4.6 |  |  |  |  | Federally-Regulated Commercial & Industrial Equipment | 10/10/2023 | 207132701 | 10/10/2023
Hoshizaki America | Hoshizaki | F-500BAJ | Self-Contained | Air-Cooled Condenser | Flake | Continuous | 420 | 5.05 |  |  |  | 1.31 | Federally-Regulated Commercial & Industrial Equipment | 07/06/2023 | 10061809 | 10/10/2023
Hoshizaki America | Hoshizaki | KM-420MWJ | Ice-making Head | Water-Cooled Condenser | Cube | Batch | 435 | 4.7 |  | 95 |  |  | Federally-Regulated Commercial & Industrial Equipment | 07/06/2023 | 208629404 | 10/10/2023
Hoshizaki America | Hoshizaki | F-1002MWJ-C | Ice-making Head | Water-Cooled Condenser | Flake | Continuous | 770 | 3.95 |  | 111 |  | 1.1 | Federally-Regulated Commercial & Industrial Equipment | 07/06/2023 | 9144621 | 10/10/2023
Hoshizaki America | Hoshizaki | KM-660MRJ*URC-5F | Remote Condensing w/o Remote C | Air-Cooled Condenser | Cube | Batch | 570 | 5.25 |  |  |  |  | Federally-Regulated Commercial & Industrial Equipment | 07/06/2023 | 202195194 | 10/10/2023
Hoshizaki America | Hoshizaki | KMD-460MAJ | Ice-making Head | Air-Cooled Condenser | Cube | Batch | 400 | 5.48 |  |  |  |  | Federally-Regulated Commercial & Industrial Equipment | 07/06/2023 | 202448102 | 10/10/2023
Hoshizaki America | Hoshizaki | KMS-1122MLJ*SRK-12J | Both Remote Condensing & Remot | Air-Cooled Condenser | Cube | Batch | 1075 | 4.2 |  |  |  |  | Federally-Regulated Commercial & Industrial Equipment | 07/06/2023 | 201874951 | 10/10/2023
Hoshizaki America | Hoshizaki | KM-1301SAJ | Ice-making Head | Air-Cooled Condenser | Cube | Batch | 1301 | 4.27 |  |  |  |  | Federally-Regulated Commercial & Industrial Equipment | 07/06/2023 | 10273119 | 10/10/2023
Hoshizaki America | Hoshizaki | KML-325MAJ | Ice-making Head | Air-Cooled Condenser | Cube | Batch | 300 | 5.72 |  |  |  |  | Federally-Regulated Commercial & Industrial Equipment | 07/06/2023 | 10095534 | 10/10/2023
Hoshizaki America | Hoshizaki | KM-1601SRJZ3*URC-22FZ | Remote Condensing w/o Remote C | Air-Cooled Condenser | Cube | Batch | 1600 | 4.14 |  |  |  |  | Federally-Regulated Commercial & Industrial Equipment | 10/10/2023 | 207802693 | 10/10/2023
Hoshizaki America | Hoshizaki | F-1501MRJ-SC*URC-14F | Remote Condensing w/o Remote C | Air-Cooled Condenser | Crushed | Continuous | 1101 | 4.3 |  |  |  | 1.14 | Federally-Regulated Commercial & Industrial Equipment | 07/06/2023 | 204457695 | 10/10/2023
Hoshizaki America | Hoshizaki | F-1002MAJ | Ice-making Head | Air-Cooled Condenser | Flake | Continuous | 758 | 4.36 |  |  |  | 1.19 | Federally-Regulated Commercial & Industrial Equipment | 07/06/2023 | 9136987 | 10/10/2023
Manitowoc Ice, Inc. | Koolaire | KDT0500W-161 | Ice-making Head | Water-Cooled Condenser | Cube | Batch | 420 | 4.35 |  | 150 |  |  | Federally-Regulated Commercial & Industrial Equipment | 10/10/2023 | 10346205 | 10/10/2023
Manitowoc Ice, Inc. | Koolaire | KYT0500W-161 | Ice-making Head | Water-Cooled Condenser | Cube | Batch | 460 | 4 |  | 150 |  |  | Federally-Regulated Commercial & Industrial Equipment | 10/10/2023 | 10346204 | 10/10/2023
Manitowoc Ice, Inc. | Koolaire | KYT1000A-261 | Ice-making Head | Air-Cooled Condenser | Cube | Batch | 775 | 4.9 |  |  |  |  | Federally-Regulated Commercial & Industrial Equipment | 10/10/2023 | 10525501 | 10/10/2023
Manitowoc Ice, Inc. | Koolaire | KYT0420A-161 | Ice-making Head | Air-Cooled Condenser | Cube | Batch | 360 | 5.5 |  |  |  |  | Federally-Regulated Commercial & Industrial Equipment | 10/10/2023 | 10346188 | 10/10/2023
Manitowoc Ice, Inc. | Koolaire | KDT1700W-261A | Ice-making Head | Water-Cooled Condenser | Cube | Batch | 1400 | 3.61 |  | 145 |  |  | Federally-Regulated Commercial & Industrial Equipment | 10/10/2023 | 204540509 | 10/10/2023
Manitowoc Ice, Inc. | Koolaire | KDT0700A-261 | Ice-making Head | Air-Cooled Condenser | Cube | Batch | 530 | 5.35 |  |  |  |  | Federally-Regulated Commercial & Industrial Equipment | 10/10/2023 | 10525246 | 10/10/2023
Manitowoc Ice, Inc. | Koolaire | KYT0500A-161 | Ice-making Head | Air-Cooled Condenser | Cube | Batch | 425 | 5.3 |  |  |  |  | Federally-Regulated Commercial & Industrial Equipment | 10/10/2023 | 10346192 | 10/10/2023
Manitowoc Ice, Inc. | Koolaire | KYT0300A-161 | Ice-making Head | Air-Cooled Condenser | Cube | Batch | 230 | 5.85 |  |  |  |  | Federally-Regulated Commercial & Industrial Equipment | 10/10/2023 | 10346182 | 10/10/2023
Manitowoc Ice, Inc. | Koolaire | KYT1700N-261*JCT1500-261 | Remote Condensing w/o Remote C | Air-Cooled Condenser | Cube | Batch | 1490 | 4 |  |  |  |  | Federally-Regulated Commercial & Industrial Equipment | 10/10/2023 | 10525743 | 10/10/2023
Manitowoc Ice, Inc. | Koolaire | KYF0250A-161 | Self-Contained | Air-Cooled Condenser | Cube | Batch | 190 | 7.3 |  |  |  |  | Federally-Regulated Commercial & Industrial Equipment | 10/10/2023 | 10612530 | 10/10/2023
Manitowoc Ice, Inc. | Koolaire | KDT1000N-261*JCT1200-261 | Remote Condensing w/o Remote C | Air-Cooled Condenser | Cube | Batch | 700 | 5.3 |  |  |  |  | Federally-Regulated Commercial & Industrial Equipment | 10/10/2023 | 10525504 | 10/10/2023
Manitowoc Ice, Inc. | Koolaire | KDT0400A-161 | Ice-making Head | Air-Cooled Condenser | Cube | Batch | 345 | 6.1 |  |  |  |  | Federally-Regulated Commercial & Industrial Equipment | 10/10/2023 | 10346186 | 10/10/2023
Manitowoc Ice, Inc. | Koolaire | KYT0420W-161 | Ice-making Head | Water-Cooled Condenser | Cube | Batch | 390 | 4.6 |  | 160 |  |  | Federally-Regulated Commercial & Industrial Equipment | 10/10/2023 | 10346201 | 10/10/2023
Manitowoc Ice, Inc. | Koolaire | KYT1700W-261A | Ice-making Head | Water-Cooled Condenser | Cube | Batch | 1421 | 3.49 |  | 145 |  |  | Federally-Regulated Commercial & Industrial Equipment | 10/10/2023 | 204540510 | 10/10/2023
Manitowoc Ice, Inc. | Koolaire | KDT0400W-161 | Ice-making Head | Water-Cooled Condenser | Cube | Batch | 360 | 4.6 |  | 160 |  |  | Federally-Regulated Commercial & Industrial Equipment | 10/10/2023 | 10346200 | 10/10/2023
Manitowoc Ice, Inc. | Koolaire | KYF0150A-161 | Self-Contained | Air-Cooled Condenser | Cube | Batch | 114 | 9.1 |  |  |  |  | Federally-Regulated Commercial & Industrial Equipment | 10/10/2023 | 10612528 | 10/10/2023
Manitowoc Ice, Inc. | Koolaire | KDT0300A-161 | Ice-making Head | Air-Cooled Condenser | Cube | Batch | 230 | 5.85 |  |  |  |  | Federally-Regulated Commercial & Industrial Equipment | 10/10/2023 | 10346183 | 10/10/2023
Manitowoc Ice, Inc. | Koolaire | KDT0420W-161 | Ice-making Head | Water-Cooled Condenser | Cube | Batch | 375 | 4.6 |  | 160 |  |  | Federally-Regulated Commercial & Industrial Equipment | 10/10/2023 | 10346202 | 10/10/2023
Manitowoc Ice, Inc. | Koolaire | KDF0250A-161 | Self-Contained | Air-Cooled Condenser | Cube | Batch | 180 | 7.5 |  |  |  |  | Federally-Regulated Commercial & Industrial Equipment | 10/10/2023 | 10612529 | 10/10/2023
Manitowoc Ice, Inc. | Koolaire | KYT1000W-261 | Ice-making Head | Water-Cooled Condenser | Cube | Batch | 730 | 4.25 |  | 140 |  |  | Federally-Regulated Commercial & Industrial Equipment | 10/10/2023 | 10525503 | 10/10/2023
Manitowoc Ice, Inc. | Koolaire | KDT1000A-261 | Ice-making Head | Air-Cooled Condenser | Cube | Batch | 680 | 5.35 |  |  |  |  | Federally-Regulated Commercial & Industrial Equipment | 10/10/2023 | 10525500 | 10/10/2023
Manitowoc Ice, Inc. | Koolaire | KDT0500A-161 | Ice-making Head | Air-Cooled Condenser | Cube | Batch | 400 | 5.4 |  |  |  |  | Federally-Regulated Commercial & Industrial Equipment | 10/10/2023 | 10346193 | 10/10/2023
Manitowoc Ice, Inc. | Koolaire | KYT0420A-261 | Ice-making Head | Air-Cooled Condenser | Cube | Batch | 360 | 5.5 |  |  |  |  | Federally-Regulated Commercial & Industrial Equipment | 10/10/2023 | 10346189 | 10/10/2023
Manitowoc Ice, Inc. | Koolaire | KYT1700A-261 | Ice-making Head | Air-Cooled Condenser | Cube | Batch | 1380 | 4.55 |  |  |  |  | Federally-Regulated Commercial & Industrial Equipment | 10/10/2023 | 10525508 | 10/10/2023
Manitowoc Ice, Inc. | Koolaire | KDT1700W-261 | Ice-making Head | Water-Cooled Condenser | Cube | Batch | 1460 | 3.5 |  | 140 |  |  | Federally-Regulated Commercial & Industrial Equipment | 10/10/2023 | 10525516 | 10/10/2023
Manitowoc Ice, Inc. | Koolaire | KYT0700W-261 | Ice-making Head | Water-Cooled Condenser | Cube | Batch | 580 | 4.2 |  | 160 |  |  | Federally-Regulated Commercial & Industrial Equipment | 10/10/2023 | 10525331 | 10/10/2023
Manitowoc Ice, Inc. | Koolaire | KYT0400A-161 | Ice-making Head | Air-Cooled Condenser | Cube | Batch | 350 | 5.6 |  |  |  |  | Federally-Regulated Commercial & Industrial Equipment | 10/10/2023 | 10346184 | 10/10/2023
Manitowoc Ice, Inc. | Koolaire | KDF0150A-161 | Self-Contained | Air-Cooled Condenser | Cube | Batch | 110 | 9.35 |  |  |  |  | Federally-Regulated Commercial & Industrial Equipment | 10/10/2023 | 10612527 | 10/10/2023
Manitowoc Ice, Inc. | Koolaire | KDT1700A-261 | Ice-making Head | Air-Cooled Condenser | Cube | Batch | 1350 | 4.6 |  |  |  |  | Federally-Regulated Commercial & Industrial Equipment | 10/10/2023 | 10525506 | 10/10/2023
Manitowoc Ice, Inc. | Koolaire | KDT1000N-261A*JCT1200-261 | Remote Condensing w/o Remote C | Air-Cooled Condenser | Cube | Batch | 735 | 4.94 |  |  |  |  | Federally-Regulated Commercial & Industrial Equipment | 10/10/2023 | 203999060 | 10/10/2023
Manitowoc Ice, Inc. | Koolaire | KDT1000W-261 | Ice-making Head | Water-Cooled Condenser | Cube | Batch | 720 | 4.35 |  | 140 |  |  | Federally-Regulated Commercial & Industrial Equipment | 10/10/2023 | 10525502 | 10/10/2023
Manitowoc Ice, Inc. | Koolaire | KYT1700W-261 | Ice-making Head | Water-Cooled Condenser | Cube | Batch | 1550 | 3.4 |  | 140 |  |  | Federally-Regulated Commercial & Industrial Equipment | 10/10/2023 | 10525572 | 10/10/2023
Manitowoc Ice, Inc. | Koolaire | KDT0420W-261 | Ice-making Head | Water-Cooled Condenser | Cube | Batch | 375 | 4.6 |  | 160 |  |  | Federally-Regulated Commercial & Industrial Equipment | 10/10/2023 | 10346203 | 10/10/2023
Manitowoc Ice, Inc. | Koolaire | KDT0700W-261 | Ice-making Head | Water-Cooled Condenser | Cube | Batch | 550 | 4.45 |  | 160 |  |  | Federally-Regulated Commercial & Industrial Equipment | 10/10/2023 | 10525298 | 10/10/2023
Manitowoc Ice, Inc. | Koolaire | KYT0400A-261 | Ice-making Head | Air-Cooled Condenser | Cube | Batch | 350 | 5.6 |  |  |  |  | Federally-Regulated Commercial & Industrial Equipment | 10/10/2023 | 10346185 | 10/10/2023
Manitowoc Ice, Inc. | Koolaire | KYT1700A-261A | Ice-making Head | Air-Cooled Condenser | Cube | Batch | 1334 | 4.66 |  |  |  |  | Federally-Regulated Commercial & Industrial Equipment | 10/10/2023 | 204540508 | 10/10/2023
Manitowoc Ice, Inc. | Koolaire | KYT0700A-261 | Ice-making Head | Air-Cooled Condenser | Cube | Batch | 580 | 5.12 |  |  |  |  | Federally-Regulated Commercial & Industrial Equipment | 10/10/2023 | 10525247 | 10/10/2023
Manitowoc Ice, Inc. | Koolaire | KDT1700A-261A | Ice-making Head | Air-Cooled Condenser | Cube | Batch | 1326 | 4.7 |  |  |  |  | Federally-Regulated Commercial & Industrial Equipment | 10/10/2023 | 204540507 | 10/10/2023
Manitowoc Ice, Inc. | Koolaire | KDT1700N-261*JCT1500-261 | Remote Condensing w/o Remote C | Air-Cooled Condenser | Cube | Batch | 1420 | 4.3 |  |  |  |  | Federally-Regulated Commercial & Industrial Equipment | 10/10/2023 | 10525742 | 10/10/2023
Manitowoc Ice, Inc. | Koolaire | KDT0420A-261 | Ice-making Head | Air-Cooled Condenser | Cube | Batch | 350 | 5.8 |  |  |  |  | Federally-Regulated Commercial & Industrial Equipment | 10/10/2023 | 10346191 | 10/10/2023
Manitowoc Ice, Inc. | Koolaire | KYT0400W-161 | Ice-making Head | Water-Cooled Condenser | Cube | Batch | 360 | 4.7 |  | 160 |  |  | Federally-Regulated Commercial & Industrial Equipment | 10/10/2023 | 10346195 | 10/10/2023
Manitowoc Ice, Inc. | Koolaire | KDT1700N-261E*JCT1500-261 | Remote Condensing w/o Remote C | Air-Cooled Condenser | Cube | Batch | 1380 | 4.26 |  |  |  |  | Federally-Regulated Commercial & Industrial Equipment | 10/10/2023 | 204517899 | 10/10/2023
Manitowoc Ice, Inc. | Koolaire | KDT0400A-261 | Ice-making Head | Air-Cooled Condenser | Cube | Batch | 345 | 6.1 |  |  |  |  | Federally-Regulated Commercial & Industrial Equipment | 10/10/2023 | 10346187 | 10/10/2023
Manitowoc Ice, Inc. | Koolaire | KYT1000N-261A*JCT1200-261 | Remote Condensing w/o Remote C | Air-Cooled Condenser | Cube | Batch | 760 | 5 |  |  |  |  | Federally-Regulated Commercial & Industrial Equipment | 10/10/2023 | 203999061 | 10/10/2023
Manitowoc Ice, Inc. | Koolaire | KYT1700N-261E*JCT1500-261 | Remote Condensing w/o Remote C | Air-Cooled Condenser | Cube | Batch | 1477 | 4.06 |  |  |  |  | Federally-Regulated Commercial & Industrial Equipment | 10/10/2023 | 204517900 | 10/10/2023
Manitowoc Ice, Inc. | Koolaire | KYT1000N-261*JCT1200-261 | Remote Condensing w/o Remote C | Air-Cooled Condenser | Cube | Batch | 760 | 5.2 |  |  |  |  | Federally-Regulated Commercial & Industrial Equipment | 10/10/2023 | 10525505 | 10/10/2023
Manitowoc Ice, Inc. | Koolaire | KDT0420A-161 | Ice-making Head | Air-Cooled Condenser | Cube | Batch | 350 | 5.8 |  |  |  |  | Federally-Regulated Commercial & Industrial Equipment | 10/10/2023 | 10346190 | 10/10/2023
Manitowoc Ice, Inc. | Manitowoc | IYT1900W-263E | Ice-making Head | Water-Cooled Condenser | Cube | Batch | 1758 | 3.44 |  | 145 |  |  | Federally-Regulated Commercial & Industrial Equipment | 10/10/2023 | 204443941 | 10/10/2023
Manitowoc Ice, Inc. | Manitowoc | IYT1200W-261 | Ice-making Head | Water-Cooled Condenser | Cube | Batch | 965 | 4 |  | 140 |  |  | Federally-Regulated Commercial & Industrial Equipment | 10/10/2023 | 201755785 | 10/10/2023
Manitowoc Ice, Inc. | Manitowoc | IDT0500A-161 | Ice-making Head | Air-Cooled Condenser | Cube | Batch | 400 | 5.25 |  |  |  |  | Federally-Regulated Commercial & Industrial Equipment | 10/10/2023 | 201753788 | 10/10/2023
Manitowoc Ice, Inc. | Manitowoc | IYT0450A-161X | Ice-making Head | Air-Cooled Condenser | Cube | Batch | 378 | 5.52 |  |  |  |  | Federally-Regulated Commercial & Industrial Equipment | 10/10/2023 | 210227910 | 10/10/2023
Manitowoc Ice, Inc. | Manitowoc | IDT0450A-161 | Ice-making Head | Air-Cooled Condenser | Cube | Batch | 358 | 5.63 |  |  |  |  | Federally-Regulated Commercial & Industrial Equipment | 10/10/2023 | 201753414 | 10/10/2023
Manitowoc Ice, Inc. | Manitowoc | IYT1200A-263A | Ice-making Head | Air-Cooled Condenser | Cube | Batch | 937 | 4.83 | 4.96 |  |  |  | Federally-Regulated Commercial & Industrial Equipment | 07/06/2023 | 205746740 | 10/10/2023
Manitowoc Ice, Inc. | Manitowoc | IRT0500A-161 | Ice-making Head | Air-Cooled Condenser | Cube | Batch | 386 | 5.04 |  |  |  |  | Federally-Regulated Commercial & Industrial Equipment | 10/10/2023 | 201753786 | 10/10/2023
Manitowoc Ice, Inc. | Manitowoc | IDT1900W-263E | Ice-making Head | Water-Cooled Condenser | Cube | Batch | 1666 | 3.51 |  | 145 |  |  | Federally-Regulated Commercial & Industrial Equipment | 10/10/2023 | 204443939 | 10/10/2023
Manitowoc Ice, Inc. | Manitowoc | IYT1200C-161*CVDT1200-263 | Both Remote Condensing & Remot | Air-Cooled Condenser | Cube | Batch | 955 | 4.6 |  |  |  |  | Federally-Regulated Commercial & Industrial Equipment | 07/06/2023 | 201885320 | 10/10/2023
Manitowoc Ice, Inc. | Manitowoc | IYF0900N-263A*JCF0900-261 | Remote Condensing w/o Remote C | Air-Cooled Condenser | Cube | Batch | 740 | 5 |  |  |  |  | Federally-Regulated Commercial & Industrial Equipment | 10/10/2023 | 203458631 | 10/10/2023
Manitowoc Ice, Inc. | Manitowoc | IYF1400C-161*CVDF1400-263A | Both Remote Condensing & Remot | Air-Cooled Condenser | Cube | Batch | 1230 | 4.4 |  |  |  |  | Federally-Regulated Commercial & Industrial Equipment | 10/10/2023 | 202634430 | 10/10/2023
Manitowoc Ice, Inc. | Manitowoc | RFF1300A-261 | Ice-making Head | Air-Cooled Condenser | Flake | Continuous | 950 | 4.24 |  |  |  | 1.27 | Federally-Regulated Commercial & Industrial Equipment | 10/10/2023 | 10591298 | 10/10/2023
Manitowoc Ice, Inc. | Manitowoc | IYF1800C-161*CVDF1800-263A | Both Remote Condensing & Remot | Air-Cooled Condenser | Cube | Batch | 1440 | 4.49 |  |  |  |  | Federally-Regulated Commercial & Industrial Equipment | 10/10/2023 | 202634432 | 10/10/2023
Manitowoc Ice, Inc. | Manitowoc | IYF0500N-161A*JCF0500-161 | Remote Condensing w/o Remote C | Air-Cooled Condenser | Cube | Batch | 465 | 6 |  |  |  |  | Federally-Regulated Commercial & Industrial Equipment | 10/10/2023 | 203999055 | 10/10/2023
Manitowoc Ice, Inc. | Manitowoc | IYT0750A-261 | Ice-making Head | Air-Cooled Condenser | Cube | Batch | 575 | 5.12 |  |  |  |  | Federally-Regulated Commercial & Industrial Equipment | 10/10/2023 | 202864331 | 10/10/2023
Manitowoc Ice, Inc. | Manitowoc | IYT0450A-261 | Ice-making Head | Air-Cooled Condenser | Cube | Batch | 378 | 5.52 |  |  |  |  | Federally-Regulated Commercial & Industrial Equipment | 10/10/2023 | 201753416 | 10/10/2023
Manitowoc Ice, Inc. | Manitowoc | IRT0500A-261 | Ice-making Head | Air-Cooled Condenser | Cube | Batch | 386 | 5.04 |  |  |  |  | Federally-Regulated Commercial & Industrial Equipment | 10/10/2023 | 201753787 | 10/10/2023
Manitowoc Ice, Inc. | Manitowoc | IYF0900C-161*CVDF0900-261A | Both Remote Condensing & Remot | Air-Cooled Condenser | Cube | Batch | 675 | 5.38 |  |  |  |  | Federally-Regulated Commercial & Industrial Equipment | 10/10/2023 | 203264446 | 10/10/2023
Manitowoc Ice, Inc. | Manitowoc | IDF2100C-161*CVDF2100-261 | Both Remote Condensing & Remot | Air-Cooled Condenser | Cube | Batch | 1575 | 4.75 |  |  |  |  | Federally-Regulated Commercial & Industrial Equipment | 10/10/2023 | 202358898 | 10/10/2023
Manitowoc Ice, Inc. | Manitowoc | IDT1200C-161*CVDT1200-263A | Both Remote Condensing & Remot | Air-Cooled Condenser | Cube | Batch | 975 | 4.6 | 4.79 |  |  |  | Federally-Regulated Commercial & Industrial Equipment | 07/06/2023 | 203401617 | 10/10/2023
Manitowoc Ice, Inc. | Manitowoc | IDF0500N-161A*JCF0500-161 | Remote Condensing w/o Remote C | Air-Cooled Condenser | Cube | Batch | 445 | 5.96 |  |  |  |  | Federally-Regulated Commercial & Industrial Equipment | 10/10/2023 | 203999056 | 10/10/2023
Manitowoc Ice, Inc. | Manitowoc | IYT1500N-261A*JCT1500-261 | Remote Condensing w/o Remote C | Air-Cooled Condenser | Cube | Batch | 1450 | 4.09 |  |  |  |  | Federally-Regulated Commercial & Industrial Equipment | 10/10/2023 | 203925699 | 10/10/2023
Manitowoc Ice, Inc. | Manitowoc | IDT1900W-261E | Ice-making Head | Water-Cooled Condenser | Cube | Batch | 1666 | 3.51 |  | 145 |  |  | Federally-Regulated Commercial & Industrial Equipment | 10/10/2023 | 204443938 | 10/10/2023
Manitowoc Ice, Inc. | Manitowoc | UDF0240A-161 | Self-Contained | Air-Cooled Condenser | Cube | Batch | 160 | 7.9 |  |  |  |  | Federally-Regulated Commercial & Industrial Equipment | 10/10/2023 | 10612534 | 10/10/2023
Manitowoc Ice, Inc. | Manitowoc | UDE0080A-161 | Self-Contained | Air-Cooled Condenser | Cube | Batch | 75 | 11.13 |  |  |  |  | Federally-Regulated Commercial & Industrial Equipment | 10/10/2023 | 201986963 | 10/10/2023
Manitowoc Ice, Inc. | Manitowoc | ID-0303W-161 | Ice-making Head | Water-Cooled Condenser | Cube | Batch | 260 | 5.45 |  | 193 |  |  | Federally-Regulated Commercial & Industrial Equipment | 10/10/2023 | 4475780 | 10/10/2023
Manitowoc Ice, Inc. | Manitowoc | IYT0750W-261 | Ice-making Head | Water-Cooled Condenser | Cube | Batch | 650 | 3.79 |  | 135 |  |  | Federally-Regulated Commercial & Industrial Equipment | 10/10/2023 | 202864333 | 10/10/2023
Manitowoc Ice, Inc. | Manitowoc | SYF3000C-161*CVDF3000-263 | Both Remote Condensing & Remot | Air-Cooled Condenser | Cube | Batch | 2400 | 4.75 |  |  |  |  | Federally-Regulated Commercial & Industrial Equipment | 10/10/2023 | 201872167 | 10/10/2023
Manitowoc Ice, Inc. | Manitowoc | IYT0450A-161 | Ice-making Head | Air-Cooled Condenser | Cube | Batch | 378 | 5.52 |  |  |  |  | Federally-Regulated Commercial & Industrial Equipment | 10/10/2023 | 201753773 | 10/10/2023
Manitowoc Ice, Inc. | Manitowoc | IYT1500W-261A | Ice-making Head | Water-Cooled Condenser | Cube | Batch | 1392 | 3.55 |  | 145 |  |  | Federally-Regulated Commercial & Industrial Equipment | 10/10/2023 | 203925697 | 10/10/2023
Manitowoc Ice, Inc. | Manitowoc | IYF0600N-261A*JCF0900-261 | Remote Condensing w/o Remote C | Air-Cooled Condenser | Cube | Batch | 580 | 5.66 |  |  |  |  | Federally-Regulated Commercial & Industrial Equipment | 10/10/2023 | 203458629 | 10/10/2023
Manitowoc Ice, Inc. | Manitowoc | IYT1500N-261E*JCT1500-261 | Remote Condensing w/o Remote C | Air-Cooled Condenser | Cube | Batch | 1533 | 4 |  |  |  |  | Federally-Regulated Commercial & Industrial Equipment | 10/10/2023 | 204517891 | 10/10/2023
Manitowoc Ice, Inc. | Manitowoc | IYT1200N-261*JCT1200-261 | Remote Condensing w/o Remote C | Air-Cooled Condenser | Cube | Batch | 1010 | 4.2 |  |  |  |  | Federally-Regulated Commercial & Industrial Equipment | 07/06/2023 | 201755789 | 10/10/2023
Manitowoc Ice, Inc. | Manitowoc | RNF0620W-161 | Ice-making Head | Water-Cooled Condenser | Other | Continuous | 508 | 4.32 |  | 109 |  | 1.1 | Federally-Regulated Commercial & Industrial Equipment | 10/10/2023 | 201797129 | 10/10/2023
Manitowoc Ice, Inc. | Manitowoc | IDT0420W-161 | Ice-making Head | Water-Cooled Condenser | Cube | Batch | 400 | 4.28 |  | 140 |  |  | Federally-Regulated Commercial & Industrial Equipment | 10/10/2023 | 201753771 | 10/10/2023
Manitowoc Ice, Inc. | Manitowoc | IYT1900A-261E | Ice-making Head | Air-Cooled Condenser | Cube | Batch | 1535 | 4.6 |  |  |  |  | Federally-Regulated Commercial & Industrial Equipment | 10/10/2023 | 204443936 | 10/10/2023
Manitowoc Ice, Inc. | Manitowoc | IYT0620A-161 | Ice-making Head | Air-Cooled Condenser | Cube | Batch | 450 | 5.16 |  |  |  |  | Federally-Regulated Commercial & Industrial Equipment | 10/10/2023 | 201753780 | 10/10/2023
Manitowoc Ice, Inc. | Manitowoc | IYF2100C-161*CVDF2100-263 | Both Remote Condensing & Remot | Air-Cooled Condenser | Cube | Batch | 1600 | 4.75 |  |  |  |  | Federally-Regulated Commercial & Industrial Equipment | 10/10/2023 | 202358897 | 10/10/2023
Manitowoc Ice, Inc. | Manitowoc | UDF0310A-261 | Self-Contained | Air-Cooled Condenser | Cube | Batch | 237 | 7.2 |  |  |  |  | Federally-Regulated Commercial & Industrial Equipment | 10/10/2023 | 10612543 | 10/10/2023
Manitowoc Ice, Inc. | Manitowoc | IBF0820C-161*CVDF0900-261A | Both Remote Condensing & Remot | Air-Cooled Condenser | Cube | Batch | 728 | 5 |  |  |  |  | Federally-Regulated Commercial & Industrial Equipment | 10/10/2023 | 203264450 | 10/10/2023
Manitowoc Ice, Inc. | Manitowoc | UDF0190A-161 | Self-Contained | Air-Cooled Condenser | Cube | Batch | 132 | 8.8 |  |  |  |  | Federally-Regulated Commercial & Industrial Equipment | 10/10/2023 | 203999063 | 10/10/2023
Manitowoc Ice, Inc. | Manitowoc | URF0140A-161 | Self-Contained | Air-Cooled Condenser | Cube | Batch | 95 | 9.66 |  |  |  |  | Federally-Regulated Commercial & Industrial Equipment | 10/10/2023 | 10612531 | 10/10/2023
Manitowoc Ice, Inc. | Manitowoc | IYT0420A-161X | Ice-making Head | Air-Cooled Condenser | Cube | Batch | 375 | 5.55 |  |  |  |  | Federally-Regulated Commercial & Industrial Equipment | 10/10/2023 | 210160110 | 10/10/2023
Manitowoc Ice, Inc. | Manitowoc | IYT1200N-261A*JCT1200-261 | Remote Condensing w/o Remote C | Air-Cooled Condenser | Cube | Batch | 1030 | 4.43 |  |  |  |  | Federally-Regulated Commercial & Industrial Equipment | 10/10/2023 | 203999058 | 10/10/2023
Manitowoc Ice, Inc. | Manitowoc | UYF0310A-161 | Self-Contained | Air-Cooled Condenser | Cube | Batch | 235 | 7.2 |  |  |  |  | Federally-Regulated Commercial & Industrial Equipment | 10/10/2023 | 10612542 | 10/10/2023
Manitowoc Ice, Inc. | Manitowoc | IYT0500A-161 | Ice-making Head | Air-Cooled Condenser | Cube | Batch | 421 | 5.05 |  |  |  |  | Federally-Regulated Commercial & Industrial Equipment | 10/10/2023 | 201753790 | 10/10/2023
Manitowoc Ice, Inc. | Manitowoc | IYT1200A-263 | Ice-making Head | Air-Cooled Condenser | Cube | Batch | 940 | 4.83 |  |  |  |  | Federally-Regulated Commercial & Industrial Equipment | 10/10/2023 | 201755783 | 10/10/2023
Manitowoc Ice, Inc. | Manitowoc | IDT0750A-261 | Ice-making Head | Air-Cooled Condenser | Cube | Batch | 540 | 5.24 |  |  |  |  | Federally-Regulated Commercial & Industrial Equipment | 10/10/2023 | 202864330 | 10/10/2023
Manitowoc Ice, Inc. | Manitowoc | IDT1900A-263E | Ice-making Head | Air-Cooled Condenser | Cube | Batch | 1470 | 4.62 |  |  |  |  | Federally-Regulated Commercial & Industrial Equipment | 10/10/2023 | 204443935 | 10/10/2023
Manitowoc Ice, Inc. | Manitowoc | IYF0600C-161*CVDF0600-263A | Both Remote Condensing & Remot | Air-Cooled Condenser | Cube | Batch | 530 | 6 |  |  |  |  | Federally-Regulated Commercial & Industrial Equipment | 10/10/2023 | 203264441 | 10/10/2023
Manitowoc Ice, Inc. | Manitowoc | IDT0500A-261 | Ice-making Head | Air-Cooled Condenser | Cube | Batch | 400 | 5.25 |  |  |  |  | Federally-Regulated Commercial & Industrial Equipment | 10/10/2023 | 201753789 | 10/10/2023
Manitowoc Ice, Inc. | Manitowoc | IYT0500A-161X | Ice-making Head | Air-Cooled Condenser | Cube | Batch | 421 | 5.05 |  |  |  |  | Federally-Regulated Commercial & Industrial Equipment | 10/10/2023 | 210160111 | 10/10/2023
Manitowoc Ice, Inc. | Manitowoc | IDT0900W-261 | Ice-making Head | Water-Cooled Condenser | Cube | Batch | 665 | 4.02 |  | 135 |  |  | Federally-Regulated Commercial & Industrial Equipment | 10/10/2023 | 202864338 | 10/10/2023
Manitowoc Ice, Inc. | Manitowoc | IYT0750N-261X*JCT1200-261 | Remote Condensing w/o Remote C | Air-Cooled Condenser | Cube | Batch | 605 | 5.26 |  |  |  |  | Federally-Regulated Commercial & Industrial Equipment | 10/10/2023 | 213280081 | 10/10/2023
Manitowoc Ice, Inc. | Manitowoc | IYT0300W-161 | Ice-making Head | Water-Cooled Condenser | Cube | Batch | 260 | 4.74 |  | 140 |  |  | Federally-Regulated Commercial & Industrial Equipment | 10/10/2023 | 205574630 | 10/10/2023
Manitowoc Ice, Inc. | Manitowoc | IYT0300A-161X | Ice-making Head | Air-Cooled Condenser | Cube | Batch | 230 | 5.99 |  |  |  |  | Federally-Regulated Commercial & Industrial Equipment | 10/10/2023 | 210160108 | 10/10/2023
Manitowoc Ice, Inc. | Manitowoc | IYT1200C-161*CVDT1200-261 | Both Remote Condensing & Remot | Air-Cooled Condenser | Cube | Batch | 955 | 4.6 |  |  |  |  | Federally-Regulated Commercial & Industrial Equipment | 07/06/2023 | 201755792 | 10/10/2023
Manitowoc Ice, Inc. | Manitowoc | IDT0620A-261 | Ice-making Head | Air-Cooled Condenser | Cube | Batch | 450 | 5.18 |  |  |  |  | Federally-Regulated Commercial & Industrial Equipment | 10/10/2023 | 201753779 | 10/10/2023
Manitowoc Ice, Inc. | Manitowoc | RFF1300W-261 | Ice-making Head | Water-Cooled Condenser | Flake | Continuous | 1115 | 3.12 |  | 116 |  | 1.25 | Federally-Regulated Commercial & Industrial Equipment | 10/10/2023 | 10591299 | 10/10/2023
Manitowoc Ice, Inc. | Manitowoc | IRT1900A-263E | Ice-making Head | Air-Cooled Condenser | Cube | Batch | 1407 | 4.65 |  |  |  |  | Federally-Regulated Commercial & Industrial Equipment | 10/10/2023 | 204443933 | 10/10/2023
Manitowoc Ice, Inc. | Manitowoc | IYT0900N-261*JCT1200-261 | Remote Condensing w/o Remote C | Air-Cooled Condenser | Cube | Batch | 731 | 4.66 |  |  |  |  | Federally-Regulated Commercial & Industrial Equipment | 10/10/2023 | 213280083 | 10/10/2023
Manitowoc Ice, Inc. | Manitowoc | IYT0750A-261X | Ice-making Head | Air-Cooled Condenser | Cube | Batch | 575 | 5.12 |  |  |  |  | Federally-Regulated Commercial & Industrial Equipment | 10/10/2023 | 211635227 | 10/10/2023
Manitowoc Ice, Inc. | Manitowoc | IYT1200W-263A | Ice-making Head | Water-Cooled Condenser | Cube | Batch | 965 | 4 | 4.15 | 140 | 178.8 |  | Federally-Regulated Commercial & Industrial Equipment | 07/06/2023 | 205652341 | 10/10/2023
Manitowoc Ice, Inc. | Manitowoc | IDT0620W-161 | Ice-making Head | Water-Cooled Condenser | Cube | Batch | 450 | 4.13 |  | 140 |  |  | Federally-Regulated Commercial & Industrial Equipment | 10/10/2023 | 201753783 | 10/10/2023
Manitowoc Ice, Inc. | Manitowoc | IDF1400C-161*CVDF1400-261A | Both Remote Condensing & Remot | Air-Cooled Condenser | Cube | Batch | 1120 | 4.75 |  |  |  |  | Federally-Regulated Commercial & Industrial Equipment | 10/10/2023 | 202634441 | 10/10/2023
Manitowoc Ice, Inc. | Manitowoc | RFF1220C-261*RCUF1200-261 | Both Remote Condensing & Remot | Air-Cooled Condenser | Flake | Continuous | 958 | 3.98 |  |  |  | 1.28 | Federally-Regulated Commercial & Industrial Equipment | 10/10/2023 | 201797132 | 10/10/2023
Manitowoc Ice, Inc. | Manitowoc | IRT1900N-261E*JCT1500-261 | Remote Condensing w/o Remote C | Air-Cooled Condenser | Cube | Batch | 1545 | 4.26 |  |  |  |  | Federally-Regulated Commercial & Industrial Equipment | 10/10/2023 | 204517893 | 10/10/2023
Manitowoc Ice, Inc. | Manitowoc | IDT1200C-161*CVDT1200-261A | Both Remote Condensing & Remot | Air-Cooled Condenser | Cube | Batch | 975 | 4.6 |  |  |  |  | Federally-Regulated Commercial & Industrial Equipment | 10/10/2023 | 203401616 | 10/10/2023
Manitowoc Ice, Inc. | Manitowoc | IYT1900A-263E | Ice-making Head | Air-Cooled Condenser | Cube | Batch | 1535 | 4.6 |  |  |  |  | Federally-Regulated Commercial & Industrial Equipment | 10/10/2023 | 204443937 | 10/10/2023
Manitowoc Ice, Inc. | Manitowoc | IYT0900A-261X | Ice-making Head | Air-Cooled Condenser | Cube | Batch | 719 | 4.7 |  |  |  |  | Federally-Regulated Commercial & Industrial Equipment | 10/10/2023 | 211900355 | 10/10/2023
Manitowoc Ice, Inc. | Manitowoc | IYT0420W-161 | Ice-making Head | Water-Cooled Condenser | Cube | Batch | 425 | 4.24 |  | 140 |  |  | Federally-Regulated Commercial & Industrial Equipment | 10/10/2023 | 201753772 | 10/10/2023
Manitowoc Ice, Inc. | Manitowoc | IDT0450W-161 | Ice-making Head | Water-Cooled Condenser | Cube | Batch | 360 | 4.75 |  | 140 |  |  | Federally-Regulated Commercial & Industrial Equipment | 10/10/2023 | 201753774 | 10/10/2023
Manitowoc Ice, Inc. | Manitowoc | IYT0900W-261 | Ice-making Head | Water-Cooled Condenser | Cube | Batch | 665 | 4.02 |  | 135 |  |  | Federally-Regulated Commercial & Industrial Equipment | 10/10/2023 | 202864339 | 10/10/2023
Manitowoc Ice, Inc. | Manitowoc | IDF0600N-261A*JCF0900-261 | Remote Condensing w/o Remote C | Air-Cooled Condenser | Cube | Batch | 540 | 6 |  |  |  |  | Federally-Regulated Commercial & Industrial Equipment | 10/10/2023 | 203458628 | 10/10/2023
Manitowoc Ice, Inc. | Manitowoc | IYT0300A-161 | Ice-making Head | Air-Cooled Condenser | Cube | Batch | 230 | 5.99 |  |  |  |  | Federally-Regulated Commercial & Industrial Equipment | 10/10/2023 | 205574627 | 10/10/2023
Manitowoc Ice, Inc. | Manitowoc | IYT0500A-261 | Ice-making Head | Air-Cooled Condenser | Cube | Batch | 421 | 5.05 |  |  |  |  | Federally-Regulated Commercial & Industrial Equipment | 10/10/2023 | 201753791 | 10/10/2023
Manitowoc Ice, Inc. | Manitowoc | IDT1500N-261E*JCT1500-261 | Remote Condensing w/o Remote C | Air-Cooled Condenser | Cube | Batch | 1523 | 3.9 |  |  |  |  | Federally-Regulated Commercial & Industrial Equipment | 10/10/2023 | 204517890 | 10/10/2023
Manitowoc Ice, Inc. | Manitowoc | IYT1200W-263 | Ice-making Head | Water-Cooled Condenser | Cube | Batch | 1050 | 3.78 |  | 140 |  |  | Federally-Regulated Commercial & Industrial Equipment | 07/06/2023 | 201755787 | 10/10/2023
Manitowoc Ice, Inc. | Manitowoc | IDT0450A-161P | Ice-making Head | Air-Cooled Condenser | Cube | Batch | 358 | 5.63 |  |  |  |  | Federally-Regulated Commercial & Industrial Equipment | 10/10/2023 | 211272529 | 10/10/2023
Manitowoc Ice, Inc. | Manitowoc | IDT0300A-261 | Ice-making Head | Air-Cooled Condenser | Cube | Batch | 230 | 6.35 |  |  |  |  | Federally-Regulated Commercial & Industrial Equipment | 10/10/2023 | 205574626 | 10/10/2023
Manitowoc Ice, Inc. | Manitowoc | IDT0450W-261 | Ice-making Head | Water-Cooled Condenser | Cube | Batch | 360 | 4.75 |  | 140 |  |  | Federally-Regulated Commercial & Industrial Equipment | 10/10/2023 | 201753775 | 10/10/2023
Manitowoc Ice, Inc. | Manitowoc | IYT1200N-263A*JCT1200-261 | Remote Condensing w/o Remote C | Air-Cooled Condenser | Cube | Batch | 1030 | 4.43 | 4.59 |  |  |  | Federally-Regulated Commercial & Industrial Equipment | 07/06/2023 | 203999059 | 10/10/2023
Manitowoc Ice, Inc. | Manitowoc | UDF0240A-261 | Self-Contained | Air-Cooled Condenser | Cube | Batch | 148 | 7.95 |  |  |  |  | Federally-Regulated Commercial & Industrial Equipment | 10/10/2023 | 10612536 | 10/10/2023
Manitowoc Ice, Inc. | Manitowoc | IDT0500A-161X | Ice-making Head | Air-Cooled Condenser | Cube | Batch | 400 | 5.25 |  |  |  |  | Federally-Regulated Commercial & Industrial Equipment | 10/10/2023 | 210227912 | 10/10/2023
Manitowoc Ice, Inc. | Manitowoc | IDT1900N-261E*JCT1500-261 | Remote Condensing w/o Remote C | Air-Cooled Condenser | Cube | Batch | 1643 | 4.02 |  |  |  |  | Federally-Regulated Commercial & Industrial Equipment | 10/10/2023 | 204517895 | 10/10/2023
Manitowoc Ice, Inc. | Manitowoc | IDT0420A-161 | Ice-making Head | Air-Cooled Condenser | Cube | Batch | 375 | 5.6 |  |  |  |  | Federally-Regulated Commercial & Industrial Equipment | 10/10/2023 | 201753767 | 10/10/2023
Manitowoc Ice, Inc. | Manitowoc | UYF0190A-161 | Self-Contained | Air-Cooled Condenser | Cube | Batch | 135 | 8.67 |  |  |  |  | Federally-Regulated Commercial & Industrial Equipment | 10/10/2023 | 203999062 | 10/10/2023
Manitowoc Ice, Inc. | Manitowoc | IDT1200A-261 | Ice-making Head | Air-Cooled Condenser | Cube | Batch | 950 | 4.8 |  |  |  |  | Federally-Regulated Commercial & Industrial Equipment | 10/10/2023 | 201755781 | 10/10/2023
Manitowoc Ice, Inc. | Manitowoc | IYF2100C-161*CVDF2100-261 | Both Remote Condensing & Remot | Air-Cooled Condenser | Cube | Batch | 1600 | 4.75 |  |  |  |  | Federally-Regulated Commercial & Industrial Equipment | 07/06/2023 | 202358896 | 10/10/2023
Manitowoc Ice, Inc. | Manitowoc | SYT3000W-263H | Ice-making Head | Water-Cooled Condenser | Cube | Batch | 2584 | 3.72 |  | 140 |  |  | Federally-Regulated Commercial & Industrial Equipment | 10/10/2023 | 202177363 | 10/10/2023
Manitowoc Ice, Inc. | Manitowoc | IYT1900W-261E | Ice-making Head | Water-Cooled Condenser | Cube | Batch | 1758 | 3.44 |  | 145 |  |  | Federally-Regulated Commercial & Industrial Equipment | 10/10/2023 | 204443940 | 10/10/2023
Manitowoc Ice, Inc. | Manitowoc | RNF1100A-261 | Ice-making Head | Air-Cooled Condenser | Other | Continuous | 825 | 4.94 |  |  |  | 1.1 | Federally-Regulated Commercial & Industrial Equipment | 10/10/2023 | 201797128 | 10/10/2023
Manitowoc Ice, Inc. | Manitowoc | IDT1500W-261A | Ice-making Head | Water-Cooled Condenser | Cube | Batch | 1390 | 3.63 |  | 145 |  |  | Federally-Regulated Commercial & Industrial Equipment | 10/10/2023 | 203925696 | 10/10/2023
Scotsman Ice Systems | Scotsman | C1030MR-32F*ERC311-32E | Remote Condensing w/o Remote C | Air-Cooled Condenser | Cube | Batch | 869 | 4.97 |  |  |  |  | Federally-Regulated Commercial & Industrial Equipment | 07/06/2023 | 207641358 | 10/10/2023
Scotsman Ice Systems | Scotsman | C0630MA-32E | Ice-making Head | Air-Cooled Condenser | Cube | Batch | 474 | 5.63 | 5.87 |  |  |  | Federally-Regulated Commercial & Industrial Equipment | 07/06/2023 | 10268731 | 10/10/2023
Scotsman Ice Systems | Scotsman | SCN60PA-1SS, -1SU | Self-Contained | Air-Cooled Condenser | Flake | Continuous | 56 | 10.52 | 12.54 |  |  | 1.18 | Federally-Regulated Commercial & Industrial Equipment | 07/06/2023 | 10221205 | 10/10/2023
Scotsman Ice Systems | Scotsman | C0530SW-1E | Ice-making Head | Water-Cooled Condenser | Cube | Batch | 354 | 5.04 | 5.12 | 118 | 192.2 |  | Federally-Regulated Commercial & Industrial Equipment | 07/06/2023 | 201753669 | 10/10/2023
Scotsman Ice Systems | Scotsman | C0322MA-32E | Ice-making Head | Air-Cooled Condenser | Cube | Batch | 232 | 6.95 | 7.14 |  |  |  | Federally-Regulated Commercial & Industrial Equipment | 07/06/2023 | 10014925 | 10/10/2023
Scotsman Ice Systems | Scotsman | UF424A-1A | Self-Contained | Air-Cooled Condenser | Flake | Continuous | 310 | 4.58 | 7.54 |  |  | 1.59 | Federally-Regulated Commercial & Industrial Equipment | 07/06/2023 | 10581200 | 10/10/2023
Scotsman Ice Systems | Scotsman | C0530SR-1#*ERC111-1# | Remote Condensing w/o Remote C | Air-Cooled Condenser | Cube | Batch | 400 | 6.5 | 6.6 |  |  |  | Federally-Regulated Commercial & Industrial Equipment | 07/06/2023 | 3299003 | 10/10/2023
Scotsman Ice Systems | Scotsman | NS0922R-32B*ERC311-32E | Remote Condensing w/o Remote C | Air-Cooled Condenser | Flake | Continuous | 754 | 3.91 |  |  |  | 1.18 | Federally-Regulated Commercial & Industrial Equipment | 07/06/2023 | 207348609 | 10/10/2023
Scotsman Ice Systems | Scotsman | FS0822W-32B | Ice-making Head | Water-Cooled Condenser | Flake | Continuous | 581 | 3.41 |  | 87 |  | 1.38 | Federally-Regulated Commercial & Industrial Equipment | 07/06/2023 | 207348593 | 10/10/2023
Scotsman Ice Systems | Scotsman | C0522SA-1E | Ice-making Head | Air-Cooled Condenser | Cube | Batch | 340 | 5.94 | 6.2 |  |  |  | Federally-Regulated Commercial & Industrial Equipment | 07/06/2023 | 9952218 | 10/10/2023
Scotsman Ice Systems | Scotsman | MC0830MA-32A | Ice-making Head | Air-Cooled Condenser | Cube | Batch | 718 | 4.99 |  |  |  |  | Federally-Regulated Commercial & Industrial Equipment | 07/06/2023 | 211039401 | 10/10/2023
Scotsman Ice Systems | Scotsman | EH222SL-1E*ECC1410-32E | Both Remote Condensing & Remot | Air-Cooled Condenser | Cube | Batch | 827 | 4.98 | 5.14 |  |  |  | Federally-Regulated Commercial & Industrial Equipment | 07/06/2023 | 201753641 | 10/10/2023
Scotsman Ice Systems | Scotsman | C0530SA-1E | Ice-making Head | Air-Cooled Condenser | Cube | Batch | 361 | 5.68 |  |  |  |  | Federally-Regulated Commercial & Industrial Equipment | 07/06/2023 | 202348425 | 10/10/2023
Scotsman Ice Systems | Scotsman | C1448MW-3E | Ice-making Head | Water-Cooled Condenser | Cube | Batch | 1340 | 3.65 | 4.04 | 100 | 170.5 |  | Federally-Regulated Commercial & Industrial Equipment | 07/06/2023 | 10445117 | 10/10/2023
Scotsman Ice Systems | Scotsman | CU2026SA-1E | Self-Contained | Air-Cooled Condenser | Cube | Batch | 145 | 7.23 | 8.75 |  |  |  | Federally-Regulated Commercial & Industrial Equipment | 07/06/2023 | 10447379 | 10/10/2023
Scotsman Ice Systems | Scotsman | C2148SR-32E*ERC611-32E | Remote Condensing w/o Remote C | Air-Cooled Condenser | Cube | Batch | 1746 | 4.53 | 4.59 |  |  |  | Federally-Regulated Commercial & Industrial Equipment | 07/06/2023 | 201753643 | 10/10/2023
Scotsman Ice Systems | Scotsman | C0522SW-1E | Ice-making Head | Water-Cooled Condenser | Cube | Batch | 409 | 4.48 | 5.02 | 152 | 191 |  | Federally-Regulated Commercial & Industrial Equipment | 07/06/2023 | 10014932 | 10/10/2023
Scotsman Ice Systems | Scotsman | C0530SA-32# | Ice-making Head | Air-Cooled Condenser | Cube | Batch | 380 | 5.8 | 6.1 |  |  |  | Federally-Regulated Commercial & Industrial Equipment | 07/06/2023 | 5820770 | 10/10/2023
Scotsman Ice Systems | Scotsman | CU1526MW-1E | Self-Contained | Water-Cooled Condenser | Cube | Batch | 130 | 6.58 | 7.03 | 135 | 186.9 |  | Federally-Regulated Commercial & Industrial Equipment | 07/06/2023 | 10447385 | 10/10/2023
Scotsman Ice Systems | Scotsman | C1848SR-3E*ERC611-32E | Remote Condensing w/o Remote C | Air-Cooled Condenser | Cube | Batch | 1662 | 4.3 | 4.59 |  |  |  | Federally-Regulated Commercial & Industrial Equipment | 07/06/2023 | 10595462 | 10/10/2023
Scotsman Ice Systems | Scotsman | MC0722SA-32A | Ice-making Head | Air-Cooled Condenser | Cube | Batch | 566 | 5.26 |  |  |  |  | Federally-Regulated Commercial & Industrial Equipment | 07/06/2023 | 211039619 | 10/10/2023
Scotsman Ice Systems | Scotsman | C1030MW-32F | Ice-making Head | Water-Cooled Condenser | Cube | Batch | 929 | 3.96 |  | 167 |  |  | Federally-Regulated Commercial & Industrial Equipment | 07/06/2023 | 207641354 | 10/10/2023
Scotsman Ice Systems | Scotsman | MC0330MA-32A | Ice-making Head | Air-Cooled Condenser | Cube | Batch | 288 | 6.23 |  |  |  |  | Federally-Regulated Commercial & Industrial Equipment | 07/06/2023 | 211039383 | 10/10/2023
Scotsman Ice Systems | Scotsman | C0522SA-32E | Ice-making Head | Air-Cooled Condenser | Cube | Batch | 340 | 5.94 | 6.2 |  |  |  | Federally-Regulated Commercial & Industrial Equipment | 07/06/2023 | 9952220 | 10/10/2023
Scotsman Ice Systems | Scotsman | MC222SL-1A*ECC1410-3E | Remote Condensing w/o Remote C | Air-Cooled Condenser | Cube | Batch | 827 | 4.98 |  |  |  |  | Federally-Regulated Commercial & Industrial Equipment | 07/06/2023 | 211039439 | 10/10/2023
Scotsman Ice Systems | Scotsman | MC1848MR-32A*ERC611-32E | Remote Condensing w/o Remote C | Air-Cooled Condenser | Cube | Batch | 1662 | 4.3 |  |  |  |  | Federally-Regulated Commercial & Industrial Equipment | 07/06/2023 | 211039428 | 10/10/2023
Scotsman Ice Systems | Scotsman | UC2024MW-1A | Self-Contained | Water-Cooled Condenser | Cube | Batch | 176 | 4.91 |  | 111 |  |  | Federally-Regulated Commercial & Industrial Equipment | 07/06/2023 | 205995169 | 10/10/2023
Scotsman Ice Systems | Scotsman | NH0622R-1B*ERC111-1E | Remote Condensing w/o Remote C | Air-Cooled Condenser | Flake | Continuous | 494 | 5.11 |  |  |  | 1.14 | Federally-Regulated Commercial & Industrial Equipment | 07/06/2023 | 207348595 | 10/10/2023
Scotsman Ice Systems | Scotsman | UC2024MA-1A | Self-Contained | Air-Cooled Condenser | Cube | Batch | 166 | 6.27 |  |  |  |  | Federally-Regulated Commercial & Industrial Equipment | 07/06/2023 | 205995167 | 10/10/2023
Scotsman Ice Systems | Scotsman | MC0830MA-3A | Ice-making Head | Air-Cooled Condenser | Cube | Batch | 718 | 4.99 |  |  |  |  | Federally-Regulated Commercial & Industrial Equipment | 07/06/2023 | 211039402 | 10/10/2023
Scotsman Ice Systems | Scotsman | UC2724MA-1A | Self-Contained | Air-Cooled Condenser | Cube | Batch | 202 | 7.05 |  |  |  |  | Federally-Regulated Commercial & Industrial Equipment | 07/06/2023 | 205995171 | 10/10/2023
Scotsman Ice Systems | Scotsman | HID312AW-1# | Self-Contained | Air-Cooled Condenser | Flake | Continuous | 220 | 4.9 |  |  |  | 1.19 | Federally-Regulated Commercial & Industrial Equipment | 07/06/2023 | 8200983 | 10/10/2023
Scotsman Ice Systems | Scotsman | FME2404AS-32E | Ice-making Head | Air-Cooled Condenser | Flake | Continuous | 1792 | 3.35 | 5.61 |  |  | 1.61 | Federally-Regulated Commercial & Industrial Equipment | 07/06/2023 | 10498182 | 10/10/2023
Scotsman Ice Systems | Scotsman | C0830SW-32# | Ice-making Head | Water-Cooled Condenser | Cube | Batch | 832 | 4 | 4.21 | 136 | 181.7 |  | Federally-Regulated Commercial & Industrial Equipment | 07/06/2023 | 5927075 | 10/10/2023
Scotsman Ice Systems | Scotsman | NS1322R-32B*ERC311-32E | Remote Condensing w/o Remote C | Air-Cooled Condenser | Flake | Continuous | 1077 | 3.88 |  |  |  | 1.2 | Federally-Regulated Commercial & Industrial Equipment | 07/06/2023 | 207348620 | 10/10/2023
Scotsman Ice Systems | Scotsman | C0630SR-32E*ERC311-32E | Remote Condensing w/o Remote C | Air-Cooled Condenser | Cube | Batch | 540 | 5.35 | 6.12 |  |  |  | Federally-Regulated Commercial & Industrial Equipment | 07/06/2023 | 10272974 | 10/10/2023
Scotsman Ice Systems | Scotsman | C1030SA-32F | Ice-making Head | Air-Cooled Condenser | Cube | Batch | 810 | 4.84 |  |  |  |  | Federally-Regulated Commercial & Industrial Equipment | 07/06/2023 | 207641353 | 10/10/2023
Scotsman Ice Systems | Scotsman | NH1322A-32B | Ice-making Head | Air-Cooled Condenser | Flake | Continuous | 866 | 4.55 |  |  |  | 1.17 | Federally-Regulated Commercial & Industrial Equipment | 07/06/2023 | 207348614 | 10/10/2023
Scotsman Ice Systems | Scotsman | C1848MW-32E | Ice-making Head | Water-Cooled Condenser | Cube | Batch | 1668 | 3.92 | 4 | 138 | 163.3 |  | Federally-Regulated Commercial & Industrial Equipment | 07/06/2023 | 10595457 | 10/10/2023
Scotsman Ice Systems | Scotsman | MC1448MR-3A*ERC311-32E | Remote Condensing w/o Remote C | Air-Cooled Condenser | Cube | Batch | 1258 | 4.34 |  |  |  |  | Federally-Regulated Commercial & Industrial Equipment | 07/06/2023 | 211039420 | 10/10/2023
Scotsman Ice Systems | Scotsman | C1030MR-3E*ERC311-32E | Remote Condensing w/o Remote C | Air-Cooled Condenser | Cube | Batch | 842 | 4.99 | 5.09 |  |  |  | Federally-Regulated Commercial & Industrial Equipment | 07/06/2023 | 10349169 | 10/10/2023
Scotsman Ice Systems | Scotsman | UC2024SA-1A | Self-Contained | Air-Cooled Condenser | Cube | Batch | 166 | 6.27 |  |  |  |  | Federally-Regulated Commercial & Industrial Equipment | 07/06/2023 | 205995168 | 10/10/2023
Scotsman Ice Systems | Scotsman | CU0715MA-1# | Self-Contained | Air-Cooled Condenser | Cube | Batch | 58 | 11 |  |  |  |  | Federally-Regulated Commercial & Industrial Equipment | 07/06/2023 | 6970223 | 10/10/2023
Scotsman Ice Systems | Scotsman | UN1520A-1A | Self-Contained | Air-Cooled Condenser | Flake | Continuous | 125 | 5.23 | 10.47 |  |  | 1.22 | Federally-Regulated Commercial & Industrial Equipment | 07/06/2023 | 204713833 | 10/10/2023
Scotsman Ice Systems | Scotsman | MC0530MW-1A | Ice-making Head | Water-Cooled Condenser | Cube | Batch | 354 | 5.04 |  | 118 |  |  | Federally-Regulated Commercial & Industrial Equipment | 07/06/2023 | 211039389 | 10/10/2023
Scotsman Ice Systems | Scotsman | MC0630SA-32A | Ice-making Head | Air-Cooled Condenser | Cube | Batch | 474 | 5.63 |  |  |  |  | Federally-Regulated Commercial & Industrial Equipment | 07/06/2023 | 211039397 | 10/10/2023
Scotsman Ice Systems | Scotsman | C0630MR-32E*ERC311-32E | Remote Condensing w/o Remote C | Air-Cooled Condenser | Cube | Batch | 540 | 5.35 | 6.12 |  |  |  | Federally-Regulated Commercial & Industrial Equipment | 07/06/2023 | 10272649 | 10/10/2023
Scotsman Ice Systems | Scotsman | MC0630SW-32A | Ice-making Head | Water-Cooled Condenser | Cube | Batch | 573 | 4.1 |  | 160 |  |  | Federally-Regulated Commercial & Industrial Equipment | 07/06/2023 | 211039399 | 10/10/2023
Scotsman Ice Systems | Scotsman | CU1526SW-1E | Self-Contained | Water-Cooled Condenser | Cube | Batch | 130 | 6.58 | 7.03 | 135 | 186.9 |  | Federally-Regulated Commercial & Industrial Equipment | 07/06/2023 | 10447386 | 10/10/2023
Scotsman Ice Systems | Scotsman | FS1222R-3B*ERC311-32E | Remote Condensing w/o Remote C | Air-Cooled Condenser | Flake | Continuous | 875 | 3.35 |  |  |  | 1.37 | Federally-Regulated Commercial & Industrial Equipment | 07/06/2023 | 207348612 | 10/10/2023
Scotsman Ice Systems | Scotsman | MC0830SA-3A | Ice-making Head | Air-Cooled Condenser | Cube | Batch | 718 | 4.99 |  |  |  |  | Federally-Regulated Commercial & Industrial Equipment | 07/06/2023 | 211039406 | 10/10/2023
Scotsman Ice Systems | Scotsman | UN1215A-1A | Self-Contained | Air-Cooled Condenser | Flake | Continuous | 84 | 6.73 | 11.7 |  |  | 1.2 | Federally-Regulated Commercial & Industrial Equipment | 07/06/2023 | 204713832 | 10/10/2023
Scotsman Ice Systems | Scotsman | UN0815A-1A | Self-Contained | Air-Cooled Condenser | Flake | Continuous | 55 | 7.11 | 12.57 |  |  | 1.32 | Federally-Regulated Commercial & Industrial Equipment | 07/06/2023 | 204713831 | 10/10/2023
Scotsman Ice Systems | Scotsman | C0522SW-32E | Ice-making Head | Water-Cooled Condenser | Cube | Batch | 409 | 4.48 | 5.02 | 152 | 191 |  | Federally-Regulated Commercial & Industrial Equipment | 07/06/2023 | 10014930 | 10/10/2023
Scotsman Ice Systems | Scotsman | C0830MA-3E | Ice-making Head | Air-Cooled Condenser | Cube | Batch | 718 | 4.99 | 5.26 |  |  |  | Federally-Regulated Commercial & Industrial Equipment | 07/06/2023 | 10271665 | 10/10/2023
Scotsman Ice Systems | Scotsman | MC1448SW-32A | Ice-making Head | Water-Cooled Condenser | Cube | Batch | 1340 | 3.7 |  | 100 |  |  | Federally-Regulated Commercial & Industrial Equipment | 07/06/2023 | 211039426 | 10/10/2023
Scotsman Ice Systems | Scotsman | EH430ML-1#*ECC1410-3# | Remote Condensing w/o Remote C | Air-Cooled Condenser | Cube | Batch | 1200 | 4.5 |  |  |  |  | Federally-Regulated Commercial & Industrial Equipment | 07/06/2023 | 8819753 | 10/10/2023
Scotsman Ice Systems | Scotsman | C0530SA-32E | Ice-making Head | Air-Cooled Condenser | Cube | Batch | 361 | 5.68 |  |  |  |  | Federally-Regulated Commercial & Industrial Equipment | 07/06/2023 | 202348427 | 10/10/2023
Scotsman Ice Systems | Scotsman | CU3030SA-32E | Self-Contained | Air-Cooled Condenser | Cube | Batch | 224 | 7.35 | 7.35 |  |  |  | Federally-Regulated Commercial & Industrial Equipment | 07/06/2023 | 10447384 | 10/10/2023
Scotsman Ice Systems | Scotsman | C1030SR-32E*ERC311-32E | Remote Condensing w/o Remote C | Air-Cooled Condenser | Cube | Batch | 842 | 4.99 | 5.09 |  |  |  | Federally-Regulated Commercial & Industrial Equipment | 07/06/2023 | 10349168 | 10/10/2023
Scotsman Ice Systems | Scotsman | C0330SA-1E | Ice-making Head | Air-Cooled Condenser | Cube | Batch | 288 | 6.23 | 6.45 |  |  |  | Federally-Regulated Commercial & Industrial Equipment | 07/06/2023 | 10271661 | 10/10/2023
Scotsman Ice Systems | Scotsman | C0530MW-1E | Ice-making Head | Water-Cooled Condenser | Cube | Batch | 354 | 5.04 | 5.12 | 118 | 192.2 |  | Federally-Regulated Commercial & Industrial Equipment | 07/06/2023 | 201753668 | 10/10/2023
Scotsman Ice Systems | Scotsman | NH0922R-1B*ERC111-1E | Remote Condensing w/o Remote C | Air-Cooled Condenser | Flake | Continuous | 717 | 4.36 |  |  |  | 1.15 | Federally-Regulated Commercial & Industrial Equipment | 07/06/2023 | 207348608 | 10/10/2023
Scotsman Ice Systems | Scotsman | UC2724MW-1A | Self-Contained | Water-Cooled Condenser | Cube | Batch | 219 | 5.68 |  | 112 |  |  | Federally-Regulated Commercial & Industrial Equipment | 07/06/2023 | 205995173 | 10/10/2023
Scotsman Ice Systems | Scotsman | MC0630MW-32A | Ice-making Head | Water-Cooled Condenser | Cube | Batch | 573 | 4.1 |  | 160 |  |  | Federally-Regulated Commercial & Industrial Equipment | 07/06/2023 | 211039396 | 10/10/2023
Scotsman Ice Systems | Scotsman | MC0522MW-1A | Ice-making Head | Water-Cooled Condenser | Cube | Batch | 409 | 4.48 |  | 152 |  |  | Federally-Regulated Commercial & Industrial Equipment | 07/06/2023 | 211039613 | 10/10/2023
Scotsman Ice Systems | Scotsman | GEMU090 | Self-Contained | Air-Cooled Condenser | Flake | Continuous | 56 | 10.52 | 12.54 |  |  | 1.18 | Federally-Regulated Commercial & Industrial Equipment | 07/06/2023 | 10581094 | 10/10/2023
Scotsman Ice Systems | Scotsman | CU3030SW-1E | Self-Contained | Water-Cooled Condenser | Cube | Batch | 282 | 5.22 | 5.7 | 150 | 182.1 |  | Federally-Regulated Commercial & Industrial Equipment | 07/06/2023 | 10447389 | 10/10/2023
Scotsman Ice Systems | Scotsman | MC1848MW-32A | Ice-making Head | Water-Cooled Condenser | Cube | Batch | 1668 | 3.92 |  | 138 |  |  | Federally-Regulated Commercial & Industrial Equipment | 07/06/2023 | 211039429 | 10/10/2023
Scotsman Ice Systems | Scotsman | C1448SA-3E | Ice-making Head | Air-Cooled Condenser | Cube | Batch | 1296 | 4.25 | 4.73 |  |  |  | Federally-Regulated Commercial & Industrial Equipment | 07/06/2023 | 10445114 | 10/10/2023
Scotsman Ice Systems | Scotsman | C1448MA-32E | Ice-making Head | Air-Cooled Condenser | Cube | Batch | 1296 | 4.25 | 4.73 |  |  |  | Federally-Regulated Commercial & Industrial Equipment | 07/06/2023 | 10445115 | 10/10/2023
Scotsman Ice Systems | Scotsman | MC1848SR-3A*ERC611-32E | Remote Condensing w/o Remote C | Air-Cooled Condenser | Cube | Batch | 1662 | 4.3 |  |  |  |  | Federally-Regulated Commercial & Industrial Equipment | 07/06/2023 | 211039432 | 10/10/2023
Scotsman Ice Systems | Scotsman | MC1448SA-3A | Ice-making Head | Air-Cooled Condenser | Cube | Batch | 1296 | 4.25 |  |  |  |  | Federally-Regulated Commercial & Industrial Equipment | 07/06/2023 | 211039423 | 10/10/2023
Scotsman Ice Systems | Scotsman | MC430ML-1A*ECC1410-3# | Remote Condensing w/o Remote C | Air-Cooled Condenser | Cube | Batch | 1200 | 4.5 |  |  |  |  | Federally-Regulated Commercial & Industrial Equipment | 07/06/2023 | 211039444 | 10/10/2023
Scotsman Ice Systems | Scotsman | MC1448MW-32A | Ice-making Head | Water-Cooled Condenser | Cube | Batch | 1340 | 3.7 |  | 100 |  |  | Federally-Regulated Commercial & Industrial Equipment | 07/06/2023 | 211039421 | 10/10/2023
Scotsman Ice Systems | Scotsman | C0522MW-1E | Ice-making Head | Water-Cooled Condenser | Cube | Batch | 409 | 4.48 | 5.02 | 152 | 191 |  | Federally-Regulated Commercial & Industrial Equipment | 07/06/2023 | 10014931 | 10/10/2023
Scotsman Ice Systems | Scotsman | C1030SW-32F | Ice-making Head | Water-Cooled Condenser | Cube | Batch | 929 | 3.96 |  | 167 |  |  | Federally-Regulated Commercial & Industrial Equipment | 07/06/2023 | 207641355 | 10/10/2023
Scotsman Ice Systems | Scotsman | HID312A-1# | Self-Contained | Air-Cooled Condenser | Flake | Continuous | 220 | 4.9 |  |  |  | 1.19 | Federally-Regulated Commercial & Industrial Equipment | 07/06/2023 | 8200982 | 10/10/2023
Scotsman Ice Systems | Scotsman | MC0522MA-32A | Ice-making Head | Air-Cooled Condenser | Cube | Batch | 340 | 5.94 |  |  |  |  | Federally-Regulated Commercial & Industrial Equipment | 07/06/2023 | 211039612 | 10/10/2023
Scotsman Ice Systems | Scotsman | MC0630MR-1A* | Remote Condensing w/o Remote C | Air-Cooled Condenser | Cube | Batch | 540 | 5.35 | 6.12 |  |  |  | Federally-Regulated Commercial & Industrial Equipment | 10/03/2023 | 213355468 | 10/10/2023
Scotsman Ice Systems | Scotsman | C1448SA-32E | Ice-making Head | Air-Cooled Condenser | Cube | Batch | 1296 | 4.25 | 4.73 |  |  |  | Federally-Regulated Commercial & Industrial Equipment | 07/06/2023 | 10445116 | 10/10/2023
Scotsman Ice Systems | Scotsman | C1448MW-32E | Ice-making Head | Water-Cooled Condenser | Cube | Batch | 1340 | 3.7 | 4.04 | 100 | 170.5 |  | Federally-Regulated Commercial & Industrial Equipment | 07/06/2023 | 10445119 | 10/10/2023
Scotsman Ice Systems | Scotsman | MC430ML-1A*ECC1410-32# | Remote Condensing w/o Remote C | Air-Cooled Condenser | Cube | Batch | 1200 | 4.5 |  |  |  |  | Federally-Regulated Commercial & Industrial Equipment | 07/06/2023 | 211039443 | 10/10/2023
Scotsman Ice Systems | Scotsman | MC0830MR-32A*ERC311-32# | Remote Condensing w/o Remote C | Air-Cooled Condenser | Cube | Batch | 780 | 4.7 |  |  |  |  | Federally-Regulated Commercial & Industrial Equipment | 07/06/2023 | 211039403 | 10/10/2023
Scotsman Ice Systems | Scotsman | FS0822R-1B*ERC111-1E | Remote Condensing w/o Remote C | Air-Cooled Condenser | Flake | Continuous | 589 | 4.22 |  |  |  | 1.38 | Federally-Regulated Commercial & Industrial Equipment | 07/06/2023 | 207348596 | 10/10/2023
Scotsman Ice Systems | Scotsman | MC0830SR-32A*ERC311-32# | Remote Condensing w/o Remote C | Air-Cooled Condenser | Cube | Batch | 780 | 4.7 |  |  |  |  | Federally-Regulated Commercial & Industrial Equipment | 10/10/2023 | 211039407 | 10/10/2023
Scotsman Ice Systems | Scotsman | UC2724SA-1A | Self-Contained | Air-Cooled Condenser | Cube | Batch | 202 | 7.05 |  |  |  |  | Federally-Regulated Commercial & Industrial Equipment | 10/10/2023 | 205995172 | 10/10/2023
Scotsman Ice Systems | Scotsman | C2648MR-3E*PRC241-32E | Remote Condensing w/o Remote C | Air-Cooled Condenser | Cube | Batch | 2131 | 4.44 |  |  |  |  | Federally-Regulated Commercial & Industrial Equipment | 10/10/2023 | 201785783 | 10/10/2023
Scotsman Ice Systems | Scotsman | FS0822W-1B | Ice-making Head | Water-Cooled Condenser | Flake | Continuous | 581 | 3.41 |  | 87 |  | 1.38 | Federally-Regulated Commercial & Industrial Equipment | 10/10/2023 | 207348592 | 10/10/2023
Scotsman Ice Systems | Scotsman | FS0822A-1B | Ice-making Head | Air-Cooled Condenser | Flake | Continuous | 606 | 4.11 |  |  |  | 1.38 | Federally-Regulated Commercial & Industrial Equipment | 10/10/2023 | 207348587 | 10/10/2023
Scotsman Ice Systems | Scotsman | MC1848SA-32A | Ice-making Head | Air-Cooled Condenser | Cube | Batch | 1426 | 4.48 |  |  |  |  | Federally-Regulated Commercial & Industrial Equipment | 10/10/2023 | 211039430 | 10/10/2023
Scotsman Ice Systems | Scotsman | MC1448SA-32A | Ice-making Head | Air-Cooled Condenser | Cube | Batch | 1296 | 4.25 |  |  |  |  | Federally-Regulated Commercial & Industrial Equipment | 10/10/2023 | 211039422 | 10/10/2023
Scotsman Ice Systems | Scotsman | MC0522SW-1A | Ice-making Head | Water-Cooled Condenser | Cube | Batch | 409 | 4.48 |  | 152 |  |  | Federally-Regulated Commercial & Industrial Equipment | 10/10/2023 | 211039616 | 10/10/2023
Scotsman Ice Systems | Scotsman | C1848SA-32E | Ice-making Head | Air-Cooled Condenser | Cube | Batch | 1426 | 4.48 |  |  |  |  | Federally-Regulated Commercial & Industrial Equipment | 10/10/2023 | 10595456 | 10/10/2023
Scotsman Ice Systems | Scotsman | MC0322SW-32A | Ice-making Head | Water-Cooled Condenser | Cube | Batch | 292 | 5.23 |  | 144 |  |  | Federally-Regulated Commercial & Industrial Equipment | 10/10/2023 | 211039610 | 10/10/2023
Scotsman Ice Systems | Scotsman | UN324A-1A | Self-Contained | Air-Cooled Condenser | Flake | Continuous | 266 | 5.47 |  |  |  | 1.12 | Federally-Regulated Commercial & Industrial Equipment | 10/10/2023 | 10581202 | 10/10/2023
Scotsman Ice Systems | Scotsman | NH0922A-1B | Ice-making Head | Air-Cooled Condenser | Flake | Continuous | 676 | 4.23 |  |  |  | 1.15 | Federally-Regulated Commercial & Industrial Equipment | 10/10/2023 | 207348598 | 10/10/2023
Scotsman Ice Systems | Scotsman | UNC15NJ### | Self-Contained | Air-Cooled Condenser | Flake | Continuous | 56 | 10.52 |  |  |  | 1.18 | Federally-Regulated Commercial & Industrial Equipment | 10/10/2023 | 10238968 | 10/10/2023
Scotsman Ice Systems | Scotsman | MC1448MA-32A | Ice-making Head | Air-Cooled Condenser | Cube | Batch | 1296 | 4.25 |  |  |  |  | Federally-Regulated Commercial & Industrial Equipment | 10/10/2023 | 211039417 | 10/10/2023
Scotsman Ice Systems | Scotsman | MC1848MA-32A | Ice-making Head | Air-Cooled Condenser | Cube | Batch | 1426 | 4.48 |  |  |  |  | Federally-Regulated Commercial & Industrial Equipment | 10/10/2023 | 211039427 | 10/10/2023
Scotsman Ice Systems | Scotsman | C0830MR-32#*ERC311-32# | Remote Condensing w/o Remote C | Air-Cooled Condenser | Cube | Batch | 780 | 4.7 |  |  |  |  | Federally-Regulated Commercial & Industrial Equipment | 10/10/2023 | 5820778 | 10/10/2023
Scotsman Ice Systems | Scotsman | C0830SR-32#*ERC311-32# | Remote Condensing w/o Remote C | Air-Cooled Condenser | Cube | Batch | 780 | 4.7 |  |  |  |  | Federally-Regulated Commercial & Industrial Equipment | 10/10/2023 | 5628493 | 10/10/2023
Scotsman Ice Systems | Scotsman | NS0922A-1B | Ice-making Head | Air-Cooled Condenser | Flake | Continuous | 740 | 3.91 |  |  |  | 1.21 | Federally-Regulated Commercial & Industrial Equipment | 10/10/2023 | 207348597 | 10/10/2023
Scotsman Ice Systems | Scotsman | NS0922W-32A | Ice-making Head | Water-Cooled Condenser | Flake | Continuous | 817 | 3.01 |  | 123 |  | 1.22 | Federally-Regulated Commercial & Industrial Equipment | 10/10/2023 | 206362485 | 10/10/2023
Scotsman Ice Systems | Scotsman | C1030SR-3F*ERC311-32E | Remote Condensing w/o Remote C | Air-Cooled Condenser | Cube | Batch | 869 | 4.97 |  |  |  |  | Federally-Regulated Commercial & Industrial Equipment | 10/10/2023 | 207641357 | 10/10/2023
Scotsman Ice Systems | Scotsman | NH0922A-32B | Ice-making Head | Air-Cooled Condenser | Flake | Continuous | 676 | 4.23 |  |  |  | 1.15 | Federally-Regulated Commercial & Industrial Equipment | 10/10/2023 | 207348600 | 10/10/2023
Scotsman Ice Systems | Scotsman | MC1030SW-32A | Ice-making Head | Water-Cooled Condenser | Cube | Batch | 929 | 3.96 |  | 167 |  |  | Federally-Regulated Commercial & Industrial Equipment | 10/10/2023 | 211039416 | 10/10/2023
Scotsman Ice Systems | Scotsman | HID525A-1# | Self-Contained | Air-Cooled Condenser | Flake | Continuous | 365 | 5.5 |  |  |  | 1.16 | Federally-Regulated Commercial & Industrial Equipment | 10/10/2023 | 8200984 | 10/10/2023
Scotsman Ice Systems | Scotsman | C0322SA-1E | Ice-making Head | Air-Cooled Condenser | Cube | Batch | 232 | 6.95 |  |  |  |  | Federally-Regulated Commercial & Industrial Equipment | 10/10/2023 | 10014929 | 10/10/2023
Scotsman Ice Systems | Scotsman | MC0330SA-1A | Ice-making Head | Air-Cooled Condenser | Cube | Batch | 288 | 6.23 |  |  |  |  | Federally-Regulated Commercial & Industrial Equipment | 10/10/2023 | 211039385 | 10/10/2023
Scotsman Ice Systems | Scotsman | UF0915A-1A | Self-Contained | Air-Cooled Condenser | Flake | Continuous | 76 | 5.75 |  |  |  | 1.67 | Federally-Regulated Commercial & Industrial Equipment | 10/10/2023 | 204713834 | 10/10/2023
Scotsman Ice Systems | Scotsman | NS0922R-1B*ERC111-1E | Remote Condensing w/o Remote C | Air-Cooled Condenser | Flake | Continuous | 754 | 3.91 |  |  |  | 1.18 | Federally-Regulated Commercial & Industrial Equipment | 10/10/2023 | 207348607 | 10/10/2023
Scotsman Ice Systems | Scotsman | CU3030MA-1E | Self-Contained | Air-Cooled Condenser | Cube | Batch | 224 | 7.35 |  |  |  |  | Federally-Regulated Commercial & Industrial Equipment | 10/10/2023 | 10447381 | 10/10/2023
Scotsman Ice Systems | Scotsman | C0522MA-1E | Ice-making Head | Air-Cooled Condenser | Cube | Batch | 340 | 5.94 |  |  |  |  | Federally-Regulated Commercial & Industrial Equipment | 10/10/2023 | 9952217 | 10/10/2023
Scotsman Ice Systems | Scotsman | EH430SL-1#*ECC1410-32# | Remote Condensing w/o Remote C | Air-Cooled Condenser | Cube | Batch | 1200 | 4.5 |  |  |  |  | Federally-Regulated Commercial & Industrial Equipment | 10/10/2023 | 6749895 | 10/10/2023
Scotsman Ice Systems | Scotsman | C0530MA-32E | Ice-making Head | Air-Cooled Condenser | Cube | Batch | 361 | 5.68 |  |  |  |  | Federally-Regulated Commercial & Industrial Equipment | 10/10/2023 | 202348426 | 10/10/2023
Scotsman Ice Systems | Scotsman | C1448MR-3E*ERC311-32E | Remote Condensing w/o Remote C | Air-Cooled Condenser | Cube | Batch | 1258 | 4.34 |  |  |  |  | Federally-Regulated Commercial & Industrial Equipment | 10/10/2023 | 10445123 | 10/10/2023
Scotsman Ice Systems | Scotsman | C0630SW-32E | Ice-making Head | Water-Cooled Condenser | Cube | Batch | 573 | 4.1 |  | 160 |  |  | Federally-Regulated Commercial & Industrial Equipment | 10/10/2023 | 10268734 | 10/10/2023
Scotsman Ice Systems | Scotsman | NS1322W-3B | Ice-making Head | Water-Cooled Condenser | Flake | Continuous | 1115 | 3.11 |  | 94 |  | 1.22 | Federally-Regulated Commercial & Industrial Equipment | 10/10/2023 | 207348616 | 10/10/2023
Scotsman Ice Systems | Scotsman | CU1526SA-1E | Self-Contained | Air-Cooled Condenser | Cube | Batch | 101 | 9.49 |  |  |  |  | Federally-Regulated Commercial & Industrial Equipment | 10/10/2023 | 10447377 | 10/10/2023
Scotsman Ice Systems | Scotsman | HID540A-1# | Self-Contained | Air-Cooled Condenser | Flake | Continuous | 365 | 5.5 |  |  |  | 1.16 | Federally-Regulated Commercial & Industrial Equipment | 10/10/2023 | 8200986 | 10/10/2023
Scotsman Ice Systems | Scotsman | C0722SA-32E | Ice-making Head | Air-Cooled Condenser | Cube | Batch | 566 | 5.26 |  |  |  |  | Federally-Regulated Commercial & Industrial Equipment | 10/10/2023 | 9952216 | 10/10/2023
Scotsman Ice Systems | Scotsman | C1448SR-3E*ERC311-32E | Remote Condensing w/o Remote C | Air-Cooled Condenser | Cube | Batch | 1258 | 4.34 |  |  |  |  | Federally-Regulated Commercial & Industrial Equipment | 10/10/2023 | 10445124 | 10/10/2023
Scotsman Ice Systems | Scotsman | NS0922R-1A*ERC111-1E | Remote Condensing w/o Remote C | Air-Cooled Condenser | Flake | Continuous | 754 | 3.91 |  |  |  | 1.18 | Federally-Regulated Commercial & Industrial Equipment | 10/10/2023 | 206362490 | 10/10/2023
Scotsman Ice Systems | Scotsman | MC0522SA-32A | Ice-making Head | Air-Cooled Condenser | Cube | Batch | 340 | 5.94 |  |  |  |  | Federally-Regulated Commercial & Industrial Equipment | 10/10/2023 | 211039615 | 10/10/2023
Scotsman Ice Systems | Scotsman | NS0622A-1B | Ice-making Head | Air-Cooled Condenser | Flake | Continuous | 530 | 4.91 |  |  |  | 1.19 | Federally-Regulated Commercial & Industrial Equipment | 10/10/2023 | 207348585 | 10/10/2023
Scotsman Ice Systems | Scotsman | C2648SR-3E*PRC241-32E | Remote Condensing w/o Remote C | Air-Cooled Condenser | Cube | Batch | 2131 | 4.44 |  |  |  |  | Federally-Regulated Commercial & Industrial Equipment | 10/10/2023 | 201785784 | 10/10/2023
Scotsman Ice Systems | Scotsman | UN324W-1A | Self-Contained | Water-Cooled Condenser | Flake | Continuous | 281 | 4.55 |  | 95 |  | 1.12 | Federally-Regulated Commercial & Industrial Equipment | 10/10/2023 | 10581271 | 10/10/2023
Scotsman Ice Systems | Scotsman | MC0522MA-1A | Ice-making Head | Air-Cooled Condenser | Cube | Batch | 340 | 5.94 |  |  |  |  | Federally-Regulated Commercial & Industrial Equipment | 10/10/2023 | 211039611 | 10/10/2023
Scotsman Ice Systems | Scotsman | C1848MR-3E*ERC611-32E | Remote Condensing w/o Remote C | Air-Cooled Condenser | Cube | Batch | 1662 | 4.3 |  |  |  |  | Federally-Regulated Commercial & Industrial Equipment | 10/10/2023 | 10595461 | 10/10/2023
Scotsman Ice Systems | Scotsman | CU2026MA-1E | Self-Contained | Air-Cooled Condenser | Cube | Batch | 145 | 7.23 |  |  |  |  | Federally-Regulated Commercial & Industrial Equipment | 10/10/2023 | 10447378 | 10/10/2023
Scotsman Ice Systems | Scotsman | MC2148SR-3A*ERC611-32E | Remote Condensing w/o Remote C | Air-Cooled Condenser | Cube | Batch | 1746 | 4.53 |  |  |  |  | Federally-Regulated Commercial & Industrial Equipment | 10/10/2023 | 211039437 | 10/10/2023
Scotsman Ice Systems | Scotsman | MC1448SW-3A | Ice-making Head | Water-Cooled Condenser | Cube | Batch | 1340 | 3.65 |  | 100 |  |  | Federally-Regulated Commercial & Industrial Equipment | 10/10/2023 | 211039621 | 10/10/2023
Scotsman Ice Systems | Scotsman | MC0630MR-32A*ERC311-32E | Remote Condensing w/o Remote C | Air-Cooled Condenser | Cube | Batch | 540 | 5.35 |  |  |  |  | Federally-Regulated Commercial & Industrial Equipment | 10/10/2023 | 211039395 | 10/10/2023
Scotsman Ice Systems | Scotsman | C2148MR-3E*ERC611-32E | Remote Condensing w/o Remote C | Air-Cooled Condenser | Cube | Batch | 1746 | 4.53 |  |  |  |  | Federally-Regulated Commercial & Industrial Equipment | 10/10/2023 | 201785785 | 10/10/2023
Scotsman Ice Systems | Scotsman | MC1848SR-32A*ERC611-32E | Remote Condensing w/o Remote C | Air-Cooled Condenser | Cube | Batch | 1662 | 4.3 |  |  |  |  | Federally-Regulated Commercial & Industrial Equipment | 10/10/2023 | 211039431 | 10/10/2023
Scotsman Ice Systems | Scotsman | NS1322A-32A | Ice-making Head | Air-Cooled Condenser | Flake | Continuous | 954 | 4.11 |  |  |  | 1.22 | Federally-Regulated Commercial & Industrial Equipment | 10/10/2023 | 206362495 | 10/10/2023
Scotsman Ice Systems | Scotsman | EH330SL-1E*ECC1200-32E | Both Remote Condensing & Remot | Air-Cooled Condenser | Cube | Batch | 1103 | 4.55 |  |  |  |  | Federally-Regulated Commercial & Industrial Equipment | 10/10/2023 | 201753640 | 10/10/2023
Scotsman Ice Systems | Scotsman | FS1222A-3B | Ice-making Head | Air-Cooled Condenser | Flake | Continuous | 861 | 3.24 |  |  |  | 1.42 | Federally-Regulated Commercial & Industrial Equipment | 10/10/2023 | 207348602 | 10/10/2023
Scotsman Ice Systems | Scotsman | FS1522R-32B*ERC311-32E | Remote Condensing w/o Remote C | Air-Cooled Condenser | Flake | Continuous | 1133 | 3.66 |  |  |  | 1.35 | Federally-Regulated Commercial & Industrial Equipment | 10/10/2023 | 207348622 | 10/10/2023
Scotsman Ice Systems | Scotsman | MC1030SR-3A*ERC311-32E | Remote Condensing w/o Remote C | Air-Cooled Condenser | Cube | Batch | 869 | 4.97 |  |  |  |  | Federally-Regulated Commercial & Industrial Equipment | 10/10/2023 | 211039415 | 10/10/2023
Scotsman Ice Systems | Scotsman | NS0422A-1A | Ice-making Head | Air-Cooled Condenser | Flake | Continuous | 320 | 5.23 |  |  |  | 1.2 | Federally-Regulated Commercial & Industrial Equipment | 10/10/2023 | 206362461 | 10/10/2023
Scotsman Ice Systems | Scotsman | MC0830SA-32A | Ice-making Head | Air-Cooled Condenser | Cube | Batch | 718 | 4.99 |  |  |  |  | Federally-Regulated Commercial & Industrial Equipment | 10/10/2023 | 211039405 | 10/10/2023
Scotsman Ice Systems | Scotsman | NS0922W-3A | Ice-making Head | Water-Cooled Condenser | Flake | Continuous | 817 | 3.01 |  | 123 |  | 1.22 | Federally-Regulated Commercial & Industrial Equipment | 10/10/2023 | 206362486 | 10/10/2023
Scotsman Ice Systems | Scotsman | BC0530A-1A | Ice-making Head | Air-Cooled Condenser | Cube | Batch | 383 | 5.92 |  |  |  |  | Federally-Regulated Commercial & Industrial Equipment | 10/10/2023 | 205707978 | 10/10/2023
Scotsman Ice Systems | Scotsman | NS0922A-32A | Ice-making Head | Air-Cooled Condenser | Flake | Continuous | 740 | 3.91 |  |  |  | 1.21 | Federally-Regulated Commercial & Industrial Equipment | 10/10/2023 | 206362481 | 10/10/2023
Scotsman Ice Systems | Scotsman | NH0422W-1B | Ice-making Head | Water-Cooled Condenser | Flake | Continuous | 370 | 4.12 |  | 107 |  | 1.16 | Federally-Regulated Commercial & Industrial Equipment | 10/10/2023 | 207348584 | 10/10/2023
Scotsman Ice Systems | Scotsman | NH0622A-32B | Ice-making Head | Air-Cooled Condenser | Flake | Continuous | 466 | 5.65 |  |  |  | 1.15 | Federally-Regulated Commercial & Industrial Equipment | 10/10/2023 | 207348589 | 10/10/2023
Scotsman Ice Systems | Scotsman | C0530MA-1E | Ice-making Head | Air-Cooled Condenser | Cube | Batch | 361 | 5.68 |  |  |  |  | Federally-Regulated Commercial & Industrial Equipment | 10/10/2023 | 202348424 | 10/10/2023
Scotsman Ice Systems | Scotsman | C0722MA-32E | Ice-making Head | Air-Cooled Condenser | Cube | Batch | 566 | 5.26 |  |  |  |  | Federally-Regulated Commercial & Industrial Equipment | 10/10/2023 | 9952082 | 10/10/2023
Scotsman Ice Systems | Scotsman | C0330SW-1E | Ice-making Head | Water-Cooled Condenser | Cube | Batch | 326 | 4.97 |  | 139 |  |  | Federally-Regulated Commercial & Industrial Equipment | 10/10/2023 | 10498181 | 10/10/2023
Scotsman Ice Systems | Scotsman | MC1848SW-32A | Ice-making Head | Water-Cooled Condenser | Cube | Batch | 1668 | 3.92 |  | 138 |  |  | Federally-Regulated Commercial & Industrial Equipment | 10/10/2023 | 211039433 | 10/10/2023
Scotsman Ice Systems | Scotsman | MC0322SW-1A | Ice-making Head | Water-Cooled Condenser | Cube | Batch | 292 | 5.23 |  | 144 |  |  | Federally-Regulated Commercial & Industrial Equipment | 10/10/2023 | 211039609 | 10/10/2023
Scotsman Ice Systems | Scotsman | NS1322W-32B | Ice-making Head | Water-Cooled Condenser | Flake | Continuous | 1115 | 3.11 |  | 94 |  | 1.22 | Federally-Regulated Commercial & Industrial Equipment | 10/10/2023 | 207348618 | 10/10/2023
Scotsman Ice Systems | Scotsman | FS0522A-1B | Ice-making Head | Air-Cooled Condenser | Flake | Continuous | 372 | 4.65 |  |  |  | 1.4 | Federally-Regulated Commercial & Industrial Equipment | 10/10/2023 | 207348582 | 10/10/2023
Scotsman Ice Systems | Scotsman | C1030MW-32E | Ice-making Head | Water-Cooled Condenser | Cube | Batch | 908 | 4.04 |  | 134 |  |  | Federally-Regulated Commercial & Industrial Equipment | 10/10/2023 | 10349165 | 10/10/2023
Scotsman Ice Systems | Scotsman | C0322SW-32E | Ice-making Head | Water-Cooled Condenser | Cube | Batch | 292 | 5.23 |  | 144 |  |  | Federally-Regulated Commercial & Industrial Equipment | 10/10/2023 | 9973376 | 10/10/2023
Scotsman Ice Systems | Scotsman | C0830SA-32E | Ice-making Head | Air-Cooled Condenser | Cube | Batch | 718 | 4.99 |  |  |  |  | Federally-Regulated Commercial & Industrial Equipment | 10/10/2023 | 10271664 | 10/10/2023
Scotsman Ice Systems | Scotsman | NS0422A-1B | Ice-making Head | Air-Cooled Condenser | Flake | Continuous | 320 | 5.23 |  |  |  | 1.2 | Federally-Regulated Commercial & Industrial Equipment | 10/10/2023 | 207348580 | 10/10/2023
Scotsman Ice Systems | Scotsman | MC1030MR-3A*ERC311-32E | Remote Condensing w/o Remote C | Air-Cooled Condenser | Cube | Batch | 869 | 4.97 |  |  |  |  | Federally-Regulated Commercial & Industrial Equipment | 10/10/2023 | 211039411 | 10/10/2023
Scotsman Ice Systems | Scotsman | C0330MA-32E | Ice-making Head | Air-Cooled Condenser | Cube | Batch | 288 | 6.23 |  |  |  |  | Federally-Regulated Commercial & Industrial Equipment | 10/10/2023 | 10271662 | 10/10/2023
Scotsman Ice Systems | Scotsman | MC0322MW-1A | Ice-making Head | Water-Cooled Condenser | Cube | Batch | 292 | 5.23 |  | 144 |  |  | Federally-Regulated Commercial & Industrial Equipment | 10/10/2023 | 211039607 | 10/10/2023
Scotsman Ice Systems | Scotsman | FS1222W-32B | Ice-making Head | Water-Cooled Condenser | Flake | Continuous | 933 | 2.59 |  | 112 |  | 1.4 | Federally-Regulated Commercial & Industrial Equipment | 10/10/2023 | 207348606 | 10/10/2023
Scotsman Ice Systems | Scotsman | HID525AW-1# | Self-Contained | Air-Cooled Condenser | Flake | Continuous | 365 | 5.5 |  |  |  | 1.16 | Federally-Regulated Commercial & Industrial Equipment | 10/10/2023 | 8200985 | 10/10/2023
Scotsman Ice Systems | Scotsman | C1848SW-32E | Ice-making Head | Water-Cooled Condenser | Cube | Batch | 1668 | 3.92 |  | 138 |  |  | Federally-Regulated Commercial & Industrial Equipment | 10/10/2023 | 10595458 | 10/10/2023
Scotsman Ice Systems | Scotsman | C1448SW-32E | Ice-making Head | Water-Cooled Condenser | Cube | Batch | 1340 | 3.7 |  | 100 |  |  | Federally-Regulated Commercial & Industrial Equipment | 10/10/2023 | 10445120 | 10/10/2023
Scotsman Ice Systems | Scotsman | MC0630SR-32A*ERC311-32E | Remote Condensing w/o Remote C | Air-Cooled Condenser | Cube | Batch | 540 | 5.35 |  |  |  |  | Federally-Regulated Commercial & Industrial Equipment | 10/10/2023 | 211039398 | 10/10/2023
Scotsman Ice Systems | Scotsman | MC0530MA-1A | Ice-making Head | Air-Cooled Condenser | Cube | Batch | 361 | 5.68 |  |  |  |  | Federally-Regulated Commercial & Industrial Equipment | 10/10/2023 | 211039387 | 10/10/2023
Scotsman Ice Systems | Scotsman | NH1322W-32B | Ice-making Head | Water-Cooled Condenser | Flake | Continuous | 1033 | 3.38 |  | 109 |  | 1.14 | Federally-Regulated Commercial & Industrial Equipment | 10/10/2023 | 207348619 | 10/10/2023
Scotsman Ice Systems | Scotsman | NH0922W-32B | Ice-making Head | Water-Cooled Condenser | Flake | Continuous | 740 | 3.28 |  | 133 |  | 1.17 | Federally-Regulated Commercial & Industrial Equipment | 10/10/2023 | 207348605 | 10/10/2023
Scotsman Ice Systems | Scotsman | C1848SR-32E*ERC611-32E | Remote Condensing w/o Remote C | Air-Cooled Condenser | Cube | Batch | 1662 | 4.3 |  |  |  |  | Federally-Regulated Commercial & Industrial Equipment | 10/10/2023 | 10595460 | 10/10/2023
Scotsman Ice Systems | Scotsman | NH0622A-1B | Ice-making Head | Air-Cooled Condenser | Flake | Continuous | 466 | 5.65 |  |  |  | 1.15 | Federally-Regulated Commercial & Industrial Equipment | 10/10/2023 | 207348586 | 10/10/2023
Scotsman Ice Systems | Scotsman | C2148MR-32E*ERC611-32E | Remote Condensing w/o Remote C | Air-Cooled Condenser | Cube | Batch | 1746 | 4.53 |  |  |  |  | Federally-Regulated Commercial & Industrial Equipment | 10/10/2023 | 201753642 | 10/10/2023
Scotsman Ice Systems | Scotsman | EH430SL-1#*ECC1410-3# | Remote Condensing w/o Remote C | Air-Cooled Condenser | Cube | Batch | 1200 | 4.5 |  |  |  |  | Federally-Regulated Commercial & Industrial Equipment | 10/10/2023 | 6749896 | 10/10/2023
Scotsman Ice Systems | Scotsman | C0830SA-3E | Ice-making Head | Air-Cooled Condenser | Cube | Batch | 718 | 4.99 |  |  |  |  | Federally-Regulated Commercial & Industrial Equipment | 10/10/2023 | 10271666 | 10/10/2023
Scotsman Ice Systems | Scotsman | C1030SR-3E*ERC311-32E | Remote Condensing w/o Remote C | Air-Cooled Condenser | Cube | Batch | 842 | 4.99 |  |  |  |  | Federally-Regulated Commercial & Industrial Equipment | 10/10/2023 | 10349170 | 10/10/2023
Scotsman Ice Systems | Scotsman | MC2148SR-32A*ERC611-32E | Remote Condensing w/o Remote C | Air-Cooled Condenser | Cube | Batch | 1746 | 4.53 |  |  |  |  | Federally-Regulated Commercial & Industrial Equipment | 10/10/2023 | 211039436 | 10/10/2023
Scotsman Ice Systems | Scotsman | FS1222A-32B | Ice-making Head | Air-Cooled Condenser | Flake | Continuous | 861 | 3.24 |  |  |  | 1.42 | Federally-Regulated Commercial & Industrial Equipment | 10/10/2023 | 207348601 | 10/10/2023
Scotsman Ice Systems | Scotsman | MC1448SR-3A*ERC311-32E | Remote Condensing w/o Remote C | Air-Cooled Condenser | Cube | Batch | 1258 | 4.34 |  |  |  |  | Federally-Regulated Commercial & Industrial Equipment | 10/10/2023 | 211039425 | 10/10/2023
Scotsman Ice Systems | Scotsman | C1030MA-32E | Ice-making Head | Air-Cooled Condenser | Cube | Batch | 781 | 4.96 |  |  |  |  | Federally-Regulated Commercial & Industrial Equipment | 10/10/2023 | 202053813 | 10/10/2023
Scotsman Ice Systems | Scotsman | MC1030MW-32A | Ice-making Head | Water-Cooled Condenser | Cube | Batch | 929 | 3.96 |  | 167 |  |  | Federally-Regulated Commercial & Industrial Equipment | 10/10/2023 | 211039412 | 10/10/2023
Scotsman Ice Systems | Scotsman | C0530MA-32# | Ice-making Head | Air-Cooled Condenser | Cube | Batch | 380 | 5.8 |  |  |  |  | Federally-Regulated Commercial & Industrial Equipment | 10/10/2023 | 5820768 | 10/10/2023
Scotsman Ice Systems | Scotsman | NS0922A-32B | Ice-making Head | Air-Cooled Condenser | Flake | Continuous | 740 | 3.91 |  |  |  | 1.21 | Federally-Regulated Commercial & Industrial Equipment | 10/10/2023 | 207348599 | 10/10/2023
Scotsman Ice Systems | Scotsman | C0830MW-32# | Ice-making Head | Water-Cooled Condenser | Cube | Batch | 832 | 4 |  | 136 |  |  | Federally-Regulated Commercial & Industrial Equipment | 10/10/2023 | 8914349 | 10/10/2023
Scotsman Ice Systems | Scotsman | MC430SL-1A*ECC1410-3# | Remote Condensing w/o Remote C | Air-Cooled Condenser | Cube | Batch | 1200 | 4.5 |  |  |  |  | Federally-Regulated Commercial & Industrial Equipment | 10/10/2023 | 211039623 | 10/10/2023
Manitowoc Ice, Inc. | Manitowoc | SDF3000C-161*CVDF3000-263 | Both Remote Condensing & Remot | Air-Cooled Condenser | Cube | Batch | 2333 | 4.75 |  |  |  |  | Federally-Regulated Commercial & Industrial Equipment | 10/10/2023 | 201872168 | 10/24/2023
Manitowoc Ice, Inc. | Manitowoc | SDF3000C-161*CVDF3000-263 | Both Remote Condensing & Remot | Air-Cooled Condenser | Cube | Batch | 2333 | 4.75 |  |  |  |  | Federally-Regulated Commercial & Industrial Equipment | 10/10/2023 | 201872168 | 10/24/2023
Manitowoc Ice, Inc. | Manitowoc | IDT1500N-261A*JCT1500-261 | Remote Condensing w/o Remote C | Air-Cooled Condenser | Cube | Batch | 1452 | 4 |  |  |  |  | Federally-Regulated Commercial & Industrial Equipment | 10/10/2023 | 203925698 | 11/07/2023
Manitowoc Ice, Inc. | Manitowoc | IDT1500N-261A*JCT1500-261 | Remote Condensing w/o Remote C | Air-Cooled Condenser | Cube | Batch | 1452 | 4 |  |  |  |  | Federally-Regulated Commercial & Industrial Equipment | 10/10/2023 | 203925698 | 11/07/2023
Manitowoc Ice, Inc. | Manitowoc | IDT1500N-261A*JCT1500-261 | Remote Condensing w/o Remote C | Air-Cooled Condenser | Cube | Batch | 1452 | 4 |  |  |  |  | Federally-Regulated Commercial & Industrial Equipment | 10/10/2023 | 203925698 | 11/07/2023
Scotsman Ice Systems | Scotsman | BC0530A-1A | Ice-making Head | Air-Cooled Condenser | Cube | Batch | 383 | 5.92 |  |  |  |  | Federally-Regulated Commercial & Industrial Equipment | 10/10/2023 | 205707978 | 11/21/2023
Manitowoc Ice, Inc. | Manitowoc | IDT1900A-261E | Ice-making Head | Air-Cooled Condenser | Cube | Batch | 1470 | 4.62 |  |  |  |  | Federally-Regulated Commercial & Industrial Equipment | 10/10/2023 | 204443934 | 12/05/2023
Manitowoc Ice, Inc. | Manitowoc | IDT1900A-261E | Ice-making Head | Air-Cooled Condenser | Cube | Batch | 1470 | 4.62 |  |  |  |  | Federally-Regulated Commercial & Industrial Equipment | 10/10/2023 | 204443934 | 12/05/2023
Hoshizaki America | Hoshizaki | KM-901MRJ*URC-14F | Remote Condensing w/o Remote C | Air-Cooled Condenser | Cube | Batch | 780 | 4.75 | 5.3 |  |  |  | Federally-Regulated Commercial & Industrial Equipment | 10/10/2023 | 10565731 | 12/07/2023
Hoshizaki America | Hoshizaki | KM-520MRJ*URC-5F | Remote Condensing w/o Remote C | Air-Cooled Condenser | Cube | Batch | 495 | 4.8 | 6.28 |  |  |  | Federally-Regulated Commercial & Industrial Equipment | 10/10/2023 | 202181049 | 12/07/2023
Hoshizaki America | Hoshizaki | KM-1601MRJ*URC-22F | Remote Condensing w/o Remote C | Air-Cooled Condenser | Cube | Batch | 1550 | 4.35 | 4.59 |  |  |  | Federally-Regulated Commercial & Industrial Equipment | 10/10/2023 | 10201257 | 12/07/2023
Hoshizaki America | Hoshizaki | KM-1301SRJ*URC-14F | Remote Condensing w/o Remote C | Air-Cooled Condenser | Cube | Batch | 1260 | 4.28 | 4.59 |  |  |  | Federally-Regulated Commercial & Industrial Equipment | 10/10/2023 | 10273123 | 12/07/2023
Hoshizaki America | Hoshizaki | KM-660MRJ*URC-5F | Remote Condensing w/o Remote C | Air-Cooled Condenser | Cube | Batch | 570 | 5.25 |  |  |  |  | Federally-Regulated Commercial & Industrial Equipment | 10/10/2023 | 202195194 | 12/07/2023
Hoshizaki America | Hoshizaki | F-1501MRJ-C*URC-14F | Remote Condensing w/o Remote C | Air-Cooled Condenser | Flake | Continuous | 1054 | 4.5 | 5.06 |  |  | 1.12 | Federally-Regulated Commercial & Industrial Equipment | 10/10/2023 | 9118276 | 12/07/2023
Hoshizaki America | Hoshizaki | FD-650MRJ-C*URC-5F | Remote Condensing w/o Remote C | Air-Cooled Condenser | Flake | Continuous | 470 | 4.95 | 6.97 |  |  | 1.09 | Federally-Regulated Commercial & Industrial Equipment | 10/10/2023 | 202326770 | 12/07/2023
Hoshizaki America | Hoshizaki | F-2001MRJ*URC-22F | Remote Condensing w/o Remote C | Air-Cooled Condenser | Flake | Continuous | 1660 | 3.81 |  |  |  | 1.21 | Federally-Regulated Commercial & Industrial Equipment | 10/10/2023 | 202099149 | 12/07/2023
Hoshizaki America | Hoshizaki | FD-1002MRJ-CB*URC-5F | Remote Condensing w/o Remote C | Air-Cooled Condenser | Flake | Continuous | 680 | 4.94 |  |  |  | 1.13 | Federally-Regulated Commercial & Industrial Equipment | 10/10/2023 | 205651482 | 12/07/2023
Hoshizaki America | Hoshizaki | KM-901MRJ3*URC-14F | Remote Condensing w/o Remote C | Air-Cooled Condenser | Cube | Batch | 830 | 4.4 | 5.13 |  |  |  | Federally-Regulated Commercial & Industrial Equipment | 10/10/2023 | 10579450 | 12/07/2023
Hoshizaki America | Hoshizaki | F-1002MRJ*URC-5F | Remote Condensing w/o Remote C | Air-Cooled Condenser | Flake | Continuous | 722 | 4.51 | 5.51 |  |  | 1.19 | Federally-Regulated Commercial & Industrial Equipment | 10/10/2023 | 9135446 | 12/07/2023
Hoshizaki America | Hoshizaki | KMH-2100SRJ3*URC-22F | Remote Condensing w/o Remote C | Air-Cooled Condenser | Cube | Batch | 1925 | 3.67 | 4.59 |  |  |  | Federally-Regulated Commercial & Industrial Equipment | 10/10/2023 | 202066577 | 12/07/2023
Hoshizaki America | Hoshizaki | KM-2600SRJ3*URC-26J | Remote Condensing w/o Remote C | Air-Cooled Condenser | Cube | Batch | 2580 | 3.61 | 4.59 |  |  |  | Federally-Regulated Commercial & Industrial Equipment | 10/10/2023 | 10203221 | 12/07/2023
Hoshizaki America | Hoshizaki | KML-700MRJ*URC-9F | Remote Condensing w/o Remote C | Air-Cooled Condenser | Cube | Batch | 614 | 4.9 | 5.87 |  |  |  | Federally-Regulated Commercial & Industrial Equipment | 10/10/2023 | 9956464 | 12/07/2023
Hoshizaki America | Hoshizaki | F-1002MRJ-C*URC-5F | Remote Condensing w/o Remote C | Air-Cooled Condenser | Flake | Continuous | 680 | 4.94 | 5.76 |  |  | 1.13 | Federally-Regulated Commercial & Industrial Equipment | 10/10/2023 | 9135447 | 12/07/2023
Hoshizaki America | Hoshizaki | F-1501MRJ*URC-14F | Remote Condensing w/o Remote C | Air-Cooled Condenser | Flake | Continuous | 1181 | 4 | 5.06 |  |  | 1.36 | Federally-Regulated Commercial & Industrial Equipment | 10/10/2023 | 9118275 | 12/07/2023
Hoshizaki America | Hoshizaki | FD-1002MRJ-C*URC-5F | Remote Condensing w/o Remote C | Air-Cooled Condenser | Flake | Continuous | 680 | 4.94 | 5.76 |  |  | 1.13 | Federally-Regulated Commercial & Industrial Equipment | 10/10/2023 | 9135448 | 12/07/2023
Hoshizaki America | Hoshizaki | F-2001MRJ-C*URC-22F | Remote Condensing w/o Remote C | Air-Cooled Condenser | Flake | Continuous | 1500 | 4.35 | 5.06 |  |  | 1.09 | Federally-Regulated Commercial & Industrial Equipment | 10/10/2023 | 201928936 | 12/07/2023
Hoshizaki America | Hoshizaki | KM-1605SRJ3*URC-22F | Remote Condensing w/o Remote C | Air-Cooled Condenser | Cube | Batch | 1400 | 4.35 |  |  |  |  | Federally-Regulated Commercial & Industrial Equipment | 10/10/2023 | 206840475 | 12/07/2023
Hoshizaki America | Hoshizaki | KM-2200SRJ3*URC-22F | Remote Condensing w/o Remote C | Air-Cooled Condenser | Cube | Batch | 2075 | 3.75 | 4.59 |  |  |  | Federally-Regulated Commercial & Industrial Equipment | 10/10/2023 | 10247066 | 12/07/2023
Hoshizaki America | Hoshizaki | KM-1340MRJ3*URC-14F | Remote Condensing w/o Remote C | Air-Cooled Condenser | Cube | Batch | 1266 | 4.12 |  |  |  |  | Federally-Regulated Commercial & Industrial Equipment | 10/10/2023 | 202541508 | 12/07/2023
Hoshizaki America | Hoshizaki | KMH-2100SRJ*URC-22F | Remote Condensing w/o Remote C | Air-Cooled Condenser | Cube | Batch | 1850 | 3.75 | 4.59 |  |  |  | Federally-Regulated Commercial & Industrial Equipment | 10/10/2023 | 202087016 | 12/07/2023
Hoshizaki America | Hoshizaki | KM-1900SRJ3*URC-22F | Remote Condensing w/o Remote C | Air-Cooled Condenser | Cube | Batch | 1700 | 3.9 | 4.59 |  |  |  | Federally-Regulated Commercial & Industrial Equipment | 10/10/2023 | 10526036 | 12/07/2023
Hoshizaki America | Hoshizaki | KM-1605SRJ*URC-22F | Remote Condensing w/o Remote C | Air-Cooled Condenser | Cube | Batch | 1405 | 4.35 |  |  |  |  | Federally-Regulated Commercial & Industrial Equipment | 10/10/2023 | 206840474 | 12/07/2023
Hoshizaki America | Hoshizaki | F-1501MRJ-SC*URC-14F | Remote Condensing w/o Remote C | Air-Cooled Condenser | Crushed | Continuous | 1101 | 4.3 |  |  |  | 1.14 | Federally-Regulated Commercial & Industrial Equipment | 10/10/2023 | 204457695 | 12/07/2023
Hoshizaki America | Hoshizaki | F-2001MRJ3*URC-22F | Remote Condensing w/o Remote C | Air-Cooled Condenser | Flake | Continuous | 1675 | 3.9 | 5.06 |  |  | 1.22 | Federally-Regulated Commercial & Industrial Equipment | 10/10/2023 | 202099151 | 12/07/2023
Hoshizaki America | Hoshizaki | F-1002MRJ-SC*URC-5F | Remote Condensing w/o Remote C | Air-Cooled Condenser | Crushed | Continuous | 660 | 5.15 |  |  |  | 1.12 | Federally-Regulated Commercial & Industrial Equipment | 10/10/2023 | 204430394 | 12/07/2023
Hoshizaki America | Hoshizaki | KM-1900SRJ*URC-22F | Remote Condensing w/o Remote C | Air-Cooled Condenser | Cube | Batch | 1700 | 3.9 | 4.59 |  |  |  | Federally-Regulated Commercial & Industrial Equipment | 10/10/2023 | 10526035 | 12/07/2023
Hoshizaki America | Hoshizaki | KM-1100MRJ*URC-14F | Remote Condensing w/o Remote C | Air-Cooled Condenser | Cube | Batch | 1030 | 4.5 | 4.59 |  |  |  | Federally-Regulated Commercial & Industrial Equipment | 10/10/2023 | 10579984 | 12/07/2023
Hoshizaki America | Hoshizaki | F-2001MRJ-SC*URC-22F | Remote Condensing w/o Remote C | Air-Cooled Condenser | Flake | Continuous | 1575 | 4.4 | 5.06 |  |  | 1.13 | Federally-Regulated Commercial & Industrial Equipment | 10/10/2023 | 207862110 | 12/07/2023
Hoshizaki America | Hoshizaki | KM-1305SRJ*URC-14F | Remote Condensing w/o Remote C | Air-Cooled Condenser | Cube | Batch | 1230 | 4.2 |  |  |  |  | Federally-Regulated Commercial & Industrial Equipment | 10/10/2023 | 207093917 | 12/07/2023
Hoshizaki America | Hoshizaki | KM-1601MRJ3*URC-22F | Remote Condensing w/o Remote C | Air-Cooled Condenser | Cube | Batch | 1550 | 4.09 | 4.59 |  |  |  | Federally-Regulated Commercial & Industrial Equipment | 10/10/2023 | 10203217 | 12/07/2023
Hoshizaki America | Hoshizaki | KM-1301SRJ3*URC-14F | Remote Condensing w/o Remote C | Air-Cooled Condenser | Cube | Batch | 1330 | 3.83 |  |  |  |  | Federally-Regulated Commercial & Industrial Equipment | 10/10/2023 | 10273124 | 12/07/2023
Hoshizaki America | Hoshizaki | KMD-860MRJ*URC-9F | Remote Condensing w/o Remote C | Air-Cooled Condenser | Cube | Batch | 850 | 5.05 | 5.06 |  |  |  | Federally-Regulated Commercial & Industrial Equipment | 10/10/2023 | 201796791 | 12/07/2023
Hoshizaki America | Hoshizaki | KM-1340MRJ*URC-14F | Remote Condensing w/o Remote C | Air-Cooled Condenser | Cube | Batch | 1177 | 4.54 | 4.59 |  |  |  | Federally-Regulated Commercial & Industrial Equipment | 10/10/2023 | 201841179 | 12/07/2023
Hoshizaki America | Hoshizaki | KM-1305SRJ3*URC-14F | Remote Condensing w/o Remote C | Air-Cooled Condenser | Cube | Batch | 1236 | 4.3 | 4.59 |  |  |  | Federally-Regulated Commercial & Industrial Equipment | 10/10/2023 | 207132698 | 12/07/2023
Hoshizaki America | Hoshizaki | KM-901MRJ*URC-14F | Remote Condensing w/o Remote C | Air-Cooled Condenser | Cube | Batch | 780 | 4.75 | 5.3 |  |  |  | Federally-Regulated Commercial & Industrial Equipment | 10/10/2023 | 10565731 | 12/07/2023
Hoshizaki America | Hoshizaki | KM-520MRJ*URC-5F | Remote Condensing w/o Remote C | Air-Cooled Condenser | Cube | Batch | 495 | 4.8 | 6.28 |  |  |  | Federally-Regulated Commercial & Industrial Equipment | 10/10/2023 | 202181049 | 12/07/2023
Hoshizaki America | Hoshizaki | KM-1601MRJ*URC-22F | Remote Condensing w/o Remote C | Air-Cooled Condenser | Cube | Batch | 1550 | 4.35 | 4.59 |  |  |  | Federally-Regulated Commercial & Industrial Equipment | 10/10/2023 | 10201257 | 12/07/2023
Hoshizaki America | Hoshizaki | KM-1301SRJ*URC-14F | Remote Condensing w/o Remote C | Air-Cooled Condenser | Cube | Batch | 1260 | 4.28 | 4.59 |  |  |  | Federally-Regulated Commercial & Industrial Equipment | 10/10/2023 | 10273123 | 12/07/2023
Hoshizaki America | Hoshizaki | KM-660MRJ*URC-5F | Remote Condensing w/o Remote C | Air-Cooled Condenser | Cube | Batch | 570 | 5.25 |  |  |  |  | Federally-Regulated Commercial & Industrial Equipment | 10/10/2023 | 202195194 | 12/07/2023
Hoshizaki America | Hoshizaki | F-1501MRJ-C*URC-14F | Remote Condensing w/o Remote C | Air-Cooled Condenser | Flake | Continuous | 1054 | 4.5 | 5.06 |  |  | 1.12 | Federally-Regulated Commercial & Industrial Equipment | 10/10/2023 | 9118276 | 12/07/2023
Hoshizaki America | Hoshizaki | FD-650MRJ-C*URC-5F | Remote Condensing w/o Remote C | Air-Cooled Condenser | Flake | Continuous | 470 | 4.95 | 6.97 |  |  | 1.09 | Federally-Regulated Commercial & Industrial Equipment | 10/10/2023 | 202326770 | 12/07/2023
Hoshizaki America | Hoshizaki | F-2001MRJ*URC-22F | Remote Condensing w/o Remote C | Air-Cooled Condenser | Flake | Continuous | 1660 | 3.81 |  |  |  | 1.21 | Federally-Regulated Commercial & Industrial Equipment | 10/10/2023 | 202099149 | 12/07/2023
Hoshizaki America | Hoshizaki | FD-1002MRJ-CB*URC-5F | Remote Condensing w/o Remote C | Air-Cooled Condenser | Flake | Continuous | 680 | 4.94 |  |  |  | 1.13 | Federally-Regulated Commercial & Industrial Equipment | 10/10/2023 | 205651482 | 12/07/2023
Hoshizaki America | Hoshizaki | KM-901MRJ3*URC-14F | Remote Condensing w/o Remote C | Air-Cooled Condenser | Cube | Batch | 830 | 4.4 | 5.13 |  |  |  | Federally-Regulated Commercial & Industrial Equipment | 10/10/2023 | 10579450 | 12/07/2023
Hoshizaki America | Hoshizaki | F-1002MRJ*URC-5F | Remote Condensing w/o Remote C | Air-Cooled Condenser | Flake | Continuous | 722 | 4.51 | 5.51 |  |  | 1.19 | Federally-Regulated Commercial & Industrial Equipment | 10/10/2023 | 9135446 | 12/07/2023
Hoshizaki America | Hoshizaki | KMH-2100SRJ3*URC-22F | Remote Condensing w/o Remote C | Air-Cooled Condenser | Cube | Batch | 1925 | 3.67 | 4.59 |  |  |  | Federally-Regulated Commercial & Industrial Equipment | 10/10/2023 | 202066577 | 12/07/2023
Hoshizaki America | Hoshizaki | KM-2600SRJ3*URC-26J | Remote Condensing w/o Remote C | Air-Cooled Condenser | Cube | Batch | 2580 | 3.61 | 4.59 |  |  |  | Federally-Regulated Commercial & Industrial Equipment | 10/10/2023 | 10203221 | 12/07/2023
Hoshizaki America | Hoshizaki | KML-700MRJ*URC-9F | Remote Condensing w/o Remote C | Air-Cooled Condenser | Cube | Batch | 614 | 4.9 | 5.87 |  |  |  | Federally-Regulated Commercial & Industrial Equipment | 10/10/2023 | 9956464 | 12/07/2023
Hoshizaki America | Hoshizaki | F-1002MRJ-C*URC-5F | Remote Condensing w/o Remote C | Air-Cooled Condenser | Flake | Continuous | 680 | 4.94 | 5.76 |  |  | 1.13 | Federally-Regulated Commercial & Industrial Equipment | 10/10/2023 | 9135447 | 12/07/2023
Hoshizaki America | Hoshizaki | F-1501MRJ*URC-14F | Remote Condensing w/o Remote C | Air-Cooled Condenser | Flake | Continuous | 1181 | 4 | 5.06 |  |  | 1.36 | Federally-Regulated Commercial & Industrial Equipment | 10/10/2023 | 9118275 | 12/07/2023
Hoshizaki America | Hoshizaki | FD-1002MRJ-C*URC-5F | Remote Condensing w/o Remote C | Air-Cooled Condenser | Flake | Continuous | 680 | 4.94 | 5.76 |  |  | 1.13 | Federally-Regulated Commercial & Industrial Equipment | 10/10/2023 | 9135448 | 12/07/2023
Hoshizaki America | Hoshizaki | F-2001MRJ-C*URC-22F | Remote Condensing w/o Remote C | Air-Cooled Condenser | Flake | Continuous | 1500 | 4.35 | 5.06 |  |  | 1.09 | Federally-Regulated Commercial & Industrial Equipment | 10/10/2023 | 201928936 | 12/07/2023
Hoshizaki America | Hoshizaki | KM-1605SRJ3*URC-22F | Remote Condensing w/o Remote C | Air-Cooled Condenser | Cube | Batch | 1400 | 4.35 |  |  |  |  | Federally-Regulated Commercial & Industrial Equipment | 10/10/2023 | 206840475 | 12/07/2023
Hoshizaki America | Hoshizaki | KM-2200SRJ3*URC-22F | Remote Condensing w/o Remote C | Air-Cooled Condenser | Cube | Batch | 2075 | 3.75 | 4.59 |  |  |  | Federally-Regulated Commercial & Industrial Equipment | 10/10/2023 | 10247066 | 12/07/2023
Hoshizaki America | Hoshizaki | KM-1340MRJ3*URC-14F | Remote Condensing w/o Remote C | Air-Cooled Condenser | Cube | Batch | 1266 | 4.12 |  |  |  |  | Federally-Regulated Commercial & Industrial Equipment | 10/10/2023 | 202541508 | 12/07/2023
Hoshizaki America | Hoshizaki | KMH-2100SRJ*URC-22F | Remote Condensing w/o Remote C | Air-Cooled Condenser | Cube | Batch | 1850 | 3.75 | 4.59 |  |  |  | Federally-Regulated Commercial & Industrial Equipment | 10/10/2023 | 202087016 | 12/07/2023
Hoshizaki America | Hoshizaki | KM-1900SRJ3*URC-22F | Remote Condensing w/o Remote C | Air-Cooled Condenser | Cube | Batch | 1700 | 3.9 | 4.59 |  |  |  | Federally-Regulated Commercial & Industrial Equipment | 10/10/2023 | 10526036 | 12/07/2023
Hoshizaki America | Hoshizaki | KM-1605SRJ*URC-22F | Remote Condensing w/o Remote C | Air-Cooled Condenser | Cube | Batch | 1405 | 4.35 |  |  |  |  | Federally-Regulated Commercial & Industrial Equipment | 10/10/2023 | 206840474 | 12/07/2023
Hoshizaki America | Hoshizaki | F-1501MRJ-SC*URC-14F | Remote Condensing w/o Remote C | Air-Cooled Condenser | Crushed | Continuous | 1101 | 4.3 |  |  |  | 1.14 | Federally-Regulated Commercial & Industrial Equipment | 10/10/2023 | 204457695 | 12/07/2023
Hoshizaki America | Hoshizaki | F-2001MRJ3*URC-22F | Remote Condensing w/o Remote C | Air-Cooled Condenser | Flake | Continuous | 1675 | 3.9 | 5.06 |  |  | 1.22 | Federally-Regulated Commercial & Industrial Equipment | 10/10/2023 | 202099151 | 12/07/2023
Hoshizaki America | Hoshizaki | F-1002MRJ-SC*URC-5F | Remote Condensing w/o Remote C | Air-Cooled Condenser | Crushed | Continuous | 660 | 5.15 | 5.87 |  |  | 1.12 | Federally-Regulated Commercial & Industrial Equipment | 10/10/2023 | 204430394 | 12/07/2023
Hoshizaki America | Hoshizaki | KM-1900SRJ*URC-22F | Remote Condensing w/o Remote C | Air-Cooled Condenser | Cube | Batch | 1700 | 3.9 | 4.59 |  |  |  | Federally-Regulated Commercial & Industrial Equipment | 10/10/2023 | 10526035 | 12/07/2023
Hoshizaki America | Hoshizaki | KM-1100MRJ*URC-14F | Remote Condensing w/o Remote C | Air-Cooled Condenser | Cube | Batch | 1030 | 4.5 | 4.59 |  |  |  | Federally-Regulated Commercial & Industrial Equipment | 10/10/2023 | 10579984 | 12/07/2023
Hoshizaki America | Hoshizaki | F-2001MRJ-SC*URC-22F | Remote Condensing w/o Remote C | Air-Cooled Condenser | Flake | Continuous | 1575 | 4.4 | 5.06 |  |  | 1.13 | Federally-Regulated Commercial & Industrial Equipment | 10/10/2023 | 207862110 | 12/07/2023
Hoshizaki America | Hoshizaki | KM-1305SRJ*URC-14F | Remote Condensing w/o Remote C | Air-Cooled Condenser | Cube | Batch | 1230 | 4.2 | 4.59 |  |  |  | Federally-Regulated Commercial & Industrial Equipment | 10/10/2023 | 207093917 | 12/07/2023
Hoshizaki America | Hoshizaki | KM-1601MRJ3*URC-22F | Remote Condensing w/o Remote C | Air-Cooled Condenser | Cube | Batch | 1550 | 4.09 | 4.59 |  |  |  | Federally-Regulated Commercial & Industrial Equipment | 10/10/2023 | 10203217 | 12/07/2023
Hoshizaki America | Hoshizaki | KM-1301SRJ3*URC-14F | Remote Condensing w/o Remote C | Air-Cooled Condenser | Cube | Batch | 1330 | 3.83 | 4.59 |  |  |  | Federally-Regulated Commercial & Industrial Equipment | 10/10/2023 | 10273124 | 12/07/2023
Hoshizaki America | Hoshizaki | KMD-860MRJ*URC-9F | Remote Condensing w/o Remote C | Air-Cooled Condenser | Cube | Batch | 850 | 5.05 | 5.06 |  |  |  | Federally-Regulated Commercial & Industrial Equipment | 10/10/2023 | 201796791 | 12/07/2023
Hoshizaki America | Hoshizaki | KM-1340MRJ*URC-14F | Remote Condensing w/o Remote C | Air-Cooled Condenser | Cube | Batch | 1177 | 4.54 | 4.59 |  |  |  | Federally-Regulated Commercial & Industrial Equipment | 10/10/2023 | 201841179 | 12/07/2023
Hoshizaki America | Hoshizaki | KM-1305SRJ3*URC-14F | Remote Condensing w/o Remote C | Air-Cooled Condenser | Cube | Batch | 1236 | 4.3 | 4.59 |  |  |  | Federally-Regulated Commercial & Industrial Equipment | 10/10/2023 | 207132698 | 12/07/2023
Hoshizaki America | Hoshizaki | KM-901MRJ*URC-14F | Remote Condensing w/o Remote C | Air-Cooled Condenser | Cube | Batch | 780 | 4.75 | 5.3 |  |  |  | Federally-Regulated Commercial & Industrial Equipment | 10/10/2023 | 10565731 | 12/07/2023
Hoshizaki America | Hoshizaki | KM-520MRJ*URC-5F | Remote Condensing w/o Remote C | Air-Cooled Condenser | Cube | Batch | 495 | 4.8 | 6.28 |  |  |  | Federally-Regulated Commercial & Industrial Equipment | 10/10/2023 | 202181049 | 12/07/2023
Hoshizaki America | Hoshizaki | KM-1601MRJ*URC-22F | Remote Condensing w/o Remote C | Air-Cooled Condenser | Cube | Batch | 1550 | 4.35 | 4.59 |  |  |  | Federally-Regulated Commercial & Industrial Equipment | 10/10/2023 | 10201257 | 12/07/2023
Hoshizaki America | Hoshizaki | KM-1301SRJ*URC-14F | Remote Condensing w/o Remote C | Air-Cooled Condenser | Cube | Batch | 1260 | 4.28 | 4.59 |  |  |  | Federally-Regulated Commercial & Industrial Equipment | 10/10/2023 | 10273123 | 12/07/2023
Hoshizaki America | Hoshizaki | KM-660MRJ*URC-5F | Remote Condensing w/o Remote C | Air-Cooled Condenser | Cube | Batch | 570 | 5.25 | 6.02 |  |  |  | Federally-Regulated Commercial & Industrial Equipment | 10/10/2023 | 202195194 | 12/07/2023
Hoshizaki America | Hoshizaki | F-1501MRJ-C*URC-14F | Remote Condensing w/o Remote C | Air-Cooled Condenser | Flake | Continuous | 1054 | 4.5 | 5.06 |  |  | 1.12 | Federally-Regulated Commercial & Industrial Equipment | 12/07/2023 | 9118276 | 12/07/2023
Hoshizaki America | Hoshizaki | FD-650MRJ-C*URC-5F | Remote Condensing w/o Remote C | Air-Cooled Condenser | Flake | Continuous | 470 | 4.95 | 6.97 |  |  | 1.09 | Federally-Regulated Commercial & Industrial Equipment | 10/10/2023 | 202326770 | 12/07/2023
Hoshizaki America | Hoshizaki | F-2001MRJ*URC-22F | Remote Condensing w/o Remote C | Air-Cooled Condenser | Flake | Continuous | 1660 | 3.81 | 5.06 |  |  | 1.21 | Federally-Regulated Commercial & Industrial Equipment | 10/10/2023 | 202099149 | 12/07/2023
Hoshizaki America | Hoshizaki | FD-1002MRJ-CB*URC-5F | Remote Condensing w/o Remote C | Air-Cooled Condenser | Flake | Continuous | 680 | 4.94 | 5.76 |  |  | 1.13 | Federally-Regulated Commercial & Industrial Equipment | 10/10/2023 | 205651482 | 12/07/2023
Hoshizaki America | Hoshizaki | KM-901MRJ3*URC-14F | Remote Condensing w/o Remote C | Air-Cooled Condenser | Cube | Batch | 830 | 4.4 | 5.13 |  |  |  | Federally-Regulated Commercial & Industrial Equipment | 10/10/2023 | 10579450 | 12/07/2023
Hoshizaki America | Hoshizaki | F-1002MRJ*URC-5F | Remote Condensing w/o Remote C | Air-Cooled Condenser | Flake | Continuous | 722 | 4.51 | 5.51 |  |  | 1.19 | Federally-Regulated Commercial & Industrial Equipment | 10/10/2023 | 9135446 | 12/07/2023
Hoshizaki America | Hoshizaki | KMH-2100SRJ3*URC-22F | Remote Condensing w/o Remote C | Air-Cooled Condenser | Cube | Batch | 1925 | 3.67 | 4.59 |  |  |  | Federally-Regulated Commercial & Industrial Equipment | 12/07/2023 | 202066577 | 12/07/2023
Hoshizaki America | Hoshizaki | KM-2600SRJ3*URC-26J | Remote Condensing w/o Remote C | Air-Cooled Condenser | Cube | Batch | 2580 | 3.61 | 4.59 |  |  |  | Federally-Regulated Commercial & Industrial Equipment | 10/10/2023 | 10203221 | 12/07/2023
Hoshizaki America | Hoshizaki | KML-700MRJ*URC-9F | Remote Condensing w/o Remote C | Air-Cooled Condenser | Cube | Batch | 614 | 4.9 | 5.87 |  |  |  | Federally-Regulated Commercial & Industrial Equipment | 10/10/2023 | 9956464 | 12/07/2023
Hoshizaki America | Hoshizaki | F-1002MRJ-C*URC-5F | Remote Condensing w/o Remote C | Air-Cooled Condenser | Flake | Continuous | 680 | 4.94 | 5.76 |  |  | 1.13 | Federally-Regulated Commercial & Industrial Equipment | 10/10/2023 | 9135447 | 12/07/2023
Hoshizaki America | Hoshizaki | F-1501MRJ*URC-14F | Remote Condensing w/o Remote C | Air-Cooled Condenser | Flake | Continuous | 1181 | 4 | 5.06 |  |  | 1.36 | Federally-Regulated Commercial & Industrial Equipment | 10/10/2023 | 9118275 | 12/07/2023
Hoshizaki America | Hoshizaki | FD-1002MRJ-C*URC-5F | Remote Condensing w/o Remote C | Air-Cooled Condenser | Flake | Continuous | 680 | 4.94 | 5.76 |  |  | 1.13 | Federally-Regulated Commercial & Industrial Equipment | 10/10/2023 | 9135448 | 12/07/2023
Hoshizaki America | Hoshizaki | F-2001MRJ-C*URC-22F | Remote Condensing w/o Remote C | Air-Cooled Condenser | Flake | Continuous | 1500 | 4.35 | 5.06 |  |  | 1.09 | Federally-Regulated Commercial & Industrial Equipment | 10/10/2023 | 201928936 | 12/07/2023
Hoshizaki America | Hoshizaki | KM-1605SRJ3*URC-22F | Remote Condensing w/o Remote C | Air-Cooled Condenser | Cube | Batch | 1400 | 4.35 | 4.59 |  |  |  | Federally-Regulated Commercial & Industrial Equipment | 10/10/2023 | 206840475 | 12/07/2023
Hoshizaki America | Hoshizaki | KM-2200SRJ3*URC-22F | Remote Condensing w/o Remote C | Air-Cooled Condenser | Cube | Batch | 2075 | 3.75 | 4.59 |  |  |  | Federally-Regulated Commercial & Industrial Equipment | 10/10/2023 | 10247066 | 12/07/2023
Hoshizaki America | Hoshizaki | KM-1340MRJ3*URC-14F | Remote Condensing w/o Remote C | Air-Cooled Condenser | Cube | Batch | 1266 | 4.12 | 4.59 |  |  |  | Federally-Regulated Commercial & Industrial Equipment | 10/10/2023 | 202541508 | 12/07/2023
Hoshizaki America | Hoshizaki | KMH-2100SRJ*URC-22F | Remote Condensing w/o Remote C | Air-Cooled Condenser | Cube | Batch | 1850 | 3.75 | 4.59 |  |  |  | Federally-Regulated Commercial & Industrial Equipment | 10/10/2023 | 202087016 | 12/07/2023
Hoshizaki America | Hoshizaki | KM-1900SRJ3*URC-22F | Remote Condensing w/o Remote C | Air-Cooled Condenser | Cube | Batch | 1700 | 3.9 | 4.59 |  |  |  | Federally-Regulated Commercial & Industrial Equipment | 10/10/2023 | 10526036 | 12/07/2023
Hoshizaki America | Hoshizaki | KM-1605SRJ*URC-22F | Remote Condensing w/o Remote C | Air-Cooled Condenser | Cube | Batch | 1405 | 4.35 | 4.59 |  |  |  | Federally-Regulated Commercial & Industrial Equipment | 10/10/2023 | 206840474 | 12/07/2023
Hoshizaki America | Hoshizaki | F-1501MRJ-SC*URC-14F | Remote Condensing w/o Remote C | Air-Cooled Condenser | Crushed | Continuous | 1101 | 4.3 | 5.06 |  |  | 1.14 | Federally-Regulated Commercial & Industrial Equipment | 10/10/2023 | 204457695 | 12/07/2023
Hoshizaki America | Hoshizaki | F-2001MRJ3*URC-22F | Remote Condensing w/o Remote C | Air-Cooled Condenser | Flake | Continuous | 1675 | 3.9 | 5.06 |  |  | 1.22 | Federally-Regulated Commercial & Industrial Equipment | 12/07/2023 | 202099151 | 12/07/2023
Hoshizaki America | Hoshizaki | F-1002MRJ-SC*URC-5F | Remote Condensing w/o Remote C | Air-Cooled Condenser | Crushed | Continuous | 660 | 5.15 | 5.87 |  |  | 1.12 | Federally-Regulated Commercial & Industrial Equipment | 10/10/2023 | 204430394 | 12/07/2023
Hoshizaki America | Hoshizaki | KM-1900SRJ*URC-22F | Remote Condensing w/o Remote C | Air-Cooled Condenser | Cube | Batch | 1700 | 3.9 | 4.59 |  |  |  | Federally-Regulated Commercial & Industrial Equipment | 12/07/2023 | 10526035 | 12/07/2023
Hoshizaki America | Hoshizaki | KM-1100MRJ*URC-14F | Remote Condensing w/o Remote C | Air-Cooled Condenser | Cube | Batch | 1030 | 4.5 | 4.59 |  |  |  | Federally-Regulated Commercial & Industrial Equipment | 10/10/2023 | 10579984 | 12/07/2023
Hoshizaki America | Hoshizaki | F-2001MRJ-SC*URC-22F | Remote Condensing w/o Remote C | Air-Cooled Condenser | Flake | Continuous | 1575 | 4.4 | 5.06 |  |  | 1.13 | Federally-Regulated Commercial & Industrial Equipment | 12/07/2023 | 207862110 | 12/07/2023
Hoshizaki America | Hoshizaki | KM-1305SRJ*URC-14F | Remote Condensing w/o Remote C | Air-Cooled Condenser | Cube | Batch | 1230 | 4.2 | 4.59 |  |  |  | Federally-Regulated Commercial & Industrial Equipment | 10/10/2023 | 207093917 | 12/07/2023
Hoshizaki America | Hoshizaki | KM-1601MRJ3*URC-22F | Remote Condensing w/o Remote C | Air-Cooled Condenser | Cube | Batch | 1550 | 4.09 | 4.59 |  |  |  | Federally-Regulated Commercial & Industrial Equipment | 10/10/2023 | 10203217 | 12/07/2023
Hoshizaki America | Hoshizaki | KM-1301SRJ3*URC-14F | Remote Condensing w/o Remote C | Air-Cooled Condenser | Cube | Batch | 1330 | 3.83 | 4.59 |  |  |  | Federally-Regulated Commercial & Industrial Equipment | 10/10/2023 | 10273124 | 12/07/2023
Hoshizaki America | Hoshizaki | KMD-860MRJ*URC-9F | Remote Condensing w/o Remote C | Air-Cooled Condenser | Cube | Batch | 850 | 5.05 | 5.06 |  |  |  | Federally-Regulated Commercial & Industrial Equipment | 12/07/2023 | 201796791 | 12/07/2023
Hoshizaki America | Hoshizaki | KM-1340MRJ*URC-14F | Remote Condensing w/o Remote C | Air-Cooled Condenser | Cube | Batch | 1177 | 4.54 | 4.59 |  |  |  | Federally-Regulated Commercial & Industrial Equipment | 12/07/2023 | 201841179 | 12/07/2023
Hoshizaki America | Hoshizaki | KM-1305SRJ3*URC-14F | Remote Condensing w/o Remote C | Air-Cooled Condenser | Cube | Batch | 1236 | 4.3 | 4.59 |  |  |  | Federally-Regulated Commercial & Industrial Equipment | 12/07/2023 | 207132698 | 12/07/2023
Manitowoc Ice, Inc. | Manitowoc | IYT1500N-261A*JCT1500-261 | Remote Condensing w/o Remote C | Air-Cooled Condenser | Cube | Batch | 1450 | 4.09 |  |  |  |  | Federally-Regulated Commercial & Industrial Equipment | 10/10/2023 | 203925699 | 12/12/2023
Manitowoc Ice, Inc. | Manitowoc | IYT1500N-261A*JCT1500-261 | Remote Condensing w/o Remote C | Air-Cooled Condenser | Cube | Batch | 1450 | 4.09 |  |  |  |  | Federally-Regulated Commercial & Industrial Equipment | 10/10/2023 | 203925699 | 12/12/2023
Follett Products, LLC | Follett | 50HI425A-*I-*** | Self-Contained | Air-Cooled Condenser | Other |  | 327 | 6.85 | 9.8 |  |  |  | Federally-Regulated Commercial & Industrial Equipment | 09/02/2015 |  | 09/09/2015
Follett Products, LLC | Follett | HMD1400N** | Both Remote Condensing & Remot | Air-Cooled Condenser | Other |  | 1184 | 4.87 | 5.3 |  |  |  | Federally-Regulated Commercial & Industrial Equipment | 09/02/2015 |  | 09/09/2015
Hoshizaki America | Hoshizaki | KMS-1401MLH | Both Remote Condensing & Remot | Air-Cooled Condenser | Cube |  | 1170 | 5 | 5.3 |  |  |  | Federally-Regulated Commercial & Industrial Equipment | 04/01/2010 |  | 09/25/2012
Follett Products, LLC | Follett | MCD425A** | Ice-making Head | Air-Cooled Condenser | Other |  | 351 | 6.06 | 7.24 |  |  |  | Federally-Regulated Commercial & Industrial Equipment | 09/02/2015 |  | 09/09/2015
Hoshizaki America | Hoshizaki | KMD-850MRH | Remote Condensing w/o Remote C | Air-Cooled Condenser | Cube |  | 698 | 5.4 | 6.2 |  |  |  | Non Federally-Regulated | 10/28/2008 |  | 09/25/2012
Hoshizaki America | Hoshizaki | KM-650MRH | Remote Condensing w/o Remote C | Air-Cooled Condenser | Cube |  | 554 | 5.4 | 6.74 |  |  |  | Non Federally-Regulated | 04/10/2009 |  | 10/07/2011
Hoshizaki America | Hoshizaki | KM-600MAH | Ice-making Head | Air-Cooled Condenser | Cube |  | 503 | 5.7 | 6.34 |  |  |  | Non Federally-Regulated | 04/10/2009 |  | 09/25/2012
Manitowoc Ice, Inc. | Manitowoc | SD-0672C CVD-0675 | Both Remote Condensing & Remot | Air-Cooled Condenser | Cube |  | 580 | 6.1 | 6.65 |  |  |  | Non Federally-Regulated | 01/03/2008 |  | 09/15/2014
Manitowoc Ice, Inc. | Manitowoc | SD-0423W | Ice-making Head | Water-Cooled Condenser | Cube |  | 370 | 5.4 | 5.77 | 144 | 191.9 |  | Non Federally-Regulated | 01/03/2008 |  | 09/15/2014
Hoshizaki America | Hoshizaki | KM-1800SWH | Ice-making Head | Water-Cooled Condenser | Cube |  | 1797 | 3.4 | 4 | 92 | 160.5 |  | Non Federally-Regulated | 10/28/2008 |  | 10/07/2011
Follett Products, LLC | Follett | HMD700A** | Ice-making Head | Air-Cooled Condenser | Other |  | 498 | 5.81 | 6.34 |  |  |  | Federally-Regulated Commercial & Industrial Equipment | 09/02/2015 |  | 09/09/2015
Manitowoc Ice, Inc. | Manitowoc | SD-0452A | Ice-making Head | Air-Cooled Condenser | Cube |  | 345 | 6.6 | 7.29 |  |  |  | Non Federally-Regulated | 01/08/2008 |  | 09/15/2014
Hoshizaki America | Hoshizaki | F-1500MRH | Remote Condensing w/o Remote C | Air-Cooled Condenser | Flake |  | 1300 | 3.72 | 5.1 |  |  |  | Non Federally-Regulated | 05/21/2009 |  | 09/25/2012
Manitowoc Ice, Inc. | Manitowoc | SD-0872C CVD-08853 | Both Remote Condensing & Remot | Air-Cooled Condenser | Cube |  | 600 | 6.2 | 6.57 |  |  |  | Non Federally-Regulated | 01/03/2008 |  | 09/15/2014
Mile High Equipment, LLC | Ice-O-Matic | EMF2306R* | Remote Condensing w/o Remote C | Air-Cooled Condenser | Flake |  | 1868 | 2.8 | 5.1 |  |  |  | Non Federally-Regulated | 01/16/2008 |  | 01/16/2008
Hoshizaki America | Hoshizaki | KM-901MWH | Ice-making Head | Water-Cooled Condenser | Cube |  | 835 | 4.5 | 4.96 | 139 | 181.6 |  | Non Federally-Regulated | 04/10/2009 |  | 09/25/2012
Follett Products, LLC | Follett | 110FB425A-** | Self-Contained | Air-Cooled Condenser | Other |  | 333 | 7.2 | 9.8 |  |  |  | Federally-Regulated Commercial & Industrial Equipment | 09/02/2015 |  | 09/09/2015
Hoshizaki America | Hoshizaki | KM-1601MRH3 | Remote Condensing w/o Remote C | Air-Cooled Condenser | Cube |  | 1392 | 4.6 | 5.1 |  |  |  | Non Federally-Regulated | 04/10/2009 |  | 09/25/2012
Manitowoc Ice, Inc. | Manitowoc | SD-1002A | Ice-making Head | Air-Cooled Condenser | Cube |  | 840 | 5.5 | 5.97 |  |  |  | Non Federally-Regulated | 01/03/2008 |  | 11/17/2014
Mile High Equipment, LLC | Ice-O-Matic | EMF450A* | Ice-making Head | Air-Cooled Condenser | Flake |  | 420 | 4.9 | 6.65 |  |  |  | Non Federally-Regulated | 01/16/2008 |  | 01/16/2008
Hoshizaki America | Hoshizaki | KM-461MAH | Ice-making Head | Air-Cooled Condenser | Cube |  | 389 | 6.3 | 6.91 |  |  |  | Non Federally-Regulated | 10/28/2008 |  | 10/07/2011
Manitowoc Ice, Inc. | Manitowoc | SD-1402A3 | Ice-making Head | Air-Cooled Condenser | Cube |  | 1160 | 5.3 | 5.61 |  |  |  | Non Federally-Regulated | 01/03/2008 |  | 11/17/2014
Follett Products, LLC | Follett | HCF1650R** | Both Remote Condensing & Remot | Air-Cooled Condenser | Other |  | 1441 | 4.14 | 5.3 |  |  |  | Federally-Regulated Commercial & Industrial Equipment | 09/02/2015 |  | 09/09/2015
Hoshizaki America | Hoshizaki | KM-1301SAH | Ice-making Head | Air-Cooled Condenser | Cube |  | 1164 | 4.5 | 5.61 |  |  |  | Non Federally-Regulated | 04/13/2009 |  | 09/25/2012
Mile High Equipment, LLC | Ice-O-Matic | EF800A**S | Self-Contained | Air-Cooled Condenser | Flake |  | 403 | 4.56 | 9.8 |  |  |  | Non Federally-Regulated | 01/16/2008 |  | 01/16/2008
Hoshizaki America | Hoshizaki | F-801MAH | Ice-making Head | Air-Cooled Condenser | Flake |  | 599 | 4.5 | 6.23 |  |  |  | Non Federally-Regulated | 04/10/2009 |  | 09/25/2012
Manitowoc Ice, Inc. | Manitowoc | IB-0624YC CVD-06753 | Both Remote Condensing & Remot | Air-Cooled Condenser | Cube |  | 570 | 6.5 | 6.68 |  |  |  | Non Federally-Regulated | 01/03/2008 |  | 12/30/2014
Hoshizaki America | Hoshizaki | KM-1601MRH | Remote Condensing w/o Remote C | Air-Cooled Condenser | Cube |  | 1422 | 4.5 | 5.1 |  |  |  | Non Federally-Regulated | 05/21/2009 |  | 10/11/2011
Follett Products, LLC | Follett | HMD1000N** | Both Remote Condensing & Remot | Air-Cooled Condenser | Other |  | 737 | 5.64 | 6.05 |  |  |  | Federally-Regulated Commercial & Industrial Equipment | 09/02/2015 |  | 09/09/2015
Manitowoc Ice, Inc. | Manitowoc | SD-0672C CVD-06753 | Both Remote Condensing & Remot | Air-Cooled Condenser | Cube |  | 580 | 6.1 | 6.65 |  |  |  | Non Federally-Regulated | 01/03/2008 |  | 09/15/2014
Hoshizaki America | Hoshizaki | KML-631MAH | Ice-making Head | Air-Cooled Condenser | Cube |  | 501 | 6.2 | 6.34 |  |  |  | Non Federally-Regulated | 04/10/2009 |  | 09/25/2012
Follett Products, LLC | Follett | HCD700*** | Both Remote Condensing & Remot | Air-Cooled Condenser | Other |  | 566 | 5.44 | 6.7 |  |  |  | Federally-Regulated Commercial & Industrial Equipment | 09/02/2015 |  | 09/09/2015
Hoshizaki America | Hoshizaki | KM-650MWH | Ice-making Head | Water-Cooled Condenser | Cube |  | 662 | 3.8 | 5.15 | 112 | 185.4 |  | Non Federally-Regulated | 04/10/2009 |  | 09/25/2012
Manitowoc Ice, Inc. | Manitowoc | SD-1272C CVD-12853 | Both Remote Condensing & Remot | Air-Cooled Condenser | Cube |  | 975 | 5.2 | 5.3 |  |  |  | Non Federally-Regulated | 01/16/2008 |  | 11/17/2014
Hoshizaki America | Hoshizaki | KM-1800SWH3 | Ice-making Head | Water-Cooled Condenser | Cube |  | 1778 | 3.5 | 4 | 72 | 160.9 |  | Non Federally-Regulated | 04/10/2009 |  | 10/07/2011
Hoshizaki America | Hoshizaki | KM-1601SRH | Remote Condensing w/o Remote C | Air-Cooled Condenser | Cube |  | 1505 | 4.3 | 5.1 |  |  |  | Non Federally-Regulated | 04/10/2009 |  | 10/11/2011
Follett Products, LLC | Follett | HCD1650R** | Both Remote Condensing & Remot | Air-Cooled Condenser | Other |  | 1284 | 5.24 | 5.3 |  |  |  | Federally-Regulated Commercial & Industrial Equipment | 09/02/2015 |  | 09/09/2015
Follett Products, LLC | Follett | UMD425A80 | Self-Contained | Air-Cooled Condenser | Other |  | 319 | 6.17 | 9.8 |  |  |  | Federally-Regulated Commercial & Industrial Equipment | 09/02/2015 |  | 09/09/2015
Mile High Equipment, LLC | Ice-O-Matic | ICE1806*R* | Remote Condensing w/o Remote C | Air-Cooled Condenser | Cube |  | 1509 | 4.9 | 5.1 |  |  |  | Non Federally-Regulated | 01/16/2008 |  | 10/30/2008
Manitowoc Ice, Inc. | Manitowoc | IB-1022DC CVD-11853 | Both Remote Condensing & Remot | Air-Cooled Condenser | Cube |  | 890 | 5.4 | 5.47 |  |  |  | Non Federally-Regulated | 01/03/2008 |  | 12/30/2014
Manitowoc Ice, Inc. | Manitowoc | SD-0422A | Ice-making Head | Air-Cooled Condenser | Cube |  | 320 | 7.1 | 7.51 |  |  |  | Non Federally-Regulated | 01/03/2008 |  | 09/15/2014
Mile High Equipment, LLC | Ice-O-Matic | EMF1106R* | Remote Condensing w/o Remote C | Air-Cooled Condenser | Flake |  | 940 | 4 | 5.28 |  |  |  | Non Federally-Regulated | 01/16/2008 |  | 01/16/2008
Manitowoc Ice, Inc. | Manitowoc | SD-1492N JC-1395 | Remote Condensing w/o Remote C | Air-Cooled Condenser | Cube |  | 1210 | 4.8 | 5.1 |  |  |  | Non Federally-Regulated | 01/03/2008 |  | 11/17/2014
Hoshizaki America | Hoshizaki | KML-451MAH | Ice-making Head | Air-Cooled Condenser | Cube |  | 349 | 6.7 | 7.26 |  |  |  | Non Federally-Regulated | 04/10/2009 |  | 09/25/2012
Mile High Equipment, LLC | Ice-O-Matic | ICE1407*A* | Ice-making Head | Air-Cooled Condenser | Cube |  | 989 | 5.4 | 5.8 |  |  |  | Non Federally-Regulated | 01/16/2008 |  | 01/29/2008
Follett Products, LLC | Follett | HCF1400R** | Both Remote Condensing & Remot | Air-Cooled Condenser | Other |  | 1195 | 4.59 | 5.3 |  |  |  | Federally-Regulated Commercial & Industrial Equipment | 09/02/2015 |  | 09/09/2015
Hoshizaki America | Hoshizaki | KM-1300SRH3 | Remote Condensing w/o Remote C | Air-Cooled Condenser | Cube |  | 1266 | 4.4 | 5.1 |  |  |  | Non Federally-Regulated | 09/08/2009 |  | 10/07/2011
Hoshizaki America | Hoshizaki | KMS-1401MLJ with SRK-14J condensing unit | Both Remote Condensing & Remot | Air-Cooled Condenser | Cube |  | 1221 | 4.58 | 5.3 |  |  |  | Federally-Regulated Commercial & Industrial Equipment | 10/31/2011 |  | 12/06/2011
Hoshizaki America | Hoshizaki | F-300BAF | Self-Contained | Air-Cooled Condenser | Flake |  | 232 | 6.7 | 9.8 |  |  |  | Non Federally-Regulated | 04/10/2009 |  | 09/25/2012
Hoshizaki America | Hoshizaki | KM-1900SRH3 | Remote Condensing w/o Remote C | Air-Cooled Condenser | Cube |  | 1660 | 4.1 | 5.1 |  |  |  | Non Federally-Regulated | 05/21/2009 |  | 10/07/2011
Manitowoc Ice, Inc. | Manitowoc | SD-0602A | Ice-making Head | Air-Cooled Condenser | Cube |  | 540 | 5.6 | 6.3 |  |  |  | Non Federally-Regulated | 01/03/2008 |  | 09/15/2014
Manitowoc Ice, Inc. | Manitowoc | SY-1204A3 | Ice-making Head | Air-Cooled Condenser | Cube |  | 1010 | 5.6 | 5.78 |  |  |  | Non Federally-Regulated | 01/03/2008 |  | 01/16/2008
Hoshizaki America | Hoshizaki | KML-351MAH | Ice-making Head | Air-Cooled Condenser | Cube |  | 322 | 7.4 | 7.49 |  |  |  | Non Federally-Regulated | 04/10/2009 |  | 10/07/2011
Manitowoc Ice, Inc. | Manitowoc | IB-0624YC CVD-0675 | Both Remote Condensing & Remot | Air-Cooled Condenser | Cube |  | 570 | 6.5 | 6.68 |  |  |  | Non Federally-Regulated | 01/03/2008 |  | 12/30/2014
Hoshizaki America | Hoshizaki | KMS-830MLH | Both Remote Condensing & Remot | Air-Cooled Condenser | Cube |  | 700 | 5.5 | 6.19 |  |  |  | Federally-Regulated Commercial & Industrial Equipment | 10/07/2011 |  | 09/25/2012
Mile High Equipment, LLC | Ice-O-Matic | ICE1807*W* | Ice-making Head | Water-Cooled Condenser | Cube |  | 1662 | 3.7 | 4 | 125 | 163.4 |  | Non Federally-Regulated | 01/16/2008 |  | 10/30/2008
Manitowoc Ice, Inc. | Manitowoc | SD-0852A3 | Ice-making Head | Air-Cooled Condenser | Cube |  | 615 | 5.8 | 6.21 |  |  |  | Non Federally-Regulated | 01/03/2008 |  | 09/15/2014
Hoshizaki America | Hoshizaki | KMS-1401MLJ with SRK-14J3 condensing unit | Both Remote Condensing & Remot | Air-Cooled Condenser | Cube |  | 1221 | 4.57 | 5.3 |  |  |  | Federally-Regulated Commercial & Industrial Equipment | 10/31/2011 |  | 09/25/2012
Mile High Equipment, LLC | Ice-O-Matic | EMF800A* | Ice-making Head | Air-Cooled Condenser | Flake |  | 628 | 4.4 | 6.2 |  |  |  | Non Federally-Regulated | 01/16/2008 |  | 01/16/2008
Hoshizaki America | Hoshizaki | KM-1800SRH | Remote Condensing w/o Remote C | Air-Cooled Condenser | Cube |  | 1651 | 4.2 | 5.1 |  |  |  | Non Federally-Regulated | 04/10/2009 |  | 10/07/2011
Mile High Equipment, LLC | Ice-O-Matic | ICE0500*A* | Ice-making Head | Air-Cooled Condenser | Cube |  | 458 | 6.2 | 6.39 |  |  |  | Non Federally-Regulated | 01/16/2008 |  | 04/25/2012
Follett Products, LLC | Follett | HCD700A** | Ice-making Head | Air-Cooled Condenser | Other |  | 498 | 5.81 | 6.34 |  |  |  | Federally-Regulated Commercial & Industrial Equipment | 09/02/2015 |  | 09/09/2015
Manitowoc Ice, Inc. | Manitowoc | SD-1472C CVD-1486 | Both Remote Condensing & Remot | Water-Cooled Condenser | Cube |  | 1235 | 3.9 |  | 136 |  |  | Non Federally-Regulated | 01/03/2008 |  | 11/17/2014
Hoshizaki America | Hoshizaki | DKM-500BAH | Self-Contained | Air-Cooled Condenser | Cube |  | 406 | 6.8 | 9.8 |  |  |  | Non Federally-Regulated | 10/28/2008 |  | 09/25/2012
Manitowoc Ice, Inc. | Manitowoc | SD-1203W3 | Ice-making Head | Water-Cooled Condenser | Cube |  | 1030 | 4.3 | 4.75 | 150 | 177.3 |  | Non Federally-Regulated | 01/16/2008 |  | 11/17/2014
Manitowoc Ice, Inc. | Manitowoc | SD-0502A | Ice-making Head | Air-Cooled Condenser | Cube |  | 420 | 5.5 | 6.65 |  |  |  | Non Federally-Regulated | 01/03/2008 |  | 09/15/2014
Follett Products, LLC | Follett | 7UD100A-NW | Self-Contained | Air-Cooled Condenser | Other |  | 106 | 8.4 | 13.03 |  |  |  | Federally-Regulated Commercial & Industrial Equipment | 09/02/2015 |  | 09/09/2015
Mile High Equipment, LLC | Ice-O-Matic | ICE0320*A* | Ice-making Head | Air-Cooled Condenser | Cube |  | 249 | 8.1 | 8.12 |  |  |  | Non Federally-Regulated | 01/16/2008 |  | 04/28/2015
Mile High Equipment, LLC | Ice-O-Matic | EMF800W* | Ice-making Head | Water-Cooled Condenser | Flake |  | 736 | 3.6 | 5.07 | 103 | 183.8 |  | Non Federally-Regulated | 01/16/2008 |  | 01/16/2008
Mile High Equipment, LLC | Ice-O-Matic | ICE1006*A* | Ice-making Head | Air-Cooled Condenser | Cube |  | 803 | 5.7 | 6.01 |  |  |  | Non Federally-Regulated | 01/16/2008 |  | 10/30/2008
Follett Products, LLC | Follett | HMD1000R** | Both Remote Condensing & Remot | Air-Cooled Condenser | Other |  | 861 | 5.4 | 5.58 |  |  |  | Federally-Regulated Commercial & Industrial Equipment | 09/02/2015 |  | 09/09/2015
Manitowoc Ice, Inc. | Manitowoc | QY-1894S3 JC-1895 | Remote Condensing w/o Remote C | Air-Cooled Condenser | Cube |  | 1580 | 5 | 5.1 |  |  |  | Non Federally-Regulated | 01/08/2008 |  | 09/15/2014
Manitowoc Ice, Inc. | Manitowoc | SD-1472C CVD-14863 | Both Remote Condensing & Remot | Water-Cooled Condenser | Cube |  | 1235 | 3.9 |  | 136 |  |  | Non Federally-Regulated | 01/03/2008 |  | 11/17/2014
Follett Products, LLC | Follett | 25CI425A-*I-*** | Self-Contained | Air-Cooled Condenser | Other |  | 327 | 6.85 | 9.8 |  |  |  | Federally-Regulated Commercial & Industrial Equipment | 09/02/2015 |  | 09/09/2015
Manitowoc Ice, Inc. | Manitowoc | SY-1204A | Ice-making Head | Air-Cooled Condenser | Cube |  | 1010 | 5.6 | 5.78 |  |  |  | Non Federally-Regulated | 01/03/2008 |  | 01/16/2008
Follett Products, LLC | Follett | HMD1650N** | Both Remote Condensing & Remot | Air-Cooled Condenser | Other |  | 1422 | 5.23 | 5.3 |  |  |  | Federally-Regulated Commercial & Industrial Equipment | 09/02/2015 |  | 09/09/2015
Manitowoc Ice, Inc. | Manitowoc | SD-1403W | Ice-making Head | Water-Cooled Condenser | Cube |  | 1210 | 4.2 | 4.55 | 140 | 173.4 |  | Non Federally-Regulated | 01/03/2008 |  | 11/17/2014
Manitowoc Ice, Inc. | Manitowoc | SD-0302A | Ice-making Head | Air-Cooled Condenser | Cube |  | 270 | 7.7 | 7.94 |  |  |  | Non Federally-Regulated | 01/08/2008 |  | 09/15/2014
Mile High Equipment, LLC | Ice-O-Matic | EMF450W* | Ice-making Head | Water-Cooled Condenser | Flake |  | 472 | 3.8 | 5.2 | 104 | 189.6 |  | Non Federally-Regulated | 01/16/2008 |  | 01/16/2008
Manitowoc Ice, Inc. | Manitowoc | QF-0406A | Self-Contained | Air-Cooled Condenser | Flake |  | 300 | 5.32 | 9.8 |  |  |  | Non Federally-Regulated | 01/03/2008 |  | 09/15/2014
Hoshizaki America | Hoshizaki | KM-650MAH | Ice-making Head | Air-Cooled Condenser | Cube |  | 512 | 5.8 | 6.33 |  |  |  | Non Federally-Regulated | 10/28/2008 |  | 09/25/2012
Follett Products, LLC | Follett | HCD1400N** | Both Remote Condensing & Remot | Air-Cooled Condenser | Other |  | 1184 | 4.87 | 5.3 |  |  |  | Federally-Regulated Commercial & Industrial Equipment | 09/02/2015 |  | 09/09/2015
Mile High Equipment, LLC | Ice-O-Matic | EMF1106A* | Ice-making Head | Air-Cooled Condenser | Flake |  | 878 | 3.7 | 5.92 |  |  |  | Non Federally-Regulated | 01/16/2008 |  | 01/16/2008
Hoshizaki America | Hoshizaki | KM-1300SWH3 | Ice-making Head | Water-Cooled Condenser | Cube |  | 1287 | 3.9 | 4.46 | 72 | 171.7 |  | Non Federally-Regulated | 09/08/2009 |  | 10/07/2011
Hoshizaki America | Hoshizaki | F-1500MAH | Ice-making Head | Air-Cooled Condenser | Flake |  | 1170 | 3.8 | 5.6 |  |  |  | Non Federally-Regulated | 04/10/2009 |  | 09/25/2012
Follett Products, LLC | Follett | HMF1000R** | Both Remote Condensing & Remot | Air-Cooled Condenser | Other |  | 739 | 5.95 | 6.04 |  |  |  | Federally-Regulated Commercial & Industrial Equipment | 09/02/2015 |  | 09/09/2015
Follett Products, LLC | Follett | HCD1400R** | Both Remote Condensing & Remot | Air-Cooled Condenser | Other |  | 1184 | 4.87 | 5.3 |  |  |  | Federally-Regulated Commercial & Industrial Equipment | 09/02/2015 |  | 09/09/2015
Hoshizaki America | Hoshizaki | KM-1800SAH3 | Ice-making Head | Air-Cooled Condenser | Cube |  | 1532 | 4.6 | 5.2 |  |  |  | Non Federally-Regulated | 09/08/2009 |  | 10/07/2011
Manitowoc Ice, Inc. | Manitowoc | SD-0323W | Ice-making Head | Water-Cooled Condenser | Cube |  | 290 | 5.4 | 6.21 | 160 | 193.6 |  | Non Federally-Regulated | 01/03/2008 |  | 09/15/2014
Mile High Equipment, LLC | Ice-O-Matic | EF450A**S | Self-Contained | Air-Cooled Condenser | Flake |  | 254 | 5.76 | 9.8 |  |  |  | Non Federally-Regulated | 01/16/2008 |  | 01/16/2008
Follett Products, LLC | Follett | HMD1650R** | Both Remote Condensing & Remot | Air-Cooled Condenser | Other |  | 1284 | 5.24 | 5.3 |  |  |  | Federally-Regulated Commercial & Industrial Equipment | 09/02/2015 |  | 09/09/2015
Follett Products, LLC | Follett | HMD700*** | Both Remote Condensing & Remot | Air-Cooled Condenser | Other |  | 566 | 5.44 | 6.7 |  |  |  | Federally-Regulated Commercial & Industrial Equipment | 09/02/2015 |  | 09/09/2015
Hoshizaki America | Hoshizaki | KM-2000SRH3 | Remote Condensing w/o Remote C | Air-Cooled Condenser | Cube |  | 1748 | 4.4 | 5.1 |  |  |  | Non Federally-Regulated | 05/21/2009 |  | 10/07/2011
Manitowoc Ice, Inc. | Manitowoc | SD-0592N JC-0495 | Remote Condensing w/o Remote C | Air-Cooled Condenser | Cube |  | 425 | 6.05 | 7.24 |  |  |  | Non Federally-Regulated | 01/03/2008 |  | 09/15/2014
Follett Products, LLC | Follett | HCD1650N** | Both Remote Condensing & Remot | Air-Cooled Condenser | Other |  | 1422 | 5.23 | 5.3 |  |  |  | Federally-Regulated Commercial & Industrial Equipment | 09/02/2015 |  | 09/09/2015
Follett Products, LLC | Follett | 15FS100A-NW | Self-Contained | Air-Cooled Condenser | Other |  | 93 | 7.87 | 13.64 |  |  |  | Federally-Regulated Commercial & Industrial Equipment | 09/02/2015 |  | 09/09/2015
Manitowoc Ice, Inc. | Manitowoc | SD-1472C CVD14853 | Both Remote Condensing & Remot | Air-Cooled Condenser | Cube |  | 1220 | 4.4 | 5.3 |  |  |  | Non Federally-Regulated | 01/03/2008 |  | 11/17/2014
Manitowoc Ice, Inc. | Manitowoc | QY-1805S3 | Ice-making Head | Water-Cooled Condenser | Cube |  | 1670 | 4 | 4 | 160 | 163.3 |  | Non Federally-Regulated | 01/08/2008 |  | 09/15/2014
Manitowoc Ice, Inc. | Manitowoc | SD-1272C CVD-1285 | Both Remote Condensing & Remot | Air-Cooled Condenser | Cube |  | 975 | 5.3 | 5.3 |  |  |  | Non Federally-Regulated | 01/16/2008 |  | 11/17/2014
Hoshizaki America | Hoshizaki | KM-260BAH | Self-Contained | Air-Cooled Condenser | Cube |  | 208 | 7.1 | 9.8 |  |  |  | Non Federally-Regulated | 04/10/2009 |  | 10/07/2011
Manitowoc Ice, Inc. | Manitowoc | IB-0622DC CVD-06753 | Both Remote Condensing & Remot | Air-Cooled Condenser | Cube |  | 570 | 6.5 | 6.68 |  |  |  | Non Federally-Regulated | 01/03/2008 |  | 12/30/2014
Mile High Equipment, LLC | Ice-O-Matic | EMF2306W* | Ice-making Head | Water-Cooled Condenser | Flake |  | 2192 | 2.2 | 4 | 62 | 151.8 |  | Non Federally-Regulated | 01/16/2008 |  | 01/16/2008
Hoshizaki America | Hoshizaki | F-500BAF | Self-Contained | Air-Cooled Condenser | Flake |  | 359 | 6 | 9.8 |  |  |  | Non Federally-Regulated | 05/21/2009 |  | 09/25/2012
Manitowoc Ice, Inc. | Manitowoc | IB-1022DC CVD-1185 | Both Remote Condensing & Remot | Air-Cooled Condenser | Cube |  | 890 | 5.4 | 5.47 |  |  |  | Non Federally-Regulated | 01/03/2008 |  | 12/30/2014
Follett Products, LLC | Follett | UFD425A80 | Self-Contained | Air-Cooled Condenser | Flake |  | 502 | 6.39 | 9.8 |  |  |  | Federally-Regulated Commercial & Industrial Equipment | 09/02/2015 |  | 09/09/2015
Manitowoc Ice, Inc. | Manitowoc | QY-1805S | Ice-making Head | Water-Cooled Condenser | Cube |  | 1670 | 4 | 4 | 160 | 163.3 |  | Non Federally-Regulated | 01/08/2008 |  | 09/15/2014
Manitowoc Ice, Inc. | Manitowoc | SD-1202A3 | Ice-making Head | Air-Cooled Condenser | Cube |  | 890 | 5.4 | 5.91 |  |  |  | Non Federally-Regulated | 01/16/2008 |  | 11/17/2014
Manitowoc Ice, Inc. | Manitowoc | SD-0852A | Ice-making Head | Air-Cooled Condenser | Cube |  | 615 | 6 | 6.21 |  |  |  | Non Federally-Regulated | 01/03/2008 |  | 09/15/2014
Follett Products, LLC | Follett | HMF1650R** | Both Remote Condensing & Remot | Air-Cooled Condenser | Other |  | 1441 | 4.14 | 5.3 |  |  |  | Federally-Regulated Commercial & Industrial Equipment | 09/02/2015 |  | 09/09/2015
Mile High Equipment, LLC | Ice-O-Matic | EF250A**S | Self-Contained | Air-Cooled Condenser | Flake |  | 208 | 5.58 | 9.8 |  |  |  | Non Federally-Regulated | 01/16/2008 |  | 01/16/2008
Follett Products, LLC | Follett | 7UC100A-NW | Self-Contained | Air-Cooled Condenser | Other |  | 106 | 8.4 | 13.03 |  |  |  | Federally-Regulated Commercial & Industrial Equipment | 09/02/2015 |  | 09/09/2015
Follett Products, LLC | Follett | 110CT425A-** | Self-Contained | Air-Cooled Condenser | Other |  | 333 | 7.2 | 9.8 |  |  |  | Federally-Regulated Commercial & Industrial Equipment | 09/02/2015 |  | 09/09/2015
Manitowoc Ice, Inc. | Manitowoc | SD-0322A | Ice-making Head | Air-Cooled Condenser | Cube |  | 250 | 6.9 | 8.11 |  |  |  | Non Federally-Regulated | 01/03/2008 |  | 09/15/2014
Manitowoc Ice, Inc. | Manitowoc | SD-1492N3 JC-1395 | Remote Condensing w/o Remote C | Air-Cooled Condenser | Cube |  | 1210 | 4.8 | 5.1 |  |  |  | Non Federally-Regulated | 01/03/2008 |  | 11/17/2014
Mile High Equipment, LLC | Ice-O-Matic | ICE1007*W* | Ice-making Head | Water-Cooled Condenser | Cube |  | 951 | 4 | 4.83 | 111 | 179.1 |  | Non Federally-Regulated | 01/16/2008 |  | 10/30/2008
Manitowoc Ice, Inc. | Manitowoc | SD-1402A | Ice-making Head | Air-Cooled Condenser | Cube |  | 1160 | 5.3 | 5.61 |  |  |  | Non Federally-Regulated | 01/03/2008 |  | 11/17/2014
Follett Products, LLC | Follett | HCD1000R** | Both Remote Condensing & Remot | Air-Cooled Condenser | Other |  | 861 | 5.4 | 5.58 |  |  |  | Federally-Regulated Commercial & Industrial Equipment | 09/02/2015 |  | 09/09/2015
Follett Products, LLC | Follett | HCD1000N** | Both Remote Condensing & Remot | Air-Cooled Condenser | Other |  | 737 | 5.64 | 6.05 |  |  |  | Federally-Regulated Commercial & Industrial Equipment | 09/02/2015 |  | 09/09/2015
Follett Products, LLC | Follett | HMD1400R** | Both Remote Condensing & Remot | Air-Cooled Condenser | Other |  | 1184 | 4.87 | 5.3 |  |  |  | Federally-Regulated Commercial & Industrial Equipment | 09/02/2015 |  | 09/09/2015
Mile High Equipment, LLC | Ice-O-Matic | EMF2306A* | Ice-making Head | Air-Cooled Condenser | Flake |  | 1836 | 3 | 4.87 |  |  |  | Non Federally-Regulated | 01/16/2008 |  | 01/16/2008
Manitowoc Ice, Inc. | Manitowoc | SD-0453W | Ice-making Head | Water-Cooled Condenser | Cube |  | 385 | 5.1 | 5.68 | 138 | 191.5 |  | Non Federally-Regulated | 01/08/2008 |  | 09/15/2014
Manitowoc Ice, Inc. | Manitowoc | SD-1002A3 | Ice-making Head | Air-Cooled Condenser | Cube |  | 840 | 5.5 | 5.97 |  |  |  | Non Federally-Regulated | 01/03/2008 |  | 11/17/2014
Follett Products, LLC | Follett | HCC700A** | Ice-making Head | Air-Cooled Condenser | Other |  | 474 | 5.61 | 6.37 |  |  |  | Federally-Regulated Commercial & Industrial Equipment | 09/02/2015 |  | 09/09/2015
Manitowoc Ice, Inc. | Manitowoc | SD-1403W3 | Ice-making Head | Water-Cooled Condenser | Cube |  | 1210 | 4.1 | 4.55 | 140 | 173.4 |  | Non Federally-Regulated | 01/03/2008 |  | 11/17/2014
Manitowoc Ice, Inc. | Manitowoc | SD-0853W | Ice-making Head | Water-Cooled Condenser | Cube |  | 740 | 4.5 | 5.07 | 145 | 183.7 |  | Non Federally-Regulated | 01/03/2008 |  | 09/15/2014
Hoshizaki America | Hoshizaki | KM-2500SRH3 | Remote Condensing w/o Remote C | Air-Cooled Condenser | Cube |  | 2250 | 4.5 | 5.1 |  |  |  | Federally-Regulated Commercial & Industrial Equipment | 04/01/2010 |  | 09/25/2012
Follett Products, LLC | Follett | 25HI425A-*I-*** | Self-Contained | Air-Cooled Condenser | Other |  | 327 | 6.85 | 9.8 |  |  |  | Federally-Regulated Commercial & Industrial Equipment | 09/02/2015 |  | 09/09/2015
Manitowoc Ice, Inc. | Manitowoc | SD-1092N JC-0895 | Remote Condensing w/o Remote C | Air-Cooled Condenser | Cube |  | 870 | 5.2 | 5.54 |  |  |  | Non Federally-Regulated | 01/03/2008 |  | 11/17/2014
Manitowoc Ice, Inc. | Manitowoc | SD-1072C CVD-1085 | Both Remote Condensing & Remot | Air-Cooled Condenser | Cube |  | 800 | 5.1 | 5.81 |  |  |  | Non Federally-Regulated | 01/03/2008 |  | 11/17/2014
Follett Products, LLC | Follett | 12CI425A-** | Self-Contained | Air-Cooled Condenser | Other |  | 322 | 7.06 | 9.8 |  |  |  | Federally-Regulated Commercial & Industrial Equipment | 09/02/2015 |  | 09/09/2015
Manitowoc Ice, Inc. | Manitowoc | IB-0822DC CVD-0885 | Both Remote Condensing & Remot | Air-Cooled Condenser | Cube |  | 630 | 5.9 | 6.46 |  |  |  | Non Federally-Regulated | 01/03/2008 |  | 12/30/2014
Follett Products, LLC | Follett | HMF1400R** | Both Remote Condensing & Remot | Air-Cooled Condenser | Other |  | 1195 | 4.59 | 5.3 |  |  |  | Federally-Regulated Commercial & Industrial Equipment | 09/02/2015 |  | 09/09/2015
Manitowoc Ice, Inc. | Manitowoc | SD-0872C CVD-0885 | Both Remote Condensing & Remot | Air-Cooled Condenser | Cube |  | 600 | 6.3 | 6.57 |  |  |  | Non Federally-Regulated | 01/03/2008 |  | 09/15/2014
Mile High Equipment, LLC | Ice-O-Matic | EMF1106W* | Ice-making Head | Water-Cooled Condenser | Flake |  | 1012 | 2.9 | 4.77 | 86 | 177.7 |  | Non Federally-Regulated | 01/16/2008 |  | 01/16/2008
Manitowoc Ice, Inc. | Manitowoc | SD-0603W | Ice-making Head | Water-Cooled Condenser | Cube |  | 610 | 4.5 | 5.21 | 170 | 186.6 |  | Non Federally-Regulated | 01/03/2008 |  | 09/15/2014
Hoshizaki America | Hoshizaki | KM-1300SWH | Ice-making Head | Water-Cooled Condenser | Cube |  | 1278 | 4 | 4.47 | 72 | 171.9 |  | Non Federally-Regulated | 09/08/2009 |  | 10/07/2011
Mile High Equipment, LLC | Ice-O-Matic | ICE0806*A* | Ice-making Head | Air-Cooled Condenser | Cube |  | 698 | 5.8 | 6.12 |  |  |  | Non Federally-Regulated | 01/16/2008 |  | 10/30/2008
Hoshizaki America | Hoshizaki | KM-2400SRH3 | Remote Condensing w/o Remote C | Air-Cooled Condenser | Cube |  | 2321 | 5.1 | 5.1 |  |  |  | Non Federally-Regulated | 04/10/2009 |  | 10/07/2011
Follett Products, LLC | Follett | 15CI100A-NW | Self-Contained | Air-Cooled Condenser | Other |  | 93 | 7.87 | 13.64 |  |  |  | Federally-Regulated Commercial & Industrial Equipment | 09/02/2015 |  | 09/09/2015
Mile High Equipment, LLC | Ice-O-Matic | ICE1007*A* | Ice-making Head | Air-Cooled Condenser | Cube |  | 804 | 5.67 | 6.01 |  |  |  | Non Federally-Regulated | 01/16/2008 |  | 10/30/2008
Follett Products, LLC | Follett | 7CI100A-NW | Self-Contained | Air-Cooled Condenser | Other |  | 106 | 8.4 | 13.03 |  |  |  | Federally-Regulated Commercial & Industrial Equipment | 09/02/2015 |  | 09/09/2015
Manitowoc Ice, Inc. | Manitowoc | SD-1202A | Ice-making Head | Air-Cooled Condenser | Cube |  | 1010 | 5.6 | 5.78 |  |  |  | Non Federally-Regulated | 01/03/2008 |  | 01/16/2008
Mile High Equipment, LLC | Ice-O-Matic | ICE1806*W* | Ice-making Head | Water-Cooled Condenser | Cube |  | 1776 | 3.6 | 4 | 140 | 160.9 |  | Non Federally-Regulated | 01/16/2008 |  | 10/30/2008
Hoshizaki America | Hoshizaki | KM-1300SAH3 | Ice-making Head | Air-Cooled Condenser | Cube |  | 1132 | 4.9 | 5.64 |  |  |  | Non Federally-Regulated | 09/08/2009 |  | 10/07/2011
Hoshizaki America | Hoshizaki | KMS-2000MLH | Both Remote Condensing & Remot | Air-Cooled Condenser | Cube |  | 1795 | 4.7 | 5.3 |  |  |  | Federally-Regulated Commercial & Industrial Equipment | 10/07/2011 |  | 09/25/2012
Manitowoc Ice, Inc. | Manitowoc | SD-1072C CVD-10853 | Both Remote Condensing & Remot | Air-Cooled Condenser | Cube |  | 800 | 5.1 | 5.81 |  |  |  | Non Federally-Regulated | 01/03/2008 |  | 11/17/2014
Manitowoc Ice, Inc. | Manitowoc | IB-0824YC CVD-08853 | Both Remote Condensing & Remot | Air-Cooled Condenser | Cube |  | 690 | 5.64 | 6.23 |  |  |  | Non Federally-Regulated | 01/03/2008 |  | 12/30/2014
Follett Products, LLC | Follett | 50CI425A-*I-*** | Self-Contained | Air-Cooled Condenser | Other |  | 327 | 6.85 | 9.8 |  |  |  | Federally-Regulated Commercial & Industrial Equipment | 09/02/2015 |  | 09/09/2015
Manitowoc Ice, Inc. | Manitowoc | SD-1202A | Ice-making Head | Air-Cooled Condenser | Cube |  | 890 | 5.6 | 5.91 |  |  |  | Non Federally-Regulated | 01/16/2008 |  | 11/17/2014
Manitowoc Ice, Inc. | Manitowoc | SD-0892N JC-0895 | Remote Condensing w/o Remote C | Air-Cooled Condenser | Cube |  | 645 | 5.9 | 6.4 |  |  |  | Non Federally-Regulated | 01/03/2008 |  | 09/15/2014
Mile High Equipment, LLC | Ice-O-Matic | ICE0500*T* | Ice-making Head | Air-Cooled Condenser | Cube |  | 452 | 6.3 | 6.39 |  |  |  | Non Federally-Regulated | 01/16/2008 |  | 04/25/2012
Scotsman Ice Systems | Scotsman | MDT5N25A-1* | Self-Contained | Air-Cooled Condenser | Flake |  | 365 | 6.8 | 9.8 |  |  |  | Federally-Regulated Commercial & Industrial Equipment | 06/07/2012 |  | 07/16/2012
Manitowoc Ice, Inc. | Manitowoc | IB-0622DC CVD-0675 | Both Remote Condensing & Remot | Air-Cooled Condenser | Cube |  | 570 | 6.5 | 6.68 |  |  |  | Non Federally-Regulated | 01/03/2008 |  | 12/30/2014
Hoshizaki America | Hoshizaki | F-330BAH | Self-Contained | Air-Cooled Condenser | Flake |  | 250 | 5.8 | 9.8 |  |  |  | Non Federally-Regulated | 10/28/2008 |  | 09/25/2012
Manitowoc Ice, Inc. | Manitowoc | SD-0503W | Ice-making Head | Water-Cooled Condenser | Cube |  | 470 | 4.4 | 5.22 | 140 | 189.7 |  | Non Federally-Regulated | 01/03/2008 |  | 09/15/2014
Hoshizaki America | Hoshizaki | KM-1300SAH | Ice-making Head | Air-Cooled Condenser | Cube |  | 1143 | 4.9 | 5.63 |  |  |  | Non Federally-Regulated | 09/08/2009 |  | 10/07/2011
Mile High Equipment, LLC | Ice-O-Matic | ICE1006*W* | Ice-making Head | Water-Cooled Condenser | Cube |  | 965 | 4 | 4.82 | 114 | 178.8 |  | Non Federally-Regulated | 01/16/2008 |  | 10/30/2008
Mile High Equipment, LLC | Ice-O-Matic | ICE1007*R* | Remote Condensing w/o Remote C | Air-Cooled Condenser | Cube |  | 765 | 5.6 | 5.94 |  |  |  | Non Federally-Regulated | 01/16/2008 |  | 10/30/2008
Manitowoc Ice, Inc. | Manitowoc | SD-1003W | Ice-making Head | Water-Cooled Condenser | Cube |  | 955 | 4.3 | 4.83 | 160 | 179 |  | Non Federally-Regulated | 01/03/2008 |  | 11/17/2014
Manitowoc Ice, Inc. | Manitowoc | SD-1202A3 | Ice-making Head | Air-Cooled Condenser | Cube |  | 1010 | 5.6 | 5.78 |  |  |  | Non Federally-Regulated | 01/03/2008 |  | 01/16/2008
Hoshizaki America | Hoshizaki | KML-451MWH | Ice-making Head | Water-Cooled Condenser | Cube |  | 397 | 5.3 | 5.62 | 138 | 191.3 |  | Non Federally-Regulated | 05/21/2009 |  | 09/25/2012
Manitowoc Ice, Inc. | Manitowoc | SD-0303W | Ice-making Head | Water-Cooled Condenser | Cube |  | 270 | 6 | 6.32 | 170 | 194.1 |  | Non Federally-Regulated | 01/08/2008 |  | 09/15/2014
Manitowoc Ice, Inc. | Manitowoc | SD-1203W | Ice-making Head | Water-Cooled Condenser | Cube |  | 1030 | 4.3 | 4.75 | 150 | 177.3 |  | Non Federally-Regulated | 01/16/2008 |  | 11/17/2014
Manitowoc Ice, Inc. | Manitowoc | SD-1472C CVD1485 | Both Remote Condensing & Remot | Air-Cooled Condenser | Cube |  | 1220 | 4.5 | 5.3 |  |  |  | Non Federally-Regulated | 01/03/2008 |  | 11/17/2014
Mile High Equipment, LLC | Ice-O-Matic | ICE0806*R* | Remote Condensing w/o Remote C | Air-Cooled Condenser | Cube |  | 826 | 5.3 | 5.71 |  |  |  | Non Federally-Regulated | 01/16/2008 |  | 10/30/2008
Manitowoc Ice, Inc. | Manitowoc | SD-0853W3 | Ice-making Head | Water-Cooled Condenser | Cube |  | 740 | 4.5 | 5.07 | 145 | 183.7 |  | Non Federally-Regulated | 01/03/2008 |  | 09/15/2014
Manitowoc Ice, Inc. | Manitowoc | IB-0822DC CVD-08853 | Both Remote Condensing & Remot | Air-Cooled Condenser | Cube |  | 630 | 5.9 | 6.46 |  |  |  | Non Federally-Regulated | 01/03/2008 |  | 12/30/2014
Follett Products, LLC | Follett | HMC700A** | Ice-making Head | Air-Cooled Condenser | Other |  | 474 | 5.61 | 6.37 |  |  |  | Federally-Regulated Commercial & Industrial Equipment | 09/02/2015 |  | 09/09/2015
Hoshizaki America | Hoshizaki | KM-1601SRH3 | Remote Condensing w/o Remote C | Air-Cooled Condenser | Cube |  | 1511 | 4.7 | 5.1 |  |  |  | Non Federally-Regulated | 05/21/2009 |  | 10/11/2011
Hoshizaki America | Hoshizaki | KM-1300SRH | Remote Condensing w/o Remote C | Air-Cooled Condenser | Cube |  | 1163 | 4.8 | 5.1 |  |  |  | Non Federally-Regulated | 09/08/2009 |  | 10/07/2011
Mile High Equipment, LLC | Ice-O-Matic | ICE0806*W* | Ice-making Head | Water-Cooled Condenser | Cube |  | 855 | 4 | 4.94 | 132 | 181.2 |  | Non Federally-Regulated | 01/16/2008 |  | 10/30/2008
Manitowoc Ice, Inc. | Manitowoc | SD-1092N3 JC-0895 | Remote Condensing w/o Remote C | Air-Cooled Condenser | Cube |  | 870 | 5.2 | 5.54 |  |  |  | Non Federally-Regulated | 01/03/2008 |  | 11/17/2014
Hoshizaki America | Hoshizaki | KM-515MWH | Ice-making Head | Water-Cooled Condenser | Cube |  | 475 | 4.8 | 5.19 | 115 | 189.6 |  | Non Federally-Regulated | 04/10/2009 |  | 09/25/2012
Hoshizaki America | Hoshizaki | KMS-1400MLH | Both Remote Condensing & Remot | Air-Cooled Condenser | Cube |  | 1142 | 5.3 | 5.3 |  |  |  | Non Federally-Regulated | 04/10/2009 |  | 10/07/2011
Manitowoc Ice, Inc. | Manitowoc | SD-0692N JC-0895 | Remote Condensing w/o Remote C | Air-Cooled Condenser | Cube |  | 570 | 5.9 | 6.68 |  |  |  | Non Federally-Regulated | 01/03/2008 |  | 09/15/2014
Manitowoc Ice, Inc. | Manitowoc | IB-0824YC CVD-0885 | Both Remote Condensing & Remot | Air-Cooled Condenser | Cube |  | 690 | 5.64 | 6.23 |  |  |  | Non Federally-Regulated | 01/03/2008 |  | 12/30/2014
Hoshizaki America | Hoshizaki | KM-1601SWH | Ice-making Head | Water-Cooled Condenser | Cube |  | 1523 | 3.8 | 4 | 100 | 166.5 |  | Non Federally-Regulated | 04/10/2009 |  | 09/25/2012
Manitowoc Ice, Inc. | Manitowoc | SD-0892N3 JC-0895 | Remote Condensing w/o Remote C | Air-Cooled Condenser | Cube |  | 645 | 5.7 | 6.4 |  |  |  | Non Federally-Regulated | 01/03/2008 |  | 09/15/2014
Follett Products, LLC | Follett | 7FS100A-NW | Self-Contained | Air-Cooled Condenser | Other |  | 106 | 8.4 | 13.03 |  |  |  | Federally-Regulated Commercial & Industrial Equipment | 09/02/2015 |  | 09/09/2015
Follett Products, LLC | Follett | MFD425A | Ice-making Head | Air-Cooled Condenser | Flake |  | 521 | 6.23 | 6.32 |  |  |  | Federally-Regulated Commercial & Industrial Equipment | 09/02/2015 |  | 09/09/2015
Manitowoc Ice, Inc. | Manitowoc | QY-1894S JC-1895 | Remote Condensing w/o Remote C | Air-Cooled Condenser | Cube |  | 1580 | 5 | 5.1 |  |  |  | Non Federally-Regulated | 01/08/2008 |  | 09/15/2014
Follett Products, LLC | Follett | HCF1000R** | Both Remote Condensing & Remot | Air-Cooled Condenser | Other |  | 739 | 5.95 | 6.04 |  |  |  | Federally-Regulated Commercial & Industrial Equipment | 09/02/2015 |  | 09/09/2015
Manitowoc Ice, Inc. | Manitowoc | SD-1003W3 | Ice-making Head | Water-Cooled Condenser | Cube |  | 955 | 4.3 | 4.83 | 160 | 179 |  | Non Federally-Regulated | 01/03/2008 |  | 11/17/2014
Hoshizaki America | Hoshizaki | KM-1800SRH3 | Remote Condensing w/o Remote C | Air-Cooled Condenser | Cube |  | 1595 | 4.3 | 5.1 |  |  |  | Non Federally-Regulated | 09/08/2009 |  | 10/07/2011
Hoshizaki America | Hoshizaki | KM-1900SRH | Remote Condensing w/o Remote C | Air-Cooled Condenser | Cube |  | 1616 | 3.9 | 5.1 |  |  |  | Non Federally-Regulated | 04/10/2009 |  | 10/07/2011