A.O. Smith Water Products Company | A. O. SMITH | G6-UDVS4036NV 1** | Federally-Regulated Consumer Product | Natural gas |  | 39 |  | 36000 | True |  |  | False | Gas-fired storage | 64 |  | 74 | 0 | 18784755 | Medium | 0.59 |  |  | 08/23/2022 | 206667232 | 08/23/2022
A.O. Smith Water Products Company | A. O. SMITH | DEN-40 1** | Federally-Regulated Consumer Product | Electric resistance |  | 46 |  | 4.5 | True |  |  | False | Electric storage | 62 |  | 98 | 3531 |  | Medium | 0.92 |  |  | 08/23/2022 | 207679293 | 08/23/2022
A.O. Smith Water Products Company | A. O. SMITH | GUR-50 4** | Federally-Regulated Consumer Product | Natural gas |  | 48 |  | 40000 | True |  |  | False | Gas-fired storage | 84 |  | 77 | 0 | 26448082 | High | 0.64 |  |  | 08/23/2022 | 206715154 | 08/23/2022
A.O. Smith Water Products Company | A. O. SMITH | GCD-50 1** | Federally-Regulated Consumer Product | Natural gas |  | 48 |  | 40000 | True |  |  | False | Gas-fired storage | 75 |  | 75 | 249 | 24042724 | High | 0.68 |  |  | 08/23/2022 | 206628648 | 08/23/2022
A.O. Smith Water Products Company | A. O. SMITH | G6-DVS4038NV 3** | Federally-Regulated Consumer Product | Natural gas |  | 39 |  | 38000 | True |  |  | False | Gas-fired storage | 64 |  | 75 | 0 | 18471676 | Medium | 0.6 |  |  | 08/23/2022 | 206715031 | 08/23/2022
A.O. Smith Water Products Company | A. O. SMITH | ATO-540P-N 1** | Federally-Regulated Consumer Product | Natural gas |  | 1 |  | 199000 |  |  |  | False | Instantaneous gas-fired |  | 5.8 | 96 | 34 | 17701647 | High | 0.95 |  | 0 | 08/23/2022 | 206703112 | 08/23/2022
A.O. Smith Water Products Company | A. O. SMITH | GDV-50 3** | Federally-Regulated Consumer Product | Natural gas |  | 48 |  | 40000 | True |  |  | False | Gas-fired storage | 77 |  | 79 | 0 | 25646625 | High | 0.66 |  |  | 08/23/2022 | 206715047 | 08/23/2022
A.O. Smith Water Products Company | A. O. SMITH | GT15-510C-I 1** | Federally-Regulated Consumer Product | Natural gas |  | 1 |  | 199000 |  |  |  | False | Instantaneous gas-fired |  | 4.7 | 82 | 23 | 20818774 | High | 0.81 |  | 0 | 08/23/2022 | 206703165 | 08/23/2022
A.O. Smith Water Products Company | A. O. SMITH | ATI-540H 1*1 | Federally-Regulated Consumer Product | LPG |  | 1 |  | 199000 |  |  |  | False | Instantaneous gas-fired |  | 5.8 | 96 | 47 | 18040466 | High | 0.93 |  | 0 | 08/23/2022 | 206703078 | 08/23/2022
A.O. Smith Water Products Company | A. O. SMITH | G6-DVT5040NV 3** | Federally-Regulated Consumer Product | Natural gas |  | 48 |  | 40000 | True |  |  | False | Gas-fired storage | 77 |  | 79 | 0 | 25646625 | High | 0.66 |  |  | 08/23/2022 | 206715051 | 08/23/2022
A.O. Smith Water Products Company | A. O. SMITH | XCRL-40 4** | Federally-Regulated Consumer Product | Natural gas |  | 38 |  | 40000 | True |  |  | False | Gas-fired storage | 67 |  | 78 | 0 | 19108631 | Medium | 0.58 |  |  | 08/23/2022 | 206715104 | 08/23/2022
A.O. Smith Water Products Company | A. O. SMITH | ATI-540H 1** | Federally-Regulated Consumer Product | Natural gas |  | 1 |  | 199000 |  |  |  | False | Instantaneous gas-fired |  | 5.8 | 96 | 47 | 18040466 | High | 0.93 |  | 0 | 08/23/2022 | 206703074 | 08/23/2022
A.O. Smith Water Products Company | A. O. SMITH | G6-S4040NVR 4** | Federally-Regulated Consumer Product | Natural gas |  | 38 |  | 40000 | True |  |  | False | Gas-fired storage | 67 |  | 78 | 0 | 19108631 | Medium | 0.58 |  |  | 08/23/2022 | 206715107 | 08/23/2022
A.O. Smith Water Products Company | A. O. SMITH | GCR-50 2** | Federally-Regulated Consumer Product | Natural gas |  | 48 |  | 40000 | True |  |  | False | Gas-fired storage | 81 |  | 80 | 0 | 26448082 | High | 0.64 |  |  | 08/23/2022 | 206715140 | 08/23/2022
A.O. Smith Water Products Company | A. O. SMITH | DEN-30 1** | Federally-Regulated Consumer Product | Electric resistance |  | 37 |  | 4.5 | True |  |  | False | Electric storage | 55 |  | 98 | 3531 |  | Medium | 0.92 |  |  | 08/23/2022 | 207679277 | 08/23/2022
A.O. Smith Water Products Company | A. O. SMITH | GT15-310C-I 1** | Federally-Regulated Consumer Product | Natural gas |  | 1 |  | 190000 |  |  |  | False | Instantaneous gas-fired |  | 4.6 | 85 | 24 | 20815362 | High | 0.81 |  | 0 | 08/23/2022 | 206703172 | 08/23/2022
A.O. Smith Water Products Company | A. O. SMITH | ATI-510U 2** | Federally-Regulated Consumer Product | Natural gas |  | 1 |  | 199000 |  |  |  | False | Instantaneous gas-fired |  | 5 | 84 | 43 | 20750534 | High | 0.81 |  | 0 | 08/23/2022 | 206703159 | 08/23/2022
A.O. Smith Water Products Company | A. O. SMITH | G6-S4040PVR 4*1 | Federally-Regulated Consumer Product | LPG |  | 38 |  | 40000 | True |  |  | False | Gas-fired storage | 67 |  | 78 | 0 | 19108631 | Medium | 0.58 |  |  | 08/23/2022 | 206715112 | 08/23/2022
A.O. Smith Water Products Company | A. O. SMITH | GT15-240-PI 1*1 | Federally-Regulated Consumer Product | LPG |  | 1 |  | 160000 |  |  |  | False | Instantaneous gas-fired |  | 4.7 | 97 | 38 | 17877549 | High | 0.94 |  | 0 | 08/23/2022 | 206703148 | 08/23/2022
A.O. Smith Water Products Company | A. O. SMITH | ATI-510C 1** | Federally-Regulated Consumer Product | Natural gas |  | 1 |  | 199000 |  |  |  | False | Instantaneous gas-fired |  | 4.7 | 82 | 23 | 20818774 | High | 0.81 |  | 0 | 08/23/2022 | 206703164 | 08/23/2022
A.O. Smith Water Products Company | A. O. SMITH | GT15-240-NI 1** | Federally-Regulated Consumer Product | Natural gas |  | 1 |  | 160000 |  |  |  | False | Instantaneous gas-fired |  | 4.7 | 97 | 38 | 17877549 | High | 0.94 |  | 0 | 08/23/2022 | 206703146 | 08/23/2022
A.O. Smith Water Products Company | A. O. SMITH | MHE6-40RW-030D-1** | Federally-Regulated Consumer Product | Electric resistance |  | 36 |  | 4 | True |  |  | True | Electric storage | 40 |  | 98 | 2466 |  | Low | 0.91 |  |  | 08/23/2022 | 207615731 | 08/23/2022
A.O. Smith Water Products Company | A. O. SMITH | ATI-240H 1** | Federally-Regulated Consumer Product | Natural gas |  | 1 |  | 160000 |  |  |  | False | Instantaneous gas-fired |  | 4.7 | 97 | 38 | 17877549 | High | 0.94 |  | 0 | 08/23/2022 | 206703145 | 08/23/2022
A.O. Smith Water Products Company | A. O. SMITH | HUR-50 4** | Federally-Regulated Consumer Product | Natural gas |  | 48 |  | 40000 | True |  |  | False | Gas-fired storage | 84 |  | 77 | 0 | 26448082 | High | 0.64 |  |  | 08/23/2022 | 206715156 | 08/23/2022
A.O. Smith Water Products Company | A. O. SMITH | ATO-540H 1** | Federally-Regulated Consumer Product | Natural gas |  | 1 |  | 199000 |  |  |  | False | Instantaneous gas-fired |  | 5.8 | 96 | 34 | 17701647 | High | 0.95 |  | 0 | 08/23/2022 | 206703111 | 08/23/2022
A.O. Smith Water Products Company | A. O. SMITH | GCR-30 2*1 | Federally-Regulated Consumer Product | LPG |  | 29 |  | 35500 | True |  |  | False | Gas-fired storage | 63 |  | 77 | 0 | 17592073 | Medium | 0.63 |  |  | 08/23/2022 | 206715084 | 08/23/2022
A.O. Smith Water Products Company | A. O. SMITH | GCRH-40 4** | Federally-Regulated Consumer Product | Natural gas |  | 38 |  | 35500 | True |  |  | False | Gas-fired storage | 65 |  | 80 | 0 | 18784755 | Medium | 0.59 |  |  | 08/23/2022 | 206715091 | 08/23/2022
A.O. Smith Water Products Company | A. O. SMITH | XCRL-40 4*1 | Federally-Regulated Consumer Product | LPG |  | 38 |  | 40000 | True |  |  | False | Gas-fired storage | 67 |  | 78 | 0 | 19108631 | Medium | 0.58 |  |  | 08/23/2022 | 206715110 | 08/23/2022
A.O. Smith Water Products Company | A. O. SMITH | ATI-540P-N 1** | Federally-Regulated Consumer Product | Natural gas |  | 1 |  | 199000 |  |  |  | False | Instantaneous gas-fired |  | 5.8 | 96 | 47 | 18040466 | High | 0.93 |  | 0 | 08/23/2022 | 206703075 | 08/23/2022
A.O. Smith Water Products Company | A. O. SMITH | XCRH-40 4** | Federally-Regulated Consumer Product | Natural gas |  | 38 |  | 35500 | True |  |  | False | Gas-fired storage | 65 |  | 80 | 0 | 18784755 | Medium | 0.59 |  |  | 08/23/2022 | 206715092 | 08/23/2022
A.O. Smith Water Products Company | A. O. SMITH | GCRL-40 2** | Federally-Regulated Consumer Product | Natural gas |  | 38 |  | 40000 | True |  |  | False | Gas-fired storage | 70 |  | 74 | 0 | 19108631 | Medium | 0.58 |  |  | 08/23/2022 | 206715170 | 08/23/2022
A.O. Smith Water Products Company | A. O. SMITH | GCR-40 2*1 | Federally-Regulated Consumer Product | LPG |  | 38 |  | 40000 | True |  |  | False | Gas-fired storage | 80 |  | 74 | 0 | 26448082 | High | 0.64 |  |  | 08/23/2022 | 206715249 | 08/23/2022
A.O. Smith Water Products Company | A. O. SMITH | HWRL-40 4*1 | Federally-Regulated Consumer Product | LPG |  | 38 |  | 40000 | True |  |  | False | Gas-fired storage | 67 |  | 78 | 0 | 19108631 | Medium | 0.58 |  |  | 08/23/2022 | 206715111 | 08/23/2022
A.O. Smith Water Products Company | A. O. SMITH | GCR-30 2** | Federally-Regulated Consumer Product | Natural gas |  | 29 |  | 35500 | True |  |  | False | Gas-fired storage | 63 |  | 77 | 0 | 17592073 | Medium | 0.63 |  |  | 08/23/2022 | 206715083 | 08/23/2022
A.O. Smith Water Products Company | A. O. SMITH | XUR 50 4** | Federally-Regulated Consumer Product | Natural gas |  | 48 |  | 40000 | True |  |  | False | Gas-fired storage | 84 |  | 77 | 0 | 26448082 | High | 0.64 |  |  | 08/23/2022 | 206715155 | 08/23/2022
A.O. Smith Water Products Company | A. O. SMITH | GDV-50 3*1 | Federally-Regulated Consumer Product | LPG |  | 48 |  | 40000 | True |  |  | False | Gas-fired storage | 77 |  | 79 | 0 | 25646625 | High | 0.66 |  |  | 08/23/2022 | 206715048 | 08/23/2022
A.O. Smith Water Products Company | A. O. SMITH | ACT-199O-P 1*1 | Federally-Regulated Consumer Product | LPG |  | 1 |  | 199000 |  |  |  | False | Instantaneous gas-fired |  | 5.8 | 96 | 34 | 17701647 | High | 0.95 |  | 0 | 08/23/2022 | 206703117 | 08/23/2022
A.O. Smith Water Products Company | A. O. SMITH | G12-S4040NVR 4** | Federally-Regulated Consumer Product | Natural gas |  | 38 |  | 40000 | True |  |  | False | Gas-fired storage | 67 |  | 78 | 0 | 19108631 | Medium | 0.58 |  |  | 08/23/2022 | 206715109 | 08/23/2022
A.O. Smith Water Products Company | A. O. SMITH | GDV-40 3** | Federally-Regulated Consumer Product | Natural gas |  | 39 |  | 38000 | True |  |  | False | Gas-fired storage | 64 |  | 75 | 0 | 18471676 | Medium | 0.6 |  |  | 08/23/2022 | 206715027 | 08/23/2022
A.O. Smith Water Products Company | A. O. SMITH | ATI-240H 1*1 | Federally-Regulated Consumer Product | LPG |  | 1 |  | 160000 |  |  |  | False | Instantaneous gas-fired |  | 4.7 | 97 | 38 | 17877549 | High | 0.94 |  | 0 | 08/23/2022 | 206703147 | 08/23/2022
A.O. Smith Water Products Company | A. O. SMITH | ATO-540P-P 1*1 | Federally-Regulated Consumer Product | LPG |  | 1 |  | 199000 |  |  |  | False | Instantaneous gas-fired |  | 5.8 | 96 | 34 | 17701647 | High | 0.95 |  | 0 | 08/23/2022 | 206703116 | 08/23/2022
A.O. Smith Water Products Company | A. O. SMITH | G6-DVS4038NVL 3** | Federally-Regulated Consumer Product | Natural gas |  | 39 |  | 38000 | True |  |  | False | Gas-fired storage | 64 |  | 75 | 0 | 18471676 | Medium | 0.6 |  |  | 08/23/2022 | 206715032 | 08/23/2022
A.O. Smith Water Products Company | A. O. SMITH | GDV-40L 3*1 | Federally-Regulated Consumer Product | LPG |  | 39 |  | 38000 | True |  |  | False | Gas-fired storage | 64 |  | 75 | 0 | 18471676 | Medium | 0.6 |  |  | 08/23/2022 | 206715030 | 08/23/2022
A.O. Smith Water Products Company | A. O. SMITH | GT15-540P-NI 1** | Federally-Regulated Consumer Product | Natural gas |  | 1 |  | 199000 |  |  |  | False | Instantaneous gas-fired |  | 5.8 | 96 | 47 | 18040466 | High | 0.93 |  | 0 | 08/23/2022 | 206703076 | 08/23/2022
A.O. Smith Water Products Company | A. O. SMITH | G6-DVT5040NVL 3** | Federally-Regulated Consumer Product | Natural gas |  | 48 |  | 40000 | True |  |  | False | Gas-fired storage | 77 |  | 79 | 0 | 25646625 | High | 0.66 |  |  | 08/23/2022 | 206715052 | 08/23/2022
A.O. Smith Water Products Company | A. O. SMITH | GT15-540-NI 1** | Federally-Regulated Consumer Product | Natural gas |  | 1 |  | 199000 |  |  |  | False | Instantaneous gas-fired |  | 5.8 | 96 | 47 | 18040466 | High | 0.93 |  | 0 | 08/23/2022 | 206703077 | 08/23/2022
A.O. Smith Water Products Company | A. O. SMITH | G6-T4035NVR 4** | Federally-Regulated Consumer Product | Natural gas |  | 38 |  | 35500 | True |  |  | False | Gas-fired storage | 65 |  | 80 | 0 | 18784755 | Medium | 0.59 |  |  | 08/23/2022 | 206715093 | 08/23/2022
A.O. Smith Water Products Company | A. O. SMITH | GCR-50 2*1 | Federally-Regulated Consumer Product | LPG |  | 48 |  | 40000 | True |  |  | False | Gas-fired storage | 81 |  | 80 | 0 | 26448082 | High | 0.64 |  |  | 08/23/2022 | 206715151 | 08/23/2022
A.O. Smith Water Products Company | A. O. SMITH | G6-UDVT5038NV 1** | Federally-Regulated Consumer Product | Natural gas |  | 48 |  | 38000 | True |  |  | False | Gas-fired storage | 76 |  | 78 | 0 | 26041188 | High | 0.65 |  |  | 08/23/2022 | 206715025 | 08/23/2022
A.O. Smith Water Products Company | A. O. SMITH | MHE6-40RW-035D-1** | Federally-Regulated Consumer Product | Electric resistance |  | 36 |  | 4 | True |  |  | True | Electric storage | 40 |  | 98 | 2466 |  | Low | 0.91 |  |  | 08/23/2022 | 207615729 | 08/23/2022
Rinnai America | Rinnai | CU199E (REU-N3237WC-US) | Federally-Regulated Consumer Product | LPG |  | 0 |  | 199000 |  |  |  | True | Instantaneous gas-fired |  | 5.6 | 97 | 11 | 18163298 | High | 0.93 |  | 0 | 08/23/2022 | 202102167 | 08/23/2022
Rinnai America | Rinnai | RE199E (REU-VE2737WD-US) | Federally-Regulated Consumer Product | Natural gas |  | 0 |  | 199000 |  |  |  | True | Instantaneous gas-fired |  | 4.7 | 82 | 12 | 20601461 | High | 0.82 |  | 0 | 08/23/2022 | 208210675 | 08/23/2022
Rinnai America | Rinnai | REP199E (REU-VEP2730WD-US) | Federally-Regulated Consumer Product | Natural gas |  | 0 |  | 199000 |  |  |  | True | Instantaneous gas-fired |  | 4.9 | 82 | 12 | 20856306 | High | 0.81 |  | 0 | 08/23/2022 | 208816537 | 08/23/2022
Rinnai America | Rinnai | RE199E (REU-VE2737WD-US) | Federally-Regulated Consumer Product | LPG |  | 0 |  | 199000 |  |  |  | True | Instantaneous gas-fired |  | 4.7 | 82 | 12 | 20601461 | High | 0.82 |  | 0 | 08/23/2022 | 208210675 | 08/23/2022
Rinnai America | Rinnai | RE160I (REU-VE2125FFD-US) | Federally-Regulated Consumer Product | Natural gas |  | 0 |  | 160000 |  |  |  | True | Instantaneous gas-fired |  | 3.5 | 83 | 10 | 13648603 | Medium | 0.81 |  | 0 | 08/23/2022 | 208210668 | 08/23/2022
Rinnai America | Rinnai | (RUR199I) REU-NP3237FF-US | Federally-Regulated Consumer Product | Natural gas |  | 0 |  | 199000 |  |  |  | True | Instantaneous gas-fired |  | 5.7 | 97 | 27 | 18108706 | High | 0.93 |  | 0 | 08/23/2022 | 10595469 | 08/23/2022
Rinnai America | Rinnai | RSC199EP | Federally-Regulated Consumer Product | LPG |  | 0 |  | 199000 |  |  |  | True | Instantaneous gas-fired |  | 5.6 | 97 | 11 | 18163298 | High | 0.93 |  | 0 | 08/23/2022 | 208141215 | 08/23/2022
Rinnai America | Rinnai | RE140I (REU-VE1720FFD-US) | Federally-Regulated Consumer Product | Natural gas |  | 0 |  | 140000 |  |  |  | True | Instantaneous gas-fired |  | 3.1 | 83 | 10 | 13648603 | Medium | 0.81 |  | 0 | 08/23/2022 | 208210667 | 08/23/2022
Rinnai America | Rinnai | (RU160I) REU-N2530FF-US | Federally-Regulated Consumer Product | LPG |  | 0 |  | 160000 |  |  |  | True | Instantaneous gas-fired |  | 4.1 | 97 | 26 | 18112118 | High | 0.93 |  | 0 | 08/23/2022 | 10595452 | 08/23/2022
Rinnai America | Rinnai | REU-VC2528W-US | Federally-Regulated Consumer Product | Natural gas |  | 1 |  | 180000 |  |  |  | True | Instantaneous gas-fired |  | 4.3 | 80 | 28 | 20801714 | High | 0.81 |  | 0 | 08/23/2022 | 5211506 | 08/23/2022
Rinnai America | Rinnai | (RU130E) REU-N2024W-US | Federally-Regulated Consumer Product | LPG |  | 0 |  | 130000 |  |  |  | True | Instantaneous gas-fired |  | 3.7 | 96 | 20 | 11978505 | Medium | 0.92 |  | 0 | 08/23/2022 | 10595398 | 08/23/2022
Rinnai America | Rinnai | (RUR160I) REU-NP2530FF-US | Federally-Regulated Consumer Product | LPG |  | 0 |  | 160000 |  |  |  | True | Instantaneous gas-fired |  | 4.1 | 97 | 26 | 18112118 | High | 0.93 |  | 0 | 08/23/2022 | 10595453 | 08/23/2022
Rinnai America | Rinnai | (RU180I) REU-N2934FF-US | Federally-Regulated Consumer Product | LPG |  | 0 |  | 180000 |  |  |  | True | Instantaneous gas-fired |  | 5.3 | 96 | 11 | 18163298 | High | 0.93 |  | 0 | 08/23/2022 | 10595512 | 08/23/2022
Rinnai America | Rinnai | (RU160I) REU-N2530FF-US(B) | Federally-Regulated Consumer Product | Natural gas |  | 0 |  | 160000 |  |  |  | True | Instantaneous gas-fired |  | 4.1 | 97 | 26 | 18112118 | High | 0.93 |  | 0 | 08/23/2022 | 209258314 | 08/23/2022
Rinnai America | Rinnai | (RU160E) REU-N2530W-US | Federally-Regulated Consumer Product | Natural gas |  | 0 |  | 160000 |  |  |  | True | Instantaneous gas-fired |  | 4.6 | 97 | 11 | 18163298 | High | 0.93 |  | 0 | 08/23/2022 | 10595417 | 08/23/2022
Rinnai America | Rinnai | RSC199IN | Federally-Regulated Consumer Product | Natural gas |  | 0 |  | 199000 |  |  |  | True | Instantaneous gas-fired |  | 5.7 | 97 | 27 | 18108706 | High | 0.93 |  | 0 | 08/23/2022 | 208141212 | 08/23/2022
Rinnai America | Rinnai | REP160E (REU-VEP2125WD-US) | Federally-Regulated Consumer Product | LPG |  | 0 |  | 160000 |  |  |  | True | Instantaneous gas-fired |  | 3.7 | 83 | 9 | 13652015 | Medium | 0.81 |  | 0 | 08/23/2022 | 208210798 | 08/23/2022
Rinnai America | Rinnai | (RUR199E) REU-NP3237W-US | Federally-Regulated Consumer Product | Natural gas |  | 0 |  | 199000 |  |  |  | True | Instantaneous gas-fired |  | 5.6 | 97 | 11 | 18163298 | High | 0.93 |  | 0 | 08/23/2022 | 10595467 | 08/23/2022
Rinnai America | Rinnai | (RU130I) REU-N2024FF-US | Federally-Regulated Consumer Product | Natural gas |  | 0 |  | 130000 |  |  |  | True | Instantaneous gas-fired |  | 3.7 | 96 | 0 | 12179127 | Medium | 0.91 |  | 0 | 08/23/2022 | 202066923 | 08/23/2022
Rinnai America | Rinnai | RE140E (REU-VE1720WD-US) | Federally-Regulated Consumer Product | Natural gas |  | 0 |  | 140000 |  |  |  | True | Instantaneous gas-fired |  | 3.2 | 83 | 11 | 13645191 | Medium | 0.81 |  | 0 | 08/23/2022 | 208210672 | 08/23/2022
Rinnai America | Rinnai | RE199I (REU-VE2737FFD-US) | Federally-Regulated Consumer Product | LPG |  | 0 |  | 199000 |  |  |  | True | Instantaneous gas-fired |  | 4.6 | 83 | 16 | 20587813 | High | 0.82 |  | 0 | 08/23/2022 | 208210671 | 08/23/2022
Rinnai America | Rinnai | REP199I (REU-VEP2730FFD-US) | Federally-Regulated Consumer Product | LPG |  | 0 |  | 199000 |  |  |  | True | Instantaneous gas-fired |  | 4.8 | 84 | 16 | 20587813 | High | 0.82 |  | 0 | 08/23/2022 | 208816536 | 08/23/2022
Rinnai America | Rinnai | REU-VC2837FFUD-US | Federally-Regulated Consumer Product | LPG |  | 1 |  | 199000 |  |  |  | True | Instantaneous gas-fired |  | 4.9 | 82 | 25 | 20811950 | High | 0.81 |  | 0 | 08/23/2022 | 5035306 | 08/23/2022
Rinnai America | Rinnai | (V94I) REU-VC2837FFU-US | Federally-Regulated Consumer Product | Natural gas |  | 1 |  | 199000 |  |  |  | True | Instantaneous gas-fired |  | 4.9 | 83 | 22 | 20822186 | High | 0.81 |  | 0 | 08/23/2022 | 8669114 | 08/23/2022
Rinnai America | Rinnai | (RU160I) REU-N2530FF-US | Federally-Regulated Consumer Product | Natural gas |  | 0 |  | 160000 |  |  |  | True | Instantaneous gas-fired |  | 4.1 | 97 | 26 | 18112118 | High | 0.93 |  | 0 | 08/23/2022 | 10595452 | 08/23/2022
Rinnai America | Rinnai | RE160E (REU-VE2125WD-US) | Federally-Regulated Consumer Product | LPG |  | 0 |  | 160000 |  |  |  | True | Instantaneous gas-fired |  | 3.7 | 83 | 9 | 13652015 | Medium | 0.81 |  | 0 | 08/23/2022 | 208210673 | 08/23/2022
Rinnai America | Rinnai | RE180E (REU-VE2432WD-US) | Federally-Regulated Consumer Product | LPG |  | 0 |  | 180000 |  |  |  | True | Instantaneous gas-fired |  | 4.2 | 82 | 7 | 20618521 | High | 0.82 |  | 0 | 08/23/2022 | 208210674 | 08/23/2022
Rinnai America | Rinnai | (RUS75E) REU-KCM2528W-US | Federally-Regulated Consumer Product | LPG |  | 1 |  | 160000 |  |  |  | True | Instantaneous gas-fired |  | 4.3 | 92 | 14 | 18971077 | High | 0.89 |  | 0 | 08/23/2022 | 8203413 | 08/23/2022
Rinnai America | Rinnai | RE180I (REU-VE2432FFD-US) | Federally-Regulated Consumer Product | Natural gas |  | 0 |  | 180000 |  |  |  | True | Instantaneous gas-fired |  | 4.1 | 83 | 14 | 20594637 | High | 0.82 |  | 0 | 08/23/2022 | 208210670 | 08/23/2022
Rinnai America | Rinnai | REU-VC2837WD-US | Federally-Regulated Consumer Product | Natural gas |  | 1 |  | 199000 |  |  |  | True | Instantaneous gas-fired |  | 4.8 | 82 | 27 | 20805126 | High | 0.81 |  | 0 | 08/23/2022 | 5035305 | 08/23/2022
Rinnai America | Rinnai | RE160I (REU-VE2125FFD-US) | Federally-Regulated Consumer Product | LPG |  | 0 |  | 160000 |  |  |  | True | Instantaneous gas-fired |  | 3.5 | 83 | 10 | 13648603 | Medium | 0.81 |  | 0 | 08/23/2022 | 208210668 | 08/23/2022
Rinnai America | Rinnai | REU-VC2528WD(A)-US | Federally-Regulated Consumer Product | Natural gas |  | 1 |  | 180000 |  |  |  | True | Instantaneous gas-fired |  | 4.3 | 80 | 28 | 20801714 | High | 0.81 |  | 0 | 08/23/2022 | 5339227 | 08/23/2022
Rinnai America | Rinnai | RE180E (REU-VE2432WD-US) | Federally-Regulated Consumer Product | Natural gas |  | 0 |  | 180000 |  |  |  | True | Instantaneous gas-fired |  | 4.2 | 82 | 7 | 20618521 | High | 0.82 |  | 0 | 08/23/2022 | 208210674 | 08/23/2022
Rinnai America | Rinnai | RSC199EN | Federally-Regulated Consumer Product | Natural gas |  | 0 |  | 199000 |  |  |  | True | Instantaneous gas-fired |  | 5.6 | 97 | 11 | 18163298 | High | 0.93 |  | 0 | 08/23/2022 | 208141211 | 08/23/2022
Rinnai America | Rinnai | CU199E (REU-N3237WC-US) | Federally-Regulated Consumer Product | Natural gas |  | 0 |  | 199000 |  |  |  | True | Instantaneous gas-fired |  | 5.6 | 97 | 11 | 18163298 | High | 0.93 |  | 0 | 08/23/2022 | 202102167 | 08/23/2022
Rinnai America | Rinnai | RE140E (REU-VE1720WD-US) | Federally-Regulated Consumer Product | LPG |  | 0 |  | 140000 |  |  |  | True | Instantaneous gas-fired |  | 3.2 | 83 | 11 | 13645191 | Medium | 0.81 |  | 0 | 08/23/2022 | 208210672 | 08/23/2022
Rinnai America | Rinnai | REU-VC2528FFUD(A)-US | Federally-Regulated Consumer Product | Natural gas |  | 1 |  | 180000 |  |  |  | True | Instantaneous gas-fired |  | 4.3 | 82 | 12 | 20856306 | High | 0.81 |  | 0 | 08/23/2022 | 5339228 | 08/23/2022
Rinnai America | Rinnai | (RUR160I) REU-NP2530FF-US | Federally-Regulated Consumer Product | Natural gas |  | 0 |  | 160000 |  |  |  | True | Instantaneous gas-fired |  | 4.1 | 97 | 26 | 18112118 | High | 0.93 |  | 0 | 08/23/2022 | 10595453 | 08/23/2022
Rinnai America | Rinnai | (RUCS65I) REU-KCM2025FFU-US | Federally-Regulated Consumer Product | LPG |  | 1 |  | 130000 |  |  |  | True | Instantaneous gas-fired |  | 3.7 | 87 | 24 | 12956942 | Medium | 0.85 |  | 0 | 08/23/2022 | 8203411 | 08/23/2022
Rinnai America | Rinnai | V53DE (REU-AM1620WD-US) | Federally-Regulated Consumer Product | Natural gas |  | 0 |  | 120000 |  |  |  | True | Instantaneous gas-fired |  | 3 | 83 | 1 | 13679311 | Medium | 0.81 |  | 0 | 08/23/2022 | 202029992 | 08/23/2022
Rinnai America | Rinnai | (V94XI) REU-VC2737FFU-US | Federally-Regulated Consumer Product | Natural gas |  | 1 |  | 192000 |  |  |  | True | Instantaneous gas-fired |  | 4.7 | 84 | 25 | 20557105 | High | 0.82 |  | 0 | 08/23/2022 | 8740686 | 08/23/2022
Rinnai America | Rinnai | (RU130I) REU-N2024FF-US | Federally-Regulated Consumer Product | LPG |  | 0 |  | 130000 |  |  |  | True | Instantaneous gas-fired |  | 3.7 | 96 | 0 | 12179127 | Medium | 0.91 |  | 0 | 08/23/2022 | 202066923 | 08/23/2022
Rinnai America | Rinnai | REP160I (REU-VEP2125FFD-US) | Federally-Regulated Consumer Product | Natural gas |  | 0 |  | 160000 |  |  |  | True | Instantaneous gas-fired |  | 3.5 | 83 | 10 | 13648603 | Medium | 0.81 |  | 0 | 08/23/2022 | 208210796 | 08/23/2022
Rinnai America | Rinnai | REU-VC2528FFU-US | Federally-Regulated Consumer Product | Natural gas |  | 1 |  | 180000 |  |  |  | True | Instantaneous gas-fired |  | 4.3 | 82 | 12 | 20856306 | High | 0.81 |  | 0 | 08/23/2022 | 5211505 | 08/23/2022
Rinnai America | Rinnai | (V94XI) REU-VC2737FFU-US | Federally-Regulated Consumer Product | LPG |  | 1 |  | 192000 |  |  |  | True | Instantaneous gas-fired |  | 4.7 | 84 | 25 | 20557105 | High | 0.82 |  | 0 | 08/23/2022 | 8740686 | 08/23/2022
Rinnai America | Rinnai | (RU199I) REU-N3237FF-US | Federally-Regulated Consumer Product | LPG |  | 0 |  | 199000 |  |  |  | True | Instantaneous gas-fired |  | 5.7 | 97 | 27 | 18108706 | High | 0.93 |  | 0 | 08/23/2022 | 10595468 | 08/23/2022
Rinnai America | Rinnai | (RU199I) REU-N3237FF-US(B) | Federally-Regulated Consumer Product | Natural gas |  | 0 |  | 199000 |  |  |  | True | Instantaneous gas-fired |  | 5.7 | 97 | 27 | 18108706 | High | 0.93 |  | 0 | 08/23/2022 | 209258317 | 08/23/2022
Rinnai America | Rinnai | REP199I (REU-VEP2730FFD-US) | Federally-Regulated Consumer Product | Natural gas |  | 0 |  | 199000 |  |  |  | True | Instantaneous gas-fired |  | 4.8 | 84 | 16 | 20587813 | High | 0.82 |  | 0 | 08/23/2022 | 208816536 | 08/23/2022
Rinnai America | Rinnai | REU-VC2837FFUD-US | Federally-Regulated Consumer Product | Natural gas |  | 1 |  | 199000 |  |  |  | True | Instantaneous gas-fired |  | 4.9 | 82 | 25 | 20811950 | High | 0.81 |  | 0 | 08/23/2022 | 5035306 | 08/23/2022
Rinnai America | Rinnai | V53DE (REU-AM1620WD-US) | Federally-Regulated Consumer Product | LPG |  | 0 |  | 120000 |  |  |  | True | Instantaneous gas-fired |  | 3 | 83 | 1 | 13679311 | Medium | 0.81 |  | 0 | 08/23/2022 | 202029992 | 08/23/2022
Rinnai America | Rinnai | (RU160E) REU-N2530W-US | Federally-Regulated Consumer Product | LPG |  | 0 |  | 160000 |  |  |  | True | Instantaneous gas-fired |  | 4.6 | 97 | 11 | 18163298 | High | 0.93 |  | 0 | 08/23/2022 | 10595417 | 08/23/2022
Rinnai America | Rinnai | (RU199I) REU-N3237FF-US(B) | Federally-Regulated Consumer Product | LPG |  | 0 |  | 199000 |  |  |  | True | Instantaneous gas-fired |  | 5.7 | 97 | 27 | 18108706 | High | 0.93 |  | 0 | 08/23/2022 | 209258317 | 08/23/2022
Rinnai America | Rinnai | (RU130I) REU-N2024FF-US(B) | Federally-Regulated Consumer Product | LPG |  | 0 |  | 130000 |  |  |  | True | Instantaneous gas-fired |  | 3.7 | 96 | 0 | 12179127 | Medium | 0.91 |  | 0 | 08/23/2022 | 209258320 | 08/23/2022
Rinnai America | Rinnai | RE180I (REU-VE2432FFD-US) | Federally-Regulated Consumer Product | LPG |  | 0 |  | 180000 |  |  |  | True | Instantaneous gas-fired |  | 4.1 | 83 | 14 | 20594637 | High | 0.82 |  | 0 | 08/23/2022 | 208210670 | 08/23/2022
Rinnai America | Rinnai | (RUR160E) REU-NP2530W-US | Federally-Regulated Consumer Product | Natural gas |  | 0 |  | 160000 |  |  |  | True | Instantaneous gas-fired |  | 4.6 | 97 | 11 | 18163298 | High | 0.93 |  | 0 | 08/23/2022 | 10595454 | 08/23/2022
Rinnai America | Rinnai | REU-VC2837WD-US | Federally-Regulated Consumer Product | LPG |  | 1 |  | 199000 |  |  |  | True | Instantaneous gas-fired |  | 4.8 | 82 | 27 | 20805126 | High | 0.81 |  | 0 | 08/23/2022 | 5035305 | 08/23/2022
Rinnai America | Rinnai | RE160E (REU-VE2125WD-US) | Federally-Regulated Consumer Product | Natural gas |  | 0 |  | 160000 |  |  |  | True | Instantaneous gas-fired |  | 3.7 | 83 | 9 | 13652015 | Medium | 0.81 |  | 0 | 08/23/2022 | 208210673 | 08/23/2022
Rinnai America | Rinnai | REP160I (REU-VEP2125FFD-US) | Federally-Regulated Consumer Product | LPG |  | 0 |  | 160000 |  |  |  | True | Instantaneous gas-fired |  | 3.5 | 83 | 10 | 13648603 | Medium | 0.81 |  | 0 | 08/23/2022 | 208210796 | 08/23/2022
Rinnai America | Rinnai | RE199I (REU-VE2737FFD-US) | Federally-Regulated Consumer Product | Natural gas |  | 0 |  | 199000 |  |  |  | True | Instantaneous gas-fired |  | 4.6 | 83 | 16 | 20587813 | High | 0.82 |  | 0 | 08/23/2022 | 208210671 | 08/23/2022
Rinnai America | Rinnai | (RUR199I) REU-NP3237FF-US | Federally-Regulated Consumer Product | LPG |  | 0 |  | 199000 |  |  |  | True | Instantaneous gas-fired |  | 5.7 | 97 | 27 | 18108706 | High | 0.93 |  | 0 | 08/23/2022 | 10595469 | 08/23/2022
Rinnai America | Rinnai | (RU199E) REU-N3237W-US | Federally-Regulated Consumer Product | Natural gas |  | 0 |  | 199000 |  |  |  | True | Instantaneous gas-fired |  | 5.6 | 97 | 11 | 18163298 | High | 0.93 |  | 0 | 08/23/2022 | 10595466 | 08/23/2022
Rinnai America | Rinnai | RSC160EN | Federally-Regulated Consumer Product | Natural gas |  | 0 |  | 160000 |  |  |  | True | Instantaneous gas-fired |  | 4.6 | 97 | 11 | 18163298 | High | 0.93 |  | 0 | 08/23/2022 | 208141210 | 08/23/2022
Rinnai America | Rinnai | (V94I) REU-VC2837FFU-US | Federally-Regulated Consumer Product | LPG |  | 1 |  | 199000 |  |  |  | True | Instantaneous gas-fired |  | 4.9 | 83 | 22 | 20822186 | High | 0.81 |  | 0 | 08/23/2022 | 8669114 | 08/23/2022
Rinnai America | Rinnai | (RU130I) REU-N2024FF-US(B) | Federally-Regulated Consumer Product | Natural gas |  | 0 |  | 130000 |  |  |  | True | Instantaneous gas-fired |  | 3.7 | 96 | 0 | 12179127 | Medium | 0.91 |  | 0 | 08/23/2022 | 209258320 | 08/23/2022
Rinnai America | Rinnai | RE140I (REU-VE1720FFD-US) | Federally-Regulated Consumer Product | LPG |  | 0 |  | 140000 |  |  |  | True | Instantaneous gas-fired |  | 3.1 | 83 | 10 | 13648603 | Medium | 0.81 |  | 0 | 08/23/2022 | 208210667 | 08/23/2022
Rinnai America | Rinnai | REP160E (REU-VEP2125WD-US) | Federally-Regulated Consumer Product | Natural gas |  | 0 |  | 160000 |  |  |  | True | Instantaneous gas-fired |  | 3.7 | 83 | 9 | 13652015 | Medium | 0.81 |  | 0 | 08/23/2022 | 208210798 | 08/23/2022
Rinnai America | Rinnai | (V94E) REU-VC2837W-US | Federally-Regulated Consumer Product | Natural gas |  | 1 |  | 199000 |  |  |  | True | Instantaneous gas-fired |  | 4.8 | 82 | 27 | 20805126 | High | 0.81 |  | 0 | 08/23/2022 | 8669106 | 08/23/2022
Rinnai America | Rinnai | (RU199E) REU-N3237W-US | Federally-Regulated Consumer Product | LPG |  | 0 |  | 199000 |  |  |  | True | Instantaneous gas-fired |  | 5.6 | 97 | 11 | 18163298 | High | 0.93 |  | 0 | 08/23/2022 | 10595466 | 08/23/2022
Rinnai America | Rinnai | REP199E (REU-VEP2730WD-US) | Federally-Regulated Consumer Product | LPG |  | 0 |  | 199000 |  |  |  | True | Instantaneous gas-fired |  | 4.9 | 82 | 12 | 20856306 | High | 0.81 |  | 0 | 08/23/2022 | 208816537 | 08/23/2022
Rinnai America | Rinnai | (RUS75E) REU-KCM2528W-US | Federally-Regulated Consumer Product | Natural gas |  | 1 |  | 160000 |  |  |  | True | Instantaneous gas-fired |  | 4.3 | 92 | 14 | 18971077 | High | 0.89 |  | 0 | 08/23/2022 | 8203413 | 08/23/2022
Rinnai America | Rinnai | REU-VC2528WD(A)-US | Federally-Regulated Consumer Product | LPG |  | 1 |  | 180000 |  |  |  | True | Instantaneous gas-fired |  | 4.3 | 80 | 28 | 20801714 | High | 0.81 |  | 0 | 08/23/2022 | 5339227 | 08/23/2022
Rinnai America | Rinnai | RSC160EP | Federally-Regulated Consumer Product | LPG |  | 0 |  | 160000 |  |  |  | True | Instantaneous gas-fired |  | 4.6 | 97 | 11 | 18163298 | High | 0.93 |  | 0 | 08/23/2022 | 208141214 | 08/23/2022
Rinnai America | Rinnai | (RU160I) REU-N2530FF-US(B) | Federally-Regulated Consumer Product | LPG |  | 0 |  | 160000 |  |  |  | True | Instantaneous gas-fired |  | 4.1 | 97 | 26 | 18112118 | High | 0.93 |  | 0 | 08/23/2022 | 209258314 | 08/23/2022
Rinnai America | Rinnai | (RU180E) REU-N2934W-US | Federally-Regulated Consumer Product | Natural gas |  | 0 |  | 180000 |  |  |  | True | Instantaneous gas-fired |  | 5.3 | 97 | 11 | 18163298 | High | 0.93 |  | 0 | 08/23/2022 | 10595463 | 08/23/2022
Rinnai America | Rinnai | REU-VC2528FFU-US | Federally-Regulated Consumer Product | LPG |  | 1 |  | 180000 |  |  |  | True | Instantaneous gas-fired |  | 4.3 | 82 | 12 | 20856306 | High | 0.81 |  | 0 | 08/23/2022 | 5211505 | 08/23/2022
Rinnai America | Rinnai | (RU180E) REU-N2934W-US | Federally-Regulated Consumer Product | LPG |  | 0 |  | 180000 |  |  |  | True | Instantaneous gas-fired |  | 5.3 | 97 | 11 | 18163298 | High | 0.93 |  | 0 | 08/23/2022 | 10595463 | 08/23/2022
Rinnai America | Rinnai | (RU130E) REU-N2024W-US | Federally-Regulated Consumer Product | Natural gas |  | 0 |  | 130000 |  |  |  | True | Instantaneous gas-fired |  | 3.7 | 96 | 20 | 11978505 | Medium | 0.92 |  | 0 | 08/23/2022 | 10595398 | 08/23/2022
Rinnai America | Rinnai | REU-VC2528FFUD(A)-US | Federally-Regulated Consumer Product | LPG |  | 1 |  | 180000 |  |  |  | True | Instantaneous gas-fired |  | 4.3 | 82 | 12 | 20856306 | High | 0.81 |  | 0 | 08/23/2022 | 5339228 | 08/23/2022
Rinnai America | Rinnai | (RU180I) REU-N2934FF-US(B) | Federally-Regulated Consumer Product | LPG |  | 0 |  | 180000 |  |  |  | True | Instantaneous gas-fired |  | 5.3 | 96 | 11 | 18163298 | High | 0.93 |  | 0 | 08/23/2022 | 209258319 | 08/23/2022
Rinnai America | Rinnai | (RU199I) REU-N3237FF-US | Federally-Regulated Consumer Product | Natural gas |  | 0 |  | 199000 |  |  |  | True | Instantaneous gas-fired |  | 5.7 | 97 | 27 | 18108706 | High | 0.93 |  | 0 | 08/23/2022 | 10595468 | 08/23/2022
Rinnai America | Rinnai | (RUR160E) REU-NP2530W-US | Federally-Regulated Consumer Product | LPG |  | 0 |  | 160000 |  |  |  | True | Instantaneous gas-fired |  | 4.6 | 97 | 11 | 18163298 | High | 0.93 |  | 0 | 08/23/2022 | 10595454 | 08/23/2022
Rinnai America | Rinnai | REU-VC2737FFUD-US | Federally-Regulated Consumer Product | Natural gas |  | 1 |  | 192000 |  |  |  | True | Instantaneous gas-fired |  | 4.7 | 84 | 19 | 20577577 | High | 0.82 |  | 0 | 08/23/2022 | 7370926 | 08/23/2022
Rinnai America | Rinnai | (RUR199E) REU-NP3237W-US | Federally-Regulated Consumer Product | LPG |  | 0 |  | 199000 |  |  |  | True | Instantaneous gas-fired |  | 5.6 | 97 | 11 | 18163298 | High | 0.93 |  | 0 | 08/23/2022 | 10595467 | 08/23/2022
Rinnai America | Rinnai | (RU180I) REU-N2934FF-US | Federally-Regulated Consumer Product | Natural gas |  | 0 |  | 180000 |  |  |  | True | Instantaneous gas-fired |  | 5.3 | 96 | 11 | 18163298 | High | 0.93 |  | 0 | 08/23/2022 | 10595512 | 08/23/2022
Rinnai America | Rinnai | REU-VC2528W-US | Federally-Regulated Consumer Product | LPG |  | 1 |  | 180000 |  |  |  | True | Instantaneous gas-fired |  | 4.3 | 80 | 28 | 20801714 | High | 0.81 |  | 0 | 08/23/2022 | 5211506 | 08/23/2022
Rinnai America | Rinnai | RSC199IP | Federally-Regulated Consumer Product | LPG |  | 0 |  | 199000 |  |  |  | True | Instantaneous gas-fired |  | 5.7 | 97 | 27 | 18108706 | High | 0.93 |  | 0 | 08/23/2022 | 208141216 | 08/23/2022
Rinnai America | Rinnai | (RU180I) REU-N2934FF-US(B) | Federally-Regulated Consumer Product | Natural gas |  | 0 |  | 180000 |  |  |  | True | Instantaneous gas-fired |  | 5.3 | 96 | 11 | 18163298 | High | 0.93 |  | 0 | 08/23/2022 | 209258319 | 08/23/2022
Rinnai America | Rinnai | RSC160IN | Federally-Regulated Consumer Product | Natural gas |  | 0 |  | 160000 |  |  |  | True | Instantaneous gas-fired |  | 4.1 | 97 | 26 | 18112118 | High | 0.93 |  | 0 | 08/23/2022 | 208141209 | 08/23/2022
Rinnai America | Rinnai | (V94E) REU-VC2837W-US | Federally-Regulated Consumer Product | LPG |  | 1 |  | 199000 |  |  |  | True | Instantaneous gas-fired |  | 4.8 | 82 | 27 | 20805126 | High | 0.81 |  | 0 | 08/23/2022 | 8669106 | 08/23/2022
Rinnai America | Rinnai | RSC160IP | Federally-Regulated Consumer Product | LPG |  | 0 |  | 160000 |  |  |  | True | Instantaneous gas-fired |  | 4.1 | 97 | 26 | 18112118 | High | 0.93 |  | 0 | 08/23/2022 | 208141213 | 08/23/2022
A.O. Smith Water Products Company | A. O. SMITH | XCRX-55 2*1 | Federally-Regulated Consumer Product | LPG |  | 55 |  | 60000 | True |  |  | False | Gas-fired storage | 83 |  | 74 | 0 | 27301246 | High | 0.62 |  |  | 08/23/2022 | 206954653 | 08/23/2022
A.O. Smith Water Products Company | A. O. SMITH | HWRX-55L 2** | Federally-Regulated Consumer Product | Natural gas |  | 55 |  | 60000 | True |  |  | False | Gas-fired storage | 83 |  | 74 | 0 | 27301246 | High | 0.62 |  |  | 08/23/2022 | 206954655 | 08/23/2022
A.O. Smith Water Products Company | A. O. SMITH | HWRX-55 2*1 | Federally-Regulated Consumer Product | LPG |  | 55 |  | 60000 | True |  |  | False | Gas-fired storage | 83 |  | 74 | 0 | 27301246 | High | 0.62 |  |  | 08/23/2022 | 206954656 | 08/23/2022
A.O. Smith Water Products Company | A. O. SMITH | GCRX-55L 2** | Federally-Regulated Consumer Product | Natural gas |  | 55 |  | 60000 | True |  |  | False | Gas-fired storage | 83 |  | 74 | 0 | 27301246 | High | 0.62 |  |  | 08/23/2022 | 206954648 | 08/23/2022
A.O. Smith Water Products Company | A. O. SMITH | GT15-110U-O 2** | Federally-Regulated Consumer Product | Natural gas |  | 1 |  | 140000 |  |  |  | False | Instantaneous gas-fired |  | 3.5 | 83 | 25 | 13597423 | Medium | 0.81 |  | 0 | 08/23/2022 | 206908488 | 08/23/2022
A.O. Smith Water Products Company | A. O. SMITH | XCRX-55 2** | Federally-Regulated Consumer Product | Natural gas |  | 55 |  | 60000 | True |  |  | False | Gas-fired storage | 83 |  | 74 | 0 | 27301246 | High | 0.62 |  |  | 08/23/2022 | 206954645 | 08/23/2022
A.O. Smith Water Products Company | A. O. SMITH | HWRX-55 2** | Federally-Regulated Consumer Product | Natural gas |  | 55 |  | 60000 | True |  |  | False | Gas-fired storage | 83 |  | 74 | 0 | 27301246 | High | 0.62 |  |  | 08/23/2022 | 206954654 | 08/23/2022
A.O. Smith Water Products Company | A. O. SMITH | ATI-310U 2** | Federally-Regulated Consumer Product | Natural gas |  | 1 |  | 190000 |  |  |  | False | Instantaneous gas-fired |  | 4.7 | 84 | 33 | 20784654 | High | 0.81 |  | 0 | 08/23/2022 | 206908510 | 08/23/2022
A.O. Smith Water Products Company | A. O. SMITH | XCRX-55L 2** | Federally-Regulated Consumer Product | Natural gas |  | 55 |  | 60000 | True |  |  | False | Gas-fired storage | 83 |  | 74 | 0 | 27301246 | High | 0.62 |  |  | 08/23/2022 | 206954659 | 08/23/2022
A.O. Smith Water Products Company | A. O. SMITH | GCRX-55L 2*1 | Federally-Regulated Consumer Product | LPG |  | 55 |  | 60000 | True |  |  | False | Gas-fired storage | 83 |  | 74 | 0 | 27301246 | High | 0.62 |  |  | 08/23/2022 | 206954649 | 08/23/2022
A.O. Smith Water Products Company | A. O. SMITH | ATO-510U 2** | Federally-Regulated Consumer Product | Natural gas |  | 1 |  | 199000 |  |  |  | False | Instantaneous gas-fired |  | 5 | 84 | 33 | 20784654 | High | 0.81 |  | 0 | 08/23/2022 | 206908517 | 08/23/2022
A.O. Smith Water Products Company | A. O. SMITH | GCRX-55 2*1 | Federally-Regulated Consumer Product | LPG |  | 55 |  | 60000 | True |  |  | False | Gas-fired storage | 83 |  | 74 | 0 | 27301246 | High | 0.62 |  |  | 08/23/2022 | 206954646 | 08/23/2022
A.O. Smith Water Products Company | A. O. SMITH | HWRX-55L 2*1 | Federally-Regulated Consumer Product | LPG |  | 55 |  | 60000 | True |  |  | False | Gas-fired storage | 83 |  | 74 | 0 | 27301246 | High | 0.62 |  |  | 08/23/2022 | 206954658 | 08/23/2022
A.O. Smith Water Products Company | A. O. SMITH | BT-60 2*1 | Federally-Regulated Consumer Product | LPG |  | 55 |  | 60000 | True |  |  | False | Gas-fired storage | 83 |  | 74 | 0 | 27301246 | High | 0.62 |  |  | 08/23/2022 | 206954651 | 08/23/2022
A.O. Smith Water Products Company | A. O. SMITH | ATI-110U 2** | Federally-Regulated Consumer Product | Natural gas |  | 1 |  | 140000 |  |  |  | False | Instantaneous gas-fired |  | 3.5 | 85 | 35 | 13563303 | Medium | 0.81 |  | 0 | 08/23/2022 | 206908495 | 08/23/2022
A.O. Smith Water Products Company | A. O. SMITH | GT15-510U-O 2** | Federally-Regulated Consumer Product | Natural gas |  | 1 |  | 199000 |  |  |  | False | Instantaneous gas-fired |  | 5 | 84 | 33 | 20784654 | High | 0.81 |  | 0 | 08/23/2022 | 206908518 | 08/23/2022
A.O. Smith Water Products Company | A. O. SMITH | BT-60 2** | Federally-Regulated Consumer Product | Natural gas |  | 55 |  | 60000 | True |  |  | False | Gas-fired storage | 83 |  | 74 | 0 | 27301246 | High | 0.62 |  |  | 08/23/2022 | 206954650 | 08/23/2022
A.O. Smith Water Products Company | A. O. SMITH | GCRX-55 2** | Federally-Regulated Consumer Product | Natural gas |  | 55 |  | 60000 | True |  |  | False | Gas-fired storage | 83 |  | 74 | 0 | 27301246 | High | 0.62 |  |  | 08/23/2022 | 206954554 | 08/23/2022
Rheem Sales Company, Inc. | Marathon | MRG105245-RU | Federally-Regulated Consumer Product | Electric resistance |  | 101 |  | 4.5 | False |  |  | True | Grid-enabled | 83 |  | 98 | 1602 |  | High | 0.9 |  |  | 08/23/2022 | 207826043 | 08/23/2022
Rheem Sales Company, Inc. | Marathon | MRG105238-RU | Federally-Regulated Consumer Product | Electric resistance |  | 101 |  | 3.8 | False |  |  | True | Grid-enabled | 83 |  | 98 | 1602 |  | High | 0.9 |  |  | 08/23/2022 | 207826042 | 08/23/2022
Noritz America Corp. | THERMALUX | NER66OD (GQ-2039WS ET US) | Federally-Regulated Consumer Product | Natural gas |  | 1 |  | 140000 |  |  |  | True | Instantaneous gas-fired |  | 3.6 | 84 | 137 | 13048416 | Medium | 0.82 |  | 0 | 08/23/2022 | 205040812 | 08/23/2022
Noritz America Corp. | THERMALUX | NERC98DV (GQ-C2857WS-FF ET US) | Federally-Regulated Consumer Product | Natural gas |  | 1 |  | 180000 |  |  |  | False | Instantaneous gas-fired |  | 5.1 | 94 | 161 | 18051517 | High | 0.91 |  | 0 | 08/23/2022 | 205040811 | 08/23/2022
Noritz America Corp. | THERMALUX | NERC11DV (GQ-C3257WX-FF ET US) | Federally-Regulated Consumer Product | LPG |  | 1 |  | 199900 |  |  |  | True | Instantaneous gas-fired |  | 5.7 | 94 | 161 | 18051517 | High | 0.91 |  | 0 | 08/23/2022 | 205040809 | 08/23/2022
Noritz America Corp. | THERMALUX | NERC98DV (GQ-C2857WS-FF ET US) | Federally-Regulated Consumer Product | LPG |  | 1 |  | 180000 |  |  |  | False | Instantaneous gas-fired |  | 5.1 | 94 | 161 | 18051517 | High | 0.91 |  | 0 | 08/23/2022 | 205040811 | 08/23/2022
Noritz America Corp. | THERMALUX | NERC11DV (GQ-C3257WX-FF ET US) | Federally-Regulated Consumer Product | Natural gas |  | 1 |  | 199900 |  |  |  | True | Instantaneous gas-fired |  | 5.7 | 94 | 161 | 18051517 | High | 0.91 |  | 0 | 08/23/2022 | 205040809 | 08/23/2022
Noritz America Corp. | THERMALUX | NER66OD (GQ-2039WS ET US) | Federally-Regulated Consumer Product | LPG |  | 1 |  | 140000 |  |  |  | True | Instantaneous gas-fired |  | 3.6 | 84 | 137 | 13048416 | Medium | 0.82 |  | 0 | 08/23/2022 | 205040812 | 08/23/2022
Bradford White Corporation | Laars | LCTEH010******** | Federally-Regulated Consumer Product | Electric resistance |  | 0 |  | 10 |  |  |  | False | Instantaneous electric |  | 1 | 93 | 649 |  | Very small | 0.91 |  |  | 08/23/2022 | 207477833 | 08/23/2022
Bradford White Corporation | Laars | LCTEV006******** | Federally-Regulated Consumer Product | Electric resistance |  | 0 |  | 6 |  |  |  | False | Instantaneous electric |  | 0.6 | 95 | 622 |  | Very small | 0.95 |  |  | 08/23/2022 | 207477836 | 08/23/2022
Bradford White Corporation | Laars | LT199PXX1 | Federally-Regulated Consumer Product | Natural gas |  | 1 |  | 199000 |  |  |  | False | Instantaneous gas-fired |  | 5.6 | 97 | 34 | 17701647 | High | 0.95 |  | 0 | 08/23/2022 | 208083724 | 08/23/2022
Bradford White Corporation | Laars | LCTEH006******** | Federally-Regulated Consumer Product | Electric resistance |  | 0 |  | 6 |  |  |  | False | Instantaneous electric |  | 0.6 | 95 | 622 |  | Very small | 0.95 |  |  | 08/23/2022 | 207477832 | 08/23/2022
Bradford White Corporation | Laars | LT199NXX1 | Federally-Regulated Consumer Product | Natural gas |  | 1 |  | 199000 |  |  |  | False | Instantaneous gas-fired |  | 5.6 | 97 | 34 | 17701647 | High | 0.95 |  | 0 | 08/23/2022 | 208083721 | 08/23/2022
Bradford White Corporation | Laars | LCTEV010******** | Federally-Regulated Consumer Product | Electric resistance |  | 0 |  | 10 |  |  |  | False | Instantaneous electric |  | 1 | 93 | 649 |  | Very small | 0.91 |  |  | 08/23/2022 | 207477837 | 08/23/2022
Bradford White Corporation | Laars | LCTEH005******** | Federally-Regulated Consumer Product | Electric resistance |  | 0 |  | 5 |  |  |  | False | Instantaneous electric |  | 0.5 | 97 | 615 |  | Very small | 0.96 |  |  | 08/23/2022 | 207477831 | 08/23/2022
Bradford White Corporation | Laars | LT199PRX1 | Federally-Regulated Consumer Product | Natural gas |  | 1 |  | 199000 |  |  |  | False | Instantaneous gas-fired |  | 5.6 | 97 | 34 | 17701647 | High | 0.95 |  | 0 | 08/23/2022 | 208083726 | 08/23/2022
Bradford White Corporation | Laars | LCTEV005******** | Federally-Regulated Consumer Product | Electric resistance |  | 0 |  | 5 |  |  |  | False | Instantaneous electric |  | 0.5 | 97 | 615 |  | Very small | 0.96 |  |  | 08/23/2022 | 207477835 | 08/23/2022
Bradford White Corporation | Laars | LT199NRX1 | Federally-Regulated Consumer Product | Natural gas |  | 1 |  | 199000 |  |  |  | False | Instantaneous gas-fired |  | 5.6 | 97 | 34 | 17701647 | High | 0.95 |  | 0 | 08/23/2022 | 208083722 | 08/23/2022
A.O. Smith Water Products Company | A. O. SMITH | HPVL 50 2*1 | Federally-Regulated Consumer Product | LPG |  | 49 |  | 40000 | True |  |  | False | Gas-fired storage | 79 |  | 80 | 40 | 23372926 | High | 0.72 |  |  | 08/23/2022 | 207616314 | 08/23/2022
A.O. Smith Water Products Company | A. O. SMITH | HPVX 50L 2*1 | Federally-Regulated Consumer Product | LPG |  | 50 |  | 62000 | True |  |  | False | Gas-fired storage | 119 |  | 82 | 26 | 23098647 | High | 0.73 |  |  | 08/23/2022 | 207616331 | 08/23/2022
A.O. Smith Water Products Company | A. O. SMITH | HPVL 50 2** | Federally-Regulated Consumer Product | Natural gas |  | 49 |  | 40000 | True |  |  | False | Gas-fired storage | 79 |  | 80 | 40 | 23372926 | High | 0.72 |  |  | 08/23/2022 | 207616313 | 08/23/2022
A.O. Smith Water Products Company | A. O. SMITH | HPVX 50L 2** | Federally-Regulated Consumer Product | Natural gas |  | 50 |  | 62000 | True |  |  | False | Gas-fired storage | 119 |  | 82 | 26 | 23098647 | High | 0.73 |  |  | 08/23/2022 | 207616330 | 08/23/2022
Rheem Sales Company, Inc. | Richmond | 6G55-45FN* | Federally-Regulated Consumer Product | Natural gas |  | 55 |  | 45000 | True |  |  | False | Gas-fired storage | 99 |  | 76 | 0 | 27301246 | High | 0.62 |  |  | 08/23/2022 | 205417961 | 08/23/2022
Rheem Sales Company, Inc. | Richmond | 10E40-HP120 | Federally-Regulated Consumer Product | Heat pump |  | 37 |  | 1.3 | False |  | False | True | Electric storage | 51 |  | 355 | 1082 |  | Medium | 3 |  |  | 08/23/2022 | 208629407 | 08/23/2022
Rheem Sales Company, Inc. | Richmond | 9E50-DCG | Federally-Regulated Consumer Product | Electric resistance |  | 45 |  | 4.5 | True |  |  | True | Electric storage | 63 |  | 98 | 3545 |  | Medium | 0.92 |  |  | 08/23/2022 | 209232971 | 08/23/2022
Rheem Sales Company, Inc. | Richmond | RMTGH84XLN-2 | Federally-Regulated Consumer Product | Natural gas |  | 0 |  | 157000 |  |  |  | False | Instantaneous gas-fired |  | 4.5 | 96 | 32 | 18091646 | High | 0.93 |  | 0 | 08/23/2022 | 205628329 | 08/23/2022
Rheem Sales Company, Inc. | Richmond | 6ES40-DCG | Federally-Regulated Consumer Product | Electric resistance |  | 33 |  | 4.5 | True |  |  | True | Electric storage | 51 |  | 98 | 3508 |  | Medium | 0.92 |  |  | 08/23/2022 | 209247342 | 08/23/2022
Rheem Sales Company, Inc. | Richmond | 9G50-38E2FN* | Federally-Regulated Consumer Product | Natural gas |  | 48 |  | 38000 | True |  |  | False | Gas-fired storage | 86 |  | 78 | 19 | 24827484 | High | 0.68 |  |  | 08/23/2022 | 205400781 | 08/23/2022
Rheem Sales Company, Inc. | Richmond | 6GRX40-40F | Federally-Regulated Consumer Product | Natural gas |  | 38 |  | 40000 | True |  |  | False | Gas-fired storage | 84 |  | 80 | 0 | 25646625 | High | 0.66 |  |  | 08/23/2022 | 209403927 | 08/23/2022
Rheem Sales Company, Inc. | Richmond | RMTGH95XLP-2 | Federally-Regulated Consumer Product | LPG |  | 0 |  | 199900 |  |  |  | False | Instantaneous gas-fired |  | 5.6 | 96 | 32 | 18091646 | High | 0.93 |  | 0 | 08/23/2022 | 205628308 | 08/23/2022
Rheem Sales Company, Inc. | Richmond | 9E55-DCG | Federally-Regulated Consumer Product | Electric resistance |  | 55 |  | 4.5 | True |  |  | True | Electric storage | 72 |  | 98 | 4622 |  | Medium | 0.92 |  |  | 08/23/2022 | 208583864 | 08/23/2022
Rheem Sales Company, Inc. | Richmond | 6ESB40-DCG | Federally-Regulated Consumer Product | Electric resistance |  | 35 |  | 3.8 | True |  |  | True | Electric storage | 51 |  | 98 | 3274 |  | Medium | 0.92 |  |  | 08/23/2022 | 208812560 | 08/23/2022
Rheem Sales Company, Inc. | Richmond | MVR40DV3 | Federally-Regulated Consumer Product | Natural gas |  | 38 |  | 30000 | True |  |  | True | Gas-fired storage | 58 |  | 80 | 0 | 18784755 | Medium | 0.59 |  |  | 08/23/2022 | 8068488 | 08/23/2022
Rheem Sales Company, Inc. | Richmond | MVR30DV3 | Federally-Regulated Consumer Product | Natural gas |  | 29 |  | 30000 | True |  |  | True | Gas-fired storage | 46 |  | 78 | 0 | 13433946 | Low | 0.57 |  |  | 08/23/2022 | 8068484 | 08/23/2022
Rheem Sales Company, Inc. | Richmond | 6G50PDV-65 | Federally-Regulated Consumer Product | Natural gas |  | 48 |  | 65000 | True |  |  | False | Gas-fired storage | 111 |  | 72 | 75 | 25785288 | High | 0.65 |  |  | 08/23/2022 | 4645605 | 08/23/2022
Rheem Sales Company, Inc. | Richmond | 6G40S-36PE2 | Federally-Regulated Consumer Product | LPG |  | 39 |  | 36000 | True |  |  | False | Gas-fired storage | 69 |  | 75 | 0 | 17050778 | Medium | 0.65 |  |  | 08/23/2022 | 4644900 | 08/23/2022
Rheem Sales Company, Inc. | Richmond | 12G55-50F3 | Federally-Regulated Consumer Product | Natural gas |  | 55 |  | 50000 | True |  |  | False | Gas-fired storage | 91 |  | 75 | 0 | 27301246 | High | 0.62 |  |  | 08/23/2022 | 8077761 | 08/23/2022
Rheem Sales Company, Inc. | Richmond | 12G40-40E2 | Federally-Regulated Consumer Product | Natural gas |  | 37 |  | 40000 | True |  |  | False | Gas-fired storage | 66 |  | 77 | 0 | 24181104 | Medium | 0.68 |  |  | 08/23/2022 | 4663098 | 08/23/2022
Rheem Sales Company, Inc. | Richmond | 6GRX50PVE2-42 | Federally-Regulated Consumer Product | Natural gas |  | 48 |  | 42000 | True |  |  | False | Gas-fired storage | 78 |  | 75 | 87 | 24595468 | High | 0.68 |  |  | 08/23/2022 | 209403954 | 08/23/2022
Rheem Sales Company, Inc. | Richmond | 9G50-40E2 | Federally-Regulated Consumer Product | Natural gas |  | 48 |  | 40000 | True |  |  | False | Gas-fired storage | 79 |  | 77 | 0 | 24531554 | High | 0.69 |  |  | 08/23/2022 | 4663105 | 08/23/2022
Rheem Sales Company, Inc. | Richmond | 12G40-38FN* | Federally-Regulated Consumer Product | Natural gas |  | 38 |  | 38000 | True |  |  | False | Gas-fired storage | 71 |  | 76 | 0 | 19108631 | Medium | 0.58 |  |  | 08/23/2022 | 205417919 | 08/23/2022
Rheem Sales Company, Inc. | Richmond | 6G50PDV-40 | Federally-Regulated Consumer Product | Natural gas |  | 47 |  | 40000 | True |  |  | False | Gas-fired storage | 82 |  | 81 | 96 | 24204002 | High | 0.69 |  |  | 08/23/2022 | 4645604 | 08/23/2022
Rheem Sales Company, Inc. | Richmond | 6G50-38FN* | Federally-Regulated Consumer Product | Natural gas |  | 48 |  | 38000 | True |  |  | False | Gas-fired storage | 86 |  | 83 | 0 | 26867893 | High | 0.63 |  |  | 08/23/2022 | 205417930 | 08/23/2022
Rheem Sales Company, Inc. | Richmond | 12G40S-40E2 | Federally-Regulated Consumer Product | Natural gas |  | 39 |  | 40000 | True |  |  | False | Gas-fired storage | 69 |  | 75 | 0 | 17050778 | Medium | 0.65 |  |  | 08/23/2022 | 4648391 | 08/23/2022
Rheem Sales Company, Inc. | Richmond | RMTGH95XLN-2 | Federally-Regulated Consumer Product | Natural gas |  | 0 |  | 199900 |  |  |  | False | Instantaneous gas-fired |  | 5.6 | 96 | 32 | 18091646 | High | 0.93 |  | 0 | 08/23/2022 | 205628307 | 08/23/2022
Rheem Sales Company, Inc. | Richmond | 6E50-DCG | Federally-Regulated Consumer Product | Electric resistance |  | 45 |  | 4.5 | True |  |  | True | Electric storage | 63 |  | 98 | 3545 |  | Medium | 0.92 |  |  | 08/23/2022 | 209232970 | 08/23/2022
Rheem Sales Company, Inc. | Richmond | 12G30-60 | Federally-Regulated Consumer Product | Natural gas |  | 28 |  | 60000 | True |  |  | False | Gas-fired storage | 93 |  | 78 | 33 | 23727929 | High | 0.71 |  |  | 08/23/2022 | 4663092 | 08/23/2022
Rheem Sales Company, Inc. | Richmond | 12EM40-DCG | Federally-Regulated Consumer Product | Electric resistance |  | 36 |  | 5.5 | True |  |  | True | Electric storage | 55 |  | 98 | 3495 |  | Medium | 0.93 |  |  | 08/23/2022 | 209232848 | 08/23/2022
Rheem Sales Company, Inc. | Richmond | 6G55-50F3 | Federally-Regulated Consumer Product | Natural gas |  | 55 |  | 50000 | True |  |  | False | Gas-fired storage | 91 |  | 75 | 0 | 27301246 | High | 0.62 |  |  | 08/23/2022 | 8077759 | 08/23/2022
Rheem Sales Company, Inc. | Richmond | 6GR50PVE2-42P | Federally-Regulated Consumer Product | LPG |  | 48 |  | 42000 | True |  |  | False | Gas-fired storage | 78 |  | 75 | 0 | 24892312 | High | 0.68 |  |  | 08/23/2022 | 4645379 | 08/23/2022
Rheem Sales Company, Inc. | Richmond | 6GR40PVE2-40 | Federally-Regulated Consumer Product | Natural gas |  | 38 |  | 40000 | True |  |  | False | Gas-fired storage | 86 |  | 79 | 110 | 24156234 | High | 0.69 |  |  | 08/23/2022 | 4648423 | 08/23/2022
Rheem Sales Company, Inc. | Richmond | TPDV50-65LP | Federally-Regulated Consumer Product | LPG |  | 48 |  | 47000 | True |  |  | False | Gas-fired storage | 81 |  | 72 | 113 | 25655632 | High | 0.65 |  |  | 08/23/2022 | 4645474 | 08/23/2022
Rheem Sales Company, Inc. | Richmond | 12E50-DCG | Federally-Regulated Consumer Product | Electric resistance |  | 45 |  | 5.5 | True |  |  | True | Electric storage | 63 |  | 98 | 3545 |  | Medium | 0.92 |  |  | 08/23/2022 | 209232972 | 08/23/2022
Rheem Sales Company, Inc. | Richmond | 12G40S-36PE2 | Federally-Regulated Consumer Product | LPG |  | 39 |  | 36000 | True |  |  | False | Gas-fired storage | 69 |  | 75 | 0 | 17050778 | Medium | 0.65 |  |  | 08/23/2022 | 4644899 | 08/23/2022
Rheem Sales Company, Inc. | Richmond | 6EM50-DCG | Federally-Regulated Consumer Product | Electric resistance |  | 45 |  | 4.5 | True |  |  | True | Electric storage | 63 |  | 98 | 3520 |  | Medium | 0.92 |  |  | 08/23/2022 | 209232649 | 08/23/2022
Rheem Sales Company, Inc. | Richmond | 12E55-DCG | Federally-Regulated Consumer Product | Electric resistance |  | 55 |  | 5.5 | True |  |  | True | Electric storage | 72 |  | 98 | 4622 |  | Medium | 0.92 |  |  | 08/23/2022 | 208583866 | 08/23/2022
Rheem Sales Company, Inc. | Richmond | 9G40-38FN* | Federally-Regulated Consumer Product | Natural gas |  | 38 |  | 38000 | True |  |  | False | Gas-fired storage | 71 |  | 76 | 0 | 19108631 | Medium | 0.58 |  |  | 08/23/2022 | 205417918 | 08/23/2022
Rheem Sales Company, Inc. | Richmond | 6GR40PVE2-36P | Federally-Regulated Consumer Product | LPG |  | 38 |  | 36000 | True |  |  | False | Gas-fired storage | 71 |  | 79 | 110 | 24156234 | Medium | 0.68 |  |  | 08/23/2022 | 4645178 | 08/23/2022
Rheem Sales Company, Inc. | Richmond | 9EM40-DCG | Federally-Regulated Consumer Product | Electric resistance |  | 36 |  | 4.5 | True |  |  | True | Electric storage | 55 |  | 98 | 3495 |  | Medium | 0.93 |  |  | 08/23/2022 | 209232847 | 08/23/2022
Rheem Sales Company, Inc. | Richmond | 6G50-38E2FN* | Federally-Regulated Consumer Product | Natural gas |  | 48 |  | 38000 | True |  |  | False | Gas-fired storage | 86 |  | 78 | 19 | 24827484 | High | 0.68 |  |  | 08/23/2022 | 205400780 | 08/23/2022
Rheem Sales Company, Inc. | Richmond | 6E40-DCG | Federally-Regulated Consumer Product | Electric resistance |  | 36 |  | 4.5 | True |  |  | True | Electric storage | 55 |  | 98 | 3531 |  | Medium | 0.92 |  |  | 08/23/2022 | 208665658 | 08/23/2022
Rheem Sales Company, Inc. | Richmond | 6G40S-38FN* | Federally-Regulated Consumer Product | Natural gas |  | 37 |  | 38000 | True |  |  | False | Gas-fired storage | 68 |  | 75 | 0 | 18784755 | Medium | 0.59 |  |  | 08/23/2022 | 205417951 | 08/23/2022
Rheem Sales Company, Inc. | Richmond | 9G40-38E2FN* | Federally-Regulated Consumer Product | Natural gas |  | 38 |  | 38000 | True |  |  | False | Gas-fired storage | 67 |  | 75 | 12 | 17276252 | Medium | 0.64 |  |  | 08/23/2022 | 205400789 | 08/23/2022
Rheem Sales Company, Inc. | Richmond | 6GRX50PVE2-42P | Federally-Regulated Consumer Product | LPG |  | 48 |  | 42000 | True |  |  | False | Gas-fired storage | 78 |  | 75 | 87 | 24595468 | High | 0.68 |  |  | 08/23/2022 | 209403955 | 08/23/2022
Rheem Sales Company, Inc. | Richmond | 6GT50-38FN* | Federally-Regulated Consumer Product | Natural gas |  | 48 |  | 38000 | True |  |  | False | Gas-fired storage | 86 |  | 83 | 0 | 26867893 | High | 0.63 |  |  | 08/23/2022 | 205417940 | 08/23/2022
Rheem Sales Company, Inc. | Richmond | 6GR50PVE2-42 | Federally-Regulated Consumer Product | Natural gas |  | 48 |  | 42000 | True |  |  | False | Gas-fired storage | 78 |  | 75 | 0 | 24892312 | High | 0.68 |  |  | 08/23/2022 | 4648425 | 08/23/2022
Rheem Sales Company, Inc. | Richmond | 6EM40-DCG | Federally-Regulated Consumer Product | Electric resistance |  | 36 |  | 4.5 | True |  |  | True | Electric storage | 55 |  | 98 | 3495 |  | Medium | 0.93 |  |  | 08/23/2022 | 209232845 | 08/23/2022
Rheem Sales Company, Inc. | Richmond | 9ET40-DCG | Federally-Regulated Consumer Product | Electric resistance |  | 36 |  | 4.5 | True |  |  | True | Electric storage | 55 |  | 98 | 3531 |  | Medium | 0.92 |  |  | 08/23/2022 | 208665659 | 08/23/2022
Rheem Sales Company, Inc. | Richmond | 10E50-HP120 | Federally-Regulated Consumer Product | Heat pump |  | 46 |  | 1.3 | False |  | False | True | Electric storage | 51 |  | 350 | 1082 |  | Medium | 3 |  |  | 08/23/2022 | 208676267 | 08/23/2022
Rheem Sales Company, Inc. | Richmond | 12G50-38FN* | Federally-Regulated Consumer Product | Natural gas |  | 48 |  | 38000 | True |  |  | False | Gas-fired storage | 86 |  | 83 | 0 | 26867893 | High | 0.63 |  |  | 08/23/2022 | 205417929 | 08/23/2022
Rheem Sales Company, Inc. | Richmond | 6G50S-40F3 | Federally-Regulated Consumer Product | Natural gas |  | 48 |  | 40000 | True |  |  | False | Gas-fired storage | 87 |  | 75 | 0 | 26867893 | High | 0.63 |  |  | 08/23/2022 | 8065142 | 08/23/2022
Rheem Sales Company, Inc. | Richmond | 12G40-38E2FN* | Federally-Regulated Consumer Product | Natural gas |  | 38 |  | 38000 | True |  |  | False | Gas-fired storage | 67 |  | 75 | 12 | 17276252 | Medium | 0.64 |  |  | 08/23/2022 | 205400790 | 08/23/2022
Rheem Sales Company, Inc. | Richmond | 6G50PDVP-40 | Federally-Regulated Consumer Product | LPG |  | 47 |  | 40000 | True |  |  | False | Gas-fired storage | 82 |  | 81 | 96 | 24204002 | High | 0.69 |  |  | 08/23/2022 | 4645618 | 08/23/2022
Rheem Sales Company, Inc. | Richmond | 6G30-60 | Federally-Regulated Consumer Product | Natural gas |  | 28 |  | 60000 | True |  |  | False | Gas-fired storage | 93 |  | 78 | 33 | 23727929 | High | 0.71 |  |  | 08/23/2022 | 4663043 | 08/23/2022
Rheem Sales Company, Inc. | Richmond | 6G40S-40E2 | Federally-Regulated Consumer Product | Natural gas |  | 39 |  | 40000 | True |  |  | False | Gas-fired storage | 69 |  | 75 | 0 | 17050778 | Medium | 0.65 |  |  | 08/23/2022 | 4648392 | 08/23/2022
Rheem Sales Company, Inc. | Richmond | 6G40PDV-40 | Federally-Regulated Consumer Product | Natural gas |  | 38 |  | 40000 | True |  |  | False | Gas-fired storage | 67 |  | 79 | 66 | 17366881 | Medium | 0.63 |  |  | 08/23/2022 | 4645603 | 08/23/2022
Rheem Sales Company, Inc. | Richmond | 6G40-38E2FN* | Federally-Regulated Consumer Product | Natural gas |  | 38 |  | 38000 | True |  |  | False | Gas-fired storage | 67 |  | 75 | 12 | 17276252 | Medium | 0.64 |  |  | 08/23/2022 | 205400788 | 08/23/2022
Rheem Sales Company, Inc. | Richmond | 6G50-40E2 | Federally-Regulated Consumer Product | Natural gas |  | 48 |  | 40000 | True |  |  | False | Gas-fired storage | 79 |  | 77 | 0 | 24531554 | High | 0.69 |  |  | 08/23/2022 | 4663104 | 08/23/2022
Rheem Sales Company, Inc. | Richmond | 6G40-36PE2 | Federally-Regulated Consumer Product | LPG |  | 37 |  | 36000 | True |  |  | False | Gas-fired storage | 66 |  | 77 | 19 | 24116276 | Medium | 0.68 |  |  | 08/23/2022 | 4663095 | 08/23/2022
Rheem Sales Company, Inc. | Richmond | 12GRX40-36PF | Federally-Regulated Consumer Product | LPG |  | 38 |  | 36000 | True |  |  | False | Gas-fired storage | 84 |  | 80 | 0 | 25646625 | High | 0.66 |  |  | 08/23/2022 | 209403936 | 08/23/2022
Rheem Sales Company, Inc. | Richmond | 6G40PV-36FN* | Federally-Regulated Consumer Product | Natural gas |  | 39 |  | 36000 | True |  |  | False | Gas-fired storage | 67 |  | 74 | 61 | 17109064 | Medium | 0.64 |  |  | 08/23/2022 | 205406731 | 08/23/2022
Rheem Sales Company, Inc. | Richmond | 6G55-45PF3 | Federally-Regulated Consumer Product | LPG |  | 55 |  | 45000 | True |  |  | False | Gas-fired storage | 91 |  | 75 | 0 | 27301246 | High | 0.62 |  |  | 08/23/2022 | 8077760 | 08/23/2022
Rheem Sales Company, Inc. | Richmond | 6G50PV-38FN* | Federally-Regulated Consumer Product | Natural gas |  | 48 |  | 38000 | True |  |  | False | Gas-fired storage | 86 |  | 77 | 80 | 24619352 | High | 0.68 |  |  | 08/23/2022 | 205406734 | 08/23/2022
Rheem Sales Company, Inc. | Richmond | 12G50-38E2FN* | Federally-Regulated Consumer Product | Natural gas |  | 48 |  | 38000 | True |  |  | False | Gas-fired storage | 86 |  | 78 | 19 | 24827484 | High | 0.68 |  |  | 08/23/2022 | 205400782 | 08/23/2022
Rheem Sales Company, Inc. | Richmond | 9EM50-DCG | Federally-Regulated Consumer Product | Electric resistance |  | 45 |  | 4.5 | True |  |  | True | Electric storage | 63 |  | 98 | 3520 |  | Medium | 0.92 |  |  | 08/23/2022 | 209232650 | 08/23/2022
Rheem Sales Company, Inc. | Richmond | RMTGH90XLP-2 | Federally-Regulated Consumer Product | LPG |  | 0 |  | 180000 |  |  |  | False | Instantaneous gas-fired |  | 5.2 | 95 | 32 | 18091646 | High | 0.93 |  | 0 | 08/23/2022 | 205628320 | 08/23/2022
Rheem Sales Company, Inc. | Richmond | 12G55-45FN* | Federally-Regulated Consumer Product | Natural gas |  | 55 |  | 45000 | True |  |  | False | Gas-fired storage | 99 |  | 76 | 0 | 27301246 | High | 0.62 |  |  | 08/23/2022 | 205417962 | 08/23/2022
Rheem Sales Company, Inc. | Richmond | 12EM50-DCG | Federally-Regulated Consumer Product | Electric resistance |  | 45 |  | 5.5 | True |  |  | True | Electric storage | 63 |  | 98 | 3520 |  | Medium | 0.92 |  |  | 08/23/2022 | 209232651 | 08/23/2022
Rheem Sales Company, Inc. | Richmond | 6E55-DCG | Federally-Regulated Consumer Product | Electric resistance |  | 55 |  | 4.5 | True |  |  | True | Electric storage | 72 |  | 98 | 4622 |  | Medium | 0.92 |  |  | 08/23/2022 | 208583863 | 08/23/2022
Rheem Sales Company, Inc. | Richmond | 6GT40-38FN* | Federally-Regulated Consumer Product | Natural gas |  | 38 |  | 38000 | True |  |  | False | Gas-fired storage | 71 |  | 76 | 0 | 19108631 | Medium | 0.58 |  |  | 08/23/2022 | 205417925 | 08/23/2022
Rheem Sales Company, Inc. | Richmond | 9G40S-36PE2 | Federally-Regulated Consumer Product | LPG |  | 39 |  | 36000 | True |  |  | False | Gas-fired storage | 69 |  | 75 | 0 | 17050778 | Medium | 0.65 |  |  | 08/23/2022 | 4644901 | 08/23/2022
Rheem Sales Company, Inc. | Richmond | 12GRX40-40F | Federally-Regulated Consumer Product | Natural gas |  | 38 |  | 40000 | True |  |  | False | Gas-fired storage | 84 |  | 80 | 0 | 25646625 | High | 0.66 |  |  | 08/23/2022 | 209403937 | 08/23/2022
Rheem Sales Company, Inc. | Richmond | 9G40-36PE2 | Federally-Regulated Consumer Product | LPG |  | 37 |  | 36000 | True |  |  | False | Gas-fired storage | 66 |  | 77 | 0 | 24181104 | Medium | 0.68 |  |  | 08/23/2022 | 4663097 | 08/23/2022
Rheem Sales Company, Inc. | Richmond | 12G55-45PF3 | Federally-Regulated Consumer Product | Natural gas |  | 55 |  | 45000 | True |  |  | False | Gas-fired storage | 91 |  | 75 | 0 | 27301246 | High | 0.62 |  |  | 08/23/2022 | 8077762 | 08/23/2022
Rheem Sales Company, Inc. | Richmond | 12GR40S-40F | Federally-Regulated Consumer Product | Natural gas |  | 39 |  | 40000 | True |  |  | False | Gas-fired storage | 66 |  | 75 | 0 | 19443870 | Medium | 0.58 |  |  | 08/23/2022 | 4648378 | 08/23/2022
Rheem Sales Company, Inc. | Richmond | RMTGH90XLN-2 | Federally-Regulated Consumer Product | Natural gas |  | 0 |  | 180000 |  |  |  | False | Instantaneous gas-fired |  | 5.2 | 95 | 32 | 18091646 | High | 0.93 |  | 0 | 08/23/2022 | 205628319 | 08/23/2022
Rheem Sales Company, Inc. | Richmond | 12G40-36PE2 | Federally-Regulated Consumer Product | LPG |  | 37 |  | 36000 | True |  |  | False | Gas-fired storage | 66 |  | 77 | 0 | 24181104 | Medium | 0.68 |  |  | 08/23/2022 | 4663099 | 08/23/2022
Rheem Sales Company, Inc. | Richmond | 9G40S-38FN* | Federally-Regulated Consumer Product | Natural gas |  | 37 |  | 38000 | True |  |  | False | Gas-fired storage | 68 |  | 75 | 0 | 18784755 | Medium | 0.59 |  |  | 08/23/2022 | 205417952 | 08/23/2022
Rheem Sales Company, Inc. | Richmond | 9G40S-40E2 | Federally-Regulated Consumer Product | Natural gas |  | 39 |  | 40000 | True |  |  | False | Gas-fired storage | 69 |  | 75 | 0 | 17050778 | Medium | 0.65 |  |  | 08/23/2022 | 4648390 | 08/23/2022
Rheem Sales Company, Inc. | Richmond | RMTGH84XLP-2 | Federally-Regulated Consumer Product | LPG |  | 0 |  | 157000 |  |  |  | False | Instantaneous gas-fired |  | 4.5 | 96 | 32 | 18091646 | High | 0.93 |  | 0 | 08/23/2022 | 205628330 | 08/23/2022
Rheem Sales Company, Inc. | Richmond | 6G40-38FN* | Federally-Regulated Consumer Product | Natural gas |  | 38 |  | 38000 | True |  |  | False | Gas-fired storage | 71 |  | 76 | 0 | 19108631 | Medium | 0.58 |  |  | 08/23/2022 | 205417917 | 08/23/2022
Rheem Sales Company, Inc. | Rheem | PRO+G50-40N RH62 | Federally-Regulated Consumer Product | Natural gas |  | 48 |  | 40000 | True |  |  | False | Gas-fired storage | 76 |  | 81 | 0 | 26041188 | High | 0.65 |  |  | 08/23/2022 | 8225023 | 08/23/2022
Rheem Sales Company, Inc. | Rheem | RTG-84DVLPWA-1 | Federally-Regulated Consumer Product | LPG |  | 0 |  | 180000 |  |  |  | False | Instantaneous gas-fired |  | 4.5 | 85 | 0 | 20642405 | High | 0.82 |  | 0 | 08/23/2022 | 8552235 | 08/23/2022
Rheem Sales Company, Inc. | Rheem | PROPG38-36P RH69 PD | Federally-Regulated Consumer Product | LPG |  | 37 |  | 36000 | True |  |  | False | Gas-fired storage | 66 |  | 77 | 19 | 24116276 | Medium | 0.68 |  |  | 08/23/2022 | 8310082 | 08/23/2022
Rheem Sales Company, Inc. | Rheem | 24I30FT1 * | Federally-Regulated Consumer Product | Natural gas |  | 28 |  | 32000 | True |  |  | True | Gas-fired storage | 52 |  | 75 | 0 | 18471676 | Medium | 0.6 |  |  | 08/23/2022 | 8170603 | 08/23/2022
Rheem Sales Company, Inc. | Rheem | PH2R50-40F3 | Federally-Regulated Consumer Product | Natural gas |  | 48 |  | 40000 | True |  |  | False | Gas-fired storage | 76 |  | 81 | 0 | 26041188 | High | 0.65 |  |  | 08/23/2022 | 8315126 | 08/23/2022
Rheem Sales Company, Inc. | Rheem | XG40T12DM40U0W | Federally-Regulated Consumer Product | Natural gas |  | 37 |  | 40000 | True |  |  | False | Gas-fired storage | 66 |  | 77 | 19 | 24116276 | Medium | 0.68 |  |  | 08/23/2022 | 8315599 | 08/23/2022
Rheem Sales Company, Inc. | Rheem | PROG29-32N RU63 * | Federally-Regulated Consumer Product | Natural gas |  | 28 |  | 32000 | True |  |  | False | Gas-fired storage | 63 |  | 74 | 0 | 18471676 | Medium | 0.6 |  |  | 08/23/2022 | 8087959 | 08/23/2022
Rheem Sales Company, Inc. | Rheem | RTG-84DVLN-1 | Federally-Regulated Consumer Product | Natural gas |  | 0 |  | 180000 |  |  |  | False | Instantaneous gas-fired |  | 4.5 | 84 | 31 | 20536633 | High | 0.82 |  | 0 | 08/23/2022 | 8552228 | 08/23/2022
Rheem Sales Company, Inc. | Rheem | XG29T06MH32U1 * | Federally-Regulated Consumer Product | Natural gas |  | 28 |  | 32000 | True |  |  | True | Gas-fired storage | 52 |  | 75 | 0 | 18471676 | Medium | 0.6 |  |  | 08/23/2022 | 8107298 | 08/23/2022
Rheem Sales Company, Inc. | Rheem | PROG30S-30N RH63 | Federally-Regulated Consumer Product | Natural gas |  | 29 |  | 30000 | True |  |  | False | Gas-fired storage | 51 |  | 75 | 0 | 18471676 | Medium | 0.6 |  |  | 08/23/2022 | 8086838 | 08/23/2022
Rheem Sales Company, Inc. | Rheem | PRO+G50-36P RH62 | Federally-Regulated Consumer Product | LPG |  | 48 |  | 36000 | True |  |  | False | Gas-fired storage | 76 |  | 81 | 0 | 26041188 | High | 0.65 |  |  | 08/23/2022 | 8225028 | 08/23/2022
Rheem Sales Company, Inc. | Rheem | 42XR50-40F3 | Federally-Regulated Consumer Product | Natural gas |  | 48 |  | 40000 | True |  |  | False | Gas-fired storage | 76 |  | 81 | 0 | 26041188 | High | 0.65 |  |  | 08/23/2022 | 8315131 | 08/23/2022
Rheem Sales Company, Inc. | Rheem | PRO+G40S-40N RH67 PD | Federally-Regulated Consumer Product | Natural gas |  | 39 |  | 40000 | True |  |  | False | Gas-fired storage | 69 |  | 75 | 0 | 17050778 | Medium | 0.65 |  |  | 08/23/2022 | 8235746 | 08/23/2022
Rheem Sales Company, Inc. | Rheem | RTG-95DVLN-1 | Federally-Regulated Consumer Product | Natural gas |  | 0 |  | 199900 |  |  |  | False | Instantaneous gas-fired |  | 5 | 84 | 31 | 20536633 | High | 0.82 |  | 0 | 08/23/2022 | 8552226 | 08/23/2022
Rheem Sales Company, Inc. | Rheem | RTG-95DVLP-1 | Federally-Regulated Consumer Product | LPG |  | 0 |  | 199900 |  |  |  | False | Instantaneous gas-fired |  | 5 | 84 | 31 | 20536633 | High | 0.82 |  | 0 | 08/23/2022 | 8552227 | 08/23/2022
Rheem Sales Company, Inc. | Rheem | 24I40FT1 | Federally-Regulated Consumer Product | Natural gas |  | 38 |  | 34000 | True |  |  | True | Gas-fired storage | 57 |  | 75 | 0 | 18784755 | Medium | 0.59 |  |  | 08/23/2022 | 8170604 | 08/23/2022
Rheem Sales Company, Inc. | Rheem | XG40S12DM40U0W | Federally-Regulated Consumer Product | Natural gas |  | 39 |  | 40000 | True |  |  | False | Gas-fired storage | 69 |  | 75 | 0 | 17050778 | Medium | 0.65 |  |  | 08/23/2022 | 8315600 | 08/23/2022
Rheem Sales Company, Inc. | Rheem | PRO+G40-36P RH62 | Federally-Regulated Consumer Product | LPG |  | 38 |  | 36000 | True |  |  | False | Gas-fired storage | 84 |  | 80 | 0 | 25646625 | High | 0.66 |  |  | 08/23/2022 | 8225016 | 08/23/2022
Rheem Sales Company, Inc. | Rheem | PROG40-36P RH62 | Federally-Regulated Consumer Product | LPG |  | 38 |  | 36000 | True |  |  | False | Gas-fired storage | 84 |  | 80 | 0 | 25646625 | High | 0.66 |  |  | 08/23/2022 | 8225015 | 08/23/2022
Rheem Sales Company, Inc. | Rheem | PROG40-36N RH62 | Federally-Regulated Consumer Product | Natural gas |  | 38 |  | 36000 | True |  |  | False | Gas-fired storage | 64 |  | 74 | 0 | 19108631 | Medium | 0.58 |  |  | 08/23/2022 | 8086841 | 08/23/2022
Rheem Sales Company, Inc. | Rheem | PROPG38-40N RH69 PD | Federally-Regulated Consumer Product | Natural gas |  | 37 |  | 40000 | True |  |  | False | Gas-fired storage | 66 |  | 77 | 19 | 24116276 | Medium | 0.68 |  |  | 08/23/2022 | 8310081 | 08/23/2022
Rheem Sales Company, Inc. | Rheem | PRO+G40S-36P RH67 PD | Federally-Regulated Consumer Product | LPG |  | 39 |  | 36000 | True |  |  | False | Gas-fired storage | 69 |  | 75 | 0 | 17050778 | Medium | 0.65 |  |  | 08/23/2022 | 8235748 | 08/23/2022
Rheem Sales Company, Inc. | Rheem | 24X30F1 * | Federally-Regulated Consumer Product | Natural gas |  | 28 |  | 32000 | True |  |  | False | Gas-fired storage | 63 |  | 74 | 0 | 18471676 | Medium | 0.6 |  |  | 08/23/2022 | 8170602 | 08/23/2022
Rheem Sales Company, Inc. | Rheem | RTG-84DVLP-1 | Federally-Regulated Consumer Product | LPG |  | 0 |  | 180000 |  |  |  | False | Instantaneous gas-fired |  | 4.5 | 85 | 31 | 20642405 | High | 0.82 |  | 0 | 08/23/2022 | 8552229 | 08/23/2022
Rheem Sales Company, Inc. | EcoSense | ECORHE50 | Federally-Regulated Consumer Product | Natural gas |  | 46 |  | 40000 | True |  |  | False | Gas-fired storage | 87 |  | 89 | 0 | 21158466 | High | 0.8 |  |  | 08/23/2022 | 5609877 | 08/23/2022
Rheem Sales Company, Inc. | EcoSense | 43V30-60RE6 * | Federally-Regulated Consumer Product | Natural gas |  | 28 |  | 60000 | True |  |  | False | Gas-fired storage | 93 |  | 78 | 33 | 23727929 | High | 0.71 |  |  | 08/23/2022 | 10595513 | 08/23/2022
Rheem Sales Company, Inc. | EcoSense | ECORHE50P | Federally-Regulated Consumer Product | LPG |  | 46 |  | 36000 | True |  |  | False | Gas-fired storage | 87 |  | 89 | 0 | 21158466 | High | 0.8 |  |  | 08/23/2022 | 5609878 | 08/23/2022
Rheem Sales Company, Inc. | EcoSense | ECORHE40SP | Federally-Regulated Consumer Product | LPG |  | 37 |  | 36000 | True |  |  | False | Gas-fired storage | 68 |  | 87 | 75 | 20137802 | Medium | 0.75 |  |  | 08/23/2022 | 5609876 | 08/23/2022
Rheem Sales Company, Inc. | EcoSense | 43V30-60RE12 * | Federally-Regulated Consumer Product | Natural gas |  | 28 |  | 60000 | True |  |  | False | Gas-fired storage | 93 |  | 78 | 33 | 23727929 | High | 0.71 |  |  | 08/23/2022 | 10595514 | 08/23/2022
A.O. Smith Water Products Company | Lochinvar | LTI-240H-N 1** | Federally-Regulated Consumer Product | Natural gas |  | 1 |  | 160000 |  |  |  | False | Instantaneous gas-fired |  | 4.7 | 97 | 38 | 17877549 | High | 0.94 |  | 0 | 08/23/2022 | 206703157 | 08/23/2022
A.O. Smith Water Products Company | Lochinvar | LDS-40 1** | Federally-Regulated Consumer Product | Electric resistance |  | 35 |  | 4.5 | True |  |  | False | Electric storage | 51 |  | 98 | 3531 |  | Medium | 0.92 |  |  | 08/23/2022 | 207679267 | 08/23/2022
A.O. Smith Water Products Company | Lochinvar | LTO-310U 2** | Federally-Regulated Consumer Product | Natural gas |  | 1 |  | 190000 |  |  |  | False | Instantaneous gas-fired |  | 4.8 | 86 | 23 | 20818774 | High | 0.81 |  | 0 | 08/23/2022 | 206908505 | 08/23/2022
A.O. Smith Water Products Company | Lochinvar | GSN04040T 4** | Federally-Regulated Consumer Product | Natural gas |  | 38 |  | 40000 | True |  |  | False | Gas-fired storage | 67 |  | 78 | 0 | 19108631 | Medium | 0.58 |  |  | 08/23/2022 | 206715121 | 08/23/2022
A.O. Smith Water Products Company | Lochinvar | GBL05050ST 3*1 | Federally-Regulated Consumer Product | LPG |  | 48 |  | 47000 | True |  |  | False | Gas-fired storage | 82 |  | 79 | 0 | 26041188 | High | 0.65 |  |  | 08/23/2022 | 206715077 | 08/23/2022
A.O. Smith Water Products Company | Lochinvar | LDT-30 1** | Federally-Regulated Consumer Product | Electric resistance |  | 37 |  | 4.5 | True |  |  | False | Electric storage | 55 |  | 98 | 3531 |  | Medium | 0.92 |  |  | 08/23/2022 | 207679278 | 08/23/2022
A.O. Smith Water Products Company | Lochinvar | LTO-540P-P 1*1 | Federally-Regulated Consumer Product | LPG |  | 1 |  | 199000 |  |  |  | False | Instantaneous gas-fired |  | 5.8 | 96 | 34 | 17701647 | High | 0.95 |  | 0 | 08/23/2022 | 206703142 | 08/23/2022
A.O. Smith Water Products Company | Lochinvar | GTN05040MTWR 2** | Federally-Regulated Consumer Product | Natural gas |  | 48 |  | 40000 | True |  |  | False | Gas-fired storage | 81 |  | 80 | 0 | 26448082 | High | 0.64 |  |  | 08/23/2022 | 206715146 | 08/23/2022
A.O. Smith Water Products Company | Lochinvar | LCT-199O-N 1** | Federally-Regulated Consumer Product | Natural gas |  | 1 |  | 199000 |  |  |  | False | Instantaneous gas-fired |  | 5.8 | 96 | 34 | 17701647 | High | 0.95 |  | 0 | 08/23/2022 | 206703140 | 08/23/2022
A.O. Smith Water Products Company | Lochinvar | GTN03035MWR 2** | Federally-Regulated Consumer Product | Natural gas |  | 29 |  | 35500 | True |  |  | False | Gas-fired storage | 63 |  | 77 | 0 | 17592073 | Medium | 0.63 |  |  | 08/23/2022 | 206715088 | 08/23/2022
A.O. Smith Water Products Company | Lochinvar | LDT-40 1** | Federally-Regulated Consumer Product | Electric resistance |  | 46 |  | 4.5 | True |  |  | False | Electric storage | 62 |  | 98 | 3531 |  | Medium | 0.92 |  |  | 08/23/2022 | 207679294 | 08/23/2022
A.O. Smith Water Products Company | Lochinvar | LTO-540H-P 1*1 | Federally-Regulated Consumer Product | LPG |  | 1 |  | 199000 |  |  |  | False | Instantaneous gas-fired |  | 5.8 | 96 | 34 | 17701647 | High | 0.95 |  | 0 | 08/23/2022 | 206703141 | 08/23/2022
A.O. Smith Water Products Company | Lochinvar | LTI-510U 2** | Federally-Regulated Consumer Product | Natural gas |  | 1 |  | 199000 |  |  |  | False | Instantaneous gas-fired |  | 5 | 84 | 43 | 20750534 | High | 0.81 |  | 0 | 08/23/2022 | 206703163 | 08/23/2022
A.O. Smith Water Products Company | Lochinvar | GBL04040ST 3*1 | Federally-Regulated Consumer Product | LPG |  | 39 |  | 38000 | True |  |  | False | Gas-fired storage | 64 |  | 75 | 0 | 18471676 | Medium | 0.6 |  |  | 08/23/2022 | 206715039 | 08/23/2022
A.O. Smith Water Products Company | Lochinvar | GBN04040 3** | Federally-Regulated Consumer Product | Natural gas |  | 39 |  | 38000 | True |  |  | False | Gas-fired storage | 64 |  | 75 | 0 | 18471676 | Medium | 0.6 |  |  | 08/23/2022 | 206715038 | 08/23/2022
A.O. Smith Water Products Company | Lochinvar | GSL04040-8 4*1 | Federally-Regulated Consumer Product | LPG |  | 38 |  | 40000 | True |  |  | False | Gas-fired storage | 67 |  | 78 | 0 | 19108631 | Medium | 0.58 |  |  | 08/23/2022 | 206715125 | 08/23/2022
A.O. Smith Water Products Company | Lochinvar | LTI-510C 1** | Federally-Regulated Consumer Product | Natural gas |  | 1 |  | 199000 |  |  |  | False | Instantaneous gas-fired |  | 4.7 | 82 | 23 | 20818774 | High | 0.81 |  | 0 | 08/23/2022 | 206703170 | 08/23/2022
A.O. Smith Water Products Company | Lochinvar | LDT-50 1** | Federally-Regulated Consumer Product | Electric resistance |  | 55 |  | 4.5 | True |  |  | False | Electric storage | 72 |  | 98 | 3531 |  | Medium | 0.93 |  |  | 08/23/2022 | 207679285 | 08/23/2022
A.O. Smith Water Products Company | Lochinvar | GTN04040BTM 4** | Federally-Regulated Consumer Product | Natural gas |  | 38 |  | 40000 | True |  |  | False | Gas-fired storage | 78 |  | 77 | 0 | 26041188 | High | 0.65 |  |  | 08/23/2022 | 206715187 | 08/23/2022
A.O. Smith Water Products Company | Lochinvar | GTN05040TWRZ 2** | Federally-Regulated Consumer Product | Natural gas |  | 48 |  | 40000 | True |  |  | False | Gas-fired storage | 81 |  | 80 | 0 | 26448082 | High | 0.64 |  |  | 08/23/2022 | 206715147 | 08/23/2022
A.O. Smith Water Products Company | Lochinvar | GTN04035 4** | Federally-Regulated Consumer Product | Natural gas |  | 38 |  | 35500 | True |  |  | False | Gas-fired storage | 65 |  | 80 | 0 | 18784755 | Medium | 0.59 |  |  | 08/23/2022 | 206715095 | 08/23/2022
A.O. Smith Water Products Company | Lochinvar | GSN04040WR 2** | Federally-Regulated Consumer Product | Natural gas |  | 38 |  | 40000 | True |  |  | False | Gas-fired storage | 70 |  | 74 | 0 | 19108631 | Medium | 0.58 |  |  | 08/23/2022 | 206715174 | 08/23/2022
A.O. Smith Water Products Company | Lochinvar | GTN05040WR 2** | Federally-Regulated Consumer Product | Natural gas |  | 48 |  | 40000 | True |  |  | False | Gas-fired storage | 81 |  | 80 | 0 | 26448082 | High | 0.64 |  |  | 08/23/2022 | 206715144 | 08/23/2022
A.O. Smith Water Products Company | Lochinvar | GTN05040MWR 2** | Federally-Regulated Consumer Product | Natural gas |  | 48 |  | 40000 | True |  |  | False | Gas-fired storage | 81 |  | 80 | 0 | 26448082 | High | 0.64 |  |  | 08/23/2022 | 206715145 | 08/23/2022
A.O. Smith Water Products Company | Lochinvar | GSN04040TM 4** | Federally-Regulated Consumer Product | Natural gas |  | 38 |  | 40000 | True |  |  | False | Gas-fired storage | 67 |  | 78 | 0 | 19108631 | Medium | 0.58 |  |  | 08/23/2022 | 206715122 | 08/23/2022
A.O. Smith Water Products Company | Lochinvar | GTN05040WRZ 2** | Federally-Regulated Consumer Product | Natural gas |  | 48 |  | 40000 | True |  |  | False | Gas-fired storage | 81 |  | 80 | 0 | 26448082 | High | 0.64 |  |  | 08/23/2022 | 206715148 | 08/23/2022
A.O. Smith Water Products Company | Lochinvar | GBN05050ST 3** | Federally-Regulated Consumer Product | Natural gas |  | 48 |  | 47000 | True |  |  | False | Gas-fired storage | 82 |  | 79 | 0 | 26041188 | High | 0.65 |  |  | 08/23/2022 | 206715078 | 08/23/2022
A.O. Smith Water Products Company | Lochinvar | LTI-310C 1** | Federally-Regulated Consumer Product | Natural gas |  | 1 |  | 190000 |  |  |  | False | Instantaneous gas-fired |  | 4.6 | 85 | 24 | 20815362 | High | 0.81 |  | 0 | 08/23/2022 | 206703177 | 08/23/2022
A.O. Smith Water Products Company | Lochinvar | LTI-240H-P 1*1 | Federally-Regulated Consumer Product | LPG |  | 1 |  | 160000 |  |  |  | False | Instantaneous gas-fired |  | 4.7 | 97 | 38 | 17877549 | High | 0.94 |  | 0 | 08/23/2022 | 206703158 | 08/23/2022
A.O. Smith Water Products Company | Lochinvar | GBL05040 3*1 | Federally-Regulated Consumer Product | LPG |  | 48 |  | 40000 | True |  |  | False | Gas-fired storage | 77 |  | 79 | 0 | 25646625 | High | 0.66 |  |  | 08/23/2022 | 206715057 | 08/23/2022
A.O. Smith Water Products Company | Lochinvar | LCT-199I-P 1*1 | Federally-Regulated Consumer Product | LPG |  | 1 |  | 199000 |  |  |  | False | Instantaneous gas-fired |  | 5.8 | 96 | 47 | 18040466 | High | 0.93 |  | 0 | 08/23/2022 | 206703105 | 08/23/2022
A.O. Smith Water Products Company | Lochinvar | GTN03035WR 2** | Federally-Regulated Consumer Product | Natural gas |  | 29 |  | 35500 | True |  |  | False | Gas-fired storage | 63 |  | 77 | 0 | 17592073 | Medium | 0.63 |  |  | 08/23/2022 | 206715087 | 08/23/2022
A.O. Smith Water Products Company | Lochinvar | LTI-540H-P 1*1 | Federally-Regulated Consumer Product | LPG |  | 1 |  | 199000 |  |  |  | False | Instantaneous gas-fired |  | 5.8 | 96 | 47 | 18040466 | High | 0.93 |  | 0 | 08/23/2022 | 206703103 | 08/23/2022
A.O. Smith Water Products Company | Lochinvar | GTN04040-8T 4** | Federally-Regulated Consumer Product | Natural gas |  | 38 |  | 40000 | True |  |  | False | Gas-fired storage | 80 |  | 78 | 0 | 25646625 | High | 0.66 |  |  | 08/23/2022 | 206715228 | 08/23/2022
A.O. Smith Water Products Company | Lochinvar | UTN05040R 4** | Federally-Regulated Consumer Product | Natural gas |  | 48 |  | 40000 | True |  |  | False | Gas-fired storage | 84 |  | 77 | 0 | 26448082 | High | 0.64 |  |  | 08/23/2022 | 206715161 | 08/23/2022
A.O. Smith Water Products Company | Lochinvar | LTI-540H-N 1** | Federally-Regulated Consumer Product | Natural gas |  | 1 |  | 199000 |  |  |  | False | Instantaneous gas-fired |  | 5.8 | 96 | 47 | 18040466 | High | 0.93 |  | 0 | 08/23/2022 | 206703100 | 08/23/2022
A.O. Smith Water Products Company | Lochinvar | GTL04040Z 4*1 | Federally-Regulated Consumer Product | LPG |  | 38 |  | 40000 | True |  |  | False | Gas-fired storage | 80 |  | 78 | 0 | 25646625 | High | 0.66 |  |  | 08/23/2022 | 206715229 | 08/23/2022
A.O. Smith Water Products Company | Lochinvar | GTN04040B 4** | Federally-Regulated Consumer Product | Natural gas |  | 38 |  | 40000 | True |  |  | False | Gas-fired storage | 78 |  | 77 | 0 | 26041188 | High | 0.65 |  |  | 08/23/2022 | 206715185 | 08/23/2022
A.O. Smith Water Products Company | Lochinvar | GTN04040MWR 2** | Federally-Regulated Consumer Product | Natural gas |  | 38 |  | 40000 | True |  |  | False | Gas-fired storage | 80 |  | 74 | 0 | 26448082 | High | 0.64 |  |  | 08/23/2022 | 206715253 | 08/23/2022
A.O. Smith Water Products Company | Lochinvar | GTN04040BT 4** | Federally-Regulated Consumer Product | Natural gas |  | 38 |  | 40000 | True |  |  | False | Gas-fired storage | 78 |  | 77 | 0 | 26041188 | High | 0.65 |  |  | 08/23/2022 | 206715186 | 08/23/2022
A.O. Smith Water Products Company | Lochinvar | GSN04040 4** | Federally-Regulated Consumer Product | Natural gas |  | 38 |  | 40000 | True |  |  | False | Gas-fired storage | 67 |  | 78 | 0 | 19108631 | Medium | 0.58 |  |  | 08/23/2022 | 206715119 | 08/23/2022
A.O. Smith Water Products Company | Lochinvar | GBL05040ST 3*1 | Federally-Regulated Consumer Product | LPG |  | 48 |  | 40000 | True |  |  | False | Gas-fired storage | 77 |  | 79 | 0 | 25646625 | High | 0.66 |  |  | 08/23/2022 | 206715059 | 08/23/2022
A.O. Smith Water Products Company | Lochinvar | GTL04040B 4*1 | Federally-Regulated Consumer Product | LPG |  | 38 |  | 40000 | True |  |  | False | Gas-fired storage | 78 |  | 77 | 0 | 26041188 | High | 0.65 |  |  | 08/23/2022 | 206715184 | 08/23/2022
A.O. Smith Water Products Company | Lochinvar | GTN04040WR 2** | Federally-Regulated Consumer Product | Natural gas |  | 38 |  | 40000 | True |  |  | False | Gas-fired storage | 80 |  | 74 | 0 | 26448082 | High | 0.64 |  |  | 08/23/2022 | 206715252 | 08/23/2022
A.O. Smith Water Products Company | Lochinvar | GSL04040 4*1 | Federally-Regulated Consumer Product | LPG |  | 38 |  | 40000 | True |  |  | False | Gas-fired storage | 67 |  | 78 | 0 | 19108631 | Medium | 0.58 |  |  | 08/23/2022 | 206715124 | 08/23/2022
A.O. Smith Water Products Company | Lochinvar | LCT-199O-P 1*1 | Federally-Regulated Consumer Product | LPG |  | 1 |  | 199000 |  |  |  | False | Instantaneous gas-fired |  | 5.8 | 96 | 34 | 17701647 | High | 0.95 |  | 0 | 08/23/2022 | 206703143 | 08/23/2022
A.O. Smith Water Products Company | Lochinvar | LCT-199I-N 1** | Federally-Regulated Consumer Product | Natural gas |  | 1 |  | 199000 |  |  |  | False | Instantaneous gas-fired |  | 5.8 | 96 | 47 | 18040466 | High | 0.93 |  | 0 | 08/23/2022 | 206703102 | 08/23/2022
A.O. Smith Water Products Company | Lochinvar | UTN05040-8RT 4** | Federally-Regulated Consumer Product | Natural gas |  | 48 |  | 40000 | True |  |  | False | Gas-fired storage | 84 |  | 77 | 0 | 26448082 | High | 0.64 |  |  | 08/23/2022 | 206715163 | 08/23/2022
A.O. Smith Water Products Company | Lochinvar | LDS-50 1** | Federally-Regulated Consumer Product | Electric resistance |  | 48 |  | 4.5 | True |  |  | False | Electric storage | 51 |  | 98 | 3531 |  | Medium | 0.92 |  |  | 08/23/2022 | 207679270 | 08/23/2022
A.O. Smith Water Products Company | Lochinvar | LTI-540P-N 1** | Federally-Regulated Consumer Product | Natural gas |  | 1 |  | 199000 |  |  |  | False | Instantaneous gas-fired |  | 5.8 | 96 | 47 | 18040466 | High | 0.93 |  | 0 | 08/23/2022 | 206703101 | 08/23/2022
A.O. Smith Water Products Company | Lochinvar | GBL04040 3*1 | Federally-Regulated Consumer Product | LPG |  | 39 |  | 38000 | True |  |  | False | Gas-fired storage | 64 |  | 75 | 0 | 18471676 | Medium | 0.6 |  |  | 08/23/2022 | 206715037 | 08/23/2022
A.O. Smith Water Products Company | Lochinvar | GSN04040MWR 2** | Federally-Regulated Consumer Product | Natural gas |  | 38 |  | 40000 | True |  |  | False | Gas-fired storage | 70 |  | 74 | 0 | 19108631 | Medium | 0.58 |  |  | 08/23/2022 | 206715175 | 08/23/2022
A.O. Smith Water Products Company | Lochinvar | GBN05050 3** | Federally-Regulated Consumer Product | Natural gas |  | 48 |  | 47000 | True |  |  | False | Gas-fired storage | 82 |  | 79 | 0 | 26041188 | High | 0.65 |  |  | 08/23/2022 | 206715076 | 08/23/2022
A.O. Smith Water Products Company | Lochinvar | LTO-540P-N 1** | Federally-Regulated Consumer Product | Natural gas |  | 1 |  | 199000 |  |  |  | False | Instantaneous gas-fired |  | 5.8 | 96 | 34 | 17701647 | High | 0.95 |  | 0 | 08/23/2022 | 206703139 | 08/23/2022
A.O. Smith Water Products Company | Lochinvar | GBL05050 3*1 | Federally-Regulated Consumer Product | LPG |  | 48 |  | 47000 | True |  |  | False | Gas-fired storage | 82 |  | 79 | 0 | 26041188 | High | 0.65 |  |  | 08/23/2022 | 206715075 | 08/23/2022
A.O. Smith Water Products Company | Lochinvar | LTO-540H-N 1** | Federally-Regulated Consumer Product | Natural gas |  | 1 |  | 199000 |  |  |  | False | Instantaneous gas-fired |  | 5.8 | 96 | 34 | 17701647 | High | 0.95 |  | 0 | 08/23/2022 | 206703138 | 08/23/2022
A.O. Smith Water Products Company | Lochinvar | GBN04040ST 3** | Federally-Regulated Consumer Product | Natural gas |  | 39 |  | 38000 | True |  |  | False | Gas-fired storage | 64 |  | 75 | 0 | 18471676 | Medium | 0.6 |  |  | 08/23/2022 | 206715040 | 08/23/2022
A.O. Smith Water Products Company | Lochinvar | GSN04040-8 4** | Federally-Regulated Consumer Product | Natural gas |  | 38 |  | 40000 | True |  |  | False | Gas-fired storage | 67 |  | 78 | 0 | 19108631 | Medium | 0.58 |  |  | 08/23/2022 | 206715123 | 08/23/2022
A.O. Smith Water Products Company | Lochinvar | GBN05040 3** | Federally-Regulated Consumer Product | Natural gas |  | 48 |  | 40000 | True |  |  | False | Gas-fired storage | 77 |  | 79 | 0 | 25646625 | High | 0.66 |  |  | 08/23/2022 | 206715058 | 08/23/2022
A.O. Smith Water Products Company | Lochinvar | UTN05040-8R 4** | Federally-Regulated Consumer Product | Natural gas |  | 48 |  | 40000 | True |  |  | False | Gas-fired storage | 84 |  | 77 | 0 | 26448082 | High | 0.64 |  |  | 08/23/2022 | 206715162 | 08/23/2022
A.O. Smith Water Products Company | Lochinvar | GSL04040Z 4*1 | Federally-Regulated Consumer Product | LPG |  | 38 |  | 40000 | True |  |  | False | Gas-fired storage | 67 |  | 78 | 0 | 19108631 | Medium | 0.58 |  |  | 08/23/2022 | 206715126 | 08/23/2022
A.O. Smith Water Products Company | Lochinvar | LDS-30 2** | Federally-Regulated Consumer Product | Electric resistance |  | 33 |  | 4.5 | True |  |  | False | Electric storage | 51 |  | 98 | 3531 |  | Medium | 0.92 |  |  | 08/23/2022 | 207679261 | 08/23/2022
A.O. Smith Water Products Company | Lochinvar | GSN04040Z 4** | Federally-Regulated Consumer Product | Natural gas |  | 38 |  | 40000 | True |  |  | False | Gas-fired storage | 67 |  | 78 | 0 | 19108631 | Medium | 0.58 |  |  | 08/23/2022 | 206715120 | 08/23/2022
A.O. Smith Water Products Company | Lochinvar | LTI-540P-P 1*1 | Federally-Regulated Consumer Product | LPG |  | 1 |  | 199000 |  |  |  | False | Instantaneous gas-fired |  | 5.8 | 96 | 47 | 18040466 | High | 0.93 |  | 0 | 08/23/2022 | 206703104 | 08/23/2022
A.O. Smith Water Products Company | Lochinvar | GTL05560-8ST 2*1 | Federally-Regulated Consumer Product | LPG |  | 55 |  | 60000 | True |  |  | False | Gas-fired storage | 83 |  | 74 | 0 | 27301246 | High | 0.62 |  |  | 08/23/2022 | 206954693 | 08/23/2022
A.O. Smith Water Products Company | Lochinvar | GTN05560-8T 2** | Federally-Regulated Consumer Product | Natural gas |  | 55 |  | 60000 | True |  |  | False | Gas-fired storage | 83 |  | 74 | 0 | 27301246 | High | 0.62 |  |  | 08/23/2022 | 206954694 | 08/23/2022
A.O. Smith Water Products Company | Lochinvar | CGN055060M 2** | Federally-Regulated Consumer Product | Natural gas |  | 55 |  | 60000 | True |  |  | False | Gas-fired storage | 83 |  | 74 | 0 | 27301246 | High | 0.62 |  |  | 08/23/2022 | 206954686 | 08/23/2022
A.O. Smith Water Products Company | Lochinvar | CGL055060M 2*1 | Federally-Regulated Consumer Product | LPG |  | 55 |  | 60000 | True |  |  | False | Gas-fired storage | 83 |  | 74 | 0 | 27301246 | High | 0.62 |  |  | 08/23/2022 | 206954689 | 08/23/2022
A.O. Smith Water Products Company | Lochinvar | GTN05560-8ST 2** | Federally-Regulated Consumer Product | Natural gas |  | 55 |  | 60000 | True |  |  | False | Gas-fired storage | 83 |  | 74 | 0 | 27301246 | High | 0.62 |  |  | 08/23/2022 | 206954691 | 08/23/2022
A.O. Smith Water Products Company | RELIANCE WATER HEATERS | 6-40-UNBRT 4** | Federally-Regulated Consumer Product | Natural gas |  | 38 |  | 40000 | True |  |  | False | Gas-fired storage | 83 |  | 74 | 0 | 26448082 | High | 0.64 |  |  | 08/23/2022 | 207312259 | 08/23/2022
A.O. Smith Water Products Company | RELIANCE WATER HEATERS | 6-55-YXCT 2** | Federally-Regulated Consumer Product | Natural gas |  | 55 |  | 60000 | True |  |  | False | Gas-fired storage | 83 |  | 74 | 0 | 27301246 | High | 0.62 |  |  | 08/23/2022 | 206954695 | 08/23/2022
A.O. Smith Water Products Company | RELIANCE WATER HEATERS | TS-110U-I 2** | Federally-Regulated Consumer Product | Natural gas |  | 1 |  | 140000 |  |  |  | False | Instantaneous gas-fired |  | 3.5 | 85 | 35 | 13563303 | Medium | 0.81 |  | 0 | 08/23/2022 | 206908498 | 08/23/2022
A.O. Smith Water Products Company | RELIANCE WATER HEATERS | 6-30-NOCTR 4** | Federally-Regulated Consumer Product | Natural gas |  | 29 |  | 32000 | True |  |  | False | Gas-fired storage | 62 |  | 73 | 0 | 18471676 | Medium | 0.6 |  |  | 08/23/2022 | 206715316 | 08/23/2022
A.O. Smith Water Products Company | RELIANCE WATER HEATERS | 9-40-DHRT 1** | Federally-Regulated Consumer Product | Electric resistance |  | 36 |  | 5.5 | True |  |  | False | Electric storage | 63 |  | 98 | 1026 |  | Medium | 0.93 |  |  | 08/23/2022 | 207216108 | 08/23/2022
A.O. Smith Water Products Company | RELIANCE WATER HEATERS | 9-40-DHRS 1** | Federally-Regulated Consumer Product | Electric resistance |  | 37 |  | 5.5 | True |  |  | False | Electric storage | 64 |  | 98 | 1029 |  | Medium | 0.92 |  |  | 08/23/2022 | 207216094 | 08/23/2022
A.O. Smith Water Products Company | RELIANCE WATER HEATERS | 6 40HBPDS 3*1 | Federally-Regulated Consumer Product | LPG |  | 38 |  | 40000 | True |  |  | False | Gas-fired storage | 74 |  | 79 | 58 | 16100642 | Medium | 0.68 |  |  | 08/23/2022 | 206902207 | 08/23/2022
A.O. Smith Water Products Company | RELIANCE WATER HEATERS | 6-40-*RPCS 1** | Federally-Regulated Consumer Product | Natural gas |  | 38 |  | 50000 | False |  |  | False | Gas-fired storage | 86 |  | 91 | 3 | 18797289 | High | 0.9 |  |  | 08/23/2022 | 207471177 | 08/23/2022
A.O. Smith Water Products Company | RELIANCE WATER HEATERS | 6-40-HBVIS 2*1 | Federally-Regulated Consumer Product | Natural gas |  | 38 |  | 40000 | True |  |  | False | Gas-fired storage | 73 |  | 79 | 30 | 16439440 | Medium | 0.67 |  |  | 08/23/2022 | 206860928 | 08/23/2022
A.O. Smith Water Products Company | RELIANCE WATER HEATERS | 6-50-YBPDT 3** | Federally-Regulated Consumer Product | Natural gas |  | 48 |  | 45000 | True |  |  | False | Gas-fired storage | 79 |  | 79 | 68 | 23277390 | High | 0.72 |  |  | 08/23/2022 | 206902230 | 08/23/2022
A.O. Smith Water Products Company | RELIANCE WATER HEATERS | 9-50-DHRS 1** | Federally-Regulated Consumer Product | Electric resistance |  | 46 |  | 5.5 | True |  |  | False | Electric storage | 67 |  | 98 | 1033 |  | Medium | 0.92 |  |  | 08/23/2022 | 207216101 | 08/23/2022
A.O. Smith Water Products Company | RELIANCE WATER HEATERS | 6-50-YBVIS 2** | Federally-Regulated Consumer Product | Natural gas |  | 49 |  | 40000 | True |  |  | False | Gas-fired storage | 79 |  | 80 | 40 | 23372926 | High | 0.72 |  |  | 08/23/2022 | 206861428 | 08/23/2022
A.O. Smith Water Products Company | RELIANCE WATER HEATERS | 6-55-YXCTL 2** | Federally-Regulated Consumer Product | Natural gas |  | 55 |  | 60000 | True |  |  | False | Gas-fired storage | 83 |  | 74 | 0 | 27301246 | High | 0.62 |  |  | 08/23/2022 | 206954698 | 08/23/2022
A.O. Smith Water Products Company | RELIANCE WATER HEATERS | TS-540X3-GIH 1** | Federally-Regulated Consumer Product | Natural gas |  | 1 |  | 199000 |  |  |  | False | Instantaneous gas-fired |  | 5.8 | 96 | 47 | 18040466 | High | 0.93 |  | 0 | 08/23/2022 | 207209496 | 08/23/2022
A.O. Smith Water Products Company | RELIANCE WATER HEATERS | 6-40-YBVIS 2** | Federally-Regulated Consumer Product | LPG |  | 38 |  | 40000 | True |  |  | False | Gas-fired storage | 73 |  | 79 | 30 | 16439440 | Medium | 0.67 |  |  | 08/23/2022 | 206860927 | 08/23/2022
A.O. Smith Water Products Company | RELIANCE WATER HEATERS | TS-540X3-LIH 1*1 | Federally-Regulated Consumer Product | LPG |  | 1 |  | 199000 |  |  |  | False | Instantaneous gas-fired |  | 5.8 | 96 | 47 | 18040466 | High | 0.93 |  | 0 | 08/23/2022 | 207209499 | 08/23/2022
A.O. Smith Water Products Company | RELIANCE WATER HEATERS | TS-110U-E 2** | Federally-Regulated Consumer Product | Natural gas |  | 1 |  | 140000 |  |  |  | False | Instantaneous gas-fired |  | 3.5 | 83 | 25 | 13597423 | Medium | 0.81 |  | 0 | 08/23/2022 | 206908491 | 08/23/2022
A.O. Smith Water Products Company | RELIANCE WATER HEATERS | TS-240X3-GEH 1** | Federally-Regulated Consumer Product | Natural gas |  | 1 |  | 160000 |  |  |  | False | Instantaneous gas-fired |  | 4.7 | 96 | 23 | 17739179 | High | 0.95 |  | 0 | 08/23/2022 | 207861947 | 08/23/2022
A.O. Smith Water Products Company | RELIANCE WATER HEATERS | 12-40-DFRT 1** | Federally-Regulated Consumer Product | Electric resistance |  | 36 |  | 5.5 | True |  |  | False | Electric storage | 63 |  | 98 | 1026 |  | Medium | 0.93 |  |  | 08/23/2022 | 207216107 | 08/23/2022
A.O. Smith Water Products Company | RELIANCE WATER HEATERS | TS-540X3-GEH 1** | Federally-Regulated Consumer Product | Natural gas |  | 1 |  | 199000 |  |  |  | False | Instantaneous gas-fired |  | 5.8 | 96 | 34 | 17701647 | High | 0.95 |  | 0 | 08/23/2022 | 207209464 | 08/23/2022
A.O. Smith Water Products Company | RELIANCE WATER HEATERS | TS-240X3-GIH 1** | Federally-Regulated Consumer Product | Natural gas |  | 1 |  | 160000 |  |  |  | False | Instantaneous gas-fired |  | 4.7 | 97 | 38 | 17877549 | High | 0.94 |  | 0 | 08/23/2022 | 207861923 | 08/23/2022
A.O. Smith Water Products Company | RELIANCE WATER HEATERS | TS-510U-E 2** | Federally-Regulated Consumer Product | Natural gas |  | 1 |  | 199000 |  |  |  | False | Instantaneous gas-fired |  | 5 | 84 | 33 | 20784654 | High | 0.81 |  | 0 | 08/23/2022 | 206908521 | 08/23/2022
A.O. Smith Water Products Company | RELIANCE WATER HEATERS | 6-55-HXCTL 2*1 | Federally-Regulated Consumer Product | LPG |  | 55 |  | 60000 | True |  |  | False | Gas-fired storage | 83 |  | 74 | 0 | 27301246 | High | 0.62 |  |  | 08/23/2022 | 206954699 | 08/23/2022
A.O. Smith Water Products Company | RELIANCE WATER HEATERS | TS-540X3-LEH 1*1 | Federally-Regulated Consumer Product | LPG |  | 1 |  | 199000 |  |  |  | False | Instantaneous gas-fired |  | 5.8 | 96 | 34 | 17701647 | High | 0.95 |  | 0 | 08/23/2022 | 207209466 | 08/23/2022
A.O. Smith Water Products Company | RELIANCE WATER HEATERS | 12-40-DFRS 1** | Federally-Regulated Consumer Product | Electric resistance |  | 37 |  | 5.5 | True |  |  | False | Electric storage | 64 |  | 98 | 1029 |  | Medium | 0.92 |  |  | 08/23/2022 | 207216093 | 08/23/2022
A.O. Smith Water Products Company | RELIANCE WATER HEATERS | 6-50-HBPDT 3*1 | Federally-Regulated Consumer Product | LPG |  | 48 |  | 45000 | True |  |  | False | Gas-fired storage | 79 |  | 79 | 68 | 23277390 | High | 0.72 |  |  | 08/23/2022 | 206902231 | 08/23/2022
A.O. Smith Water Products Company | RELIANCE WATER HEATERS | TS-240X3-LIH 1*1 | Federally-Regulated Consumer Product | LPG |  | 1 |  | 160000 |  |  |  | False | Instantaneous gas-fired |  | 4.7 | 97 | 38 | 17877549 | High | 0.94 |  | 0 | 08/23/2022 | 207861924 | 08/23/2022
A.O. Smith Water Products Company | RELIANCE WATER HEATERS | TS-340X3-LEH 1*1 | Federally-Regulated Consumer Product | LPG |  | 1 |  | 180000 |  |  |  | False | Instantaneous gas-fired |  | 5.3 | 97 | 23 | 17928729 | High | 0.94 |  | 0 | 08/23/2022 | 207861960 | 08/23/2022
A.O. Smith Water Products Company | RELIANCE WATER HEATERS | 6-30-POCTR 4*1 | Federally-Regulated Consumer Product | LPG |  | 29 |  | 32000 | True |  |  | False | Gas-fired storage | 62 |  | 73 | 0 | 18471676 | Medium | 0.6 |  |  | 08/23/2022 | 206715317 | 08/23/2022
A.O. Smith Water Products Company | RELIANCE WATER HEATERS | TS-240X3-LEH 1*1 | Federally-Regulated Consumer Product | LPG |  | 1 |  | 160000 |  |  |  | False | Instantaneous gas-fired |  | 4.7 | 96 | 23 | 17739179 | High | 0.95 |  | 0 | 08/23/2022 | 207861948 | 08/23/2022
A.O. Smith Water Products Company | RELIANCE WATER HEATERS | TS-340X3-LIH 1*1 | Federally-Regulated Consumer Product | LPG |  | 1 |  | 180000 |  |  |  | False | Instantaneous gas-fired |  | 5.4 | 97 | 37 | 17691411 | High | 0.95 |  | 0 | 08/23/2022 | 207861936 | 08/23/2022
A.O. Smith Water Products Company | RELIANCE WATER HEATERS | 6-40-YBPDS 3** | Federally-Regulated Consumer Product | Natural gas |  | 38 |  | 40000 | True |  |  | False | Gas-fired storage | 74 |  | 79 | 58 | 16100642 | Medium | 0.68 |  |  | 08/23/2022 | 206902208 | 08/23/2022
A.O. Smith Water Products Company | RELIANCE WATER HEATERS | 6-50-HRVIT 2*1 | Federally-Regulated Consumer Product | LPG |  | 48 |  | 50000 | True |  |  | False | Gas-fired storage | 97 |  | 81 | 35 | 23389986 | High | 0.72 |  |  | 08/23/2022 | 206861811 | 08/23/2022
A.O. Smith Water Products Company | RELIANCE WATER HEATERS | 12-50-DFRS 1** | Federally-Regulated Consumer Product | Electric resistance |  | 46 |  | 5.5 | True |  |  | False | Electric storage | 67 |  | 98 | 1033 |  | Medium | 0.92 |  |  | 08/23/2022 | 207216100 | 08/23/2022
A.O. Smith Water Products Company | RELIANCE WATER HEATERS | 12-50-DFRT 1** | Federally-Regulated Consumer Product | Electric resistance |  | 45 |  | 5.5 | True |  |  | False | Electric storage | 74 |  | 98 | 1035 |  | Medium | 0.92 |  |  | 08/23/2022 | 207216114 | 08/23/2022
A.O. Smith Water Products Company | RELIANCE WATER HEATERS | 9-50-DHRT 1** | Federally-Regulated Consumer Product | Electric resistance |  | 45 |  | 5.5 | True |  |  | False | Electric storage | 74 |  | 98 | 1035 |  | Medium | 0.92 |  |  | 08/23/2022 | 207216115 | 08/23/2022
A.O. Smith Water Products Company | RELIANCE WATER HEATERS | 6-50-HBVIS 2*1 | Federally-Regulated Consumer Product | LPG |  | 49 |  | 40000 | True |  |  | False | Gas-fired storage | 79 |  | 80 | 40 | 23372926 | High | 0.72 |  |  | 08/23/2022 | 206861429 | 08/23/2022
A.O. Smith Water Products Company | RELIANCE WATER HEATERS | 6-50-YRVIT 2** | Federally-Regulated Consumer Product | Natural gas |  | 48 |  | 50000 | True |  |  | False | Gas-fired storage | 97 |  | 81 | 35 | 23389986 | High | 0.72 |  |  | 08/23/2022 | 206861810 | 08/23/2022
A.O. Smith Water Products Company | RELIANCE WATER HEATERS | TS-340X3-GIH 1** | Federally-Regulated Consumer Product | Natural gas |  | 1 |  | 180000 |  |  |  | False | Instantaneous gas-fired |  | 5.4 | 97 | 37 | 17691411 | High | 0.95 |  | 0 | 08/23/2022 | 207861935 | 08/23/2022
A.O. Smith Water Products Company | RELIANCE WATER HEATERS | TS-340X3-GEH 1** | Federally-Regulated Consumer Product | Natural gas |  | 1 |  | 180000 |  |  |  | False | Instantaneous gas-fired |  | 5.3 | 97 | 23 | 17928729 | High | 0.94 |  | 0 | 08/23/2022 | 207861959 | 08/23/2022
A.O. Smith Water Products Company | RELIANCE WATER HEATERS | 6-40-HRVIT 2*1 | Federally-Regulated Consumer Product | LPG |  | 38 |  | 50000 | True |  |  | False | Gas-fired storage | 87 |  | 78 | 34 | 24065096 | High | 0.7 |  |  | 08/23/2022 | 206861634 | 08/23/2022
A.O. Smith Water Products Company | RELIANCE WATER HEATERS | TS-310U-I 2** | Federally-Regulated Consumer Product | Natural gas |  | 1 |  | 190000 |  |  |  | False | Instantaneous gas-fired |  | 4.7 | 84 | 33 | 20784654 | High | 0.81 |  | 0 | 08/23/2022 | 206908513 | 08/23/2022
A.O. Smith Water Products Company | RELIANCE WATER HEATERS | 6-55-HXCT 2*1 | Federally-Regulated Consumer Product | LPG |  | 55 |  | 60000 | True |  |  | False | Gas-fired storage | 83 |  | 74 | 0 | 27301246 | High | 0.62 |  |  | 08/23/2022 | 206954696 | 08/23/2022
A.O. Smith Water Products Company | RELIANCE WATER HEATERS | 6-40-YRVIT 2** | Federally-Regulated Consumer Product | Natural gas |  | 38 |  | 50000 | True |  |  | False | Gas-fired storage | 87 |  | 78 | 34 | 24065096 | High | 0.7 |  |  | 08/23/2022 | 206861633 | 08/23/2022
Rheem Sales Company, Inc. | Rheem | RTGH-90XLP-2 | Federally-Regulated Consumer Product | LPG |  | 0 |  | 180000 |  |  |  | False | Instantaneous gas-fired |  | 5.2 | 95 | 32 | 18091646 | High | 0.93 |  | 0 | 08/23/2022 | 205628311 | 08/23/2022
Rheem Sales Company, Inc. | Rheem | XG40T06EN38U* | Federally-Regulated Consumer Product | Natural gas |  | 38 |  | 38000 | True |  |  | False | Gas-fired storage | 71 |  | 76 | 0 | 19108631 | Medium | 0.58 |  |  | 08/23/2022 | 205417911 | 08/23/2022
Rheem Sales Company, Inc. | Rheem | PROPG50-40N RH67 PD | Federally-Regulated Consumer Product | Natural gas |  | 48 |  | 40000 | True |  |  | False | Gas-fired storage | 79 |  | 77 | 0 | 24531554 | High | 0.69 |  |  | 08/23/2022 | 8310095 | 08/23/2022
Rheem Sales Company, Inc. | Rheem | ECOH200XLN-2 | Federally-Regulated Consumer Product | Natural gas |  | 0 |  | 199900 |  |  |  | False | Instantaneous gas-fired |  | 5.6 | 96 | 32 | 18091646 | High | 0.93 |  | 0 | 08/23/2022 | 205628297 | 08/23/2022
Rheem Sales Company, Inc. | Rheem | XG40T06MD30U1 | Federally-Regulated Consumer Product | Natural gas |  | 38 |  | 30000 | True |  |  | True | Gas-fired storage | 58 |  | 80 | 0 | 18784755 | Medium | 0.59 |  |  | 08/23/2022 | 8068487 | 08/23/2022
Rheem Sales Company, Inc. | Rheem | CRTGH-90DVLP-2 | Federally-Regulated Consumer Product | LPG |  | 0 |  | 180000 |  |  |  | False | Instantaneous gas-fired |  | 5.2 | 97 | 33 | 18088234 | High | 0.93 |  | 0 | 08/23/2022 | 206076873 | 08/23/2022
Rheem Sales Company, Inc. | Rheem | 24X40F2 | Federally-Regulated Consumer Product | Natural gas |  | 38 |  | 38000 | True |  |  | False | Gas-fired storage | 64 |  | 74 | 0 | 19108631 | Medium | 0.58 |  |  | 08/23/2022 | 8170651 | 08/23/2022
Rheem Sales Company, Inc. | Rheem | 24IR40DV1 | Federally-Regulated Consumer Product | Natural gas |  | 38 |  | 30000 | True |  |  | True | Gas-fired storage | 58 |  | 80 | 0 | 18784755 | Medium | 0.59 |  |  | 08/23/2022 | 8068485 | 08/23/2022
Rheem Sales Company, Inc. | Rheem | PRO H65 T2 RH310UM | Federally-Regulated Consumer Product | Heat pump |  | 59 |  | 4.5 | True |  | False | False | Electric storage | 75 |  | 409 | 900 |  | High | 3.5 |  |  | 08/23/2022 | 206077604 | 08/23/2022
Rheem Sales Company, Inc. | Rheem | HPLD50-1RH | Federally-Regulated Consumer Product | Heat pump |  | 45 |  | 4.5 | False |  | False | True | Electric storage | 67 |  | 430 | 846 |  | Medium | 3.75 |  |  | 08/23/2022 | 206195924 | 08/23/2022
Rheem Sales Company, Inc. | Rheem | ECOH180XLN-2 | Federally-Regulated Consumer Product | Natural gas |  | 0 |  | 180000 |  |  |  | False | Instantaneous gas-fired |  | 5.2 | 95 | 32 | 18091646 | High | 0.93 |  | 0 | 08/23/2022 | 205628312 | 08/23/2022
Rheem Sales Company, Inc. | Rheem | HPLD65-1RH | Federally-Regulated Consumer Product | Heat pump |  | 59 |  | 4.5 | False |  | False | True | Electric storage | 75 |  | 457 | 1184 |  | High | 3.85 |  |  | 08/23/2022 | 206195927 | 08/23/2022
Rheem Sales Company, Inc. | Rheem | PROPE55 T2 RH92 CS | Federally-Regulated Consumer Product | Electric resistance |  | 55 |  | 4.5 | True |  |  | False | Electric storage | 72 |  | 98 | 3531 |  | Medium | 0.92 |  |  | 08/23/2022 | 206043251 | 08/23/2022
Rheem Sales Company, Inc. | Rheem | XG40T09EN38U* | Federally-Regulated Consumer Product | Natural gas |  | 38 |  | 38000 | True |  |  | False | Gas-fired storage | 71 |  | 76 | 0 | 19108631 | Medium | 0.58 |  |  | 08/23/2022 | 205417912 | 08/23/2022
Rheem Sales Company, Inc. | Rheem | PROG50-42N RH67 PV | Federally-Regulated Consumer Product | Natural gas |  | 48 |  | 42000 | True |  |  | False | Gas-fired storage | 78 |  | 75 | 0 | 24892312 | High | 0.68 |  |  | 08/23/2022 | 6518277 | 08/23/2022
Rheem Sales Company, Inc. | Rheem | XG39S06EN38U* | Federally-Regulated Consumer Product | Natural gas |  | 37 |  | 38000 | True |  |  | False | Gas-fired storage | 68 |  | 75 | 0 | 18784755 | Medium | 0.59 |  |  | 08/23/2022 | 205417953 | 08/23/2022
Rheem Sales Company, Inc. | Rheem | PROG40-40N RH62 TT | Federally-Regulated Consumer Product | Natural gas |  | 38 |  | 40000 | True |  |  | False | Gas-fired storage | 84 |  | 80 | 0 | 25646625 | High | 0.66 |  |  | 08/23/2022 | 206214376 | 08/23/2022
Rheem Sales Company, Inc. | Rheem | RTG-70DVLPWA-1 | Federally-Regulated Consumer Product | LPG |  | 0 |  | 160000 |  |  |  | False | Instantaneous gas-fired |  | 4.1 | 85 | 31 | 20536633 | High | 0.82 |  | 0 | 08/23/2022 | 205706981 | 08/23/2022
Rheem Sales Company, Inc. | Rheem | DCRTGH95DVLN-2 | Federally-Regulated Consumer Product | Natural gas |  | 0 |  | 199900 |  |  |  | False | Instantaneous gas-fired |  | 5.7 | 97 | 32 | 18091646 | High | 0.93 |  | 0 | 08/23/2022 | 206076874 | 08/23/2022
Rheem Sales Company, Inc. | Rheem | 24X40FN* | Federally-Regulated Consumer Product | Natural gas |  | 38 |  | 38000 | True |  |  | False | Gas-fired storage | 71 |  | 76 | 0 | 19108631 | Medium | 0.58 |  |  | 08/23/2022 | 205417910 | 08/23/2022
Rheem Sales Company, Inc. | Rheem | ECOH180DVRHLP * | Federally-Regulated Consumer Product | LPG |  | 0 |  | 180000 |  |  |  | False | Instantaneous gas-fired |  | 5.2 | 97 | 29 | 17908257 | High | 0.94 |  | 0 | 08/23/2022 | 206076877 | 08/23/2022
Rheem Sales Company, Inc. | Rheem | ECOH160XLP-2 | Federally-Regulated Consumer Product | LPG |  | 0 |  | 157000 |  |  |  | False | Instantaneous gas-fired |  | 4.5 | 96 | 32 | 18091646 | High | 0.93 |  | 0 | 08/23/2022 | 205628326 | 08/23/2022
Rheem Sales Company, Inc. | Rheem | ECOH180XLP-2 | Federally-Regulated Consumer Product | LPG |  | 0 |  | 180000 |  |  |  | False | Instantaneous gas-fired |  | 5.2 | 95 | 32 | 18091646 | High | 0.93 |  | 0 | 08/23/2022 | 205628313 | 08/23/2022
Rheem Sales Company, Inc. | Rheem | ECOH180DVRHLN * | Federally-Regulated Consumer Product | Natural gas |  | 0 |  | 180000 |  |  |  | False | Instantaneous gas-fired |  | 5.2 | 97 | 29 | 17908257 | High | 0.94 |  | 0 | 08/23/2022 | 206076876 | 08/23/2022
Rheem Sales Company, Inc. | Rheem | RTGH-84XLP-2 | Federally-Regulated Consumer Product | LPG |  | 0 |  | 157000 |  |  |  | False | Instantaneous gas-fired |  | 4.5 | 96 | 32 | 18091646 | High | 0.93 |  | 0 | 08/23/2022 | 205628323 | 08/23/2022
Rheem Sales Company, Inc. | Rheem | PRO+G29-30U RH63 EC1* | Federally-Regulated Consumer Product | Natural gas |  | 28 |  | 30000 | True |  |  | False | Gas-fired storage | 51 |  | 78 | 0 | 18471676 | Medium | 0.6 |  |  | 08/23/2022 | 205417902 | 08/23/2022
Rheem Sales Company, Inc. | Rheem | PRO H40 T2 RH310UM | Federally-Regulated Consumer Product | Heat pump |  | 36 |  | 4.5 | True |  | False | False | Electric storage | 60 |  | 430 | 879 |  | Medium | 3.5 |  |  | 08/23/2022 | 206077600 | 08/23/2022
Rheem Sales Company, Inc. | Rheem | PROG40-38P RH67 PDV | Federally-Regulated Consumer Product | LPG |  | 38 |  | 38000 | True |  |  | False | Gas-fired storage | 67 |  | 79 | 66 | 17366881 | Medium | 0.63 |  |  | 08/23/2022 | 6521083 | 08/23/2022
Rheem Sales Company, Inc. | Rheem | PROG50S-40U RH60 EC1* | Federally-Regulated Consumer Product | Natural gas |  | 48 |  | 40000 | True |  |  | False | Gas-fired storage | 85 |  | 83 | 0 | 26867893 | High | 0.63 |  |  | 08/23/2022 | 205417876 | 08/23/2022
Rheem Sales Company, Inc. | Rheem | XG55T06EN45U* | Federally-Regulated Consumer Product | Natural gas |  | 55 |  | 45000 | True |  |  | False | Gas-fired storage | 99 |  | 76 | 0 | 27301246 | High | 0.62 |  |  | 08/23/2022 | 205417959 | 08/23/2022
Rheem Sales Company, Inc. | Rheem | XG40T12EN38U* | Federally-Regulated Consumer Product | Natural gas |  | 38 |  | 38000 | True |  |  | False | Gas-fired storage | 71 |  | 76 | 0 | 19108631 | Medium | 0.58 |  |  | 08/23/2022 | 205417913 | 08/23/2022
Rheem Sales Company, Inc. | Rheem | PROG40-30N RH62 MH DV | Federally-Regulated Consumer Product | Natural gas |  | 38 |  | 30000 | True |  |  | True | Gas-fired storage | 58 |  | 80 | 0 | 18784755 | Medium | 0.59 |  |  | 08/23/2022 | 8068486 | 08/23/2022
Rheem Sales Company, Inc. | Rheem | RTGH-84XLN-2 | Federally-Regulated Consumer Product | Natural gas |  | 0 |  | 157000 |  |  |  | False | Instantaneous gas-fired |  | 4.5 | 96 | 32 | 18091646 | High | 0.93 |  | 0 | 08/23/2022 | 205622523 | 08/23/2022
Rheem Sales Company, Inc. | Rheem | PRO H50 T2 RH310UM | Federally-Regulated Consumer Product | Heat pump |  | 45 |  | 4.5 | False |  | False | True | Electric storage | 67 |  | 400 | 915 |  | Medium | 3.5 |  |  | 08/23/2022 | 206077602 | 08/23/2022
Rheem Sales Company, Inc. | Rheem | CRTGH-84DVLP-2 | Federally-Regulated Consumer Product | LPG |  | 0 |  | 157000 |  |  |  | False | Instantaneous gas-fired |  | 4.6 | 97 | 33 | 18088234 | High | 0.93 |  | 0 | 08/23/2022 | 206076871 | 08/23/2022
Rheem Sales Company, Inc. | Rheem | RTG-70XLP-1 | Federally-Regulated Consumer Product | LPG |  | 0 |  | 160000 |  |  |  | False | Instantaneous gas-fired |  | 4 | 84 | 32 | 20788066 | High | 0.81 |  | 0 | 08/23/2022 | 205706987 | 08/23/2022
Rheem Sales Company, Inc. | Rheem | XG50T12EN38U* | Federally-Regulated Consumer Product | Natural gas |  | 48 |  | 38000 | True |  |  | False | Gas-fired storage | 86 |  | 83 | 0 | 26867893 | High | 0.63 |  |  | 08/23/2022 | 205417935 | 08/23/2022
Rheem Sales Company, Inc. | Rheem | PROG50-38N RH60 TT | Federally-Regulated Consumer Product | Natural gas |  | 48 |  | 38000 | True |  |  | False | Gas-fired storage | 85 |  | 83 | 0 | 26448082 | High | 0.64 |  |  | 08/23/2022 | 206214378 | 08/23/2022
Rheem Sales Company, Inc. | Rheem | CRTGH-84DVLN-2 | Federally-Regulated Consumer Product | Natural gas |  | 0 |  | 157000 |  |  |  | False | Instantaneous gas-fired |  | 4.6 | 97 | 33 | 18088234 | High | 0.93 |  | 0 | 08/23/2022 | 206076870 | 08/23/2022
Rheem Sales Company, Inc. | Rheem | RTG-70DVLP-1 | Federally-Regulated Consumer Product | LPG |  | 0 |  | 160000 |  |  |  | False | Instantaneous gas-fired |  | 4.1 | 85 | 31 | 20536633 | High | 0.82 |  | 0 | 08/23/2022 | 205706980 | 08/23/2022
Rheem Sales Company, Inc. | Rheem | PRO+G50-38U RH62 EC1* | Federally-Regulated Consumer Product | Natural gas |  | 48 |  | 38000 | True |  |  | False | Gas-fired storage | 86 |  | 83 | 0 | 26867893 | High | 0.63 |  |  | 08/23/2022 | 205417934 | 08/23/2022
Rheem Sales Company, Inc. | Rheem | PRO+G40-38U RH62 EC1* | Federally-Regulated Consumer Product | Natural gas |  | 38 |  | 38000 | True |  |  | False | Gas-fired storage | 71 |  | 76 | 0 | 19108631 | Medium | 0.58 |  |  | 08/23/2022 | 205417909 | 08/23/2022
Rheem Sales Company, Inc. | Rheem | PROG50-38U RH60 EC1* | Federally-Regulated Consumer Product | Natural gas |  | 48 |  | 38000 | True |  |  | False | Gas-fired storage | 86 |  | 83 | 0 | 26867893 | High | 0.63 |  |  | 08/23/2022 | 205417873 | 08/23/2022
Rheem Sales Company, Inc. | Rheem | 42XR40-40F3 | Federally-Regulated Consumer Product | Natural gas |  | 38 |  | 40000 | True |  |  | False | Gas-fired storage | 84 |  | 80 | 0 | 25646625 | High | 0.66 |  |  | 08/23/2022 | 8315121 | 08/23/2022
Rheem Sales Company, Inc. | Rheem | RTG-70XLPWA-1 | Federally-Regulated Consumer Product | LPG |  | 0 |  | 160000 |  |  |  | False | Instantaneous gas-fired |  | 4 | 84 | 32 | 20788066 | High | 0.81 |  | 0 | 08/23/2022 | 205706988 | 08/23/2022
Rheem Sales Company, Inc. | Rheem | PROG50-38U RH62 EC1* | Federally-Regulated Consumer Product | Natural gas |  | 48 |  | 38000 | True |  |  | False | Gas-fired storage | 84 |  | 79 | 0 | 26448082 | High | 0.64 |  |  | 08/23/2022 | 205417874 | 08/23/2022
Rheem Sales Company, Inc. | Rheem | HPLD80-1RH | Federally-Regulated Consumer Product | Heat pump |  | 72 |  | 4.5 | False |  | False | True | Electric storage | 87 |  | 447 | 1213 |  | High | 4 |  |  | 08/23/2022 | 206195929 | 08/23/2022
Rheem Sales Company, Inc. | Rheem | PRO+G55-45U RH59 EC1* | Federally-Regulated Consumer Product | Natural gas |  | 55 |  | 45000 | True |  |  | False | Gas-fired storage | 99 |  | 76 | 0 | 27301246 | High | 0.62 |  |  | 08/23/2022 | 205417877 | 08/23/2022
Rheem Sales Company, Inc. | Rheem | XG50S12HE40U0 | Federally-Regulated Consumer Product | Natural gas |  | 48 |  | 40000 | True |  |  | False | Gas-fired storage | 86 |  | 78 | 0 | 26448082 | High | 0.64 |  |  | 08/23/2022 | 205814010 | 08/23/2022
Rheem Sales Company, Inc. | Rheem | PRO+E55 T2 RH92 CL | Federally-Regulated Consumer Product | Electric resistance |  | 55 |  | 4.5 | True |  |  | False | Electric storage | 72 |  | 98 | 3531 |  | Medium | 0.92 |  |  | 08/23/2022 | 206043252 | 08/23/2022
Rheem Sales Company, Inc. | Rheem | 24X40SF1 * | Federally-Regulated Consumer Product | Natural gas |  | 38 |  | 34000 | True |  |  | False | Gas-fired storage | 65 |  | 75 | 0 | 18784755 | Medium | 0.59 |  |  | 08/23/2022 | 8170605 | 08/23/2022
Rheem Sales Company, Inc. | Rheem | PROG40-40N RH67 PDV | Federally-Regulated Consumer Product | Natural gas |  | 38 |  | 40000 | True |  |  | False | Gas-fired storage | 67 |  | 79 | 66 | 17366881 | Medium | 0.63 |  |  | 08/23/2022 | 6521082 | 08/23/2022
Rheem Sales Company, Inc. | Rheem | PROG39S-38U RH62 EC1* | Federally-Regulated Consumer Product | Natural gas |  | 37 |  | 38000 | True |  |  | False | Gas-fired storage | 68 |  | 75 | 0 | 18784755 | Medium | 0.59 |  |  | 08/23/2022 | 205417875 | 08/23/2022
Rheem Sales Company, Inc. | Rheem | ECOH200XLP-2 | Federally-Regulated Consumer Product | LPG |  | 0 |  | 199900 |  |  |  | False | Instantaneous gas-fired |  | 5.6 | 96 | 32 | 18091646 | High | 0.93 |  | 0 | 08/23/2022 | 205628299 | 08/23/2022
Rheem Sales Company, Inc. | Rheem | PROG50-40N RH62 TT | Federally-Regulated Consumer Product | Natural gas |  | 48 |  | 40000 | True |  |  | False | Gas-fired storage | 76 |  | 81 | 0 | 26041188 | High | 0.65 |  |  | 08/23/2022 | 206214380 | 08/23/2022
Rheem Sales Company, Inc. | Rheem | DCRTGH95DVLP-2 | Federally-Regulated Consumer Product | LPG |  | 0 |  | 199900 |  |  |  | False | Instantaneous gas-fired |  | 5.7 | 97 | 32 | 18091646 | High | 0.93 |  | 0 | 08/23/2022 | 206076875 | 08/23/2022
Rheem Sales Company, Inc. | Rheem | RTGH-90XLN-2 | Federally-Regulated Consumer Product | Natural gas |  | 0 |  | 180000 |  |  |  | False | Instantaneous gas-fired |  | 5.2 | 95 | 32 | 18091646 | High | 0.93 |  | 0 | 08/23/2022 | 205622522 | 08/23/2022
Rheem Sales Company, Inc. | Rheem | CRTGH-90DVLN-2 | Federally-Regulated Consumer Product | Natural gas |  | 0 |  | 180000 |  |  |  | False | Instantaneous gas-fired |  | 5.2 | 97 | 33 | 18088234 | High | 0.93 |  | 0 | 08/23/2022 | 206076872 | 08/23/2022
Rheem Sales Company, Inc. | Rheem | PROG50-42P RH67 PV | Federally-Regulated Consumer Product | LPG |  | 48 |  | 42000 | True |  |  | False | Gas-fired storage | 78 |  | 75 | 0 | 24892312 | High | 0.68 |  |  | 08/23/2022 | 6518278 | 08/23/2022
Rheem Sales Company, Inc. | Rheem | PROG50-40N RH67 PDV | Federally-Regulated Consumer Product | Natural gas |  | 47 |  | 40000 | True |  |  | False | Gas-fired storage | 82 |  | 81 | 96 | 24204002 | High | 0.69 |  |  | 08/23/2022 | 6521084 | 08/23/2022
Rheem Sales Company, Inc. | Rheem | PROG40-38U RH62 EC1* | Federally-Regulated Consumer Product | Natural gas |  | 38 |  | 38000 | True |  |  | False | Gas-fired storage | 71 |  | 76 | 0 | 19108631 | Medium | 0.58 |  |  | 08/23/2022 | 205417872 | 08/23/2022
Rheem Sales Company, Inc. | Rheem | ECOH160XLN-2 | Federally-Regulated Consumer Product | Natural gas |  | 0 |  | 157000 |  |  |  | False | Instantaneous gas-fired |  | 4.5 | 96 | 32 | 18091646 | High | 0.93 |  | 0 | 08/23/2022 | 205628325 | 08/23/2022
Rheem Sales Company, Inc. | Rheem | RTGH-95XLP-2 | Federally-Regulated Consumer Product | LPG |  | 0 |  | 199900 |  |  |  | False | Instantaneous gas-fired |  | 5.6 | 96 | 32 | 18091646 | High | 0.93 |  | 0 | 08/23/2022 | 205628294 | 08/23/2022
Rheem Sales Company, Inc. | Rheem | RTGH-95XLN-2 | Federally-Regulated Consumer Product | Natural gas |  | 0 |  | 199900 |  |  |  | False | Instantaneous gas-fired |  | 5.6 | 96 | 32 | 18091646 | High | 0.93 |  | 0 | 08/23/2022 | 205622521 | 08/23/2022
Rheem Sales Company, Inc. | Rheem | XG50T09EN38U* | Federally-Regulated Consumer Product | Natural gas |  | 48 |  | 38000 | True |  |  | False | Gas-fired storage | 86 |  | 83 | 0 | 26867893 | High | 0.63 |  |  | 08/23/2022 | 205417936 | 08/23/2022
Rheem Sales Company, Inc. | Rheem | PROG50-40P RH67 PDV | Federally-Regulated Consumer Product | LPG |  | 47 |  | 40000 | True |  |  | False | Gas-fired storage | 82 |  | 81 | 96 | 24204002 | High | 0.69 |  |  | 08/23/2022 | 6521085 | 08/23/2022
A.O. Smith Water Products Company | Lochinvar | GTN04040M 4** | Federally-Regulated Consumer Product | LPG |  | 38 |  | 40000 | True |  |  | False | Gas-fired storage | 80 |  | 78 | 0 | 25646625 | High | 0.66 |  |  | 08/23/2022 | 206715227 | 08/23/2022
A.O. Smith Water Products Company | Lochinvar | LTO-510U 2** | Federally-Regulated Consumer Product | Natural gas |  | 1 |  | 199000 |  |  |  | False | Instantaneous gas-fired |  | 5 | 84 | 33 | 20784654 | High | 0.81 |  | 0 | 08/23/2022 | 206908520 | 08/23/2022
A.O. Smith Water Products Company | Lochinvar | GTN04040 ST 4** | Federally-Regulated Consumer Product | Natural gas |  | 38 |  | 40000 | True |  |  | False | Gas-fired storage | 80 |  | 78 | 0 | 25646625 | High | 0.66 |  |  | 08/23/2022 | 206715221 | 08/23/2022
A.O. Smith Water Products Company | Lochinvar | PVN05050ST 2** | Federally-Regulated Consumer Product | Natural gas |  | 48 |  | 50000 | True |  |  | False | Gas-fired storage | 97 |  | 81 | 35 | 23389986 | High | 0.72 |  |  | 08/23/2022 | 206861807 | 08/23/2022
A.O. Smith Water Products Company | Lochinvar | PRL05045ESST 3*1 | Federally-Regulated Consumer Product | LPG |  | 48 |  | 45000 | True |  |  | False | Gas-fired storage | 79 |  | 79 | 68 | 23277390 | High | 0.72 |  |  | 08/23/2022 | 206902223 | 08/23/2022
A.O. Smith Water Products Company | Lochinvar | PRN04040ESST 3** | Federally-Regulated Consumer Product | Natural gas |  | 38 |  | 40000 | True |  |  | False | Gas-fired storage | 74 |  | 79 | 58 | 16100642 | Medium | 0.68 |  |  | 08/23/2022 | 206902206 | 08/23/2022
A.O. Smith Water Products Company | Lochinvar | GTL04040 ST 4*1 | Federally-Regulated Consumer Product | LPG |  | 38 |  | 40000 | True |  |  | False | Gas-fired storage | 80 |  | 78 | 0 | 25646625 | High | 0.66 |  |  | 08/23/2022 | 206715222 | 08/23/2022
A.O. Smith Water Products Company | Lochinvar | GSL03032R 4*1 | Federally-Regulated Consumer Product | LPG |  | 29 |  | 32000 | True |  |  | False | Gas-fired storage | 55 |  | 75 | 0 | 18471676 | Medium | 0.6 |  |  | 08/23/2022 | 206715290 | 08/23/2022
A.O. Smith Water Products Company | Lochinvar | PVN05040 2** | Federally-Regulated Consumer Product | Natural gas |  | 49 |  | 40000 | True |  |  | False | Gas-fired storage | 79 |  | 80 | 40 | 23372926 | High | 0.72 |  |  | 08/23/2022 | 206861424 | 08/23/2022
A.O. Smith Water Products Company | Lochinvar | PRN05065ESST 3** | Federally-Regulated Consumer Product | Natural gas |  | 48 |  | 62000 | True |  |  | False | Gas-fired storage | 118 |  | 82 | 54 | 23003111 | High | 0.73 |  |  | 08/23/2022 | 206902236 | 08/23/2022
A.O. Smith Water Products Company | Lochinvar | PVL05050 2*1 | Federally-Regulated Consumer Product | LPG |  | 48 |  | 50000 | True |  |  | False | Gas-fired storage | 97 |  | 81 | 35 | 23389986 | High | 0.72 |  |  | 08/23/2022 | 206861808 | 08/23/2022
A.O. Smith Water Products Company | Lochinvar | GTN03032RZ 4** | Federally-Regulated Consumer Product | Natural gas |  | 29 |  | 32000 | True |  |  | False | Gas-fired storage | 62 |  | 73 | 0 | 18471676 | Medium | 0.6 |  |  | 08/23/2022 | 206715315 | 08/23/2022
A.O. Smith Water Products Company | Lochinvar | PRL05065ESST 3*1 | Federally-Regulated Consumer Product | LPG |  | 48 |  | 62000 | True |  |  | False | Gas-fired storage | 118 |  | 82 | 54 | 23003111 | High | 0.73 |  |  | 08/23/2022 | 206902237 | 08/23/2022
A.O. Smith Water Products Company | Lochinvar | PVN04040Z 2** | Federally-Regulated Consumer Product | Natural gas |  | 38 |  | 40000 | True |  |  | False | Gas-fired storage | 73 |  | 79 | 30 | 16439440 | Medium | 0.67 |  |  | 08/23/2022 | 206860925 | 08/23/2022
A.O. Smith Water Products Company | Lochinvar | GTL04040-8 4*1 | Federally-Regulated Consumer Product | LPG |  | 38 |  | 40000 | True |  |  | False | Gas-fired storage | 80 |  | 78 | 0 | 25646625 | High | 0.66 |  |  | 08/23/2022 | 206715226 | 08/23/2022
A.O. Smith Water Products Company | Lochinvar | GTN04040-10T 4** | Federally-Regulated Consumer Product | Natural gas |  | 38 |  | 40000 | True |  |  | False | Gas-fired storage | 80 |  | 78 | 0 | 25646625 | High | 0.66 |  |  | 08/23/2022 | 206715230 | 08/23/2022
A.O. Smith Water Products Company | Lochinvar | PRN04040ES 3** | Federally-Regulated Consumer Product | Natural gas |  | 38 |  | 40000 | True |  |  | False | Gas-fired storage | 74 |  | 79 | 58 | 16100642 | Medium | 0.68 |  |  | 08/23/2022 | 206902205 | 08/23/2022
A.O. Smith Water Products Company | Lochinvar | PVN04050 2** | Federally-Regulated Consumer Product | Natural gas |  | 38 |  | 50000 | True |  |  | False | Gas-fired storage | 87 |  | 78 | 34 | 24065096 | High | 0.7 |  |  | 08/23/2022 | 206861629 | 08/23/2022
A.O. Smith Water Products Company | Lochinvar | GSL03032BR 4*1 | Federally-Regulated Consumer Product | LPG |  | 29 |  | 32000 | True |  |  | False | Gas-fired storage | 65 |  | 75 | 0 | 18471676 | Medium | 0.6 |  |  | 08/23/2022 | 206715273 | 08/23/2022
A.O. Smith Water Products Company | Lochinvar | PVL04040 2*1 | Federally-Regulated Consumer Product | LPG |  | 38 |  | 40000 | True |  |  | False | Gas-fired storage | 73 |  | 79 | 30 | 16439440 | Medium | 0.67 |  |  | 08/23/2022 | 206860926 | 08/23/2022
A.O. Smith Water Products Company | Lochinvar | GTN03032BR 4** | Federally-Regulated Consumer Product | Natural gas |  | 29 |  | 32000 | True |  |  | False | Gas-fired storage | 62 |  | 74 | 0 | 18471676 | Medium | 0.6 |  |  | 08/23/2022 | 206715298 | 08/23/2022
A.O. Smith Water Products Company | Lochinvar | GTN04040MTWR 2** | Federally-Regulated Consumer Product | Natural gas |  | 38 |  | 40000 | True |  |  | False | Gas-fired storage | 80 |  | 74 | 0 | 26448082 | High | 0.64 |  |  | 08/23/2022 | 206715254 | 08/23/2022
A.O. Smith Water Products Company | Lochinvar | GTN04040TWRZ 2** | Federally-Regulated Consumer Product | Natural gas |  | 38 |  | 40000 | True |  |  | False | Gas-fired storage | 80 |  | 74 | 0 | 26448082 | High | 0.64 |  |  | 08/23/2022 | 206715255 | 08/23/2022
A.O. Smith Water Products Company | Lochinvar | GTN04040T 4** | Federally-Regulated Consumer Product | Natural gas |  | 38 |  | 40000 | True |  |  | False | Gas-fired storage | 80 |  | 78 | 0 | 25646625 | High | 0.66 |  |  | 08/23/2022 | 206715223 | 08/23/2022
A.O. Smith Water Products Company | Lochinvar | PVL05065ST 2*1 | Federally-Regulated Consumer Product | LPG |  | 50 |  | 62000 | True |  |  | False | Gas-fired storage | 119 |  | 82 | 26 | 23098647 | High | 0.73 |  |  | 08/23/2022 | 206862003 | 08/23/2022
A.O. Smith Water Products Company | Lochinvar | GTN04040 4** | Federally-Regulated Consumer Product | Natural gas |  | 38 |  | 40000 | True |  |  | False | Gas-fired storage | 80 |  | 78 | 0 | 25646625 | High | 0.66 |  |  | 08/23/2022 | 206715220 | 08/23/2022
A.O. Smith Water Products Company | Lochinvar | PVN04050ST 2** | Federally-Regulated Consumer Product | Natural gas |  | 38 |  | 50000 | True |  |  | False | Gas-fired storage | 87 |  | 78 | 34 | 24065096 | High | 0.7 |  |  | 08/23/2022 | 206861630 | 08/23/2022
A.O. Smith Water Products Company | Lochinvar | GTL04040 4*1 | Federally-Regulated Consumer Product | LPG |  | 38 |  | 40000 | True |  |  | False | Gas-fired storage | 80 |  | 78 | 0 | 25646625 | High | 0.66 |  |  | 08/23/2022 | 206715219 | 08/23/2022
A.O. Smith Water Products Company | Lochinvar | PVL05040 2*1 | Federally-Regulated Consumer Product | LPG |  | 49 |  | 40000 | True |  |  | False | Gas-fired storage | 79 |  | 80 | 40 | 23372926 | High | 0.72 |  |  | 08/23/2022 | 206861426 | 08/23/2022
A.O. Smith Water Products Company | Lochinvar | PVL04050 2*1 | Federally-Regulated Consumer Product | LPG |  | 38 |  | 50000 | True |  |  | False | Gas-fired storage | 87 |  | 78 | 34 | 24065096 | High | 0.7 |  |  | 08/23/2022 | 206861631 | 08/23/2022
A.O. Smith Water Products Company | Lochinvar | PRL05045ES 3*1 | Federally-Regulated Consumer Product | LPG |  | 48 |  | 45000 | True |  |  | False | Gas-fired storage | 79 |  | 79 | 68 | 23277390 | High | 0.72 |  |  | 08/23/2022 | 206902222 | 08/23/2022
A.O. Smith Water Products Company | Lochinvar | PRL04040ESST 3*1 | Federally-Regulated Consumer Product | LPG |  | 38 |  | 40000 | True |  |  | False | Gas-fired storage | 74 |  | 79 | 58 | 16100642 | Medium | 0.68 |  |  | 08/23/2022 | 206902204 | 08/23/2022
A.O. Smith Water Products Company | Lochinvar | GTN05038WR 2** | Federally-Regulated Consumer Product | Natural gas |  | 48 |  | 38000 | True |  |  | False | Gas-fired storage | 76 |  | 77 | 0 | 26867893 | High | 0.63 |  |  | 08/23/2022 | 206715264 | 08/23/2022
A.O. Smith Water Products Company | Lochinvar | UPDN04040 1** | Federally-Regulated Consumer Product | Natural gas |  | 38 |  | 40000 | True |  |  | False | Gas-fired storage | 75 |  | 77 | 78 | 23914968 | High | 0.7 |  |  | 08/23/2022 | 206860589 | 08/23/2022
A.O. Smith Water Products Company | Lochinvar | PVL05040Z 2*1 | Federally-Regulated Consumer Product | LPG |  | 49 |  | 40000 | True |  |  | False | Gas-fired storage | 79 |  | 80 | 40 | 23372926 | High | 0.72 |  |  | 08/23/2022 | 206861427 | 08/23/2022
A.O. Smith Water Products Company | Lochinvar | LTI-110U 2** | Federally-Regulated Consumer Product | Natural gas |  | 1 |  | 140000 |  |  |  | False | Instantaneous gas-fired |  | 3.5 | 85 | 35 | 13563303 | Medium | 0.81 |  | 0 | 08/23/2022 | 206908497 | 08/23/2022
A.O. Smith Water Products Company | Lochinvar | PVN05065ST 2** | Federally-Regulated Consumer Product | Natural gas |  | 50 |  | 62000 | True |  |  | False | Gas-fired storage | 119 |  | 82 | 26 | 23098647 | High | 0.73 |  |  | 08/23/2022 | 206862004 | 08/23/2022
A.O. Smith Water Products Company | Lochinvar | PVN04040 2** | Federally-Regulated Consumer Product | Natural gas |  | 38 |  | 40000 | True |  |  | False | Gas-fired storage | 73 |  | 79 | 30 | 16439440 | Medium | 0.67 |  |  | 08/23/2022 | 206860924 | 08/23/2022
A.O. Smith Water Products Company | Lochinvar | GTN04040WRZ 2** | Federally-Regulated Consumer Product | Natural gas |  | 38 |  | 40000 | True |  |  | False | Gas-fired storage | 80 |  | 74 | 0 | 26448082 | High | 0.64 |  |  | 08/23/2022 | 206715256 | 08/23/2022
A.O. Smith Water Products Company | Lochinvar | LTI-310U 2** | Federally-Regulated Consumer Product | Natural gas |  | 1 |  | 190000 |  |  |  | False | Instantaneous gas-fired |  | 4.7 | 84 | 33 | 20784654 | High | 0.81 |  | 0 | 08/23/2022 | 206908512 | 08/23/2022
A.O. Smith Water Products Company | Lochinvar | PVN05050 2** | Federally-Regulated Consumer Product | Natural gas |  | 48 |  | 50000 | True |  |  | False | Gas-fired storage | 97 |  | 81 | 35 | 23389986 | High | 0.72 |  |  | 08/23/2022 | 206861806 | 08/23/2022
A.O. Smith Water Products Company | Lochinvar | PVN05040Z 2** | Federally-Regulated Consumer Product | Natural gas |  | 49 |  | 40000 | True |  |  | False | Gas-fired storage | 79 |  | 80 | 40 | 23372926 | High | 0.72 |  |  | 08/23/2022 | 206861425 | 08/23/2022
A.O. Smith Water Products Company | Lochinvar | GTL03032R 4*1 | Federally-Regulated Consumer Product | LPG |  | 29 |  | 32000 | True |  |  | False | Gas-fired storage | 62 |  | 73 | 0 | 18471676 | Medium | 0.6 |  |  | 08/23/2022 | 206715314 | 08/23/2022
A.O. Smith Water Products Company | Lochinvar | PRN05045ES 3** | Federally-Regulated Consumer Product | Natural gas |  | 48 |  | 45000 | True |  |  | False | Gas-fired storage | 79 |  | 79 | 68 | 23277390 | High | 0.72 |  |  | 08/23/2022 | 206902224 | 08/23/2022
A.O. Smith Water Products Company | Lochinvar | LTO-110U 2** | Federally-Regulated Consumer Product | Natural gas |  | 1 |  | 140000 |  |  |  | False | Instantaneous gas-fired |  | 3.5 | 83 | 25 | 13597423 | Medium | 0.81 |  | 0 | 08/23/2022 | 206908490 | 08/23/2022
A.O. Smith Water Products Company | Lochinvar | GTN03032R 4** | Federally-Regulated Consumer Product | Natural gas |  | 29 |  | 32000 | True |  |  | False | Gas-fired storage | 62 |  | 73 | 0 | 18471676 | Medium | 0.6 |  |  | 08/23/2022 | 206715313 | 08/23/2022
A.O. Smith Water Products Company | Lochinvar | GTN04040 TM 4** | Federally-Regulated Consumer Product | Natural gas |  | 38 |  | 40000 | True |  |  | False | Gas-fired storage | 80 |  | 78 | 0 | 25646625 | High | 0.66 |  |  | 08/23/2022 | 206715224 | 08/23/2022
A.O. Smith Water Products Company | Lochinvar | PVL05050ST 2*1 | Federally-Regulated Consumer Product | LPG |  | 48 |  | 50000 | True |  |  | False | Gas-fired storage | 97 |  | 81 | 35 | 23389986 | High | 0.72 |  |  | 08/23/2022 | 206861809 | 08/23/2022
A.O. Smith Water Products Company | Lochinvar | GTN04040Z 4** | Federally-Regulated Consumer Product | Natural gas |  | 38 |  | 40000 | True |  |  | False | Gas-fired storage | 80 |  | 78 | 0 | 25646625 | High | 0.66 |  |  | 08/23/2022 | 206715218 | 08/23/2022
A.O. Smith Water Products Company | Lochinvar | UPDN05040Z 1** | Federally-Regulated Consumer Product | Natural gas |  | 48 |  | 40000 | True |  |  | False | Gas-fired storage | 75 |  | 79 | 74 | 23928616 | High | 0.7 |  |  | 08/23/2022 | 206860758 | 08/23/2022
A.O. Smith Water Products Company | Lochinvar | PVL04050ST 2*1 | Federally-Regulated Consumer Product | LPG |  | 38 |  | 50000 | True |  |  | False | Gas-fired storage | 87 |  | 78 | 34 | 24065096 | High | 0.7 |  |  | 08/23/2022 | 206861632 | 08/23/2022
A.O. Smith Water Products Company | Lochinvar | GSN03032BR 4** | Federally-Regulated Consumer Product | Natural gas |  | 29 |  | 32000 | True |  |  | False | Gas-fired storage | 65 |  | 75 | 0 | 18471676 | Medium | 0.6 |  |  | 08/23/2022 | 206715268 | 08/23/2022
A.O. Smith Water Products Company | Lochinvar | GTL03032BR 4*1 | Federally-Regulated Consumer Product | LPG |  | 29 |  | 32000 | True |  |  | False | Gas-fired storage | 62 |  | 74 | 0 | 18471676 | Medium | 0.6 |  |  | 08/23/2022 | 206715299 | 08/23/2022
A.O. Smith Water Products Company | Lochinvar | PRL04040ES 3*1 | Federally-Regulated Consumer Product | LPG |  | 38 |  | 40000 | True |  |  | False | Gas-fired storage | 74 |  | 79 | 58 | 16100642 | Medium | 0.68 |  |  | 08/23/2022 | 206902203 | 08/23/2022
A.O. Smith Water Products Company | Lochinvar | PRN05045ESST 3** | Federally-Regulated Consumer Product | Natural gas |  | 48 |  | 45000 | True |  |  | False | Gas-fired storage | 79 |  | 79 | 68 | 23277390 | High | 0.72 |  |  | 08/23/2022 | 206902225 | 08/23/2022
A.O. Smith Water Products Company | Lochinvar | GTN04040-8 4** | Federally-Regulated Consumer Product | Natural gas |  | 38 |  | 40000 | True |  |  | False | Gas-fired storage | 80 |  | 78 | 0 | 25646625 | High | 0.66 |  |  | 08/23/2022 | 206715225 | 08/23/2022
Navien, Inc. | Navien | NPE-240A2 | Federally-Regulated Consumer Product | Natural gas |  | 1 |  | 199900 |  |  |  | True | Instantaneous gas-fired |  | 5.6 | 98 | 32 | 17708471 | High | 0.95 |  | 0 | 08/23/2022 | 206368359 | 08/23/2022
Navien, Inc. | Navien | NPN-160U-LP | Federally-Regulated Consumer Product | LPG |  | 0 |  | 160000 |  |  |  | True | Instantaneous gas-fired |  | 4 | 84 | 39 | 20764182 | High | 0.81 |  | 0 | 08/23/2022 | 205042075 | 08/23/2022
Navien, Inc. | Navien | NPN-160E-NG | Federally-Regulated Consumer Product | Natural gas |  | 0 |  | 160000 |  |  |  | True | Instantaneous gas-fired |  | 4 | 84 | 39 | 20764182 | High | 0.81 |  | 0 | 08/23/2022 | 205042076 | 08/23/2022
Navien, Inc. | Navien | NPE-180S2 | Federally-Regulated Consumer Product | LPG |  | 1 |  | 150000 |  |  |  | True | Instantaneous gas-fired |  | 4.4 | 99 | 35 | 17512635 | High | 0.96 |  | 0 | 08/23/2022 | 206368360 | 08/23/2022
Navien, Inc. | Navien | NPN-120E-LP | Federally-Regulated Consumer Product | LPG |  | 0 |  | 120000 |  |  |  | True | Instantaneous gas-fired |  | 2.9 | 84 | 35 | 13563303 | Medium | 0.81 |  | 0 | 08/23/2022 | 207236398 | 08/23/2022
Navien, Inc. | Navien | NPN-180U-NG | Federally-Regulated Consumer Product | Natural gas |  | 0 |  | 180000 |  |  |  | True | Instantaneous gas-fired |  | 4.5 | 84 | 42 | 20753946 | High | 0.81 |  | 0 | 08/23/2022 | 204524353 | 08/23/2022
Navien, Inc. | Navien | NPE-210S2 | Federally-Regulated Consumer Product | LPG |  | 1 |  | 180000 |  |  |  | True | Instantaneous gas-fired |  | 5.3 | 99 | 33 | 17519459 | High | 0.96 |  | 0 | 08/23/2022 | 206368361 | 08/23/2022
Navien, Inc. | Navien | NPE-240S2 | Federally-Regulated Consumer Product | Natural gas |  | 1 |  | 199900 |  |  |  | True | Instantaneous gas-fired |  | 5.8 | 99 | 33 | 17519459 | High | 0.96 |  | 0 | 08/23/2022 | 206368362 | 08/23/2022
Navien, Inc. | Navien | NPN-199E-NG | Federally-Regulated Consumer Product | Natural gas |  | 0 |  | 199900 |  |  |  | True | Instantaneous gas-fired |  | 5 | 84 | 42 | 20753946 | High | 0.81 |  | 0 | 08/23/2022 | 204524351 | 08/23/2022
Navien, Inc. | Navien | NPN-199E-LP | Federally-Regulated Consumer Product | LPG |  | 0 |  | 199900 |  |  |  | True | Instantaneous gas-fired |  | 5 | 84 | 42 | 20753946 | High | 0.81 |  | 0 | 08/23/2022 | 204524352 | 08/23/2022
Navien, Inc. | Navien | NPN-180U-LP | Federally-Regulated Consumer Product | LPG |  | 0 |  | 180000 |  |  |  | True | Instantaneous gas-fired |  | 4.5 | 84 | 42 | 20753946 | High | 0.81 |  | 0 | 08/23/2022 | 204524354 | 08/23/2022
Navien, Inc. | Navien | NPN-120E-NG | Federally-Regulated Consumer Product | Natural gas |  | 0 |  | 120000 |  |  |  | True | Instantaneous gas-fired |  | 2.9 | 84 | 35 | 13563303 | Medium | 0.81 |  | 0 | 08/23/2022 | 207236397 | 08/23/2022
Navien, Inc. | Navien | NPE-150S2 | Federally-Regulated Consumer Product | LPG |  | 1 |  | 120000 |  |  |  | True | Instantaneous gas-fired |  | 3.4 | 97 | 31 | 11811438 | Medium | 0.93 |  | 0 | 08/23/2022 | 206423843 | 08/23/2022
Navien, Inc. | Navien | NPN-180E-LP | Federally-Regulated Consumer Product | LPG |  | 0 |  | 180000 |  |  |  | True | Instantaneous gas-fired |  | 4.5 | 84 | 42 | 20753946 | High | 0.81 |  | 0 | 08/23/2022 | 204524356 | 08/23/2022
Navien, Inc. | Navien | NPN-180E-NG | Federally-Regulated Consumer Product | Natural gas |  | 0 |  | 180000 |  |  |  | True | Instantaneous gas-fired |  | 4.5 | 84 | 42 | 20753946 | High | 0.81 |  | 0 | 08/23/2022 | 204524355 | 08/23/2022
Navien, Inc. | Navien | NPE-150S2 | Federally-Regulated Consumer Product | Natural gas |  | 1 |  | 120000 |  |  |  | True | Instantaneous gas-fired |  | 3.4 | 97 | 31 | 11811438 | Medium | 0.93 |  | 0 | 08/23/2022 | 206423843 | 08/23/2022
Navien, Inc. | Navien | NPE-180S2 | Federally-Regulated Consumer Product | Natural gas |  | 1 |  | 150000 |  |  |  | True | Instantaneous gas-fired |  | 4.4 | 99 | 35 | 17512635 | High | 0.96 |  | 0 | 08/23/2022 | 206368360 | 08/23/2022
Navien, Inc. | Navien | NPE-210A2 | Federally-Regulated Consumer Product | LPG |  | 1 |  | 180000 |  |  |  | True | Instantaneous gas-fired |  | 5 | 98 | 33 | 17705059 | High | 0.95 |  | 0 | 08/23/2022 | 206368358 | 08/23/2022
Navien, Inc. | Navien | NPN-199U-NG | Federally-Regulated Consumer Product | Natural gas |  | 0 |  | 199900 |  |  |  | True | Instantaneous gas-fired |  | 5 | 84 | 42 | 20753946 | High | 0.81 |  | 0 | 08/23/2022 | 204524349 | 08/23/2022
Navien, Inc. | Navien | NPE-240A2 | Federally-Regulated Consumer Product | LPG |  | 1 |  | 199900 |  |  |  | True | Instantaneous gas-fired |  | 5.6 | 98 | 32 | 17708471 | High | 0.95 |  | 0 | 08/23/2022 | 206368359 | 08/23/2022
Navien, Inc. | Navien | NPE-240S2 | Federally-Regulated Consumer Product | LPG |  | 1 |  | 199900 |  |  |  | True | Instantaneous gas-fired |  | 5.8 | 99 | 33 | 17519459 | High | 0.96 |  | 0 | 08/23/2022 | 206368362 | 08/23/2022
Navien, Inc. | Navien | NPE-180A2 | Federally-Regulated Consumer Product | LPG |  | 1 |  | 150000 |  |  |  | True | Instantaneous gas-fired |  | 4.3 | 98 | 35 | 17698235 | High | 0.95 |  | 0 | 08/23/2022 | 206368357 | 08/23/2022
Navien, Inc. | Navien | NPN-160E-LP | Federally-Regulated Consumer Product | LPG |  | 0 |  | 160000 |  |  |  | True | Instantaneous gas-fired |  | 4 | 84 | 39 | 20764182 | High | 0.81 |  | 0 | 08/23/2022 | 205042077 | 08/23/2022
Navien, Inc. | Navien | NPE-210S2 | Federally-Regulated Consumer Product | Natural gas |  | 1 |  | 180000 |  |  |  | True | Instantaneous gas-fired |  | 5.3 | 99 | 33 | 17519459 | High | 0.96 |  | 0 | 08/23/2022 | 206368361 | 08/23/2022
Navien, Inc. | Navien | NPN-199U-LP | Federally-Regulated Consumer Product | LPG |  | 0 |  | 199900 |  |  |  | True | Instantaneous gas-fired |  | 5 | 84 | 42 | 20753946 | High | 0.81 |  | 0 | 08/23/2022 | 204524350 | 08/23/2022
Navien, Inc. | Navien | NPE-180A2 | Federally-Regulated Consumer Product | Natural gas |  | 1 |  | 150000 |  |  |  | True | Instantaneous gas-fired |  | 4.3 | 98 | 35 | 17698235 | High | 0.95 |  | 0 | 08/23/2022 | 206368357 | 08/23/2022
Navien, Inc. | Navien | NPN-160U-NG | Federally-Regulated Consumer Product | Natural gas |  | 0 |  | 160000 |  |  |  | True | Instantaneous gas-fired |  | 4 | 84 | 39 | 20764182 | High | 0.81 |  | 0 | 08/23/2022 | 205042074 | 08/23/2022
Navien, Inc. | Navien | NPE-210A2 | Federally-Regulated Consumer Product | Natural gas |  | 1 |  | 180000 |  |  |  | True | Instantaneous gas-fired |  | 5 | 98 | 33 | 17705059 | High | 0.95 |  | 0 | 08/23/2022 | 206368358 | 08/23/2022
Noritz America Corp. | NORITZ | NRC663-FSV-LP | Federally-Regulated Consumer Product | LPG |  | 1 |  | 120000 |  |  |  | True | Instantaneous gas-fired |  | 3.4 | 91 | 125 | 12312587 | Medium | 0.87 |  | 0 | 08/23/2022 | 7290859 | 08/23/2022
Noritz America Corp. | NORITZ | NRC111OD (GQ-C3257WX US) | Federally-Regulated Consumer Product | Natural gas |  | 1 |  | 199900 |  |  |  | False | Instantaneous gas-fired |  | 5.7 | 96 | 161 | 18051517 | High | 0.91 |  | 0 | 08/23/2022 | 10445900 | 08/23/2022
Noritz America Corp. | NORITZ | NRCP1112-DV-NG | Federally-Regulated Consumer Product | Natural gas |  | 1 |  | 199000 |  |  |  | False | Instantaneous gas-fired |  | 5.7 | 99 | 177 | 17403281 | High | 0.94 |  | 0 | 08/23/2022 | 7432741 | 08/23/2022
Noritz America Corp. | NORITZ | NRCR92DV (GQ-C2660WXQ-FF US) | Federally-Regulated Consumer Product | Natural gas |  | 1 |  | 165000 |  |  |  | True | Instantaneous gas-fired |  | 4.9 | 97 | 32 | 17708471 | High | 0.95 |  | 0 | 08/23/2022 | 204237880 | 08/23/2022
Noritz America Corp. | NORITZ | NR662-OD-LP | Federally-Regulated Consumer Product | LPG |  | 1 |  | 140000 |  |  |  | True | Instantaneous gas-fired |  | 3.6 | 84 | 137 | 13048416 | Medium | 0.82 |  | 0 | 08/23/2022 | 7169533 | 08/23/2022
Noritz America Corp. | NORITZ | NR83OD (GQ-2457WS US) | Federally-Regulated Consumer Product | Natural gas |  | 0 |  | 180000 |  |  |  | False | Instantaneous gas-fired |  | 4.6 | 85 | 209 | 19929297 | High | 0.82 |  | 0 | 08/23/2022 | 10568695 | 08/23/2022
Noritz America Corp. | NORITZ | NR83OD (GQ-2457WS US) | Federally-Regulated Consumer Product | LPG |  | 0 |  | 180000 |  |  |  | False | Instantaneous gas-fired |  | 4.6 | 85 | 209 | 19929297 | High | 0.82 |  | 0 | 08/23/2022 | 10568695 | 08/23/2022
Noritz America Corp. | NORITZ | NRC98OD (GQ-C2857WS US) | Federally-Regulated Consumer Product | Natural gas |  | 1 |  | 180000 |  |  |  | False | Instantaneous gas-fired |  | 5.2 | 94 | 161 | 17849334 | High | 0.92 |  | 0 | 08/23/2022 | 202326840 | 08/23/2022
Noritz America Corp. | NORITZ | NRCP982-DV-NG | Federally-Regulated Consumer Product | Natural gas |  | 1 |  | 180000 |  |  |  | False | Instantaneous gas-fired |  | 5.4 | 99 | 177 | 17403281 | High | 0.94 |  | 0 | 08/23/2022 | 7432737 | 08/23/2022
Noritz America Corp. | NORITZ | EZ98DV (GQ-C2860WX-FF US) | Federally-Regulated Consumer Product | Natural gas |  | 1 |  | 180000 |  |  |  | True | Instantaneous gas-fired |  | 5.6 | 98 | 32 | 17708471 | High | 0.95 |  | 0 | 08/23/2022 | 204237881 | 08/23/2022
Noritz America Corp. | NORITZ | NR501-OD-LP | Federally-Regulated Consumer Product | LPG |  | 1 |  | 120000 |  |  |  | True | Instantaneous gas-fired |  | 3.1 | 84 | 136 | 13051828 | Medium | 0.82 |  | 0 | 08/23/2022 | 7169506 | 08/23/2022
Noritz America Corp. | NORITZ | NR662-OD-NG | Federally-Regulated Consumer Product | Natural gas |  | 1 |  | 140000 |  |  |  | True | Instantaneous gas-fired |  | 3.6 | 84 | 137 | 13048416 | Medium | 0.82 |  | 0 | 08/23/2022 | 7169530 | 08/23/2022
Noritz America Corp. | NORITZ | NRC98OD (GQ-C2857WS US) | Federally-Regulated Consumer Product | LPG |  | 1 |  | 180000 |  |  |  | False | Instantaneous gas-fired |  | 5.2 | 94 | 161 | 17849334 | High | 0.92 |  | 0 | 08/23/2022 | 202326840 | 08/23/2022
Noritz America Corp. | NORITZ | NRC661A-OD-NG | Federally-Regulated Consumer Product | Natural gas |  | 1 |  | 120000 |  |  |  | True | Instantaneous gas-fired |  | 3.4 | 92 | 123 | 12033139 | Medium | 0.89 |  | 0 | 08/23/2022 | 7170857 | 08/23/2022
Noritz America Corp. | NORITZ | EZ98DV (GQ-C2860WX-FF US) | Federally-Regulated Consumer Product | LPG |  | 1 |  | 180000 |  |  |  | True | Instantaneous gas-fired |  | 5.6 | 98 | 32 | 17708471 | High | 0.95 |  | 0 | 08/23/2022 | 204237881 | 08/23/2022
Noritz America Corp. | NORITZ | NRC711-OD-LP | Federally-Regulated Consumer Product | LPG |  | 1 |  | 157000 |  |  |  | True | Instantaneous gas-fired |  | 4.3 | 91 | 188 | 18377389 | High | 0.89 |  | 0 | 08/23/2022 | 7169556 | 08/23/2022
Noritz America Corp. | NORITZ | EZ111DV (GQ-C3260WX-FF US) | Federally-Regulated Consumer Product | Natural gas |  | 1 |  | 199900 |  |  |  | True | Instantaneous gas-fired |  | 5.6 | 98 | 32 | 17708471 | High | 0.95 |  | 0 | 08/23/2022 | 204039928 | 08/23/2022
Noritz America Corp. | NORITZ | NRCP982-DV-LP | Federally-Regulated Consumer Product | LPG |  | 1 |  | 180000 |  |  |  | False | Instantaneous gas-fired |  | 5.4 | 99 | 177 | 17403281 | High | 0.94 |  | 0 | 08/23/2022 | 7432740 | 08/23/2022
Noritz America Corp. | NORITZ | NR98SV (GQ-2857WX-F US) | Federally-Regulated Consumer Product | LPG |  | 1 |  | 199900 |  |  |  | False | Instantaneous gas-fired |  | 5.1 | 85 | 208 | 19932709 | High | 0.82 |  | 0 | 08/23/2022 | 10445893 | 08/23/2022
Noritz America Corp. | NORITZ | NRCP98-DV | Federally-Regulated Consumer Product | Natural gas |  | 1 |  | 180000 |  |  |  | False | Instantaneous gas-fired |  | 5.4 | 99 | 177 | 17403281 | High | 0.94 |  | 0 | 08/23/2022 | 202607450 | 08/23/2022
Noritz America Corp. | NORITZ | NRC98DV (GQ-C2857WS-FF US) | Federally-Regulated Consumer Product | Natural gas |  | 1 |  | 180000 |  |  |  | False | Instantaneous gas-fired |  | 5.1 | 94 | 161 | 18051517 | High | 0.91 |  | 0 | 08/23/2022 | 10445896 | 08/23/2022
Noritz America Corp. | NORITZ | NRC711-OD-NG | Federally-Regulated Consumer Product | Natural gas |  | 1 |  | 157000 |  |  |  | True | Instantaneous gas-fired |  | 4.3 | 91 | 188 | 18377389 | High | 0.89 |  | 0 | 08/23/2022 | 7169554 | 08/23/2022
Noritz America Corp. | NORITZ | EZ111DV (GQ-C3259WX-FF US) | Federally-Regulated Consumer Product | Natural gas |  | 1 |  | 199900 |  |  |  | True | Instantaneous gas-fired |  | 5.8 | 99 | 154 | 17106607 | High | 0.96 |  | 0 | 08/23/2022 | 10445914 | 08/23/2022
Noritz America Corp. | NORITZ | NCC199CDV (GQ-C3259WZ-FF US) | Federally-Regulated Consumer Product | Natural gas |  | 1 |  | 199900 |  |  |  | True | Instantaneous gas-fired |  | 5.8 | 99 | 154 | 17106607 | High | 0.96 |  | 0 | 08/23/2022 | 202395896 | 08/23/2022
Noritz America Corp. | NORITZ | NRC711-DV-NG | Federally-Regulated Consumer Product | Natural gas |  | 1 |  | 157000 |  |  |  | True | Instantaneous gas-fired |  | 4.3 | 92 | 189 | 18373977 | High | 0.89 |  | 0 | 08/23/2022 | 7169557 | 08/23/2022
Noritz America Corp. | NORITZ | EZ98DV (GQ-C2859WX-FF US) | Federally-Regulated Consumer Product | Natural gas |  | 1 |  | 180000 |  |  |  | True | Instantaneous gas-fired |  | 5.3 | 99 | 154 | 17106607 | High | 0.96 |  | 0 | 08/23/2022 | 10445897 | 08/23/2022
Noritz America Corp. | NORITZ | NRCR111DV (GQ-C3260WXQ-FF US) | Federally-Regulated Consumer Product | LPG |  | 1 |  | 199900 |  |  |  | True | Instantaneous gas-fired |  | 5.6 | 98 | 32 | 17708471 | High | 0.95 |  | 0 | 08/23/2022 | 204237882 | 08/23/2022
Noritz America Corp. | NORITZ | NR98DVC (GQ-2857WX-FFA US) | Federally-Regulated Consumer Product | LPG |  | 1 |  | 199900 |  |  |  | False | Instantaneous gas-fired |  | 5.1 | 85 | 208 | 19932709 | High | 0.82 |  | 0 | 08/23/2022 | 10445894 | 08/23/2022
Noritz America Corp. | NORITZ | NRC661A-DV-LP | Federally-Regulated Consumer Product | LPG |  | 1 |  | 120000 |  |  |  | True | Instantaneous gas-fired |  | 3.4 | 92 | 124 | 12029727 | Medium | 0.89 |  | 0 | 08/23/2022 | 7170856 | 08/23/2022
Noritz America Corp. | NORITZ | NRC711-DV-LP | Federally-Regulated Consumer Product | LPG |  | 1 |  | 157000 |  |  |  | True | Instantaneous gas-fired |  | 4.3 | 92 | 189 | 18373977 | High | 0.89 |  | 0 | 08/23/2022 | 7169555 | 08/23/2022
Noritz America Corp. | NORITZ | NRCP111-DV | Federally-Regulated Consumer Product | LPG |  | 1 |  | 199000 |  |  |  | False | Instantaneous gas-fired |  | 5.7 | 99 | 177 | 17403281 | High | 0.94 |  | 0 | 08/23/2022 | 202607449 | 08/23/2022
Noritz America Corp. | NORITZ | NRCR111DV (GQ-C3260WXQ-FF US) | Federally-Regulated Consumer Product | Natural gas |  | 1 |  | 199900 |  |  |  | True | Instantaneous gas-fired |  | 5.6 | 98 | 32 | 17708471 | High | 0.95 |  | 0 | 08/23/2022 | 204237882 | 08/23/2022
Noritz America Corp. | NORITZ | NRC111DV (GQ-C3257WX-FF US) | Federally-Regulated Consumer Product | Natural gas |  | 1 |  | 199900 |  |  |  | False | Instantaneous gas-fired |  | 5.7 | 94 | 161 | 18051517 | High | 0.91 |  | 0 | 08/23/2022 | 10445899 | 08/23/2022
Noritz America Corp. | NORITZ | NCC199CDV (GQ-C3260WZ-FF US) | Federally-Regulated Consumer Product | Natural gas |  | 1 |  | 199900 |  |  |  | True | Instantaneous gas-fired |  | 5.6 | 98 | 32 | 17708471 | High | 0.95 |  | 0 | 08/23/2022 | 204237879 | 08/23/2022
Noritz America Corp. | NORITZ | NRCP111-DV | Federally-Regulated Consumer Product | Natural gas |  | 1 |  | 199000 |  |  |  | False | Instantaneous gas-fired |  | 5.7 | 99 | 177 | 17403281 | High | 0.94 |  | 0 | 08/23/2022 | 202607449 | 08/23/2022
Noritz America Corp. | NORITZ | NRC111DV (GQ-C3257WX-FF US) | Federally-Regulated Consumer Product | LPG |  | 1 |  | 199900 |  |  |  | False | Instantaneous gas-fired |  | 5.7 | 94 | 161 | 18051517 | High | 0.91 |  | 0 | 08/23/2022 | 10445899 | 08/23/2022
Noritz America Corp. | NORITZ | NRC661A-DV-NG | Federally-Regulated Consumer Product | Natural gas |  | 1 |  | 120000 |  |  |  | True | Instantaneous gas-fired |  | 3.4 | 92 | 124 | 12029727 | Medium | 0.89 |  | 0 | 08/23/2022 | 7170855 | 08/23/2022
Noritz America Corp. | NORITZ | NRCP98-DV | Federally-Regulated Consumer Product | LPG |  | 1 |  | 180000 |  |  |  | False | Instantaneous gas-fired |  | 5.4 | 99 | 177 | 17403281 | High | 0.94 |  | 0 | 08/23/2022 | 202607450 | 08/23/2022
Noritz America Corp. | NORITZ | NRC98DV (GQ-C2857WS-FF US) | Federally-Regulated Consumer Product | LPG |  | 1 |  | 180000 |  |  |  | False | Instantaneous gas-fired |  | 5.1 | 94 | 161 | 18051517 | High | 0.91 |  | 0 | 08/23/2022 | 10445896 | 08/23/2022
Noritz America Corp. | NORITZ | NR98OD (GQ-2857WX US) | Federally-Regulated Consumer Product | LPG |  | 1 |  | 199900 |  |  |  | False | Instantaneous gas-fired |  | 5.1 | 85 | 208 | 19932709 | High | 0.82 |  | 0 | 08/23/2022 | 10445891 | 08/23/2022
Noritz America Corp. | NORITZ | EZ98DV (GQ-C2859WX-FF US) | Federally-Regulated Consumer Product | LPG |  | 1 |  | 180000 |  |  |  | True | Instantaneous gas-fired |  | 5.3 | 99 | 154 | 17106607 | High | 0.96 |  | 0 | 08/23/2022 | 10445897 | 08/23/2022
Noritz America Corp. | NORITZ | EZ111DV (GQ-C3260WX-FF US) | Federally-Regulated Consumer Product | LPG |  | 1 |  | 199900 |  |  |  | True | Instantaneous gas-fired |  | 5.6 | 98 | 32 | 17708471 | High | 0.95 |  | 0 | 08/23/2022 | 204039928 | 08/23/2022
Noritz America Corp. | NORITZ | NRC661A-OD-LP | Federally-Regulated Consumer Product | LPG |  | 1 |  | 120000 |  |  |  | True | Instantaneous gas-fired |  | 3.4 | 92 | 123 | 12033139 | Medium | 0.89 |  | 0 | 08/23/2022 | 7170858 | 08/23/2022
Noritz America Corp. | NORITZ | NR98OD (GQ-2857WX US) | Federally-Regulated Consumer Product | Natural gas |  | 1 |  | 199900 |  |  |  | False | Instantaneous gas-fired |  | 5.1 | 85 | 208 | 19932709 | High | 0.82 |  | 0 | 08/23/2022 | 10445891 | 08/23/2022
Noritz America Corp. | NORITZ | NCC199CDV (GQ-C3260WZ-FF US) | Federally-Regulated Consumer Product | LPG |  | 1 |  | 199900 |  |  |  | True | Instantaneous gas-fired |  | 5.6 | 98 | 32 | 17708471 | High | 0.95 |  | 0 | 08/23/2022 | 204237879 | 08/23/2022
Noritz America Corp. | NORITZ | EZ111DV (GQ-C3259WX-FF US) | Federally-Regulated Consumer Product | LPG |  | 1 |  | 199900 |  |  |  | True | Instantaneous gas-fired |  | 5.8 | 99 | 154 | 17106607 | High | 0.96 |  | 0 | 08/23/2022 | 10445914 | 08/23/2022
Noritz America Corp. | NORITZ | NR83DVC (GQ-2457WS-FFA US) | Federally-Regulated Consumer Product | Natural gas |  | 0 |  | 180000 |  |  |  | False | Instantaneous gas-fired |  | 4.6 | 85 | 207 | 19936121 | High | 0.82 |  | 0 | 08/23/2022 | 10445890 | 08/23/2022
Noritz America Corp. | NORITZ | NRC111OD (GQ-C3257WX US) | Federally-Regulated Consumer Product | LPG |  | 1 |  | 199900 |  |  |  | False | Instantaneous gas-fired |  | 5.7 | 96 | 161 | 18051517 | High | 0.91 |  | 0 | 08/23/2022 | 10445900 | 08/23/2022
Noritz America Corp. | NORITZ | NRCP1112-DV-LP | Federally-Regulated Consumer Product | LPG |  | 1 |  | 199000 |  |  |  | False | Instantaneous gas-fired |  | 5.7 | 99 | 177 | 17403281 | High | 0.94 |  | 0 | 08/23/2022 | 7432744 | 08/23/2022
Noritz America Corp. | NORITZ | NR501-OD-NG | Federally-Regulated Consumer Product | Natural gas |  | 1 |  | 120000 |  |  |  | True | Instantaneous gas-fired |  | 3.1 | 84 | 136 | 13051828 | Medium | 0.82 |  | 0 | 08/23/2022 | 7169523 | 08/23/2022
Noritz America Corp. | NORITZ | NR98DVC (GQ-2857WX-FFA US) | Federally-Regulated Consumer Product | Natural gas |  | 1 |  | 199900 |  |  |  | False | Instantaneous gas-fired |  | 5.1 | 85 | 208 | 19932709 | High | 0.82 |  | 0 | 08/23/2022 | 10445894 | 08/23/2022
Noritz America Corp. | NORITZ | NRC663-FSV-NG | Federally-Regulated Consumer Product | Natural gas |  | 1 |  | 120000 |  |  |  | False | Instantaneous gas-fired |  | 3.4 | 91 | 125 | 12312587 | Medium | 0.87 |  | 0 | 08/23/2022 | 7290427 | 08/23/2022
Noritz America Corp. | NORITZ | NRCR92DV (GQ-C2660WXQ-FF US) | Federally-Regulated Consumer Product | LPG |  | 1 |  | 165000 |  |  |  | True | Instantaneous gas-fired |  | 4.9 | 97 | 32 | 17708471 | High | 0.95 |  | 0 | 08/23/2022 | 204237880 | 08/23/2022
Noritz America Corp. | NORITZ | NR98SV (GQ-2857WX-F US) | Federally-Regulated Consumer Product | Natural gas |  | 1 |  | 199900 |  |  |  | False | Instantaneous gas-fired |  | 5.1 | 85 | 208 | 19932709 | High | 0.82 |  | 0 | 08/23/2022 | 10445893 | 08/23/2022
Noritz America Corp. | NORITZ | NCC199CDV (GQ-C3259WZ-FF US) | Federally-Regulated Consumer Product | LPG |  | 1 |  | 199900 |  |  |  | True | Instantaneous gas-fired |  | 5.8 | 99 | 154 | 17106607 | High | 0.96 |  | 0 | 08/23/2022 | 202395896 | 08/23/2022
Noritz America Corp. | NORITZ | NR83DVC (GQ-2457WS-FFA US) | Federally-Regulated Consumer Product | LPG |  | 0 |  | 180000 |  |  |  | False | Instantaneous gas-fired |  | 4.6 | 85 | 207 | 19936121 | High | 0.82 |  | 0 | 08/23/2022 | 10445890 | 08/23/2022
Eemax, Inc | Eemax | SPEX4208T | Federally-Regulated Consumer Product | Electric resistance |  | 0 |  | 4.1 |  |  |  | False | Instantaneous electric |  | 0.4 | 96 | 616 |  | Very small | 0.98 |  |  | 08/23/2022 | 202371811 | 08/23/2022
Eemax, Inc | Eemax | AM007240T | Federally-Regulated Consumer Product | Electric resistance |  | 0 |  | 6.5 |  |  |  | False | Instantaneous electric |  | 0.6 | 94 | 619 |  | Very small | 0.95 |  |  | 08/23/2022 | 202570789 | 08/23/2022
Eemax, Inc | Eemax | SPEX3512T | Federally-Regulated Consumer Product | Electric resistance |  | 0 |  | 3.5 |  |  |  | False | Instantaneous electric |  | 0.3 | 98 | 608 |  | Very small | 0.96 |  |  | 08/23/2022 | 202371810 | 08/23/2022
Eemax, Inc | Eemax | SPEX65T | Federally-Regulated Consumer Product | Electric resistance |  | 0 |  | 6.5 |  |  |  | False | Instantaneous electric |  | 0.6 | 98 | 605 |  | Very small | 0.97 |  |  | 08/23/2022 | 202371799 | 08/23/2022
Eemax, Inc | Eemax | SPEX3208T | Federally-Regulated Consumer Product | Electric resistance |  | 0 |  | 3 |  |  |  | False | Instantaneous electric |  | 0.3 | 98 | 604 |  | Very small | 0.97 |  |  | 08/23/2022 | 202371808 | 08/23/2022
Eemax, Inc | Eemax | SPEX012240T | Federally-Regulated Consumer Product | Electric resistance |  | 1 |  | 11.5 |  |  |  | False | Instantaneous electric |  | 1.1 | 96 | 609 |  | Very small | 0.95 |  |  | 08/23/2022 | 202491260 | 08/23/2022
Eemax, Inc | Eemax | SPEX3512 | Federally-Regulated Consumer Product | Electric resistance |  | 0 |  | 3.5 |  |  |  | False | Instantaneous electric |  | 0.3 | 94 | 633 |  | Very small | 0.94 |  |  | 08/23/2022 | 202537300 | 08/23/2022
Eemax, Inc | Eemax | SPEX90T | Federally-Regulated Consumer Product | Electric resistance |  | 0 |  | 9 |  |  |  | False | Instantaneous electric |  | 0.9 | 98 | 605 |  | Very small | 0.98 |  |  | 08/23/2022 | 202371802 | 08/23/2022
Eemax, Inc | Eemax | SPEX95T | Federally-Regulated Consumer Product | Electric resistance |  | 0 |  | 9.5 |  |  |  | False | Instantaneous electric |  | 0.9 | 98 | 609 |  | Very small | 0.98 |  |  | 08/23/2022 | 202371803 | 08/23/2022
Eemax, Inc | Eemax | SPEX4277 | Federally-Regulated Consumer Product | Electric resistance |  | 0 |  | 4.1 |  |  |  | False | Instantaneous electric |  | 0.4 | 96 | 618 |  | Very small | 0.96 |  |  | 08/23/2022 | 202537299 | 08/23/2022
Eemax, Inc | Eemax | SPEX2412 | Federally-Regulated Consumer Product | Electric resistance |  | 1 |  | 2.4 |  |  |  | False | Instantaneous electric |  | 0.2 | 94 | 623 |  | Very small | 0.95 |  |  | 08/23/2022 | 202555320 | 08/23/2022
Eemax, Inc | Eemax | SPEX2412T | Federally-Regulated Consumer Product | Electric resistance |  | 0 |  | 2.4 |  |  |  | False | Instantaneous electric |  | 0.2 | 98 | 613 |  | Very small | 0.96 |  |  | 08/23/2022 | 202371806 | 08/23/2022
Eemax, Inc | Eemax | SPEX100T | Federally-Regulated Consumer Product | Electric resistance |  | 0 |  | 10 |  |  |  | False | Instantaneous electric |  | 1 | 98 | 601 |  | Very small | 0.98 |  |  | 08/23/2022 | 202371804 | 08/23/2022
Eemax, Inc | Eemax | SPEX60 | Federally-Regulated Consumer Product | Electric resistance |  | 0 |  | 6 |  |  |  | False | Instantaneous electric |  | 0.6 | 96 | 616 |  | Very small | 0.96 |  |  | 08/23/2022 | 202537305 | 08/23/2022
Eemax, Inc | Eemax | SPEX35T | Federally-Regulated Consumer Product | Electric resistance |  | 0 |  | 3.5 |  |  |  | False | Instantaneous electric |  | 0.3 | 98 | 607 |  | Very small | 0.97 |  |  | 08/23/2022 | 202371795 | 08/23/2022
Eemax, Inc | Eemax | SPEX3208 | Federally-Regulated Consumer Product | Electric resistance |  | 0 |  | 3 |  |  |  | False | Instantaneous electric |  | 0.3 | 97 | 607 |  | Very small | 0.97 |  |  | 08/23/2022 | 202513254 | 08/23/2022
Eemax, Inc | Eemax | AM012240T | Federally-Regulated Consumer Product | Electric resistance |  | 1 |  | 11.5 |  |  |  | False | Instantaneous electric |  | 1.1 | 93 | 625 |  | Very small | 0.95 |  |  | 08/23/2022 | 202866394 | 08/23/2022
Eemax, Inc | Eemax | SPEX4277T | Federally-Regulated Consumer Product | Electric resistance |  | 0 |  | 4.1 |  |  |  | False | Instantaneous electric |  | 0.4 | 95 | 620 |  | Very small | 0.97 |  |  | 08/23/2022 | 202371812 | 08/23/2022
Eemax, Inc | Eemax | SPEX55 | Federally-Regulated Consumer Product | Electric resistance |  | 0 |  | 5.5 |  |  |  | False | Instantaneous electric |  | 0.6 | 96 | 621 |  | Very small | 0.96 |  |  | 08/23/2022 | 202513252 | 08/23/2022
Eemax, Inc | Eemax | SPEX90 | Federally-Regulated Consumer Product | Electric resistance |  | 0 |  | 9 |  |  |  | False | Instantaneous electric |  | 0.9 | 93 | 620 |  | Very small | 0.96 |  |  | 08/23/2022 | 202537307 | 08/23/2022
Eemax, Inc | Eemax | SPEX48 | Federally-Regulated Consumer Product | Electric resistance |  | 0 |  | 4.8 |  |  |  | False | Instantaneous electric |  | 0.5 | 93 | 625 |  | Very small | 0.96 |  |  | 08/23/2022 | 202513251 | 08/23/2022
Eemax, Inc | Eemax | SPEX8208T | Federally-Regulated Consumer Product | Electric resistance |  | 0 |  | 8.3 |  |  |  | False | Instantaneous electric |  | 0.7 | 97 | 609 |  | Very small | 0.98 |  |  | 08/23/2022 | 202371813 | 08/23/2022
Eemax, Inc | Eemax | AM004277T | Federally-Regulated Consumer Product | Electric resistance |  | 0 |  | 4.1 |  |  |  | False | Instantaneous electric |  | 0.4 | 92 | 638 |  | Very small | 0.94 |  |  | 08/23/2022 | 202570791 | 08/23/2022
Eemax, Inc | Eemax | SPEX48T | Federally-Regulated Consumer Product | Electric resistance |  | 0 |  | 4.8 |  |  |  | False | Instantaneous electric |  | 0.4 | 94 | 639 |  | Very small | 0.97 |  |  | 08/23/2022 | 202371796 | 08/23/2022
Eemax, Inc | Eemax | SPEX60T | Federally-Regulated Consumer Product | Electric resistance |  | 0 |  | 6 |  |  |  | False | Instantaneous electric |  | 0.6 | 96 | 613 |  | Very small | 0.97 |  |  | 08/23/2022 | 202371798 | 08/23/2022
Eemax, Inc | Eemax | SPEX55T | Federally-Regulated Consumer Product | Electric resistance |  | 0 |  | 5.5 |  |  |  | False | Instantaneous electric |  | 0.5 | 98 | 608 |  | Very small | 0.97 |  |  | 08/23/2022 | 202371797 | 08/23/2022
Eemax, Inc | Eemax | SPEX3012T | Federally-Regulated Consumer Product | Electric resistance |  | 0 |  | 3 |  |  |  | False | Instantaneous electric |  | 0.3 | 98 | 612 |  | Very small | 0.96 |  |  | 08/23/2022 | 202371807 | 08/23/2022
Eemax, Inc | Eemax | SPEX75 | Federally-Regulated Consumer Product | Electric resistance |  | 0 |  | 7.5 |  |  |  | False | Instantaneous electric |  | 0.8 | 95 | 620 |  | Very small | 0.96 |  |  | 08/23/2022 | 202537301 | 08/23/2022
Eemax, Inc | Eemax | SPEX80 | Federally-Regulated Consumer Product | Electric resistance |  | 0 |  | 8 |  |  |  | False | Instantaneous electric |  | 0.8 | 94 | 616 |  | Very small | 0.96 |  |  | 08/23/2022 | 202513253 | 08/23/2022
Eemax, Inc | Eemax | SPEX3277T | Federally-Regulated Consumer Product | Electric resistance |  | 0 |  | 3 |  |  |  | False | Instantaneous electric |  | 0.3 | 98 | 607 |  | Very small | 0.97 |  |  | 08/23/2022 | 202371809 | 08/23/2022
Eemax, Inc | Eemax | AM004120T | Federally-Regulated Consumer Product | Electric resistance |  | 0 |  | 3.5 |  |  |  | False | Instantaneous electric |  | 0.3 | 93 | 634 |  | Very small | 0.93 |  |  | 08/23/2022 | 202570787 | 08/23/2022
Eemax, Inc | Eemax | SPEX95 | Federally-Regulated Consumer Product | Electric resistance |  | 0 |  | 9.5 |  |  |  | False | Instantaneous electric |  | 0.9 | 95 | 611 |  | Very small | 0.96 |  |  | 08/23/2022 | 202537306 | 08/23/2022
Eemax, Inc | Eemax | SPEX65 | Federally-Regulated Consumer Product | Electric resistance |  | 0 |  | 6.5 |  |  |  | False | Instantaneous electric |  | 0.7 | 95 | 611 |  | Very small | 0.96 |  |  | 08/23/2022 | 202537304 | 08/23/2022
Eemax, Inc | Eemax | SPEX75T | Federally-Regulated Consumer Product | Electric resistance |  | 0 |  | 7.5 |  |  |  | False | Instantaneous electric |  | 0.7 | 97 | 611 |  | Very small | 0.97 |  |  | 08/23/2022 | 202371800 | 08/23/2022
Eemax, Inc | Eemax | SPEX1812T | Federally-Regulated Consumer Product | Electric resistance |  | 0 |  | 1.8 |  |  |  | False | Instantaneous electric |  | 0.2 | 98 | 614 |  | Very small | 0.96 |  |  | 08/23/2022 | 202371805 | 08/23/2022
Eemax, Inc | Eemax | AM010277T | Federally-Regulated Consumer Product | Electric resistance |  | 0 |  | 10 |  |  |  | False | Instantaneous electric |  | 1 | 95 | 612 |  | Very small | 0.96 |  |  | 08/23/2022 | 202866396 | 08/23/2022
Eemax, Inc | Eemax | SPEX4208 | Federally-Regulated Consumer Product | Electric resistance |  | 0 |  | 4.1 |  |  |  | False | Instantaneous electric |  | 0.4 | 97 | 607 |  | Very small | 0.97 |  |  | 08/23/2022 | 202513256 | 08/23/2022
Eemax, Inc | Eemax | AM008277T | Federally-Regulated Consumer Product | Electric resistance |  | 0 |  | 8 |  |  |  | False | Instantaneous electric |  | 0.8 | 95 | 615 |  | Very small | 0.96 |  |  | 08/23/2022 | 202866395 | 08/23/2022
Eemax, Inc | Eemax | SPEX100 | Federally-Regulated Consumer Product | Electric resistance |  | 0 |  | 10 |  |  |  | False | Instantaneous electric |  | 1 | 94 | 615 |  | Very small | 0.96 |  |  | 08/23/2022 | 202537302 | 08/23/2022
Eemax, Inc | Eemax | SPEX1812 | Federally-Regulated Consumer Product | Electric resistance |  | 1 |  | 1.8 |  |  |  | False | Instantaneous electric |  | 0.2 | 94 | 623 |  | Very small | 0.95 |  |  | 08/23/2022 | 202539678 | 08/23/2022
Eemax, Inc | Eemax | SPEX3277 | Federally-Regulated Consumer Product | Electric resistance |  | 0 |  | 3 |  |  |  | False | Instantaneous electric |  | 0.3 | 95 | 627 |  | Very small | 0.95 |  |  | 08/23/2022 | 202513255 | 08/23/2022
Eemax, Inc | Eemax | SPEX35 | Federally-Regulated Consumer Product | Electric resistance |  | 1 |  | 3.5 |  |  |  | False | Instantaneous electric |  | 0.4 | 94 | 610 |  | Very small | 0.95 |  |  | 08/23/2022 | 202555319 | 08/23/2022
Eemax, Inc | Eemax | AM005240T | Federally-Regulated Consumer Product | Electric resistance |  | 0 |  | 4.8 |  |  |  | False | Instantaneous electric |  | 0.5 | 96 | 616 |  | Very small | 0.96 |  |  | 08/23/2022 | 202570788 | 08/23/2022
Eemax, Inc | Eemax | SPEX3012 | Federally-Regulated Consumer Product | Electric resistance |  | 0 |  | 3 |  |  |  | False | Instantaneous electric |  | 0.3 | 95 | 611 |  | Very small | 0.96 |  |  | 08/23/2022 | 202537303 | 08/23/2022
Eemax, Inc | Eemax | AM010240T | Federally-Regulated Consumer Product | Electric resistance |  | 0 |  | 9.5 |  |  |  | False | Instantaneous electric |  | 0.9 | 94 | 616 |  | Very small | 0.96 |  |  | 08/23/2022 | 202570790 | 08/23/2022
Eemax, Inc | Eemax | SPEX8208 | Federally-Regulated Consumer Product | Electric resistance |  | 0 |  | 8.3 |  |  |  | False | Instantaneous electric |  | 0.8 | 95 | 619 |  | Very small | 0.96 |  |  | 08/23/2022 | 202537298 | 08/23/2022
Eemax, Inc | Eemax | SPEX80T | Federally-Regulated Consumer Product | Electric resistance |  | 0 |  | 8 |  |  |  | False | Instantaneous electric |  | 0.8 | 98 | 607 |  | Very small | 0.98 |  |  | 08/23/2022 | 202371801 | 08/23/2022
A.O. Smith Water Products Company | State | GSX-40-BCS 4*1 | Federally-Regulated Consumer Product | LPG |  | 38 |  | 40000 | True |  |  | False | Gas-fired storage | 67 |  | 78 | 0 | 19108631 | Medium | 0.58 |  |  | 08/23/2022 | 206715136 | 08/23/2022
A.O. Smith Water Products Company | State | GSX-30-OCTR 4** | Federally-Regulated Consumer Product | Natural gas |  | 29 |  | 32000 | True |  |  | False | Gas-fired storage | 62 |  | 73 | 0 | 18471676 | Medium | 0.6 |  |  | 08/23/2022 | 206715323 | 08/23/2022
A.O. Smith Water Products Company | State | GSX-40-BCS 4** | Federally-Regulated Consumer Product | Natural gas |  | 38 |  | 40000 | True |  |  | False | Gas-fired storage | 67 |  | 78 | 0 | 19108631 | Medium | 0.58 |  |  | 08/23/2022 | 206715133 | 08/23/2022
A.O. Smith Water Products Company | State | GS6-40-BCS 4*1 | Federally-Regulated Consumer Product | LPG |  | 38 |  | 40000 | True |  |  | False | Gas-fired storage | 67 |  | 78 | 0 | 19108631 | Medium | 0.58 |  |  | 08/23/2022 | 206715135 | 08/23/2022
A.O. Smith Water Products Company | State | GW8-40-BCS 4** | Federally-Regulated Consumer Product | Natural gas |  | 38 |  | 40000 | True |  |  | False | Gas-fired storage | 67 |  | 78 | 0 | 19108631 | Medium | 0.58 |  |  | 08/23/2022 | 206715134 | 08/23/2022
A.O. Smith Water Products Company | State | GS6-40-BCS 4** | Federally-Regulated Consumer Product | Natural gas |  | 38 |  | 40000 | True |  |  | False | Gas-fired storage | 67 |  | 78 | 0 | 19108631 | Medium | 0.58 |  |  | 08/23/2022 | 206715132 | 08/23/2022
A.O. Smith Water Products Company | State | GS6-30-OCTR 4*1 | Federally-Regulated Consumer Product | LPG |  | 29 |  | 32000 | True |  |  | False | Gas-fired storage | 62 |  | 73 | 0 | 18471676 | Medium | 0.6 |  |  | 08/23/2022 | 206715321 | 08/23/2022
A.O. Smith Water Products Company | State | GW8-40-BCS 4*1 | Federally-Regulated Consumer Product | LPG |  | 38 |  | 40000 | True |  |  | False | Gas-fired storage | 67 |  | 78 | 0 | 19108631 | Medium | 0.58 |  |  | 08/23/2022 | 206715137 | 08/23/2022
A.O. Smith Water Products Company | State | GS6-30-OCTR 4** | Federally-Regulated Consumer Product | Natural gas |  | 29 |  | 32000 | True |  |  | False | Gas-fired storage | 62 |  | 73 | 0 | 18471676 | Medium | 0.6 |  |  | 08/23/2022 | 206715320 | 08/23/2022
A.O. Smith Water Products Company | State | GTS-110U-I 2** | Federally-Regulated Consumer Product | Natural gas |  | 1 |  | 140000 |  |  |  | False | Instantaneous gas-fired |  | 3.5 | 85 | 35 | 13563303 | Medium | 0.81 |  | 0 | 08/23/2022 | 206908499 | 08/23/2022
Rheem Sales Company, Inc. | Rheem | XG29T06EC32U1 * | Federally-Regulated Consumer Product | Natural gas |  | 28 |  | 32000 | True |  |  | True | Gas-fired storage | 62 |  | 75 | 0 | 18471676 | Medium | 0.6 |  |  | 08/23/2022 | 8087966 | 08/23/2022
Rheem Sales Company, Inc. | Rheem | PRO+G50S-36P RH61 | Federally-Regulated Consumer Product | LPG |  | 48 |  | 36000 | True |  |  | False | Gas-fired storage | 87 |  | 75 | 0 | 26867893 | High | 0.63 |  |  | 08/23/2022 | 8065134 | 08/23/2022
Rheem Sales Company, Inc. | Rheem | PROG40-38N RH62 | Federally-Regulated Consumer Product | Natural gas |  | 38 |  | 38000 | True |  |  | False | Gas-fired storage | 64 |  | 74 | 0 | 19108631 | Medium | 0.58 |  |  | 08/23/2022 | 8077750 | 08/23/2022
Rheem Sales Company, Inc. | Rheem | PROG30-32N RH63 MH * | Federally-Regulated Consumer Product | Natural gas |  | 28 |  | 32000 | True |  |  | True | Gas-fired storage | 52 |  | 75 | 0 | 18471676 | Medium | 0.6 |  |  | 08/23/2022 | 8087963 | 08/23/2022
Rheem Sales Company, Inc. | Rheem | XG29T12XR60U0 | Federally-Regulated Consumer Product | Natural gas |  | 28 |  | 60000 | True |  |  | False | Gas-fired storage | 93 |  | 78 | 33 | 23727929 | High | 0.71 |  |  | 08/23/2022 | 7532775 | 08/23/2022
Rheem Sales Company, Inc. | Rheem | PROG40-40N RH62 | Federally-Regulated Consumer Product | Natural gas |  | 38 |  | 40000 | True |  |  | False | Gas-fired storage | 84 |  | 80 | 0 | 25646625 | High | 0.66 |  |  | 08/23/2022 | 6518260 | 08/23/2022
Rheem Sales Company, Inc. | Rheem | XP50T12HE36U0 | Federally-Regulated Consumer Product | LPG |  | 48 |  | 36000 | True |  |  | False | Gas-fired storage | 77 |  | 78 | 0 | 26448082 | High | 0.64 |  |  | 08/23/2022 | 6988313 | 08/23/2022
Rheem Sales Company, Inc. | Rheem | XP40S12HE36U0 | Federally-Regulated Consumer Product | LPG |  | 39 |  | 36000 | True |  |  | False | Gas-fired storage | 69 |  | 76 | 0 | 19108631 | Medium | 0.58 |  |  | 08/23/2022 | 6988320 | 08/23/2022
Rheem Sales Company, Inc. | Rheem | XG50T06PV42U0 | Federally-Regulated Consumer Product | Natural gas |  | 48 |  | 42000 | True |  |  | False | Gas-fired storage | 78 |  | 75 | 0 | 24892312 | High | 0.68 |  |  | 08/23/2022 | 7002040 | 08/23/2022
Rheem Sales Company, Inc. | Rheem | PRO+G40-40N RH62 | Federally-Regulated Consumer Product | Natural gas |  | 38 |  | 40000 | True |  |  | False | Gas-fired storage | 84 |  | 80 | 0 | 25646625 | High | 0.66 |  |  | 08/23/2022 | 7507345 | 08/23/2022
Rheem Sales Company, Inc. | Rheem | XG30T06MD30U1 | Federally-Regulated Consumer Product | Natural gas |  | 29 |  | 30000 | True |  |  | True | Gas-fired storage | 46 |  | 78 | 0 | 13433946 | Low | 0.57 |  |  | 08/23/2022 | 8068483 | 08/23/2022
Rheem Sales Company, Inc. | Rheem | RHE40SP | Federally-Regulated Consumer Product | LPG |  | 37 |  | 36000 | True |  |  | False | Gas-fired storage | 68 |  | 87 | 75 | 20137802 | Medium | 0.75 |  |  | 08/23/2022 | 5609872 | 08/23/2022
Rheem Sales Company, Inc. | Rheem | PROG50S-40N RH61 | Federally-Regulated Consumer Product | Natural gas |  | 48 |  | 40000 | True |  |  | False | Gas-fired storage | 87 |  | 75 | 0 | 26867893 | High | 0.63 |  |  | 08/23/2022 | 8065132 | 08/23/2022
Rheem Sales Company, Inc. | Rheem | PROG40S-35P RH62 | Federally-Regulated Consumer Product | LPG |  | 39 |  | 35000 | True |  |  | False | Gas-fired storage | 65 |  | 77 | 0 | 19108631 | Medium | 0.58 |  |  | 08/23/2022 | 8065166 | 08/23/2022
Rheem Sales Company, Inc. | Rheem | XP50T09HE36U0 | Federally-Regulated Consumer Product | LPG |  | 48 |  | 36000 | True |  |  | False | Gas-fired storage | 77 |  | 78 | 0 | 26448082 | High | 0.64 |  |  | 08/23/2022 | 6988311 | 08/23/2022
Rheem Sales Company, Inc. | Rheem | 24I40FDVX | Federally-Regulated Consumer Product | Natural gas |  | 38 |  | 36000 | True |  |  | True | Gas-fired storage | 63 |  | 74 | 0 | 18471676 | Medium | 0.6 |  |  | 08/23/2022 | 7451990 | 08/23/2022
Rheem Sales Company, Inc. | Rheem | PRO+G50S-40N RH61 | Federally-Regulated Consumer Product | Natural gas |  | 48 |  | 40000 | True |  |  | False | Gas-fired storage | 87 |  | 75 | 0 | 26867893 | High | 0.63 |  |  | 08/23/2022 | 8065131 | 08/23/2022
Rheem Sales Company, Inc. | Rheem | XG50T12HE40U0 | Federally-Regulated Consumer Product | Natural gas |  | 48 |  | 40000 | True |  |  | False | Gas-fired storage | 77 |  | 78 | 0 | 26448082 | High | 0.64 |  |  | 08/23/2022 | 6988312 | 08/23/2022
Rheem Sales Company, Inc. | Rheem | PROG40S-38N RH62 | Federally-Regulated Consumer Product | Natural gas |  | 39 |  | 38000 | True |  |  | False | Gas-fired storage | 65 |  | 77 | 0 | 19108631 | Medium | 0.58 |  |  | 08/23/2022 | 8065165 | 08/23/2022
Rheem Sales Company, Inc. | Rheem | XG40T06EC36U1 | Federally-Regulated Consumer Product | Natural gas |  | 38 |  | 36000 | True |  |  | False | Gas-fired storage | 68 |  | 77 | 0 | 19108631 | Medium | 0.58 |  |  | 08/23/2022 | 8068177 | 08/23/2022
Rheem Sales Company, Inc. | Rheem | XG50T09HE40U0 | Federally-Regulated Consumer Product | Natural gas |  | 48 |  | 40000 | True |  |  | False | Gas-fired storage | 77 |  | 78 | 0 | 26448082 | High | 0.64 |  |  | 08/23/2022 | 6988310 | 08/23/2022
Rheem Sales Company, Inc. | Rheem | XP40T12HE36U0 | Federally-Regulated Consumer Product | LPG |  | 38 |  | 36000 | True |  |  | False | Gas-fired storage | 84 |  | 77 | 0 | 26041188 | High | 0.65 |  |  | 08/23/2022 | 6983835 | 08/23/2022
Rheem Sales Company, Inc. | Rheem | XP40S09HE36U0 | Federally-Regulated Consumer Product | LPG |  | 39 |  | 36000 | True |  |  | False | Gas-fired storage | 68 |  | 76 | 0 | 19108631 | Medium | 0.58 |  |  | 08/23/2022 | 6988317 | 08/23/2022
Rheem Sales Company, Inc. | Rheem | XP29T06EC30U1 | Federally-Regulated Consumer Product | LPG |  | 28 |  | 30000 | False |  |  | True | Gas-fired storage | 62 |  | 75 | 0 | 18471676 | Medium | 0.6 |  |  | 08/23/2022 | 8065127 | 08/23/2022
Rheem Sales Company, Inc. | Rheem | XG40S12DM40U0 | Federally-Regulated Consumer Product | Natural gas |  | 39 |  | 40000 | True |  |  | False | Gas-fired storage | 69 |  | 75 | 0 | 17050778 | Medium | 0.65 |  |  | 08/23/2022 | 7002033 | 08/23/2022
Rheem Sales Company, Inc. | Rheem | XG30S06EC30U1 | Federally-Regulated Consumer Product | Natural gas |  | 29 |  | 30000 | True |  |  | False | Gas-fired storage | 55 |  | 78 | 0 | 18471676 | Medium | 0.6 |  |  | 08/23/2022 | 8065174 | 08/23/2022
Rheem Sales Company, Inc. | Rheem | PROG40-34N RH62 MH | Federally-Regulated Consumer Product | Natural gas |  | 38 |  | 34000 | True |  |  | True | Gas-fired storage | 57 |  | 75 | 0 | 18784755 | Medium | 0.59 |  |  | 08/23/2022 | 8077634 | 08/23/2022
Rheem Sales Company, Inc. | Rheem | PROG40S-34N RH62 * | Federally-Regulated Consumer Product | Natural gas |  | 38 |  | 34000 | True |  |  | False | Gas-fired storage | 65 |  | 75 | 0 | 18784755 | Medium | 0.59 |  |  | 08/23/2022 | 8090590 | 08/23/2022
Rheem Sales Company, Inc. | Rheem | PROG29-30P RH63 | Federally-Regulated Consumer Product | LPG |  | 28 |  | 30000 | True |  |  | False | Gas-fired storage | 63 |  | 74 | 0 | 18471676 | Medium | 0.6 |  |  | 08/23/2022 | 8066786 | 08/23/2022
Rheem Sales Company, Inc. | Rheem | PROG30-30N RH63 MH DV | Federally-Regulated Consumer Product | Natural gas |  | 29 |  | 30000 | True |  |  | True | Gas-fired storage | 46 |  | 78 | 0 | 13433946 | Low | 0.57 |  |  | 08/23/2022 | 8068482 | 08/23/2022
Rheem Sales Company, Inc. | Rheem | XP50T06HE36U0 | Federally-Regulated Consumer Product | LPG |  | 48 |  | 36000 | True |  |  | False | Gas-fired storage | 75 |  | 78 | 0 | 26448082 | High | 0.64 |  |  | 08/23/2022 | 6988309 | 08/23/2022
Rheem Sales Company, Inc. | Rheem | PROG50-36N RH60 MH DVX | Federally-Regulated Consumer Product | Natural gas |  | 48 |  | 36000 | True |  |  | True | Gas-fired storage | 65 |  | 73 | 0 | 19108631 | Medium | 0.58 |  |  | 08/23/2022 | 7451987 | 08/23/2022
Rheem Sales Company, Inc. | Rheem | XG40S06EC34U0 | Federally-Regulated Consumer Product | Natural gas |  | 38 |  | 34000 | True |  |  | False | Gas-fired storage | 64 |  | 78 | 0 | 19108631 | Medium | 0.58 |  |  | 08/23/2022 | 8065119 | 08/23/2022
Rheem Sales Company, Inc. | Rheem | XP40T09HE36U0 | Federally-Regulated Consumer Product | LPG |  | 38 |  | 36000 | True |  |  | False | Gas-fired storage | 81 |  | 77 | 0 | 26041188 | High | 0.65 |  |  | 08/23/2022 | 6983417 | 08/23/2022
Rheem Sales Company, Inc. | Rheem | XP50T12DM36U0 | Federally-Regulated Consumer Product | LPG |  | 48 |  | 36000 | True |  |  | False | Gas-fired storage | 79 |  | 77 | 0 | 24531554 | High | 0.69 |  |  | 08/23/2022 | 7002036 | 08/23/2022
Rheem Sales Company, Inc. | Rheem | PROG40-36N RH62 MH DVX | Federally-Regulated Consumer Product | Natural gas |  | 38 |  | 36000 | True |  |  | True | Gas-fired storage | 63 |  | 74 | 0 | 18471676 | Medium | 0.6 |  |  | 08/23/2022 | 7451991 | 08/23/2022
Rheem Sales Company, Inc. | Rheem | 42X40SF3 | Federally-Regulated Consumer Product | Natural gas |  | 39 |  | 38000 | True |  |  | False | Gas-fired storage | 65 |  | 77 | 0 | 19108631 | Medium | 0.58 |  |  | 08/23/2022 | 8065167 | 08/23/2022
Rheem Sales Company, Inc. | Rheem | PROG50S-36P RH61 | Federally-Regulated Consumer Product | LPG |  | 48 |  | 36000 | True |  |  | False | Gas-fired storage | 87 |  | 75 | 0 | 26867893 | High | 0.63 |  |  | 08/23/2022 | 8065135 | 08/23/2022
Rheem Sales Company, Inc. | Rheem | PRO+G55-50N RH59 | Federally-Regulated Consumer Product | Natural gas |  | 55 |  | 50000 | True |  |  | False | Gas-fired storage | 91 |  | 75 | 0 | 27301246 | High | 0.62 |  |  | 08/23/2022 | 8077755 | 08/23/2022
Rheem Sales Company, Inc. | Rheem | XG50T12DM40U0 | Federally-Regulated Consumer Product | Natural gas |  | 48 |  | 40000 | True |  |  | False | Gas-fired storage | 79 |  | 77 | 0 | 24531554 | High | 0.69 |  |  | 08/23/2022 | 7002043 | 08/23/2022
Rheem Sales Company, Inc. | Rheem | XG40S12HE38U0 | Federally-Regulated Consumer Product | Natural gas |  | 39 |  | 38000 | True |  |  | False | Gas-fired storage | 69 |  | 76 | 0 | 19108631 | Medium | 0.58 |  |  | 08/23/2022 | 6988319 | 08/23/2022
Rheem Sales Company, Inc. | Rheem | XG40T06PV40U0 | Federally-Regulated Consumer Product | Natural gas |  | 38 |  | 40000 | True |  |  | False | Gas-fired storage | 86 |  | 79 | 110 | 24156234 | High | 0.69 |  |  | 08/23/2022 | 7002038 | 08/23/2022
Rheem Sales Company, Inc. | Rheem | XG40S09HE38U0 | Federally-Regulated Consumer Product | Natural gas |  | 39 |  | 38000 | True |  |  | False | Gas-fired storage | 68 |  | 76 | 0 | 19108631 | Medium | 0.58 |  |  | 08/23/2022 | 6988316 | 08/23/2022
Rheem Sales Company, Inc. | Rheem | RHE40S | Federally-Regulated Consumer Product | Natural gas |  | 37 |  | 40000 | True |  |  | False | Gas-fired storage | 87 |  | 92 | 75 | 20137802 | High | 0.83 |  |  | 08/23/2022 | 5609871 | 08/23/2022
Rheem Sales Company, Inc. | Rheem | XG40T12DM40U0 | Federally-Regulated Consumer Product | Natural gas |  | 37 |  | 40000 | True |  |  | False | Gas-fired storage | 66 |  | 77 | 19 | 24116276 | Medium | 0.68 |  |  | 08/23/2022 | 7002042 | 08/23/2022
Rheem Sales Company, Inc. | Rheem | PRO+G55-45P RH59 | Federally-Regulated Consumer Product | LPG |  | 55 |  | 45000 | True |  |  | False | Gas-fired storage | 91 |  | 75 | 0 | 27301246 | High | 0.62 |  |  | 08/23/2022 | 8077756 | 08/23/2022
Rheem Sales Company, Inc. | Rheem | XG40T09HE40U0 | Federally-Regulated Consumer Product | Natural gas |  | 38 |  | 40000 | True |  |  | False | Gas-fired storage | 81 |  | 77 | 0 | 26041188 | High | 0.65 |  |  | 08/23/2022 | 6983552 | 08/23/2022
Rheem Sales Company, Inc. | Rheem | XP50T06PV42U0 | Federally-Regulated Consumer Product | LPG |  | 48 |  | 42000 | True |  |  | False | Gas-fired storage | 78 |  | 75 | 0 | 24892312 | High | 0.68 |  |  | 08/23/2022 | 7002041 | 08/23/2022
Rheem Sales Company, Inc. | Rheem | XP40S12DM36U0 | Federally-Regulated Consumer Product | LPG |  | 39 |  | 36000 | True |  |  | False | Gas-fired storage | 69 |  | 75 | 0 | 17050778 | Medium | 0.65 |  |  | 08/23/2022 | 7002034 | 08/23/2022
Rheem Sales Company, Inc. | Rheem | PROG29-32N RH63 * | Federally-Regulated Consumer Product | Natural gas |  | 28 |  | 32000 | True |  |  | False | Gas-fired storage | 63 |  | 74 | 0 | 18471676 | Medium | 0.6 |  |  | 08/23/2022 | 8087960 | 08/23/2022
Rheem Sales Company, Inc. | Rheem | XP40T06PV36U0 | Federally-Regulated Consumer Product | LPG |  | 38 |  | 36000 | True |  |  | False | Gas-fired storage | 71 |  | 79 | 110 | 24156234 | Medium | 0.68 |  |  | 08/23/2022 | 7002039 | 08/23/2022
Rheem Sales Company, Inc. | Rheem | RHE50P | Federally-Regulated Consumer Product | LPG |  | 46 |  | 36000 | True |  |  | False | Gas-fired storage | 87 |  | 89 | 0 | 21158466 | High | 0.8 |  |  | 08/23/2022 | 5609874 | 08/23/2022
Rheem Sales Company, Inc. | Rheem | XP40S06HE36U0 | Federally-Regulated Consumer Product | LPG |  | 39 |  | 36000 | True |  |  | False | Gas-fired storage | 67 |  | 76 | 0 | 19108631 | Medium | 0.58 |  |  | 08/23/2022 | 6988315 | 08/23/2022
Rheem Sales Company, Inc. | Rheem | 24I50FDVX | Federally-Regulated Consumer Product | Natural gas |  | 48 |  | 36000 | True |  |  | True | Gas-fired storage | 65 |  | 73 | 0 | 19108631 | Medium | 0.58 |  |  | 08/23/2022 | 7451986 | 08/23/2022
Rheem Sales Company, Inc. | Rheem | XG40T06MH34U1 | Federally-Regulated Consumer Product | Natural gas |  | 38 |  | 34000 | True |  |  | True | Gas-fired storage | 57 |  | 75 | 0 | 18784755 | Medium | 0.59 |  |  | 08/23/2022 | 8077636 | 08/23/2022
Rheem Sales Company, Inc. | Rheem | XG40T12HE40U0 | Federally-Regulated Consumer Product | Natural gas |  | 38 |  | 40000 | True |  |  | False | Gas-fired storage | 84 |  | 77 | 0 | 26041188 | High | 0.65 |  |  | 08/23/2022 | 6983772 | 08/23/2022
Rheem Sales Company, Inc. | Rheem | XP40T12DM36U0 | Federally-Regulated Consumer Product | LPG |  | 37 |  | 36000 | True |  |  | False | Gas-fired storage | 66 |  | 77 | 19 | 24116276 | Medium | 0.68 |  |  | 08/23/2022 | 7002032 | 08/23/2022
Rheem Sales Company, Inc. | Rheem | RHE50 | Federally-Regulated Consumer Product | Natural gas |  | 46 |  | 40000 | True |  |  | False | Gas-fired storage | 87 |  | 89 | 0 | 21158466 | High | 0.8 |  |  | 08/23/2022 | 5609873 | 08/23/2022
Rheem Sales Company, Inc. | Rheem | 24IR30DV1 | Federally-Regulated Consumer Product | Natural gas |  | 29 |  | 30000 | True |  |  | True | Gas-fired storage | 46 |  | 78 | 0 | 13433946 | Low | 0.57 |  |  | 08/23/2022 | 8068481 | 08/23/2022
Rheem Sales Company, Inc. | Rheem | XG40S06HE38U0 | Federally-Regulated Consumer Product | Natural gas |  | 39 |  | 38000 | True |  |  | False | Gas-fired storage | 67 |  | 76 | 0 | 19108631 | Medium | 0.58 |  |  | 08/23/2022 | 6988314 | 08/23/2022
American Water Heater Co. | American | GT-240X3-NEH 1** | Federally-Regulated Consumer Product | Natural gas |  | 1 |  | 160000 |  |  |  | False | Instantaneous gas-fired |  | 4.7 | 96 | 23 | 17739179 | High | 0.95 |  | 0 | 08/23/2022 | 207861943 | 08/23/2022
American Water Heater Co. | American | PCG62-40S50L 1** | Federally-Regulated Consumer Product | Natural gas |  | 38 |  | 50000 | False |  |  | False | Gas-fired storage | 86 |  | 91 | 3 | 18797289 | High | 0.9 |  |  | 08/23/2022 | 207471176 | 08/23/2022
American Water Heater Co. | American | GT-540X3-NIH 1** | Federally-Regulated Consumer Product | Natural gas |  | 1 |  | 199000 |  |  |  | False | Instantaneous gas-fired |  | 5.8 | 96 | 47 | 18040466 | High | 0.93 |  | 0 | 08/23/2022 | 207209493 | 08/23/2022
American Water Heater Co. | American | G6255T60 2*1 | Federally-Regulated Consumer Product | LPG |  | 55 |  | 60000 | True |  |  | False | Gas-fired storage | 83 |  | 74 | 0 | 27301246 | High | 0.62 |  |  | 08/23/2022 | 206954662 | 08/23/2022
American Water Heater Co. | American | G82-55T60L 2** | Federally-Regulated Consumer Product | Natural gas |  | 55 |  | 60000 | True |  |  | False | Gas-fired storage | 83 |  | 74 | 0 | 27301246 | High | 0.62 |  |  | 08/23/2022 | 206954671 | 08/23/2022
American Water Heater Co. | American | EE8F-55H 1** | Federally-Regulated Consumer Product | Electric resistance |  | 55 |  | 5.5 | True |  |  | False | Electric storage | 75 |  | 98 | 1531 |  | High | 0.94 |  |  | 08/23/2022 | 207216121 | 08/23/2022
American Water Heater Co. | American | G6255T60L 2** | Federally-Regulated Consumer Product | Natural gas |  | 55 |  | 60000 | True |  |  | False | Gas-fired storage | 83 |  | 74 | 0 | 27301246 | High | 0.62 |  |  | 08/23/2022 | 206954664 | 08/23/2022
American Water Heater Co. | American | EE8F-50H 1** | Federally-Regulated Consumer Product | Electric resistance |  | 45 |  | 5.5 | True |  |  | False | Electric storage | 74 |  | 98 | 1035 |  | Medium | 0.92 |  |  | 08/23/2022 | 207216113 | 08/23/2022
American Water Heater Co. | American | GT-340X3-NEH 1** | Federally-Regulated Consumer Product | Natural gas |  | 1 |  | 180000 |  |  |  | False | Instantaneous gas-fired |  | 5.3 | 97 | 23 | 17928729 | High | 0.94 |  | 0 | 08/23/2022 | 207861955 | 08/23/2022
American Water Heater Co. | American | G82-55T60 2*1 | Federally-Regulated Consumer Product | LPG |  | 55 |  | 60000 | True |  |  | False | Gas-fired storage | 83 |  | 74 | 0 | 27301246 | High | 0.62 |  |  | 08/23/2022 | 206954672 | 08/23/2022
American Water Heater Co. | American | EE8F-40H 1** | Federally-Regulated Consumer Product | Electric resistance |  | 36 |  | 5.5 | True |  |  | False | Electric storage | 63 |  | 98 | 1026 |  | Medium | 0.93 |  |  | 08/23/2022 | 207216106 | 08/23/2022
American Water Heater Co. | American | EE8F-50R 1** | Federally-Regulated Consumer Product | Electric resistance |  | 46 |  | 5.5 | True |  |  | False | Electric storage | 67 |  | 98 | 1033 |  | Medium | 0.92 |  |  | 08/23/2022 | 207216099 | 08/23/2022
American Water Heater Co. | American | G6255T60 2** | Federally-Regulated Consumer Product | Natural gas |  | 55 |  | 60000 | True |  |  | False | Gas-fired storage | 83 |  | 74 | 0 | 27301246 | High | 0.62 |  |  | 08/23/2022 | 206954661 | 08/23/2022
American Water Heater Co. | American | CG32 55T60 2** | Federally-Regulated Consumer Product | Natural gas |  | 55 |  | 60000 | True |  |  | False | Gas-fired storage | 83 |  | 74 | 0 | 27301246 | High | 0.62 |  |  | 08/23/2022 | 206954667 | 08/23/2022
American Water Heater Co. | American | EE8F-40R 1** | Federally-Regulated Consumer Product | Electric resistance |  | 37 |  | 5.5 | True |  |  | False | Electric storage | 64 |  | 98 | 1029 |  | Medium | 0.92 |  |  | 08/23/2022 | 207216092 | 08/23/2022
American Water Heater Co. | American | GT-340X3-NIH 1** | Federally-Regulated Consumer Product | Natural gas |  | 1 |  | 180000 |  |  |  | False | Instantaneous gas-fired |  | 5.4 | 97 | 37 | 17691411 | High | 0.95 |  | 0 | 08/23/2022 | 207861931 | 08/23/2022
American Water Heater Co. | American | GT-240X3-PEH 1*1 | Federally-Regulated Consumer Product | LPG |  | 1 |  | 160000 |  |  |  | False | Instantaneous gas-fired |  | 4.7 | 96 | 23 | 17739179 | High | 0.95 |  | 0 | 08/23/2022 | 207861944 | 08/23/2022
American Water Heater Co. | American | CG32 55T60 2*1 | Federally-Regulated Consumer Product | LPG |  | 55 |  | 60000 | True |  |  | False | Gas-fired storage | 83 |  | 74 | 0 | 27301246 | High | 0.62 |  |  | 08/23/2022 | 206954668 | 08/23/2022
American Water Heater Co. | American | GT-340X3-PEH 1*1 | Federally-Regulated Consumer Product | LPG |  | 1 |  | 180000 |  |  |  | False | Instantaneous gas-fired |  | 5.3 | 97 | 23 | 17928729 | High | 0.94 |  | 0 | 08/23/2022 | 207861956 | 08/23/2022
American Water Heater Co. | American | GT-340X3-PIH 1*1 | Federally-Regulated Consumer Product | LPG |  | 1 |  | 180000 |  |  |  | False | Instantaneous gas-fired |  | 5.4 | 97 | 37 | 17691411 | High | 0.95 |  | 0 | 08/23/2022 | 207861932 | 08/23/2022
American Water Heater Co. | American | G102-55T60 2** | Federally-Regulated Consumer Product | Natural gas |  | 55 |  | 60000 | True |  |  | False | Gas-fired storage | 83 |  | 74 | 0 | 27301246 | High | 0.62 |  |  | 08/23/2022 | 206954675 | 08/23/2022
American Water Heater Co. | American | GT-240X3-PIH 1*1 | Federally-Regulated Consumer Product | LPG |  | 1 |  | 160000 |  |  |  | False | Instantaneous gas-fired |  | 4.7 | 97 | 38 | 17877549 | High | 0.94 |  | 0 | 08/23/2022 | 207861920 | 08/23/2022
American Water Heater Co. | American | GT-540X3-PEH 1*1 | Federally-Regulated Consumer Product | LPG |  | 1 |  | 199000 |  |  |  | False | Instantaneous gas-fired |  | 5.8 | 96 | 34 | 17701647 | High | 0.95 |  | 0 | 08/23/2022 | 207209461 | 08/23/2022
American Water Heater Co. | American | GT-240X3-NIH 1** | Federally-Regulated Consumer Product | Natural gas |  | 1 |  | 160000 |  |  |  | False | Instantaneous gas-fired |  | 4.7 | 97 | 38 | 17877549 | High | 0.94 |  | 0 | 08/23/2022 | 207861919 | 08/23/2022
American Water Heater Co. | American | G82-55T60 2** | Federally-Regulated Consumer Product | Natural gas |  | 55 |  | 60000 | True |  |  | False | Gas-fired storage | 83 |  | 74 | 0 | 27301246 | High | 0.62 |  |  | 08/23/2022 | 206954669 | 08/23/2022
American Water Heater Co. | American | GT-540X3-NEH 1** | Federally-Regulated Consumer Product | Natural gas |  | 1 |  | 199000 |  |  |  | False | Instantaneous gas-fired |  | 5.8 | 96 | 34 | 17701647 | High | 0.95 |  | 0 | 08/23/2022 | 207209460 | 08/23/2022
American Water Heater Co. | American | G6255T60L 2*1 | Federally-Regulated Consumer Product | LPG |  | 55 |  | 60000 | True |  |  | False | Gas-fired storage | 83 |  | 74 | 0 | 27301246 | High | 0.62 |  |  | 08/23/2022 | 206954665 | 08/23/2022
American Water Heater Co. | American | G82-55T60L 2*1 | Federally-Regulated Consumer Product | LPG |  | 55 |  | 60000 | True |  |  | False | Gas-fired storage | 83 |  | 74 | 0 | 27301246 | High | 0.62 |  |  | 08/23/2022 | 206954674 | 08/23/2022
American Water Heater Co. | American | GT-540X3-PIH 1*1 | Federally-Regulated Consumer Product | LPG |  | 1 |  | 199000 |  |  |  | False | Instantaneous gas-fired |  | 5.8 | 96 | 47 | 18040466 | High | 0.93 |  | 0 | 08/23/2022 | 207209494 | 08/23/2022
A.O. Smith Water Products Company | Lochinvar | MFN04035 4** | Federally-Regulated Consumer Product | Natural gas |  | 38 |  | 35500 | True |  |  | True | Gas-fired storage | 59 |  | 78 | 0 | 19108631 | Medium | 0.58 |  |  | 08/23/2022 | 206438835 | 08/23/2022
A.O. Smith Water Products Company | Lochinvar | MGN03030 2** | Federally-Regulated Consumer Product | Natural gas |  | 29 |  | 30000 | True |  |  | True | Gas-fired storage | 60 |  | 78 | 0 | 18168862 | Medium | 0.61 |  |  | 08/23/2022 | 206438841 | 08/23/2022
A.O. Smith Water Products Company | Lochinvar | MFN030 35 4** | Federally-Regulated Consumer Product | Natural gas |  | 29 |  | 35500 | True |  |  | True | Gas-fired storage | 63 |  | 79 | 0 | 18168862 | Medium | 0.61 |  |  | 08/23/2022 | 206438857 | 08/23/2022
A.O. Smith Water Products Company | Lochinvar | MGN04030 2** | Federally-Regulated Consumer Product | Natural gas |  | 38 |  | 32000 | True |  |  | True | Gas-fired storage | 57 |  | 76 | 0 | 18784755 | Medium | 0.59 |  |  | 08/23/2022 | 206438847 | 08/23/2022
A.O. Smith Water Products Company | Lochinvar | MFN04035 4** | Federally-Regulated Consumer Product | LPG |  | 38 |  | 35500 | True |  |  | True | Gas-fired storage | 59 |  | 78 | 0 | 19108631 | Medium | 0.58 |  |  | 08/23/2022 | 206438835 | 08/23/2022
A.O. Smith Water Products Company | Lochinvar | MGN04030 2** | Federally-Regulated Consumer Product | LPG |  | 38 |  | 32000 | True |  |  | True | Gas-fired storage | 57 |  | 76 | 0 | 18784755 | Medium | 0.59 |  |  | 08/23/2022 | 206438847 | 08/23/2022
A.O. Smith Water Products Company | Lochinvar | MFN030 35 4** | Federally-Regulated Consumer Product | LPG |  | 29 |  | 35500 | True |  |  | True | Gas-fired storage | 63 |  | 79 | 0 | 18168862 | Medium | 0.61 |  |  | 08/23/2022 | 206438857 | 08/23/2022
A.O. Smith Water Products Company | Lochinvar | KSJ050MD 1** | Federally-Regulated Consumer Product | Electric resistance |  | 48 |  | 4.5 | True |  |  | False | Electric storage | 51 |  | 98 | 3531 |  | Medium | 0.92 |  |  | 08/23/2022 | 207776471 | 08/23/2022
A.O. Smith Water Products Company | Lochinvar | MGN05040 2** | Federally-Regulated Consumer Product | Natural gas |  | 47 |  | 40000 | True |  |  | True | Gas-fired storage | 67 |  | 77 | 0 | 19443870 | Medium | 0.57 |  |  | 08/23/2022 | 206438852 | 08/23/2022
A.O. Smith Water Products Company | Lochinvar | KTJ055HD 1** | Federally-Regulated Consumer Product | Electric resistance |  | 55 |  | 4.5 | True |  |  | False | Electric storage | 72 |  | 98 | 3531 |  | Medium | 0.93 |  |  | 08/23/2022 | 207776473 | 08/23/2022
A.O. Smith Water Products Company | Lochinvar | MGN03030 2** | Federally-Regulated Consumer Product | LPG |  | 29 |  | 30000 | True |  |  | True | Gas-fired storage | 60 |  | 78 | 0 | 18168862 | Medium | 0.61 |  |  | 08/23/2022 | 206438841 | 08/23/2022
A.O. Smith Water Products Company | Lochinvar | GSN03032R 4** | Federally-Regulated Consumer Product | Natural gas |  | 29 |  | 32000 | True |  |  | False | Gas-fired storage | 55 |  | 75 | 0 | 18471676 | Medium | 0.6 |  |  | 08/23/2022 | 209272032 | 08/23/2022
A.O. Smith Water Products Company | Lochinvar | MGN05040 2** | Federally-Regulated Consumer Product | LPG |  | 47 |  | 40000 | True |  |  | True | Gas-fired storage | 67 |  | 77 | 0 | 19443870 | Medium | 0.57 |  |  | 08/23/2022 | 206438852 | 08/23/2022
A.O. Smith Water Products Company | Lochinvar | KTJ052MD 1** | Federally-Regulated Consumer Product | Electric resistance |  | 46 |  | 4.5 | True |  |  | False | Electric storage | 62 |  | 98 | 3531 |  | Medium | 0.92 |  |  | 08/23/2022 | 207776472 | 08/23/2022
A.O. Smith Water Products Company | Lochinvar | KTJ055MD 1** | Federally-Regulated Consumer Product | Electric resistance |  | 55 |  | 4.5 | True |  |  | False | Electric storage | 72 |  | 98 | 3531 |  | Medium | 0.93 |  |  | 08/23/2022 | 207776474 | 08/23/2022
GE Appliances, a Haier company | GE | GG40T**BXR01 | Federally-Regulated Consumer Product | Natural gas |  | 40 |  | 40000 | True |  |  | False | Gas-fired storage | 83 |  | 76 | 0 | 26448082 | High | 0.64 |  |  | 08/23/2022 | 208061897 | 08/23/2022
GE Appliances, a Haier company | GE | GG30S**BXR01 | Federally-Regulated Consumer Product | Natural gas |  | 30 |  | 34000 | True |  |  | False | Gas-fired storage | 64 |  | 74 | 0 | 18471676 | Medium | 0.6 |  |  | 08/23/2022 | 209480462 | 08/23/2022
GE Appliances, a Haier company | GE | GG50T**BXR01 | Federally-Regulated Consumer Product | Natural gas |  | 50 |  | 40000 | True |  |  | False | Gas-fired storage | 82 |  | 77 | 0 | 26448082 | High | 0.64 |  |  | 08/23/2022 | 208122031 | 08/23/2022
GE Appliances, a Haier company | GE | GP30S**BXR01 | Federally-Regulated Consumer Product | LPG |  | 30 |  | 31000 | True |  |  | False | Gas-fired storage | 64 |  | 74 | 0 | 18471676 | Medium | 0.6 |  |  | 08/23/2022 | 209480470 | 08/23/2022
GE Appliances, a Haier company | GE | GE06SNHPDG01 | Federally-Regulated Consumer Product | Electric resistance |  | 0 |  | 5.5 |  |  |  | False | Instantaneous electric |  | 0.5 | 97 | 649 |  | Very small | 0.91 |  |  | 08/23/2022 | 206910688 | 08/23/2022
GE Appliances, a Haier company | GE | GG40S**BXR01 | Federally-Regulated Consumer Product | Natural gas |  | 40 |  | 38000 | True |  |  | False | Gas-fired storage | 78 |  | 75 | 0 | 26448082 | High | 0.64 |  |  | 08/23/2022 | 208136333 | 08/23/2022
GE Appliances, a Haier company | GE | GP30T**BXR01 | Federally-Regulated Consumer Product | LPG |  | 30 |  | 28000 | True |  |  | False | Gas-fired storage | 52 |  | 74 | 0 | 18471676 | Medium | 0.6 |  |  | 08/23/2022 | 209050371 | 08/23/2022
GE Appliances, a Haier company | GE | GG30T**BXR01 | Federally-Regulated Consumer Product | Natural gas |  | 30 |  | 34000 | True |  |  | False | Gas-fired storage | 62 |  | 75 | 0 | 18471676 | Medium | 0.6 |  |  | 08/23/2022 | 208449542 | 08/23/2022
GE Appliances, a Haier company | GE | GG50S**BXR01 | Federally-Regulated Consumer Product | Natural gas |  | 50 |  | 40000 | True |  |  | False | Gas-fired storage | 77 |  | 74 | 0 | 26867893 | High | 0.63 |  |  | 08/23/2022 | 209050370 | 08/23/2022
GE Appliances, a Haier company | GE | GP40T10BXR01 | Federally-Regulated Consumer Product | LPG |  | 40 |  | 36000 | True |  |  | False | Gas-fired storage | 83 |  | 76 | 0 | 26448082 | High | 0.64 |  |  | 08/23/2022 | 208101965 | 08/23/2022
GE Appliances, a Haier company | GE | GP40T12BXR01 | Federally-Regulated Consumer Product | LPG |  | 40 |  | 36000 | True |  |  | False | Gas-fired storage | 83 |  | 76 | 0 | 26448082 | High | 0.64 |  |  | 08/23/2022 | 208101966 | 08/23/2022
GE Appliances, a Haier company | GE | GE04SNLPDG01 | Federally-Regulated Consumer Product | Electric resistance |  | 0 |  | 3.5 |  |  |  | False | Instantaneous electric |  | 0.4 | 99 | 649 |  | Very small | 0.91 |  |  | 08/23/2022 | 206910687 | 08/23/2022
GE Appliances, a Haier company | GE | GP40T08BXR01 | Federally-Regulated Consumer Product | LPG |  | 40 |  | 36000 | True |  |  | False | Gas-fired storage | 83 |  | 76 | 0 | 26448082 | High | 0.64 |  |  | 08/23/2022 | 208101964 | 08/23/2022
GE Appliances, a Haier company | GE | GP40S**BXR01 | Federally-Regulated Consumer Product | LPG |  | 40 |  | 34500 | True |  |  | False | Gas-fired storage | 78 |  | 75 | 0 | 26448082 | High | 0.64 |  |  | 08/23/2022 | 208260088 | 08/23/2022
GE Appliances, a Haier company | GE | GE11SNHPDG01 | Federally-Regulated Consumer Product | Electric resistance |  | 0 |  | 11 |  |  |  | False | Instantaneous electric |  | 1.1 | 99 | 649 |  | Very small | 0.91 |  |  | 08/23/2022 | 206910690 | 08/23/2022
GE Appliances, a Haier company | GE | GP50T**BXR01 | Federally-Regulated Consumer Product | LPG |  | 50 |  | 36000 | True |  |  | False | Gas-fired storage | 82 |  | 77 | 0 | 26448082 | High | 0.64 |  |  | 08/23/2022 | 208122032 | 08/23/2022
GE Appliances, a Haier company | GE | GE08SNHPDG01 | Federally-Regulated Consumer Product | Electric resistance |  | 0 |  | 8 |  |  |  | False | Instantaneous electric |  | 0.8 | 99 | 649 |  | Very small | 0.91 |  |  | 08/23/2022 | 206910689 | 08/23/2022
Rheem Sales Company, Inc. | RHEEM/ECOSENSE | ECO180DVLN3-1 | Federally-Regulated Consumer Product | Natural gas |  | 0 |  | 180000 |  |  |  | False | Instantaneous gas-fired |  | 4.5 | 85 | 31 | 20536633 | High | 0.82 |  | 0 | 08/23/2022 | 8552255 | 08/23/2022
Bosch Thermotechnology Corp. | Bosch | T9900 SE 199 | Federally-Regulated Consumer Product | LPG |  | 1 |  | 199000 |  |  |  | False | Instantaneous gas-fired |  | 5.4 | 100 | 42 | 17488751 | High | 0.96 |  | 0 | 08/23/2022 | 9963070 | 08/23/2022
Bosch Thermotechnology Corp. | Bosch | T9800 SE 160 | Federally-Regulated Consumer Product | LPG |  | 1 |  | 160000 |  |  |  | False | Instantaneous gas-fired |  | 4.7 | 100 | 42 | 18255362 | High | 0.92 |  | 0 | 08/23/2022 | 9963061 | 08/23/2022
Bosch Thermotechnology Corp. | Bosch | US7-2R | Federally-Regulated Consumer Product | Electric resistance |  | 0 |  | 7.2 |  |  |  | False | Instantaneous electric |  | 0.7 | 91 | 602 |  | Very small | 0.98 |  |  | 08/23/2022 | 205313384 | 08/23/2022
Bosch Thermotechnology Corp. | Bosch | T9900I SE 199 | Federally-Regulated Consumer Product | Natural gas |  | 1 |  | 199000 |  |  |  | False | Instantaneous gas-fired |  | 5.4 | 100 | 42 | 17488751 | High | 0.96 |  | 0 | 08/23/2022 | 9963073 | 08/23/2022
Bosch Thermotechnology Corp. | Bosch | T9900 SE 199 | Federally-Regulated Consumer Product | Natural gas |  | 1 |  | 199000 |  |  |  | False | Instantaneous gas-fired |  | 5.4 | 100 | 42 | 17488751 | High | 0.96 |  | 0 | 08/23/2022 | 9963070 | 08/23/2022
Bosch Thermotechnology Corp. | Bosch | T9900I SE 199 | Federally-Regulated Consumer Product | LPG |  | 1 |  | 199000 |  |  |  | False | Instantaneous gas-fired |  | 5.4 | 100 | 42 | 17488751 | High | 0.96 |  | 0 | 08/23/2022 | 9963073 | 08/23/2022
Bosch Thermotechnology Corp. | Bosch | T9800 SEO 199 | Federally-Regulated Consumer Product | Natural gas |  | 1 |  | 199000 |  |  |  | False | Instantaneous gas-fired |  | 5.4 | 100 | 42 | 17488751 | High | 0.96 |  | 0 | 08/23/2022 | 9963069 | 08/23/2022
Bosch Thermotechnology Corp. | Bosch | US3-2R | Federally-Regulated Consumer Product | Electric resistance |  | 0 |  | 3.6 |  |  |  | False | Instantaneous electric |  | 0.3 | 92 | 623 |  | Very small | 0.95 |  |  | 08/23/2022 | 205313382 | 08/23/2022
Bosch Thermotechnology Corp. | Bosch | T9800 SE 160 | Federally-Regulated Consumer Product | Natural gas |  | 1 |  | 160000 |  |  |  | False | Instantaneous gas-fired |  | 4.7 | 100 | 42 | 18255362 | High | 0.92 |  | 0 | 08/23/2022 | 9963061 | 08/23/2022
Bosch Thermotechnology Corp. | Bosch | US9-2R | Federally-Regulated Consumer Product | Electric resistance |  | 0 |  | 9.5 |  |  |  | False | Instantaneous electric |  | 0.9 | 95 | 608 |  | Very small | 0.97 |  |  | 08/23/2022 | 205313385 | 08/23/2022
Bosch Thermotechnology Corp. | Bosch | T9900 SE 160 | Federally-Regulated Consumer Product | LPG |  | 1 |  | 160000 |  |  |  | False | Instantaneous gas-fired |  | 4.7 | 100 | 42 | 18255362 | High | 0.92 |  | 0 | 08/23/2022 | 9963063 | 08/23/2022
Bosch Thermotechnology Corp. | Bosch | T9800 SE 199 | Federally-Regulated Consumer Product | Natural gas |  | 1 |  | 199000 |  |  |  | False | Instantaneous gas-fired |  | 5.4 | 100 | 42 | 17488751 | High | 0.96 |  | 0 | 08/23/2022 | 9963064 | 08/23/2022
Bosch Thermotechnology Corp. | Bosch | T9900 SE 160 | Federally-Regulated Consumer Product | Natural gas |  | 1 |  | 160000 |  |  |  | False | Instantaneous gas-fired |  | 4.7 | 100 | 42 | 18255362 | High | 0.92 |  | 0 | 08/23/2022 | 9963063 | 08/23/2022
Bosch Thermotechnology Corp. | Bosch | T9800 SEO 160 | Federally-Regulated Consumer Product | Natural gas |  | 1 |  | 160000 |  |  |  | False | Instantaneous gas-fired |  | 4.7 | 100 | 42 | 18255362 | High | 0.92 |  | 0 | 08/23/2022 | 9963062 | 08/23/2022
Bosch Thermotechnology Corp. | Bosch | US4-2R | Federally-Regulated Consumer Product | Electric resistance |  | 0 |  | 4.5 |  |  |  | False | Instantaneous electric |  | 0.3 | 99 | 593 |  | Very small | 0.97 |  |  | 08/23/2022 | 205313383 | 08/23/2022
Bosch Thermotechnology Corp. | Bosch | US12 | Federally-Regulated Consumer Product | Electric resistance |  | 1 |  | 12 |  |  |  | False | Instantaneous electric |  | 0.7 | 97 | 597 |  | Very small | 0.99 |  |  | 08/23/2022 | 7173295 | 08/23/2022
Bosch Thermotechnology Corp. | Bosch | T9800 SEO 199 | Federally-Regulated Consumer Product | LPG |  | 1 |  | 199000 |  |  |  | False | Instantaneous gas-fired |  | 5.4 | 100 | 42 | 17488751 | High | 0.96 |  | 0 | 08/23/2022 | 9963069 | 08/23/2022
Bosch Thermotechnology Corp. | Bosch | T9800 SEO 160 | Federally-Regulated Consumer Product | LPG |  | 1 |  | 160000 |  |  |  | False | Instantaneous gas-fired |  | 4.7 | 100 | 42 | 18255362 | High | 0.92 |  | 0 | 08/23/2022 | 9963062 | 08/23/2022
Bosch Thermotechnology Corp. | Bosch | T9800 SE 199 | Federally-Regulated Consumer Product | LPG |  | 1 |  | 199000 |  |  |  | False | Instantaneous gas-fired |  | 5.4 | 100 | 42 | 17488751 | High | 0.96 |  | 0 | 08/23/2022 | 9963064 | 08/23/2022
Rheem Sales Company, Inc. | Ruud | RUTG-84XLPWA-1 | Federally-Regulated Consumer Product | LPG |  | 0 |  | 180000 |  |  |  | False | Instantaneous gas-fired |  | 4.5 | 85 | 32 | 20642405 | High | 0.81 |  | 0 | 08/23/2022 | 8552310 | 08/25/2022
Rheem Sales Company, Inc. | Ruud | RUTG-84XLPWA-1 | Federally-Regulated Consumer Product | LPG |  | 0 |  | 180000 |  |  |  | False | Instantaneous gas-fired |  | 4.5 | 83 | 30 | 20794890 | High | 0.81 |  | 0 | 08/25/2022 | 8552310 | 08/25/2022
Bradford White Corporation | BRADFORD WHITE | RG140T*N | Federally-Regulated Consumer Product | Natural gas |  | 38 |  | 34000 | True |  |  | False | Gas-fired storage | 64 |  | 78 | 0 | 18784755 | Medium | 0.59 | 0.58 |  | 08/23/2022 | 200094513 | 08/25/2022
Bradford White Corporation | BRADFORD WHITE | RG140T*X | Federally-Regulated Consumer Product | LPG |  | 38 |  | 34000 | True |  |  | False | Gas-fired storage | 64 |  | 78 | 0 | 18784755 | Medium | 0.59 | 0.58 |  | 08/23/2022 | 200094517 | 08/25/2022
Bradford White Corporation | BRADFORD WHITE | RG130T*N | Federally-Regulated Consumer Product | Natural gas |  | 29 |  | 27000 | True |  |  | False | Gas-fired storage | 46 |  | 78 | 0 | 14180277 | Low | 0.54 | 0.54 |  | 08/23/2022 | 200094507 | 08/25/2022
Bradford White Corporation | BRADFORD WHITE | URG140T*N | Federally-Regulated Consumer Product | Natural gas |  | 38 |  | 34000 | True |  |  | False | Gas-fired storage | 64 |  | 78 | 0 | 18784755 | Medium | 0.59 | 0.58 |  | 08/23/2022 | 200094515 | 08/25/2022
Bradford White Corporation | BRADFORD WHITE | RG130T*X | Federally-Regulated Consumer Product | LPG |  | 29 |  | 27000 | True |  |  | False | Gas-fired storage | 46 |  | 78 | 0 | 14180277 | Low | 0.54 | 0.54 |  | 08/23/2022 | 200094509 | 08/25/2022
Bradford White Corporation | BRADFORD WHITE | RG150T*X | Federally-Regulated Consumer Product | LPG |  | 47 |  | 34000 | True |  |  | False | Gas-fired storage | 75 |  | 80 | 0 | 26867893 | High | 0.63 | 0.63 |  | 08/23/2022 | 200094523 | 08/25/2022
Bradford White Corporation | BRADFORD WHITE | URG130T*N | Federally-Regulated Consumer Product | Natural gas |  | 29 |  | 27000 | True |  |  | False | Gas-fired storage | 46 |  | 78 | 0 | 14180277 | Low | 0.54 | 0.54 |  | 08/23/2022 | 200094511 | 08/25/2022
Bradford White Corporation | BRADFORD WHITE | RG150T*N | Federally-Regulated Consumer Product | Natural gas |  | 47 |  | 34000 | True |  |  | False | Gas-fired storage | 75 |  | 80 | 0 | 26867893 | High | 0.63 | 0.63 |  | 08/23/2022 | 200094519 | 08/25/2022
Bradford White Corporation | BRADFORD WHITE | URG150T*N | Federally-Regulated Consumer Product | Natural gas |  | 47 |  | 34000 | True |  |  | False | Gas-fired storage | 75 |  | 80 | 0 | 26867893 | High | 0.63 | 0.63 |  | 08/23/2022 | 200094521 | 08/25/2022
Rheem Sales Company, Inc. | Richmond | RMTG84XLP-1 | Federally-Regulated Consumer Product | LPG |  | 0 |  | 180000 |  |  |  | False | Instantaneous gas-fired |  | 4.5 | 83 | 0 | 20897250 | High | 0.81 |  | 0 | 08/23/2022 | 8552312 | 08/25/2022
Rheem Sales Company, Inc. | Rheem | RTG-84DVLP-1 | Federally-Regulated Consumer Product | LPG |  | 0 |  | 180000 |  |  |  | False | Instantaneous gas-fired |  | 4.5 | 85 | 31 | 20642405 | High | 0.82 |  | 0 | 08/23/2022 | 8552229 | 08/25/2022
Rheem Sales Company, Inc. | Rheem | RTG-84XLP-1 | Federally-Regulated Consumer Product | LPG |  | 0 |  | 180000 |  |  |  | False | Instantaneous gas-fired |  | 4.5 | 83 | 0 | 20897250 | High | 0.81 |  | 0 | 08/23/2022 | 8552307 | 08/25/2022
Rheem Sales Company, Inc. | Rheem | RTG-84XLPWA-1 | Federally-Regulated Consumer Product | LPG |  | 0 |  | 180000 |  |  |  | False | Instantaneous gas-fired |  | 4.5 | 85 | 0 | 20642405 | High | 0.82 |  | 0 | 08/23/2022 | 8552308 | 08/25/2022
Rheem Sales Company, Inc. | Rheem | RTG-84XLNWA-1 | Federally-Regulated Consumer Product | Natural gas |  | 0 |  | 180000 |  |  |  | False | Instantaneous gas-fired |  | 4.5 | 85 | 0 | 20642405 | High | 0.82 |  | 0 | 08/23/2022 | 8552299 | 08/25/2022
Rheem Sales Company, Inc. | Rheem | RTG-95XLP-1 | Federally-Regulated Consumer Product | LPG |  | 0 |  | 199900 |  |  |  | False | Instantaneous gas-fired |  | 4.9 | 83 | 0 | 20897250 | High | 0.81 |  | 0 | 08/23/2022 | 8552288 | 08/25/2022
Rheem Sales Company, Inc. | Rheem | RTG-95DVLP-1 | Federally-Regulated Consumer Product | LPG |  | 0 |  | 199900 |  |  |  | False | Instantaneous gas-fired |  | 5 | 84 | 31 | 20536633 | High | 0.82 |  | 0 | 08/23/2022 | 8552227 | 08/25/2022
Rheem Sales Company, Inc. | Rheem | RTG-84DVLPWA-1 | Federally-Regulated Consumer Product | LPG |  | 0 |  | 180000 |  |  |  | False | Instantaneous gas-fired |  | 4.5 | 85 | 0 | 20642405 | High | 0.82 |  | 0 | 08/23/2022 | 8552235 | 08/25/2022
Rheem Sales Company, Inc. | Rheem | RTG-84DVLP-1 | Federally-Regulated Consumer Product | LPG |  | 0 |  | 180000 |  |  |  | False | Instantaneous gas-fired |  | 4.5 | 84 | 31 | 20536633 | High | 0.82 |  | 0 | 08/25/2022 | 8552229 | 08/25/2022
Rheem Sales Company, Inc. | Rheem | RTG-84XLP-1 | Federally-Regulated Consumer Product | LPG |  | 0 |  | 180000 |  |  |  | False | Instantaneous gas-fired |  | 4.5 | 83 | 30 | 20794890 | High | 0.81 |  | 0 | 08/25/2022 | 8552307 | 08/25/2022
Rheem Sales Company, Inc. | Rheem | RTG-84XLPWA-1 | Federally-Regulated Consumer Product | LPG |  | 0 |  | 180000 |  |  |  | False | Instantaneous gas-fired |  | 4.5 | 83 | 30 | 20794890 | High | 0.81 |  | 0 | 08/25/2022 | 8552308 | 08/25/2022
Rheem Sales Company, Inc. | Rheem | RTG-84XLNWA-1 | Federally-Regulated Consumer Product | Natural gas |  | 0 |  | 180000 |  |  |  | False | Instantaneous gas-fired |  | 4.5 | 83 | 30 | 20794890 | High | 0.81 |  | 0 | 08/25/2022 | 8552299 | 08/25/2022
Rheem Sales Company, Inc. | Rheem | RTG-95XLP-1 | Federally-Regulated Consumer Product | LPG |  | 0 |  | 199900 |  |  |  | False | Instantaneous gas-fired |  | 4.9 | 83 | 30 | 20794890 | High | 0.81 |  | 0 | 08/25/2022 | 8552288 | 08/25/2022
Rheem Sales Company, Inc. | Rheem | RTG-95DVLP-1 | Federally-Regulated Consumer Product | LPG |  | 0 |  | 199900 |  |  |  | False | Instantaneous gas-fired |  | 5 | 84 | 31 | 20536633 | High | 0.82 |  | 0 | 08/25/2022 | 8552227 | 08/25/2022
Rheem Sales Company, Inc. | Rheem | RTG-84DVLPWA-1 | Federally-Regulated Consumer Product | LPG |  | 0 |  | 180000 |  |  |  | False | Instantaneous gas-fired |  | 4.5 | 84 | 31 | 20536633 | High | 0.82 |  | 0 | 08/25/2022 | 8552235 | 08/25/2022
Bradford White Corporation | BRADFORD WHITE | RG140T*N | Federally-Regulated Consumer Product | Natural gas |  | 38 |  | 34000 | True |  |  | False | Gas-fired storage | 64 |  | 78 | 0 | 18784755 | Medium | 0.59 |  |  | 08/25/2022 | 200094513 | 08/25/2022
Bradford White Corporation | BRADFORD WHITE | RG140T*X | Federally-Regulated Consumer Product | LPG |  | 38 |  | 34000 | True |  |  | False | Gas-fired storage | 64 |  | 78 | 0 | 18784755 | Medium | 0.59 |  |  | 08/25/2022 | 200094517 | 08/25/2022
Bradford White Corporation | BRADFORD WHITE | RG130T*N | Federally-Regulated Consumer Product | Natural gas |  | 29 |  | 27000 | True |  |  | False | Gas-fired storage | 46 |  | 78 | 0 | 14180277 | Low | 0.54 |  |  | 08/25/2022 | 200094507 | 08/25/2022
Bradford White Corporation | BRADFORD WHITE | URG140T*N | Federally-Regulated Consumer Product | Natural gas |  | 38 |  | 34000 | True |  |  | False | Gas-fired storage | 64 |  | 78 | 0 | 18784755 | Medium | 0.59 |  |  | 08/25/2022 | 200094515 | 08/25/2022
Bradford White Corporation | BRADFORD WHITE | RG130T*X | Federally-Regulated Consumer Product | LPG |  | 29 |  | 27000 | True |  |  | False | Gas-fired storage | 46 |  | 78 | 0 | 14180277 | Low | 0.54 |  |  | 08/25/2022 | 200094509 | 08/25/2022
Bradford White Corporation | BRADFORD WHITE | RG150T*X | Federally-Regulated Consumer Product | LPG |  | 47 |  | 34000 | True |  |  | False | Gas-fired storage | 75 |  | 80 | 0 | 26867893 | High | 0.63 |  |  | 08/25/2022 | 200094523 | 08/25/2022
Bradford White Corporation | BRADFORD WHITE | URG130T*N | Federally-Regulated Consumer Product | Natural gas |  | 29 |  | 27000 | True |  |  | False | Gas-fired storage | 46 |  | 78 | 0 | 14180277 | Low | 0.54 |  |  | 08/25/2022 | 200094511 | 08/25/2022
Bradford White Corporation | BRADFORD WHITE | RG150T*N | Federally-Regulated Consumer Product | Natural gas |  | 47 |  | 34000 | True |  |  | False | Gas-fired storage | 75 |  | 80 | 0 | 26867893 | High | 0.63 |  |  | 08/25/2022 | 200094519 | 08/25/2022
Bradford White Corporation | BRADFORD WHITE | URG150T*N | Federally-Regulated Consumer Product | Natural gas |  | 47 |  | 34000 | True |  |  | False | Gas-fired storage | 75 |  | 80 | 0 | 26867893 | High | 0.63 |  |  | 08/25/2022 | 200094521 | 08/25/2022
Rheem Sales Company, Inc. | Richmond | RMTG84XLP-1 | Federally-Regulated Consumer Product | LPG |  | 0 |  | 180000 |  |  |  | False | Instantaneous gas-fired |  | 4.5 | 83 | 30 | 20794890 | High | 0.81 |  | 0 | 08/25/2022 | 8552312 | 08/25/2022
Rheem Sales Company, Inc. | Ruud | PRO+G40-36P RU AX | Federally-Regulated Consumer Product | LPG |  | 38 |  | 36000 | True |  |  | False | Gas-fired storage | 84 |  | 80 | 0 | 25646625 | High | 0.66 |  |  | 08/23/2022 | 209403928 | 09/08/2022
Rheem Sales Company, Inc. | Ruud | PROG40-40N RU AX | Federally-Regulated Consumer Product | Natural gas |  | 38 |  | 40000 | True |  |  | False | Gas-fired storage | 84 |  | 80 | 0 | 25646625 | High | 0.66 |  |  | 08/23/2022 | 209403931 | 09/08/2022
Rheem Sales Company, Inc. | Ruud | PROE55 T2 RU CG | Federally-Regulated Consumer Product | Electric resistance |  | 55 |  | 4.5 | True |  |  | True | Electric storage | 72 |  | 98 | 4622 |  | Medium | 0.92 |  |  | 08/23/2022 | 208583870 | 09/08/2022
Rheem Sales Company, Inc. | Ruud | PROE50 T2 RU CG | Federally-Regulated Consumer Product | Electric resistance |  | 45 |  | 4.5 | True |  |  | True | Electric storage | 63 |  | 98 | 3545 |  | Medium | 0.92 |  |  | 08/23/2022 | 209232973 | 09/08/2022
Rheem Sales Company, Inc. | Ruud | PRO+E50 T2 RU CG | Federally-Regulated Consumer Product | Electric resistance |  | 45 |  | 4.5 | True |  |  | True | Electric storage | 63 |  | 98 | 3545 |  | Medium | 0.92 |  |  | 08/23/2022 | 209232974 | 09/08/2022
Rheem Sales Company, Inc. | Ruud | PROUE40 M2 RU CG | Federally-Regulated Consumer Product | Electric resistance |  | 36 |  | 4.5 | True |  |  | True | Electric storage | 55 |  | 98 | 3495 |  | Medium | 0.93 |  |  | 08/23/2022 | 209232851 | 09/08/2022
Rheem Sales Company, Inc. | Ruud | PROG50-42P RU PV AX | Federally-Regulated Consumer Product | LPG |  | 48 |  | 42000 | True |  |  | False | Gas-fired storage | 78 |  | 75 | 87 | 24595468 | High | 0.68 |  |  | 08/23/2022 | 209403949 | 09/08/2022
Rheem Sales Company, Inc. | Ruud | PROUE55 T2 RU CG | Federally-Regulated Consumer Product | Electric resistance |  | 55 |  | 4.5 | True |  |  | True | Electric storage | 72 |  | 98 | 4622 |  | Medium | 0.92 |  |  | 08/23/2022 | 208583871 | 09/08/2022
Rheem Sales Company, Inc. | Ruud | PROE40 M2 RU CG | Federally-Regulated Consumer Product | Electric resistance |  | 36 |  | 4.5 | True |  |  | True | Electric storage | 55 |  | 98 | 3495 |  | Medium | 0.93 |  |  | 08/23/2022 | 209232850 | 09/08/2022
Rheem Sales Company, Inc. | Ruud | PH2R40-40F* | Federally-Regulated Consumer Product | Natural gas |  | 38 |  | 40000 | True |  |  | False | Gas-fired storage | 84 |  | 80 | 0 | 25646625 | High | 0.66 |  |  | 08/23/2022 | 209439639 | 09/08/2022
Rheem Sales Company, Inc. | Ruud | PRO+E40 M2 RU CG | Federally-Regulated Consumer Product | Electric resistance |  | 36 |  | 4.5 | True |  |  | True | Electric storage | 55 |  | 98 | 3495 |  | Medium | 0.93 |  |  | 08/23/2022 | 209232849 | 09/08/2022
Rheem Sales Company, Inc. | Ruud | PRO+G40-40N RU AX | Federally-Regulated Consumer Product | Natural gas |  | 38 |  | 40000 | True |  |  | False | Gas-fired storage | 84 |  | 80 | 0 | 25646625 | High | 0.66 |  |  | 08/23/2022 | 209403929 | 09/08/2022
Rheem Sales Company, Inc. | Ruud | PROUE50 M2 RU CG | Federally-Regulated Consumer Product | Electric resistance |  | 45 |  | 4.5 | True |  |  | True | Electric storage | 63 |  | 98 | 3520 |  | Medium | 0.92 |  |  | 08/23/2022 | 209232655 | 09/08/2022
Rheem Sales Company, Inc. | Ruud | PROG50-42N RU PV AX | Federally-Regulated Consumer Product | Natural gas |  | 48 |  | 42000 | True |  |  | False | Gas-fired storage | 78 |  | 75 | 87 | 24595468 | High | 0.68 |  |  | 08/23/2022 | 209403956 | 09/08/2022
Rheem Sales Company, Inc. | Ruud | PRO+E55 T2 RU CG | Federally-Regulated Consumer Product | Electric resistance |  | 55 |  | 4.5 | True |  |  | True | Electric storage | 72 |  | 98 | 4622 |  | Medium | 0.92 |  |  | 08/23/2022 | 208583868 | 09/08/2022
Rheem Sales Company, Inc. | Ruud | PROG40-36P RU AX | Federally-Regulated Consumer Product | LPG |  | 38 |  | 36000 | True |  |  | False | Gas-fired storage | 84 |  | 80 | 0 | 25646625 | High | 0.66 |  |  | 08/23/2022 | 209403930 | 09/08/2022
Rheem Sales Company, Inc. | Ruud | PROE50 M2 RU CG | Federally-Regulated Consumer Product | Electric resistance |  | 45 |  | 4.5 | True |  |  | True | Electric storage | 63 |  | 98 | 3520 |  | Medium | 0.92 |  |  | 08/23/2022 | 209232654 | 09/08/2022
Rheem Sales Company, Inc. | Ruud | PRO+E50 M2 RU CG | Federally-Regulated Consumer Product | Electric resistance |  | 45 |  | 4.5 | True |  |  | True | Electric storage | 63 |  | 98 | 3520 |  | Medium | 0.92 |  |  | 08/23/2022 | 209232652 | 09/08/2022
Rheem Sales Company, Inc. | Ruud | PROUE50 T2 RU CG | Federally-Regulated Consumer Product | Electric resistance |  | 45 |  | 4.5 | True |  |  | True | Electric storage | 63 |  | 98 | 3545 |  | Medium | 0.92 |  |  | 08/23/2022 | 209232975 | 09/08/2022
Rheem Sales Company, Inc. | Rheem | PROG40-40N RH AX | Federally-Regulated Consumer Product | Natural gas |  | 38 |  | 40000 | True |  |  | False | Gas-fired storage | 84 |  | 80 | 0 | 25646625 | High | 0.66 |  |  | 08/23/2022 | 209403935 | 09/08/2022
Rheem Sales Company, Inc. | Rheem | XE55T09CG45U0 | Federally-Regulated Consumer Product | Electric resistance |  | 55 |  | 4.5 | True |  |  | True | Electric storage | 72 |  | 98 | 4622 |  | Medium | 0.92 |  |  | 08/23/2022 | 208583860 | 09/08/2022
Rheem Sales Company, Inc. | Rheem | PRO+E50 M2 RH CG | Federally-Regulated Consumer Product | Electric resistance |  | 45 |  | 4.5 | True |  |  | True | Electric storage | 63 |  | 98 | 3520 |  | Medium | 0.92 |  |  | 08/23/2022 | 209232640 | 09/08/2022
Rheem Sales Company, Inc. | Rheem | XP50T06PVX42U0 | Federally-Regulated Consumer Product | LPG |  | 48 |  | 42000 | True |  |  | False | Gas-fired storage | 78 |  | 75 | 87 | 24595468 | High | 0.68 |  |  | 08/23/2022 | 209403953 | 09/08/2022
Rheem Sales Company, Inc. | Rheem | XE50T09CG55U0 | Federally-Regulated Consumer Product | Electric resistance |  | 45 |  | 5.5 | True |  |  | True | Electric storage | 63 |  | 98 | 3545 |  | Medium | 0.92 |  |  | 08/23/2022 | 209232966 | 09/08/2022
Rheem Sales Company, Inc. | Rheem | XE40M12CG45U0 | Federally-Regulated Consumer Product | Electric resistance |  | 36 |  | 4.5 | True |  |  | True | Electric storage | 55 |  | 98 | 3495 |  | Medium | 0.93 |  |  | 08/23/2022 | 209232843 | 09/08/2022
Rheem Sales Company, Inc. | Rheem | PROPE55 T2 RH CG | Federally-Regulated Consumer Product | Electric resistance |  | 55 |  | 4.5 | True |  |  | True | Electric storage | 72 |  | 98 | 4622 |  | Medium | 0.92 |  |  | 08/23/2022 | 208583856 | 09/08/2022
Rheem Sales Company, Inc. | Rheem | XE50M09CG45U0 | Federally-Regulated Consumer Product | Electric resistance |  | 45 |  | 4.5 | True |  |  | True | Electric storage | 63 |  | 98 | 3520 |  | Medium | 0.92 |  |  | 08/23/2022 | 209232645 | 09/08/2022
Rheem Sales Company, Inc. | Rheem | PROE55 T2 RH CG | Federally-Regulated Consumer Product | Electric resistance |  | 55 |  | 4.5 | True |  |  | True | Electric storage | 72 |  | 98 | 4622 |  | Medium | 0.92 |  |  | 08/23/2022 | 208583855 | 09/08/2022
Rheem Sales Company, Inc. | Rheem | XE50M09CG55U0 | Federally-Regulated Consumer Product | Electric resistance |  | 45 |  | 5.5 | True |  |  | True | Electric storage | 63 |  | 98 | 3520 |  | Medium | 0.92 |  |  | 08/23/2022 | 209232646 | 09/08/2022
Rheem Sales Company, Inc. | Rheem | PROG40-36P RH AX | Federally-Regulated Consumer Product | LPG |  | 38 |  | 36000 | True |  |  | False | Gas-fired storage | 84 |  | 80 | 0 | 25646625 | High | 0.66 |  |  | 08/23/2022 | 209403934 | 09/08/2022
Rheem Sales Company, Inc. | Rheem | XE40M09CG55U0 | Federally-Regulated Consumer Product | Electric resistance |  | 36 |  | 5.5 | True |  |  | True | Electric storage | 55 |  | 98 | 3495 |  | Medium | 0.93 |  |  | 08/23/2022 | 209232842 | 09/08/2022
Rheem Sales Company, Inc. | Rheem | PRO+E55 T2 RH CG | Federally-Regulated Consumer Product | Electric resistance |  | 55 |  | 4.5 | True |  |  | True | Electric storage | 72 |  | 98 | 4622 |  | Medium | 0.92 |  |  | 08/23/2022 | 208583854 | 09/08/2022
Rheem Sales Company, Inc. | Rheem | XG50T06PVX42U0 | Federally-Regulated Consumer Product | Natural gas |  | 48 |  | 42000 | True |  |  | False | Gas-fired storage | 78 |  | 75 | 87 | 24595468 | High | 0.68 |  |  | 08/23/2022 | 209403952 | 09/08/2022
Rheem Sales Company, Inc. | Rheem | XE50T12CG55U0 | Federally-Regulated Consumer Product | Electric resistance |  | 45 |  | 5.5 | True |  |  | True | Electric storage | 63 |  | 98 | 3545 |  | Medium | 0.92 |  |  | 08/23/2022 | 209232969 | 09/08/2022
Rheem Sales Company, Inc. | Rheem | PRO+E50 T2 RH CG | Federally-Regulated Consumer Product | Electric resistance |  | 45 |  | 4.5 | True |  |  | True | Electric storage | 63 |  | 98 | 3545 |  | Medium | 0.92 |  |  | 08/23/2022 | 209232962 | 09/08/2022
Rheem Sales Company, Inc. | Rheem | PRO+G40-40N RH AX | Federally-Regulated Consumer Product | Natural gas |  | 38 |  | 40000 | True |  |  | False | Gas-fired storage | 84 |  | 80 | 0 | 25646625 | High | 0.66 |  |  | 08/23/2022 | 209403933 | 09/08/2022
Rheem Sales Company, Inc. | Rheem | PRO+G40-36P RH AX | Federally-Regulated Consumer Product | LPG |  | 38 |  | 36000 | True |  |  | False | Gas-fired storage | 84 |  | 80 | 0 | 25646625 | High | 0.66 |  |  | 08/23/2022 | 209403932 | 09/08/2022
Rheem Sales Company, Inc. | Rheem | XE55T12CG55U0 | Federally-Regulated Consumer Product | Electric resistance |  | 55 |  | 5.5 | True |  |  | True | Electric storage | 72 |  | 98 | 4622 |  | Medium | 0.92 |  |  | 08/23/2022 | 208583862 | 09/08/2022
Rheem Sales Company, Inc. | Rheem | XE55T12CG45U0 | Federally-Regulated Consumer Product | Electric resistance |  | 55 |  | 4.5 | True |  |  | True | Electric storage | 72 |  | 98 | 4622 |  | Medium | 0.92 |  |  | 08/23/2022 | 208583861 | 09/08/2022
Rheem Sales Company, Inc. | Rheem | PROE40 M2 RH CG | Federally-Regulated Consumer Product | Electric resistance |  | 36 |  | 4.5 | True |  |  | True | Electric storage | 55 |  | 98 | 3495 |  | Medium | 0.93 |  |  | 08/23/2022 | 209232838 | 09/08/2022
Rheem Sales Company, Inc. | Rheem | XE40M09CG45U0 | Federally-Regulated Consumer Product | Electric resistance |  | 36 |  | 4.5 | True |  |  | True | Electric storage | 55 |  | 98 | 3495 |  | Medium | 0.93 |  |  | 08/23/2022 | 209232841 | 09/08/2022
Rheem Sales Company, Inc. | Rheem | XE50T09CG45U0 | Federally-Regulated Consumer Product | Electric resistance |  | 45 |  | 4.5 | True |  |  | True | Electric storage | 63 |  | 98 | 3545 |  | Medium | 0.92 |  |  | 08/23/2022 | 209232965 | 09/08/2022
Rheem Sales Company, Inc. | Rheem | XE55T06CG45U0 | Federally-Regulated Consumer Product | Electric resistance |  | 55 |  | 4.5 | True |  |  | True | Electric storage | 72 |  | 98 | 4622 |  | Medium | 0.92 |  |  | 08/23/2022 | 208583858 | 09/08/2022
Rheem Sales Company, Inc. | Rheem | XE50M12CG45U0 | Federally-Regulated Consumer Product | Electric resistance |  | 45 |  | 4.5 | True |  |  | True | Electric storage | 63 |  | 98 | 3520 |  | Medium | 0.92 |  |  | 08/23/2022 | 209232647 | 09/08/2022
Rheem Sales Company, Inc. | Rheem | PROPE50 M2 RH CG | Federally-Regulated Consumer Product | Electric resistance |  | 45 |  | 4.5 | True |  |  | True | Electric storage | 63 |  | 98 | 3520 |  | Medium | 0.92 |  |  | 08/23/2022 | 209232643 | 09/08/2022
Rheem Sales Company, Inc. | Rheem | PROE50 M2 RH CG | Federally-Regulated Consumer Product | Electric resistance |  | 45 |  | 4.5 | True |  |  | True | Electric storage | 63 |  | 98 | 3520 |  | Medium | 0.92 |  |  | 08/23/2022 | 209232642 | 09/08/2022
Rheem Sales Company, Inc. | Rheem | PROE50 T2 RH CG | Federally-Regulated Consumer Product | Electric resistance |  | 45 |  | 4.5 | True |  |  | True | Electric storage | 63 |  | 98 | 3545 |  | Medium | 0.92 |  |  | 08/23/2022 | 209232961 | 09/08/2022
Rheem Sales Company, Inc. | Rheem | XE50T12CG45U0 | Federally-Regulated Consumer Product | Electric resistance |  | 45 |  | 4.5 | True |  |  | True | Electric storage | 63 |  | 98 | 3545 |  | Medium | 0.92 |  |  | 08/23/2022 | 209232968 | 09/08/2022
Rheem Sales Company, Inc. | Rheem | XE40M06CG45U0 | Federally-Regulated Consumer Product | Electric resistance |  | 36 |  | 4.5 | True |  |  | True | Electric storage | 55 |  | 98 | 3495 |  | Medium | 0.93 |  |  | 08/23/2022 | 209232840 | 09/08/2022
Rheem Sales Company, Inc. | Rheem | XE40M12CG55U0 | Federally-Regulated Consumer Product | Electric resistance |  | 36 |  | 5.5 | True |  |  | True | Electric storage | 55 |  | 98 | 3495 |  | Medium | 0.93 |  |  | 08/23/2022 | 209232844 | 09/08/2022
Rheem Sales Company, Inc. | Rheem | PROPE40 M2 RH CG | Federally-Regulated Consumer Product | Electric resistance |  | 36 |  | 4.5 | True |  |  | True | Electric storage | 55 |  | 98 | 3495 |  | Medium | 0.93 |  |  | 08/23/2022 | 209232839 | 09/08/2022
Rheem Sales Company, Inc. | Rheem | XE50T06CG45U0 | Federally-Regulated Consumer Product | Electric resistance |  | 45 |  | 4.5 | True |  |  | True | Electric storage | 63 |  | 98 | 3545 |  | Medium | 0.92 |  |  | 08/23/2022 | 209232964 | 09/08/2022
Rheem Sales Company, Inc. | Rheem | XE50M06CG45U0 | Federally-Regulated Consumer Product | Electric resistance |  | 45 |  | 4.5 | True |  |  | True | Electric storage | 63 |  | 98 | 3520 |  | Medium | 0.92 |  |  | 08/23/2022 | 209232644 | 09/08/2022
Rheem Sales Company, Inc. | Rheem | PROPE50 T2 RH CG | Federally-Regulated Consumer Product | Electric resistance |  | 45 |  | 4.5 | True |  |  | True | Electric storage | 63 |  | 98 | 3545 |  | Medium | 0.92 |  |  | 08/23/2022 | 209232963 | 09/08/2022
Rheem Sales Company, Inc. | Rheem | PROG50-42P RH PV AX | Federally-Regulated Consumer Product | LPG |  | 48 |  | 42000 | True |  |  | False | Gas-fired storage | 78 |  | 75 | 87 | 24595468 | High | 0.68 |  |  | 08/23/2022 | 209403951 | 09/08/2022
Rheem Sales Company, Inc. | Rheem | PROG50-42N RH PV AX | Federally-Regulated Consumer Product | Natural gas |  | 48 |  | 42000 | True |  |  | False | Gas-fired storage | 78 |  | 75 | 87 | 24595468 | High | 0.68 |  |  | 08/23/2022 | 209403950 | 09/08/2022
Rheem Sales Company, Inc. | Rheem | PRO+E40 M2 RH CG | Federally-Regulated Consumer Product | Electric resistance |  | 36 |  | 4.5 | True |  |  | True | Electric storage | 55 |  | 98 | 3495 |  | Medium | 0.93 |  |  | 08/23/2022 | 209232837 | 09/08/2022
Rheem Sales Company, Inc. | Rheem | XE50M12CG55U0 | Federally-Regulated Consumer Product | Electric resistance |  | 45 |  | 5.5 | True |  |  | True | Electric storage | 63 |  | 98 | 3520 |  | Medium | 0.92 |  |  | 08/23/2022 | 209232648 | 09/08/2022
A.O. Smith Water Products Company | Lochinvar | GSN03032R 4** | Federally-Regulated Consumer Product | Natural gas |  | 29 |  | 32000 | True |  |  | False | Gas-fired storage | 55 |  | 75 | 0 | 18471676 | Medium | 0.6 |  |  | 08/23/2022 | 209272032 | 09/08/2022
Bradford White Corporation | BRADFORD WHITE | RG250R*X | Federally-Regulated Consumer Product | LPG |  | 47 |  | 37000 | True |  |  | False | Gas-fired storage | 78 |  | 82 | 0 | 26448082 | High | 0.64 | 0.63 |  | 08/23/2022 | 209471270 | 09/08/2022
Bradford White Corporation | BRADFORD WHITE | URG2D40S*N | Federally-Regulated Consumer Product | Natural gas |  | 38 |  | 38000 | True |  |  | False | Gas-fired storage | 67 |  | 78 | 22 | 17242132 | Medium | 0.64 | 0.58 |  | 08/23/2022 | 9963145 | 09/08/2022
Bradford White Corporation | BRADFORD WHITE | RG250R*N | Federally-Regulated Consumer Product | Natural gas |  | 47 |  | 40000 | True |  |  | False | Gas-fired storage | 78 |  | 82 | 0 | 26448082 | High | 0.64 | 0.63 |  | 08/23/2022 | 209471069 | 09/08/2022
Rheem Sales Company, Inc. | Richmond | 6GRX40-40F | Federally-Regulated Consumer Product | Natural gas |  | 38 |  | 40000 | True |  |  | False | Gas-fired storage | 84 |  | 80 | 0 | 25646625 | High | 0.66 |  |  | 08/23/2022 | 209403927 | 09/08/2022
Rheem Sales Company, Inc. | Richmond | 6EM40-DCG | Federally-Regulated Consumer Product | Electric resistance |  | 36 |  | 4.5 | True |  |  | True | Electric storage | 55 |  | 98 | 3495 |  | Medium | 0.93 |  |  | 08/23/2022 | 209232845 | 09/08/2022
Rheem Sales Company, Inc. | Richmond | 9E55-DCG | Federally-Regulated Consumer Product | Electric resistance |  | 55 |  | 4.5 | True |  |  | True | Electric storage | 72 |  | 98 | 4622 |  | Medium | 0.92 |  |  | 08/23/2022 | 208583864 | 09/08/2022
Rheem Sales Company, Inc. | Richmond | 12E50-DCG | Federally-Regulated Consumer Product | Electric resistance |  | 45 |  | 5.5 | True |  |  | True | Electric storage | 63 |  | 98 | 3545 |  | Medium | 0.92 |  |  | 08/23/2022 | 209232972 | 09/08/2022
Rheem Sales Company, Inc. | Richmond | 6EM50-DCG | Federally-Regulated Consumer Product | Electric resistance |  | 45 |  | 4.5 | True |  |  | True | Electric storage | 63 |  | 98 | 3520 |  | Medium | 0.92 |  |  | 08/23/2022 | 209232649 | 09/08/2022
Rheem Sales Company, Inc. | Richmond | 12GRX40-36PF | Federally-Regulated Consumer Product | LPG |  | 38 |  | 36000 | True |  |  | False | Gas-fired storage | 84 |  | 80 | 0 | 25646625 | High | 0.66 |  |  | 08/23/2022 | 209403936 | 09/08/2022
Rheem Sales Company, Inc. | Richmond | 12EM50-DCG | Federally-Regulated Consumer Product | Electric resistance |  | 45 |  | 5.5 | True |  |  | True | Electric storage | 63 |  | 98 | 3520 |  | Medium | 0.92 |  |  | 08/23/2022 | 209232651 | 09/08/2022
Rheem Sales Company, Inc. | Richmond | 6GRX50PVE2-42 | Federally-Regulated Consumer Product | Natural gas |  | 48 |  | 42000 | True |  |  | False | Gas-fired storage | 78 |  | 75 | 87 | 24595468 | High | 0.68 |  |  | 08/23/2022 | 209403954 | 09/08/2022
Rheem Sales Company, Inc. | Richmond | 6E50-DCG | Federally-Regulated Consumer Product | Electric resistance |  | 45 |  | 4.5 | True |  |  | True | Electric storage | 63 |  | 98 | 3545 |  | Medium | 0.92 |  |  | 08/23/2022 | 209232970 | 09/08/2022
Rheem Sales Company, Inc. | Richmond | 6E55-DCG | Federally-Regulated Consumer Product | Electric resistance |  | 55 |  | 4.5 | True |  |  | True | Electric storage | 72 |  | 98 | 4622 |  | Medium | 0.92 |  |  | 08/23/2022 | 208583863 | 09/08/2022
Rheem Sales Company, Inc. | Richmond | 9E50-DCG | Federally-Regulated Consumer Product | Electric resistance |  | 45 |  | 4.5 | True |  |  | True | Electric storage | 63 |  | 98 | 3545 |  | Medium | 0.92 |  |  | 08/23/2022 | 209232971 | 09/08/2022
Rheem Sales Company, Inc. | Richmond | 12EM40-DCG | Federally-Regulated Consumer Product | Electric resistance |  | 36 |  | 5.5 | True |  |  | True | Electric storage | 55 |  | 98 | 3495 |  | Medium | 0.93 |  |  | 08/23/2022 | 209232848 | 09/08/2022
Rheem Sales Company, Inc. | Richmond | 6GRX50PVE2-42P | Federally-Regulated Consumer Product | LPG |  | 48 |  | 42000 | True |  |  | False | Gas-fired storage | 78 |  | 75 | 87 | 24595468 | High | 0.68 |  |  | 08/23/2022 | 209403955 | 09/08/2022
Rheem Sales Company, Inc. | Richmond | 9EM40-DCG | Federally-Regulated Consumer Product | Electric resistance |  | 36 |  | 4.5 | True |  |  | True | Electric storage | 55 |  | 98 | 3495 |  | Medium | 0.93 |  |  | 08/23/2022 | 209232847 | 09/08/2022
Rheem Sales Company, Inc. | Richmond | 12GRX40-40F | Federally-Regulated Consumer Product | Natural gas |  | 38 |  | 40000 | True |  |  | False | Gas-fired storage | 84 |  | 80 | 0 | 25646625 | High | 0.66 |  |  | 08/23/2022 | 209403937 | 09/08/2022
Rheem Sales Company, Inc. | Richmond | 12E55-DCG | Federally-Regulated Consumer Product | Electric resistance |  | 55 |  | 5.5 | True |  |  | True | Electric storage | 72 |  | 98 | 4622 |  | Medium | 0.92 |  |  | 08/23/2022 | 208583866 | 09/08/2022
Rheem Sales Company, Inc. | Richmond | 9EM50-DCG | Federally-Regulated Consumer Product | Electric resistance |  | 45 |  | 4.5 | True |  |  | True | Electric storage | 63 |  | 98 | 3520 |  | Medium | 0.92 |  |  | 08/23/2022 | 209232650 | 09/08/2022
Rinnai America | Rinnai | (RU180I) REU-N2934FF-US(B) | Federally-Regulated Consumer Product | Natural gas |  | 0 |  | 180000 |  |  |  | True | Instantaneous gas-fired |  | 5.3 | 96 | 11 | 18163298 | High | 0.93 |  | 0 | 08/23/2022 | 209258319 | 09/08/2022
Rinnai America | Rinnai | (RU160I) REU-N2530FF-US(B) | Federally-Regulated Consumer Product | Natural gas |  | 0 |  | 160000 |  |  |  | True | Instantaneous gas-fired |  | 4.1 | 97 | 26 | 18112118 | High | 0.93 |  | 0 | 08/23/2022 | 209258314 | 09/08/2022
Rinnai America | Rinnai | (RU199I) REU-N3237FF-US(B) | Federally-Regulated Consumer Product | LPG |  | 0 |  | 199000 |  |  |  | True | Instantaneous gas-fired |  | 5.7 | 97 | 27 | 18108706 | High | 0.93 |  | 0 | 08/23/2022 | 209258317 | 09/08/2022
Rinnai America | Rinnai | (RU180I) REU-N2934FF-US(B) | Federally-Regulated Consumer Product | LPG |  | 0 |  | 180000 |  |  |  | True | Instantaneous gas-fired |  | 5.3 | 96 | 11 | 18163298 | High | 0.93 |  | 0 | 08/23/2022 | 209258319 | 09/08/2022
Rinnai America | Rinnai | (RU130I) REU-N2024FF-US(B) | Federally-Regulated Consumer Product | Natural gas |  | 0 |  | 130000 |  |  |  | True | Instantaneous gas-fired |  | 3.7 | 96 | 0 | 12179127 | Medium | 0.91 |  | 0 | 08/23/2022 | 209258320 | 09/08/2022
Rinnai America | Rinnai | (RU130I) REU-N2024FF-US(B) | Federally-Regulated Consumer Product | LPG |  | 0 |  | 130000 |  |  |  | True | Instantaneous gas-fired |  | 3.7 | 96 | 0 | 12179127 | Medium | 0.91 |  | 0 | 08/23/2022 | 209258320 | 09/08/2022
Rinnai America | Rinnai | (RU160I) REU-N2530FF-US(B) | Federally-Regulated Consumer Product | LPG |  | 0 |  | 160000 |  |  |  | True | Instantaneous gas-fired |  | 4.1 | 97 | 26 | 18112118 | High | 0.93 |  | 0 | 08/23/2022 | 209258314 | 09/08/2022
Rinnai America | Rinnai | (RU199I) REU-N3237FF-US(B) | Federally-Regulated Consumer Product | Natural gas |  | 0 |  | 199000 |  |  |  | True | Instantaneous gas-fired |  | 5.7 | 97 | 27 | 18108706 | High | 0.93 |  | 0 | 08/23/2022 | 209258317 | 09/08/2022
Bradford White Corporation | Jetglas | LE230LN*-***** | Federally-Regulated Consumer Product | Electric resistance |  | 26 |  | 4.5 | True |  |  | True | Electric storage | 41 |  | 98 | 2439 |  | Low | 0.92 |  |  | 08/23/2022 | 208805347 | 09/08/2022
Bradford White Corporation | Jetglas | LE330S*-***** | Federally-Regulated Consumer Product | Electric resistance |  | 27 |  | 4.5 | True |  |  | True | Electric storage | 43 |  | 98 | 2439 |  | Low | 0.92 |  |  | 08/23/2022 | 208805350 | 09/08/2022
Bradford White Corporation | Jetglas | LE340S*-***** | Federally-Regulated Consumer Product | Electric resistance |  | 36 |  | 4.5 | True |  |  | True | Electric storage | 49 |  | 98 | 2466 |  | Low | 0.91 |  |  | 08/23/2022 | 208805351 | 09/08/2022
Bradford White Corporation | Jetglas | LE250LN*-***** | Federally-Regulated Consumer Product | Electric resistance |  | 43 |  | 4.5 | True |  |  | True | Electric storage | 61 |  | 98 | 3531 |  | Medium | 0.92 |  |  | 08/23/2022 | 208805349 | 09/08/2022
Bradford White Corporation | Jetglas | LE350S*-***** | Federally-Regulated Consumer Product | Electric resistance |  | 45 |  | 4.5 | True |  |  | True | Electric storage | 60 |  | 98 | 3531 |  | Medium | 0.92 |  |  | 08/23/2022 | 208805352 | 09/08/2022
Bradford White Corporation | Jetglas | LE240LN*-***** | Federally-Regulated Consumer Product | Electric resistance |  | 34 |  | 4.5 | True |  |  | True | Electric storage | 45 |  | 98 | 2439 |  | Low | 0.92 |  |  | 08/23/2022 | 208805348 | 09/08/2022
Bradford White Corporation | Jetglas | LE230LN*-***** | Federally-Regulated Consumer Product | Electric resistance |  | 26 |  | 4.5 | True |  |  | True | Electric storage | 41 |  | 98 | 2439 |  | Low | 0.92 |  |  | 09/08/2022 | 208805347 | 09/08/2022
Bradford White Corporation | Jetglas | LE330S*-***** | Federally-Regulated Consumer Product | Electric resistance |  | 27 |  | 4.5 | True |  |  | True | Electric storage | 43 |  | 98 | 2439 |  | Low | 0.92 |  |  | 09/08/2022 | 208805350 | 09/08/2022
Bradford White Corporation | Jetglas | LE340S*-***** | Federally-Regulated Consumer Product | Electric resistance |  | 36 |  | 4.5 | True |  |  | True | Electric storage | 49 |  | 98 | 2466 |  | Low | 0.91 |  |  | 09/08/2022 | 208805351 | 09/08/2022
Bradford White Corporation | Jetglas | LE250LN*-***** | Federally-Regulated Consumer Product | Electric resistance |  | 43 |  | 4.5 | True |  |  | True | Electric storage | 61 |  | 98 | 3531 |  | Medium | 0.92 |  |  | 09/08/2022 | 208805349 | 09/08/2022
Bradford White Corporation | Jetglas | LE350S*-***** | Federally-Regulated Consumer Product | Electric resistance |  | 45 |  | 4.5 | True |  |  | True | Electric storage | 60 |  | 98 | 3531 |  | Medium | 0.92 |  |  | 09/08/2022 | 208805352 | 09/08/2022
Bradford White Corporation | Jetglas | LE240LN*-***** | Federally-Regulated Consumer Product | Electric resistance |  | 34 |  | 4.5 | True |  |  | True | Electric storage | 45 |  | 98 | 2439 |  | Low | 0.92 |  |  | 09/08/2022 | 208805348 | 09/08/2022
A.O. Smith Water Products Company | Lochinvar | GSN03032R 4** | Federally-Regulated Consumer Product | Natural gas |  | 29 |  | 32000 | True |  |  | False | Gas-fired storage | 55 |  | 75 | 0 | 18471676 | Medium | 0.6 |  |  | 09/08/2022 | 209272032 | 09/08/2022
Rinnai America | Rinnai | (RU180I) REU-N2934FF-US(B) | Federally-Regulated Consumer Product | Natural gas |  | 0 |  | 180000 |  |  |  | True | Instantaneous gas-fired |  | 5.3 | 96 | 11 | 18163298 | High | 0.93 |  | 0 | 09/08/2022 | 209258319 | 09/08/2022
Rinnai America | Rinnai | (RU160I) REU-N2530FF-US(B) | Federally-Regulated Consumer Product | Natural gas |  | 0 |  | 160000 |  |  |  | True | Instantaneous gas-fired |  | 4.1 | 97 | 26 | 18112118 | High | 0.93 |  | 0 | 09/08/2022 | 209258314 | 09/08/2022
Rinnai America | Rinnai | (RU199I) REU-N3237FF-US(B) | Federally-Regulated Consumer Product | LPG |  | 0 |  | 199000 |  |  |  | True | Instantaneous gas-fired |  | 5.7 | 97 | 27 | 18108706 | High | 0.93 |  | 0 | 09/08/2022 | 209258317 | 09/08/2022
Rinnai America | Rinnai | (RU180I) REU-N2934FF-US(B) | Federally-Regulated Consumer Product | LPG |  | 0 |  | 180000 |  |  |  | True | Instantaneous gas-fired |  | 5.3 | 96 | 11 | 18163298 | High | 0.93 |  | 0 | 09/08/2022 | 209258319 | 09/08/2022
Rinnai America | Rinnai | (RU130I) REU-N2024FF-US(B) | Federally-Regulated Consumer Product | Natural gas |  | 0 |  | 130000 |  |  |  | True | Instantaneous gas-fired |  | 3.7 | 96 | 0 | 12179127 | Medium | 0.91 |  | 0 | 09/08/2022 | 209258320 | 09/08/2022
Rinnai America | Rinnai | (RU130I) REU-N2024FF-US(B) | Federally-Regulated Consumer Product | LPG |  | 0 |  | 130000 |  |  |  | True | Instantaneous gas-fired |  | 3.7 | 96 | 0 | 12179127 | Medium | 0.91 |  | 0 | 09/08/2022 | 209258320 | 09/08/2022
Rinnai America | Rinnai | (RU160I) REU-N2530FF-US(B) | Federally-Regulated Consumer Product | LPG |  | 0 |  | 160000 |  |  |  | True | Instantaneous gas-fired |  | 4.1 | 97 | 26 | 18112118 | High | 0.93 |  | 0 | 09/08/2022 | 209258314 | 09/08/2022
Rinnai America | Rinnai | (RU199I) REU-N3237FF-US(B) | Federally-Regulated Consumer Product | Natural gas |  | 0 |  | 199000 |  |  |  | True | Instantaneous gas-fired |  | 5.7 | 97 | 27 | 18108706 | High | 0.93 |  | 0 | 09/08/2022 | 209258317 | 09/08/2022
Bradford White Corporation | BRADFORD WHITE | RG250R*X | Federally-Regulated Consumer Product | LPG |  | 47 |  | 37000 | True |  |  | False | Gas-fired storage | 78 |  | 82 | 0 | 26448082 | High | 0.64 |  |  | 09/08/2022 | 209471270 | 09/08/2022
Bradford White Corporation | BRADFORD WHITE | URG2D40S*N | Federally-Regulated Consumer Product | Natural gas |  | 38 |  | 38000 | True |  |  | False | Gas-fired storage | 62 |  | 78 | 22 | 17242132 | Medium | 0.64 |  |  | 09/08/2022 | 9963145 | 09/08/2022
Bradford White Corporation | BRADFORD WHITE | RG250R*N | Federally-Regulated Consumer Product | Natural gas |  | 47 |  | 40000 | True |  |  | False | Gas-fired storage | 78 |  | 82 | 0 | 26448082 | High | 0.64 |  |  | 09/08/2022 | 209471069 | 09/08/2022
Rheem Sales Company, Inc. | Rheem | PROG40-40N RH AX | Federally-Regulated Consumer Product | Natural gas |  | 38 |  | 40000 | True |  |  | False | Gas-fired storage | 84 |  | 80 | 0 | 25646625 | High | 0.66 |  |  | 09/08/2022 | 209403935 | 09/08/2022
Rheem Sales Company, Inc. | Rheem | XE55T09CG45U0 | Federally-Regulated Consumer Product | Electric resistance |  | 55 |  | 4.5 | True |  |  | True | Electric storage | 72 |  | 98 | 4622 |  | Medium | 0.92 |  |  | 09/08/2022 | 208583860 | 09/08/2022
Rheem Sales Company, Inc. | Rheem | PRO+E50 M2 RH CG | Federally-Regulated Consumer Product | Electric resistance |  | 45 |  | 4.5 | True |  |  | True | Electric storage | 63 |  | 98 | 3520 |  | Medium | 0.92 |  |  | 09/08/2022 | 209232640 | 09/08/2022
Rheem Sales Company, Inc. | Rheem | XP50T06PVX42U0 | Federally-Regulated Consumer Product | LPG |  | 48 |  | 42000 | True |  |  | False | Gas-fired storage | 78 |  | 75 | 87 | 24595468 | High | 0.68 |  |  | 09/08/2022 | 209403953 | 09/08/2022
Rheem Sales Company, Inc. | Rheem | XE50T09CG55U0 | Federally-Regulated Consumer Product | Electric resistance |  | 45 |  | 5.5 | True |  |  | True | Electric storage | 63 |  | 98 | 3545 |  | Medium | 0.92 |  |  | 09/08/2022 | 209232966 | 09/08/2022
Rheem Sales Company, Inc. | Rheem | XE40M12CG45U0 | Federally-Regulated Consumer Product | Electric resistance |  | 36 |  | 4.5 | True |  |  | True | Electric storage | 55 |  | 98 | 3495 |  | Medium | 0.93 |  |  | 09/08/2022 | 209232843 | 09/08/2022
Rheem Sales Company, Inc. | Rheem | PROPE55 T2 RH CG | Federally-Regulated Consumer Product | Electric resistance |  | 55 |  | 4.5 | True |  |  | True | Electric storage | 72 |  | 98 | 4622 |  | Medium | 0.92 |  |  | 09/08/2022 | 208583856 | 09/08/2022
Rheem Sales Company, Inc. | Rheem | XE50M09CG45U0 | Federally-Regulated Consumer Product | Electric resistance |  | 45 |  | 4.5 | True |  |  | True | Electric storage | 63 |  | 98 | 3520 |  | Medium | 0.92 |  |  | 09/08/2022 | 209232645 | 09/08/2022
Rheem Sales Company, Inc. | Rheem | PROE55 T2 RH CG | Federally-Regulated Consumer Product | Electric resistance |  | 55 |  | 4.5 | True |  |  | True | Electric storage | 72 |  | 98 | 4622 |  | Medium | 0.92 |  |  | 09/08/2022 | 208583855 | 09/08/2022
Rheem Sales Company, Inc. | Rheem | XE50M09CG55U0 | Federally-Regulated Consumer Product | Electric resistance |  | 45 |  | 5.5 | True |  |  | True | Electric storage | 63 |  | 98 | 3520 |  | Medium | 0.92 |  |  | 09/08/2022 | 209232646 | 09/08/2022
Rheem Sales Company, Inc. | Rheem | PROG40-36P RH AX | Federally-Regulated Consumer Product | LPG |  | 38 |  | 36000 | True |  |  | False | Gas-fired storage | 84 |  | 80 | 0 | 25646625 | High | 0.66 |  |  | 09/08/2022 | 209403934 | 09/08/2022
Rheem Sales Company, Inc. | Rheem | XE40M09CG55U0 | Federally-Regulated Consumer Product | Electric resistance |  | 36 |  | 5.5 | True |  |  | True | Electric storage | 55 |  | 98 | 3495 |  | Medium | 0.93 |  |  | 09/08/2022 | 209232842 | 09/08/2022
Rheem Sales Company, Inc. | Rheem | PRO+E55 T2 RH CG | Federally-Regulated Consumer Product | Electric resistance |  | 55 |  | 4.5 | True |  |  | True | Electric storage | 72 |  | 98 | 4622 |  | Medium | 0.92 |  |  | 09/08/2022 | 208583854 | 09/08/2022
Rheem Sales Company, Inc. | Rheem | XG50T06PVX42U0 | Federally-Regulated Consumer Product | Natural gas |  | 48 |  | 42000 | True |  |  | False | Gas-fired storage | 78 |  | 75 | 87 | 24595468 | High | 0.68 |  |  | 09/08/2022 | 209403952 | 09/08/2022
Rheem Sales Company, Inc. | Rheem | XE50T12CG55U0 | Federally-Regulated Consumer Product | Electric resistance |  | 45 |  | 5.5 | True |  |  | True | Electric storage | 63 |  | 98 | 3545 |  | Medium | 0.92 |  |  | 09/08/2022 | 209232969 | 09/08/2022
Rheem Sales Company, Inc. | Rheem | PRO+E50 T2 RH CG | Federally-Regulated Consumer Product | Electric resistance |  | 45 |  | 4.5 | True |  |  | True | Electric storage | 63 |  | 98 | 3545 |  | Medium | 0.92 |  |  | 09/08/2022 | 209232962 | 09/08/2022
Rheem Sales Company, Inc. | Rheem | PRO+G40-40N RH AX | Federally-Regulated Consumer Product | Natural gas |  | 38 |  | 40000 | True |  |  | False | Gas-fired storage | 84 |  | 80 | 0 | 25646625 | High | 0.66 |  |  | 09/08/2022 | 209403933 | 09/08/2022
Rheem Sales Company, Inc. | Rheem | PRO+G40-36P RH AX | Federally-Regulated Consumer Product | LPG |  | 38 |  | 36000 | True |  |  | False | Gas-fired storage | 84 |  | 80 | 0 | 25646625 | High | 0.66 |  |  | 09/08/2022 | 209403932 | 09/08/2022
Rheem Sales Company, Inc. | Rheem | XE55T12CG55U0 | Federally-Regulated Consumer Product | Electric resistance |  | 55 |  | 5.5 | True |  |  | True | Electric storage | 72 |  | 98 | 4622 |  | Medium | 0.92 |  |  | 09/08/2022 | 208583862 | 09/08/2022
Rheem Sales Company, Inc. | Rheem | XE55T12CG45U0 | Federally-Regulated Consumer Product | Electric resistance |  | 55 |  | 4.5 | True |  |  | True | Electric storage | 72 |  | 98 | 4622 |  | Medium | 0.92 |  |  | 09/08/2022 | 208583861 | 09/08/2022
Rheem Sales Company, Inc. | Rheem | PROE40 M2 RH CG | Federally-Regulated Consumer Product | Electric resistance |  | 36 |  | 4.5 | True |  |  | True | Electric storage | 55 |  | 98 | 3495 |  | Medium | 0.93 |  |  | 09/08/2022 | 209232838 | 09/08/2022
Rheem Sales Company, Inc. | Rheem | XE40M09CG45U0 | Federally-Regulated Consumer Product | Electric resistance |  | 36 |  | 4.5 | True |  |  | True | Electric storage | 55 |  | 98 | 3495 |  | Medium | 0.93 |  |  | 09/08/2022 | 209232841 | 09/08/2022
Rheem Sales Company, Inc. | Rheem | XE50T09CG45U0 | Federally-Regulated Consumer Product | Electric resistance |  | 45 |  | 4.5 | True |  |  | True | Electric storage | 63 |  | 98 | 3545 |  | Medium | 0.92 |  |  | 09/08/2022 | 209232965 | 09/08/2022
Rheem Sales Company, Inc. | Rheem | XE55T06CG45U0 | Federally-Regulated Consumer Product | Electric resistance |  | 55 |  | 4.5 | True |  |  | True | Electric storage | 72 |  | 98 | 4622 |  | Medium | 0.92 |  |  | 09/08/2022 | 208583858 | 09/08/2022
Rheem Sales Company, Inc. | Rheem | XE50M12CG45U0 | Federally-Regulated Consumer Product | Electric resistance |  | 45 |  | 4.5 | True |  |  | True | Electric storage | 63 |  | 98 | 3520 |  | Medium | 0.92 |  |  | 09/08/2022 | 209232647 | 09/08/2022
Rheem Sales Company, Inc. | Rheem | PROPE50 M2 RH CG | Federally-Regulated Consumer Product | Electric resistance |  | 45 |  | 4.5 | True |  |  | True | Electric storage | 63 |  | 98 | 3520 |  | Medium | 0.92 |  |  | 09/08/2022 | 209232643 | 09/08/2022
Rheem Sales Company, Inc. | Rheem | PROE50 M2 RH CG | Federally-Regulated Consumer Product | Electric resistance |  | 45 |  | 4.5 | True |  |  | True | Electric storage | 63 |  | 98 | 3520 |  | Medium | 0.92 |  |  | 09/08/2022 | 209232642 | 09/08/2022
Rheem Sales Company, Inc. | Rheem | PROE50 T2 RH CG | Federally-Regulated Consumer Product | Electric resistance |  | 45 |  | 4.5 | True |  |  | True | Electric storage | 63 |  | 98 | 3545 |  | Medium | 0.92 |  |  | 09/08/2022 | 209232961 | 09/08/2022
Rheem Sales Company, Inc. | Rheem | XE50T12CG45U0 | Federally-Regulated Consumer Product | Electric resistance |  | 45 |  | 4.5 | True |  |  | True | Electric storage | 63 |  | 98 | 3545 |  | Medium | 0.92 |  |  | 09/08/2022 | 209232968 | 09/08/2022
Rheem Sales Company, Inc. | Rheem | XE40M06CG45U0 | Federally-Regulated Consumer Product | Electric resistance |  | 36 |  | 4.5 | True |  |  | True | Electric storage | 55 |  | 98 | 3495 |  | Medium | 0.93 |  |  | 09/08/2022 | 209232840 | 09/08/2022
Rheem Sales Company, Inc. | Rheem | XE40M12CG55U0 | Federally-Regulated Consumer Product | Electric resistance |  | 36 |  | 5.5 | True |  |  | True | Electric storage | 55 |  | 98 | 3495 |  | Medium | 0.93 |  |  | 09/08/2022 | 209232844 | 09/08/2022
Rheem Sales Company, Inc. | Rheem | PROPE40 M2 RH CG | Federally-Regulated Consumer Product | Electric resistance |  | 36 |  | 4.5 | True |  |  | True | Electric storage | 55 |  | 98 | 3495 |  | Medium | 0.93 |  |  | 09/08/2022 | 209232839 | 09/08/2022
Rheem Sales Company, Inc. | Rheem | XE50T06CG45U0 | Federally-Regulated Consumer Product | Electric resistance |  | 45 |  | 4.5 | True |  |  | True | Electric storage | 63 |  | 98 | 3545 |  | Medium | 0.92 |  |  | 09/08/2022 | 209232964 | 09/08/2022
Rheem Sales Company, Inc. | Rheem | XE50M06CG45U0 | Federally-Regulated Consumer Product | Electric resistance |  | 45 |  | 4.5 | True |  |  | True | Electric storage | 63 |  | 98 | 3520 |  | Medium | 0.92 |  |  | 09/08/2022 | 209232644 | 09/08/2022
Rheem Sales Company, Inc. | Rheem | PROPE50 T2 RH CG | Federally-Regulated Consumer Product | Electric resistance |  | 45 |  | 4.5 | True |  |  | True | Electric storage | 63 |  | 98 | 3545 |  | Medium | 0.92 |  |  | 09/08/2022 | 209232963 | 09/08/2022
Rheem Sales Company, Inc. | Rheem | PROG50-42P RH PV AX | Federally-Regulated Consumer Product | LPG |  | 48 |  | 42000 | True |  |  | False | Gas-fired storage | 78 |  | 75 | 87 | 24595468 | High | 0.68 |  |  | 09/08/2022 | 209403951 | 09/08/2022
Rheem Sales Company, Inc. | Rheem | PROG50-42N RH PV AX | Federally-Regulated Consumer Product | Natural gas |  | 48 |  | 42000 | True |  |  | False | Gas-fired storage | 78 |  | 75 | 87 | 24595468 | High | 0.68 |  |  | 09/08/2022 | 209403950 | 09/08/2022
Rheem Sales Company, Inc. | Rheem | PRO+E40 M2 RH CG | Federally-Regulated Consumer Product | Electric resistance |  | 36 |  | 4.5 | True |  |  | True | Electric storage | 55 |  | 98 | 3495 |  | Medium | 0.93 |  |  | 09/08/2022 | 209232837 | 09/08/2022
Rheem Sales Company, Inc. | Rheem | XE50M12CG55U0 | Federally-Regulated Consumer Product | Electric resistance |  | 45 |  | 5.5 | True |  |  | True | Electric storage | 63 |  | 98 | 3520 |  | Medium | 0.92 |  |  | 09/08/2022 | 209232648 | 09/08/2022
Rheem Sales Company, Inc. | Ruud | PRO+G40-36P RU AX | Federally-Regulated Consumer Product | LPG |  | 38 |  | 36000 | True |  |  | False | Gas-fired storage | 84 |  | 80 | 0 | 25646625 | High | 0.66 | 0.64 |  | 09/08/2022 | 209403928 | 09/08/2022
Rheem Sales Company, Inc. | Ruud | PROG40-40N RU AX | Federally-Regulated Consumer Product | Natural gas |  | 38 |  | 40000 | True |  |  | False | Gas-fired storage | 84 |  | 80 | 0 | 25646625 | High | 0.66 | 0.64 |  | 09/08/2022 | 209403931 | 09/08/2022
Rheem Sales Company, Inc. | Ruud | PROE55 T2 RU CG | Federally-Regulated Consumer Product | Electric resistance |  | 55 |  | 4.5 | True |  |  | True | Electric storage | 72 |  | 98 | 4622 |  | Medium | 0.92 | 0.92 |  | 09/08/2022 | 208583870 | 09/08/2022
Rheem Sales Company, Inc. | Ruud | PROE50 T2 RU CG | Federally-Regulated Consumer Product | Electric resistance |  | 45 |  | 4.5 | True |  |  | True | Electric storage | 63 |  | 98 | 3545 |  | Medium | 0.92 | 0.92 |  | 09/08/2022 | 209232973 | 09/08/2022
Rheem Sales Company, Inc. | Ruud | PRO+E50 T2 RU CG | Federally-Regulated Consumer Product | Electric resistance |  | 45 |  | 4.5 | True |  |  | True | Electric storage | 63 |  | 98 | 3545 |  | Medium | 0.92 | 0.92 |  | 09/08/2022 | 209232974 | 09/08/2022
Rheem Sales Company, Inc. | Ruud | PROUE40 M2 RU CG | Federally-Regulated Consumer Product | Electric resistance |  | 36 |  | 4.5 | True |  |  | True | Electric storage | 55 |  | 98 | 3495 |  | Medium | 0.93 | 0.92 |  | 09/08/2022 | 209232851 | 09/08/2022
Rheem Sales Company, Inc. | Ruud | PROG50-42P RU PV AX | Federally-Regulated Consumer Product | LPG |  | 48 |  | 42000 | True |  |  | False | Gas-fired storage | 78 |  | 75 | 87 | 24595468 | High | 0.68 | 0.63 |  | 09/08/2022 | 209403949 | 09/08/2022
Rheem Sales Company, Inc. | Ruud | PROUE55 T2 RU CG | Federally-Regulated Consumer Product | Electric resistance |  | 55 |  | 4.5 | True |  |  | True | Electric storage | 72 |  | 98 | 4622 |  | Medium | 0.92 | 0.92 |  | 09/08/2022 | 208583871 | 09/08/2022
Rheem Sales Company, Inc. | Ruud | PROE40 M2 RU CG | Federally-Regulated Consumer Product | Electric resistance |  | 36 |  | 4.5 | True |  |  | True | Electric storage | 55 |  | 98 | 3495 |  | Medium | 0.93 | 0.92 |  | 09/08/2022 | 209232850 | 09/08/2022
Rheem Sales Company, Inc. | Ruud | PH2R40-40F* | Federally-Regulated Consumer Product | Natural gas |  | 38 |  | 40000 | True |  |  | False | Gas-fired storage | 84 |  | 80 | 0 | 25646625 | High | 0.66 | 0.64 |  | 09/08/2022 | 209439639 | 09/08/2022
Rheem Sales Company, Inc. | Ruud | PRO+E40 M2 RU CG | Federally-Regulated Consumer Product | Electric resistance |  | 36 |  | 4.5 | True |  |  | True | Electric storage | 55 |  | 98 | 3495 |  | Medium | 0.93 | 0.92 |  | 09/08/2022 | 209232849 | 09/08/2022
Rheem Sales Company, Inc. | Ruud | PRO+G40-40N RU AX | Federally-Regulated Consumer Product | Natural gas |  | 38 |  | 40000 | True |  |  | False | Gas-fired storage | 84 |  | 80 | 0 | 25646625 | High | 0.66 | 0.64 |  | 09/08/2022 | 209403929 | 09/08/2022
Rheem Sales Company, Inc. | Ruud | PROUE50 M2 RU CG | Federally-Regulated Consumer Product | Electric resistance |  | 45 |  | 4.5 | True |  |  | True | Electric storage | 63 |  | 98 | 3520 |  | Medium | 0.92 | 0.92 |  | 09/08/2022 | 209232655 | 09/08/2022
Rheem Sales Company, Inc. | Ruud | PROG50-42N RU PV AX | Federally-Regulated Consumer Product | Natural gas |  | 48 |  | 42000 | True |  |  | False | Gas-fired storage | 78 |  | 75 | 87 | 24595468 | High | 0.68 | 0.63 |  | 09/08/2022 | 209403956 | 09/08/2022
Rheem Sales Company, Inc. | Ruud | PRO+E55 T2 RU CG | Federally-Regulated Consumer Product | Electric resistance |  | 55 |  | 4.5 | True |  |  | True | Electric storage | 72 |  | 98 | 4622 |  | Medium | 0.92 | 0.92 |  | 09/08/2022 | 208583868 | 09/08/2022
Rheem Sales Company, Inc. | Ruud | PROG40-36P RU AX | Federally-Regulated Consumer Product | LPG |  | 38 |  | 36000 | True |  |  | False | Gas-fired storage | 84 |  | 80 | 0 | 25646625 | High | 0.66 | 0.64 |  | 09/08/2022 | 209403930 | 09/08/2022
Rheem Sales Company, Inc. | Ruud | PROE50 M2 RU CG | Federally-Regulated Consumer Product | Electric resistance |  | 45 |  | 4.5 | True |  |  | True | Electric storage | 63 |  | 98 | 3520 |  | Medium | 0.92 | 0.92 |  | 09/08/2022 | 209232654 | 09/08/2022
Rheem Sales Company, Inc. | Ruud | PRO+E50 M2 RU CG | Federally-Regulated Consumer Product | Electric resistance |  | 45 |  | 4.5 | True |  |  | True | Electric storage | 63 |  | 98 | 3520 |  | Medium | 0.92 | 0.92 |  | 09/08/2022 | 209232652 | 09/08/2022
Rheem Sales Company, Inc. | Ruud | PROUE50 T2 RU CG | Federally-Regulated Consumer Product | Electric resistance |  | 45 |  | 4.5 | True |  |  | True | Electric storage | 63 |  | 98 | 3545 |  | Medium | 0.92 | 0.92 |  | 09/08/2022 | 209232975 | 09/08/2022
Rheem Sales Company, Inc. | Richmond | 6GRX40-40F | Federally-Regulated Consumer Product | Natural gas |  | 38 |  | 40000 | True |  |  | False | Gas-fired storage | 84 |  | 80 | 0 | 25646625 | High | 0.66 |  |  | 09/08/2022 | 209403927 | 09/08/2022
Rheem Sales Company, Inc. | Richmond | 6EM40-DCG | Federally-Regulated Consumer Product | Electric resistance |  | 36 |  | 4.5 | True |  |  | True | Electric storage | 55 |  | 98 | 3495 |  | Medium | 0.93 |  |  | 09/08/2022 | 209232845 | 09/08/2022
Rheem Sales Company, Inc. | Richmond | 9E55-DCG | Federally-Regulated Consumer Product | Electric resistance |  | 55 |  | 4.5 | True |  |  | True | Electric storage | 72 |  | 98 | 4622 |  | Medium | 0.92 |  |  | 09/08/2022 | 208583864 | 09/08/2022
Rheem Sales Company, Inc. | Richmond | 12E50-DCG | Federally-Regulated Consumer Product | Electric resistance |  | 45 |  | 5.5 | True |  |  | True | Electric storage | 63 |  | 98 | 3545 |  | Medium | 0.92 |  |  | 09/08/2022 | 209232972 | 09/08/2022
Rheem Sales Company, Inc. | Richmond | 6EM50-DCG | Federally-Regulated Consumer Product | Electric resistance |  | 45 |  | 4.5 | True |  |  | True | Electric storage | 63 |  | 98 | 3520 |  | Medium | 0.92 |  |  | 09/08/2022 | 209232649 | 09/08/2022
Rheem Sales Company, Inc. | Richmond | 12GRX40-36PF | Federally-Regulated Consumer Product | LPG |  | 38 |  | 36000 | True |  |  | False | Gas-fired storage | 84 |  | 80 | 0 | 25646625 | High | 0.66 |  |  | 09/08/2022 | 209403936 | 09/08/2022
Rheem Sales Company, Inc. | Richmond | 12EM50-DCG | Federally-Regulated Consumer Product | Electric resistance |  | 45 |  | 5.5 | True |  |  | True | Electric storage | 63 |  | 98 | 3520 |  | Medium | 0.92 |  |  | 09/08/2022 | 209232651 | 09/08/2022
Rheem Sales Company, Inc. | Richmond | 6GRX50PVE2-42 | Federally-Regulated Consumer Product | Natural gas |  | 48 |  | 42000 | True |  |  | False | Gas-fired storage | 78 |  | 75 | 87 | 24595468 | High | 0.68 |  |  | 09/08/2022 | 209403954 | 09/08/2022
Rheem Sales Company, Inc. | Richmond | 6E50-DCG | Federally-Regulated Consumer Product | Electric resistance |  | 45 |  | 4.5 | True |  |  | True | Electric storage | 63 |  | 98 | 3545 |  | Medium | 0.92 |  |  | 09/08/2022 | 209232970 | 09/08/2022
Rheem Sales Company, Inc. | Richmond | 6E55-DCG | Federally-Regulated Consumer Product | Electric resistance |  | 55 |  | 4.5 | True |  |  | True | Electric storage | 72 |  | 98 | 4622 |  | Medium | 0.92 |  |  | 09/08/2022 | 208583863 | 09/08/2022
Rheem Sales Company, Inc. | Richmond | 9E50-DCG | Federally-Regulated Consumer Product | Electric resistance |  | 45 |  | 4.5 | True |  |  | True | Electric storage | 63 |  | 98 | 3545 |  | Medium | 0.92 |  |  | 09/08/2022 | 209232971 | 09/08/2022
Rheem Sales Company, Inc. | Richmond | 12EM40-DCG | Federally-Regulated Consumer Product | Electric resistance |  | 36 |  | 5.5 | True |  |  | True | Electric storage | 55 |  | 98 | 3495 |  | Medium | 0.93 |  |  | 09/08/2022 | 209232848 | 09/08/2022
Rheem Sales Company, Inc. | Richmond | 6GRX50PVE2-42P | Federally-Regulated Consumer Product | LPG |  | 48 |  | 42000 | True |  |  | False | Gas-fired storage | 78 |  | 75 | 87 | 24595468 | High | 0.68 |  |  | 09/08/2022 | 209403955 | 09/08/2022
Rheem Sales Company, Inc. | Richmond | 9EM40-DCG | Federally-Regulated Consumer Product | Electric resistance |  | 36 |  | 4.5 | True |  |  | True | Electric storage | 55 |  | 98 | 3495 |  | Medium | 0.93 |  |  | 09/08/2022 | 209232847 | 09/08/2022
Rheem Sales Company, Inc. | Richmond | 12GRX40-40F | Federally-Regulated Consumer Product | Natural gas |  | 38 |  | 40000 | True |  |  | False | Gas-fired storage | 84 |  | 80 | 0 | 25646625 | High | 0.66 |  |  | 09/08/2022 | 209403937 | 09/08/2022
Rheem Sales Company, Inc. | Richmond | 12E55-DCG | Federally-Regulated Consumer Product | Electric resistance |  | 55 |  | 5.5 | True |  |  | True | Electric storage | 72 |  | 98 | 4622 |  | Medium | 0.92 |  |  | 09/08/2022 | 208583866 | 09/08/2022
Rheem Sales Company, Inc. | Richmond | 9EM50-DCG | Federally-Regulated Consumer Product | Electric resistance |  | 45 |  | 4.5 | True |  |  | True | Electric storage | 63 |  | 98 | 3520 |  | Medium | 0.92 |  |  | 09/08/2022 | 209232650 | 09/08/2022
Rheem Sales Company, Inc. | RHEEM/ECOSENSE | ECO180DVLN3-1 | Federally-Regulated Consumer Product | Natural gas |  | 0 |  | 180000 |  |  |  | False | Instantaneous gas-fired |  | 4.5 | 85 | 31 | 20536633 | High | 0.82 |  | 0 | 08/23/2022 | 8552255 | 09/09/2022
Rheem Sales Company, Inc. | Ruud | RUTG-70XLNWA-1 | Federally-Regulated Consumer Product | Natural gas |  | 0 |  | 160000 |  |  |  | False | Instantaneous gas-fired |  | 4 | 84 | 32 | 20788066 | High | 0.81 |  | 0 | 08/23/2022 | 205706990 | 09/09/2022
Rheem Sales Company, Inc. | Ruud | RUTG-70XLN-1 | Federally-Regulated Consumer Product | Natural gas |  | 0 |  | 160000 |  |  |  | False | Instantaneous gas-fired |  | 4 | 84 | 32 | 20788066 | High | 0.81 |  | 0 | 08/23/2022 | 205706989 | 09/09/2022
Rheem Sales Company, Inc. | Ruud | RUTG-70XLP-1 | Federally-Regulated Consumer Product | LPG |  | 0 |  | 160000 |  |  |  | False | Instantaneous gas-fired |  | 4 | 84 | 32 | 20788066 | High | 0.81 |  | 0 | 08/23/2022 | 205706991 | 09/09/2022
Rheem Sales Company, Inc. | Ruud | RUTG-70XLPWA-1 | Federally-Regulated Consumer Product | LPG |  | 0 |  | 160000 |  |  |  | False | Instantaneous gas-fired |  | 4 | 84 | 32 | 20788066 | High | 0.81 |  | 0 | 08/23/2022 | 205706992 | 09/09/2022
Rheem Sales Company, Inc. | Richmond | RMTG70XLP-1 | Federally-Regulated Consumer Product | LPG |  | 0 |  | 160000 |  |  |  | False | Instantaneous gas-fired |  | 4 | 84 | 30 | 20794890 | High | 0.81 |  | 0 | 08/23/2022 | 201921173 | 09/09/2022
Rheem Sales Company, Inc. | Richmond | RMTG70DVLP-1 | Federally-Regulated Consumer Product | LPG |  | 0 |  | 160000 |  |  |  | False | Instantaneous gas-fired |  | 4.1 | 85 | 31 | 20536633 | High | 0.82 |  | 0 | 08/23/2022 | 201920590 | 09/09/2022
Rheem Sales Company, Inc. | Richmond | RMTG84DVLP-1 | Federally-Regulated Consumer Product | LPG |  | 0 |  | 180000 |  |  |  | False | Instantaneous gas-fired |  | 4.5 | 85 | 31 | 20536633 | High | 0.82 |  | 0 | 08/23/2022 | 8552263 | 09/09/2022
Rheem Sales Company, Inc. | Richmond | RMTG84DVLN-1 | Federally-Regulated Consumer Product | Natural gas |  | 0 |  | 180000 |  |  |  | False | Instantaneous gas-fired |  | 4.5 | 85 | 31 | 20536633 | High | 0.82 |  | 0 | 08/23/2022 | 8552256 | 09/09/2022
Rheem Sales Company, Inc. | Richmond | RMTG70XLN-1 | Federally-Regulated Consumer Product | Natural gas |  | 0 |  | 160000 |  |  |  | False | Instantaneous gas-fired |  | 4 | 84 | 30 | 20794890 | High | 0.81 |  | 0 | 08/23/2022 | 201921172 | 09/09/2022
Rheem Sales Company, Inc. | Richmond | RMTG70DVLN-1 | Federally-Regulated Consumer Product | Natural gas |  | 0 |  | 160000 |  |  |  | False | Instantaneous gas-fired |  | 4.1 | 85 | 31 | 20536633 | High | 0.82 |  | 0 | 08/23/2022 | 201920589 | 09/09/2022
Rheem Sales Company, Inc. | Rheem | ECO160XLP3-1 | Federally-Regulated Consumer Product | LPG |  | 0 |  | 160000 |  |  |  | False | Instantaneous gas-fired |  | 4 | 84 | 30 | 20794890 | High | 0.81 |  | 0 | 08/23/2022 | 201921169 | 09/09/2022
Rheem Sales Company, Inc. | Rheem | RTG-70XLN-1 | Federally-Regulated Consumer Product | Natural gas |  | 0 |  | 160000 |  |  |  | False | Instantaneous gas-fired |  | 4 | 84 | 30 | 20794890 | High | 0.81 |  | 0 | 08/23/2022 | 201920656 | 09/09/2022
Rheem Sales Company, Inc. | Rheem | ECO160DVLP3-1 | Federally-Regulated Consumer Product | LPG |  | 0 |  | 160000 |  |  |  | False | Instantaneous gas-fired |  | 4.1 | 85 | 31 | 20536633 | High | 0.82 |  | 0 | 08/23/2022 | 201920586 | 09/09/2022
Rheem Sales Company, Inc. | Rheem | RTG-70DVLN-1 | Federally-Regulated Consumer Product | Natural gas |  | 0 |  | 160000 |  |  |  | False | Instantaneous gas-fired |  | 4.1 | 85 | 31 | 20536633 | High | 0.82 |  | 0 | 08/23/2022 | 201874868 | 09/09/2022
Rheem Sales Company, Inc. | Rheem | RTG-70XLPWA-1 | Federally-Regulated Consumer Product | LPG |  | 0 |  | 160000 |  |  |  | False | Instantaneous gas-fired |  | 4 | 84 | 32 | 20788066 | High | 0.81 |  | 0 | 08/23/2022 | 205706988 | 09/09/2022
Rheem Sales Company, Inc. | Rheem | ECO160XLN3-1 | Federally-Regulated Consumer Product | Natural gas |  | 0 |  | 160000 |  |  |  | False | Instantaneous gas-fired |  | 4 | 84 | 30 | 20794890 | High | 0.81 |  | 0 | 08/23/2022 | 201921168 | 09/09/2022
Rheem Sales Company, Inc. | Rheem | ECO160DVLN3-1 | Federally-Regulated Consumer Product | Natural gas |  | 0 |  | 160000 |  |  |  | False | Instantaneous gas-fired |  | 4.1 | 85 | 31 | 20536633 | High | 0.82 |  | 0 | 08/23/2022 | 201920585 | 09/09/2022
Rheem Sales Company, Inc. | Rheem | RTG-70XLP-1 | Federally-Regulated Consumer Product | LPG |  | 0 |  | 160000 |  |  |  | False | Instantaneous gas-fired |  | 4 | 84 | 32 | 20788066 | High | 0.81 |  | 0 | 08/23/2022 | 205706987 | 09/09/2022
Rheem Sales Company, Inc. | Richmond | RMTG70XLP-1 | Federally-Regulated Consumer Product | LPG |  | 0 |  | 160000 |  |  |  | False | Instantaneous gas-fired |  | 4 | 84 | 30 | 20794890 | High | 0.81 |  | 0 | 09/09/2022 | 201921173 | 09/09/2022
Rheem Sales Company, Inc. | Richmond | RMTG70DVLP-1 | Federally-Regulated Consumer Product | LPG |  | 0 |  | 160000 |  |  |  | False | Instantaneous gas-fired |  | 4.1 | 85 | 31 | 20536633 | High | 0.82 |  | 0 | 09/09/2022 | 201920590 | 09/09/2022
Rheem Sales Company, Inc. | Richmond | RMTG84DVLP-1 | Federally-Regulated Consumer Product | LPG |  | 0 |  | 180000 |  |  |  | False | Instantaneous gas-fired |  | 4.5 | 84 | 31 | 20536633 | High | 0.82 |  | 0 | 09/09/2022 | 8552263 | 09/09/2022
Rheem Sales Company, Inc. | Richmond | RMTG84DVLN-1 | Federally-Regulated Consumer Product | Natural gas |  | 0 |  | 180000 |  |  |  | False | Instantaneous gas-fired |  | 4.5 | 84 | 31 | 20536633 | High | 0.82 |  | 0 | 09/09/2022 | 8552256 | 09/09/2022
Rheem Sales Company, Inc. | Richmond | RMTG70XLN-1 | Federally-Regulated Consumer Product | Natural gas |  | 0 |  | 160000 |  |  |  | False | Instantaneous gas-fired |  | 4 | 84 | 30 | 20794890 | High | 0.81 |  | 0 | 09/09/2022 | 201921172 | 09/09/2022
Rheem Sales Company, Inc. | Richmond | RMTG70DVLN-1 | Federally-Regulated Consumer Product | Natural gas |  | 0 |  | 160000 |  |  |  | False | Instantaneous gas-fired |  | 4.1 | 85 | 31 | 20536633 | High | 0.82 |  | 0 | 09/09/2022 | 201920589 | 09/09/2022
Rheem Sales Company, Inc. | Ruud | RUTG-70XLNWA-1 | Federally-Regulated Consumer Product | Natural gas |  | 0 |  | 160000 |  |  |  | False | Instantaneous gas-fired |  | 4 | 84 | 30 | 20794890 | High | 0.81 |  | 0 | 09/09/2022 | 205706990 | 09/09/2022
Rheem Sales Company, Inc. | Ruud | RUTG-70XLN-1 | Federally-Regulated Consumer Product | Natural gas |  | 0 |  | 160000 |  |  |  | False | Instantaneous gas-fired |  | 4 | 84 | 30 | 20794890 | High | 0.81 |  | 0 | 09/09/2022 | 205706989 | 09/09/2022
Rheem Sales Company, Inc. | Ruud | RUTG-70XLP-1 | Federally-Regulated Consumer Product | LPG |  | 0 |  | 160000 |  |  |  | False | Instantaneous gas-fired |  | 4 | 84 | 30 | 20794890 | High | 0.81 |  | 0 | 09/09/2022 | 205706991 | 09/09/2022
Rheem Sales Company, Inc. | Ruud | RUTG-70XLPWA-1 | Federally-Regulated Consumer Product | LPG |  | 0 |  | 160000 |  |  |  | False | Instantaneous gas-fired |  | 4 | 84 | 30 | 20794890 | High | 0.81 |  | 0 | 09/09/2022 | 205706992 | 09/09/2022
Rheem Sales Company, Inc. | RHEEM/ECOSENSE | ECO180DVLN3-1 | Federally-Regulated Consumer Product | Natural gas |  | 0 |  | 180000 |  |  |  | False | Instantaneous gas-fired |  | 4.5 | 84 | 31 | 20536633 | High | 0.82 | 0.81 | 0 | 09/09/2022 | 8552255 | 09/09/2022
IBC Technologies | IBC Technologies | SFT 199-1 | Federally-Regulated Consumer Product | Natural gas |  | 0 |  | 199000 |  |  |  | True | Instantaneous gas-fired |  | 5.3 | 93 | 17 | 18749521 | High | 0.9 |  | 0 | 09/13/2022 | 209852183 | 09/16/2022
IBC Technologies | IBC Technologies | SFT 199-1 | Federally-Regulated Consumer Product | LPG |  | 0 |  | 199000 |  |  |  | True | Instantaneous gas-fired |  | 5.3 | 93 | 17 | 18749521 | High | 0.9 |  | 0 | 09/13/2022 | 209852183 | 09/16/2022
IBC Technologies | IBC Technologies | SFT 199-1 | Federally-Regulated Consumer Product | Natural gas |  | 0 |  | 199000 |  |  |  | True | Instantaneous gas-fired |  | 5.3 | 93 | 17 | 18749521 | High | 0.9 |  | 0 | 09/16/2022 | 209852183 | 09/16/2022
IBC Technologies | IBC Technologies | SFT 199-1 | Federally-Regulated Consumer Product | LPG |  | 0 |  | 199000 |  |  |  | True | Instantaneous gas-fired |  | 5.3 | 93 | 17 | 18749521 | High | 0.9 |  | 0 | 09/16/2022 | 209852183 | 09/16/2022
Rheem Sales Company, Inc. | Richmond | RMTG70XLN-1 | Federally-Regulated Consumer Product | Natural gas |  | 0 |  | 160000 |  |  |  | False | Instantaneous gas-fired |  | 4 | 84 | 30 | 20794890 | High | 0.81 |  | 0 | 09/09/2022 | 201921172 | 09/27/2022
Rheem Sales Company, Inc. | Richmond | RMTG70XLP-1 | Federally-Regulated Consumer Product | LPG |  | 0 |  | 160000 |  |  |  | False | Instantaneous gas-fired |  | 4 | 84 | 30 | 20794890 | High | 0.81 |  | 0 | 09/09/2022 | 201921173 | 09/27/2022
Rheem Sales Company, Inc. | Richmond | RMTG70DVLN-1 | Federally-Regulated Consumer Product | Natural gas |  | 0 |  | 160000 |  |  |  | False | Instantaneous gas-fired |  | 4.1 | 85 | 31 | 20536633 | High | 0.82 |  | 0 | 09/09/2022 | 201920589 | 09/27/2022
Rheem Sales Company, Inc. | Richmond | RMTG70DVLP-1 | Federally-Regulated Consumer Product | LPG |  | 0 |  | 160000 |  |  |  | False | Instantaneous gas-fired |  | 4.1 | 85 | 31 | 20536633 | High | 0.82 |  | 0 | 09/09/2022 | 201920590 | 09/27/2022
Rheem Sales Company, Inc. | Rheem | RTG-70XLNWA-1 | Federally-Regulated Consumer Product | Natural gas |  | 0 |  | 160000 |  |  |  | False | Instantaneous gas-fired |  | 4 | 84 | 30 | 20794890 | High | 0.81 |  | 0 | 09/09/2022 | 201921183 | 09/27/2022
Rheem Sales Company, Inc. | Rheem | RTG-70DVLNWA-1 | Federally-Regulated Consumer Product | Natural gas |  | 0 |  | 160000 |  |  |  | False | Instantaneous gas-fired |  | 4.1 | 85 | 31 | 20536633 | High | 0.82 |  | 0 | 09/09/2022 | 201920591 | 09/27/2022
Rheem Sales Company, Inc. | Rheem | ECO160DVLN3-1 | Federally-Regulated Consumer Product | Natural gas |  | 0 |  | 160000 |  |  |  | False | Instantaneous gas-fired |  | 4.1 | 85 | 31 | 20536633 | High | 0.82 |  | 0 | 09/09/2022 | 201920585 | 09/27/2022
Rheem Sales Company, Inc. | Rheem | ECO160XLN3-1 | Federally-Regulated Consumer Product | Natural gas |  | 0 |  | 160000 |  |  |  | False | Instantaneous gas-fired |  | 4 | 84 | 30 | 20794890 | High | 0.81 |  | 0 | 09/09/2022 | 201921168 | 09/27/2022
Rheem Sales Company, Inc. | Rheem | ECO160XLP3-1 | Federally-Regulated Consumer Product | LPG |  | 0 |  | 160000 |  |  |  | False | Instantaneous gas-fired |  | 4 | 84 | 30 | 20794890 | High | 0.81 |  | 0 | 09/09/2022 | 201921169 | 09/27/2022
Rheem Sales Company, Inc. | Rheem | ECO160DVLP3-1 | Federally-Regulated Consumer Product | LPG |  | 0 |  | 160000 |  |  |  | False | Instantaneous gas-fired |  | 4.1 | 85 | 31 | 20536633 | High | 0.82 |  | 0 | 09/09/2022 | 201920586 | 09/27/2022
Rheem Sales Company, Inc. | Rheem | RTG-70XLN-1 | Federally-Regulated Consumer Product | Natural gas |  | 0 |  | 160000 |  |  |  | False | Instantaneous gas-fired |  | 4 | 84 | 30 | 20794890 | High | 0.81 |  | 0 | 09/09/2022 | 201920656 | 09/27/2022
Rheem Sales Company, Inc. | Rheem | RTG-70DVLN-1 | Federally-Regulated Consumer Product | Natural gas |  | 0 |  | 160000 |  |  |  | False | Instantaneous gas-fired |  | 4.1 | 85 | 31 | 20536633 | High | 0.82 |  | 0 | 09/09/2022 | 201874868 | 09/27/2022
Rheem Sales Company, Inc. | Richmond | RMTG70XLN-1 | Federally-Regulated Consumer Product | Natural gas |  | 0 |  | 160000 |  |  |  | False | Instantaneous gas-fired |  | 4 | 84 | 30 | 20794890 | High | 0.81 |  | 0 | 09/27/2022 | 201921172 | 09/27/2022
Rheem Sales Company, Inc. | Richmond | RMTG70XLP-1 | Federally-Regulated Consumer Product | LPG |  | 0 |  | 160000 |  |  |  | False | Instantaneous gas-fired |  | 4 | 84 | 30 | 20794890 | High | 0.81 |  | 0 | 09/27/2022 | 201921173 | 09/27/2022
Rheem Sales Company, Inc. | Richmond | RMTG70DVLN-1 | Federally-Regulated Consumer Product | Natural gas |  | 0 |  | 160000 |  |  |  | False | Instantaneous gas-fired |  | 4.1 | 85 | 31 | 20536633 | High | 0.82 |  | 0 | 09/27/2022 | 201920589 | 09/27/2022
Rheem Sales Company, Inc. | Richmond | RMTG70DVLP-1 | Federally-Regulated Consumer Product | LPG |  | 0 |  | 160000 |  |  |  | False | Instantaneous gas-fired |  | 4.1 | 85 | 31 | 20536633 | High | 0.82 |  | 0 | 09/27/2022 | 201920590 | 09/27/2022
Rheem Sales Company, Inc. | Rheem | RTG-70XLNWA-1 | Federally-Regulated Consumer Product | Natural gas |  | 0 |  | 160000 |  |  |  | False | Instantaneous gas-fired |  | 4 | 84 | 30 | 20794890 | High | 0.81 |  | 0 | 09/27/2022 | 201921183 | 09/27/2022
Rheem Sales Company, Inc. | Rheem | RTG-70DVLNWA-1 | Federally-Regulated Consumer Product | Natural gas |  | 0 |  | 160000 |  |  |  | False | Instantaneous gas-fired |  | 4.1 | 85 | 31 | 20536633 | High | 0.82 |  | 0 | 09/27/2022 | 201920591 | 09/27/2022
Rheem Sales Company, Inc. | Rheem | ECO160DVLN3-1 | Federally-Regulated Consumer Product | Natural gas |  | 0 |  | 160000 |  |  |  | False | Instantaneous gas-fired |  | 4.1 | 85 | 31 | 20536633 | High | 0.82 |  | 0 | 09/27/2022 | 201920585 | 09/27/2022
Rheem Sales Company, Inc. | Rheem | ECO160XLN3-1 | Federally-Regulated Consumer Product | Natural gas |  | 0 |  | 160000 |  |  |  | False | Instantaneous gas-fired |  | 4 | 84 | 30 | 20794890 | High | 0.81 |  | 0 | 09/27/2022 | 201921168 | 09/27/2022
Rheem Sales Company, Inc. | Rheem | ECO160XLP3-1 | Federally-Regulated Consumer Product | LPG |  | 0 |  | 160000 |  |  |  | False | Instantaneous gas-fired |  | 4 | 84 | 30 | 20794890 | High | 0.81 |  | 0 | 09/27/2022 | 201921169 | 09/27/2022
Rheem Sales Company, Inc. | Rheem | ECO160DVLP3-1 | Federally-Regulated Consumer Product | LPG |  | 0 |  | 160000 |  |  |  | False | Instantaneous gas-fired |  | 4.1 | 85 | 31 | 20536633 | High | 0.82 |  | 0 | 09/27/2022 | 201920586 | 09/27/2022
Rheem Sales Company, Inc. | Rheem | RTG-70XLN-1 | Federally-Regulated Consumer Product | Natural gas |  | 0 |  | 160000 |  |  |  | False | Instantaneous gas-fired |  | 4 | 84 | 30 | 20794890 | High | 0.81 |  | 0 | 09/27/2022 | 201920656 | 09/27/2022
Rheem Sales Company, Inc. | Rheem | RTG-70DVLN-1 | Federally-Regulated Consumer Product | Natural gas |  | 0 |  | 160000 |  |  |  | False | Instantaneous gas-fired |  | 4.1 | 85 | 31 | 20536633 | High | 0.82 |  | 0 | 09/27/2022 | 201874868 | 09/27/2022
Rheem Sales Company, Inc. | Rheem | PROE36 S2 RH CG | Federally-Regulated Consumer Product | Electric resistance |  | 33 |  | 4.5 | True |  |  | True | Electric storage | 51 |  | 98 | 3508 |  | Medium | 0.92 |  |  | 08/23/2022 | 209232787 | 10/04/2022
Rheem Sales Company, Inc. | Rheem | XE36S06CG45U0 | Federally-Regulated Consumer Product | Electric resistance |  | 33 |  | 4.5 | True |  |  | True | Electric storage | 51 |  | 98 | 3508 |  | Medium | 0.92 |  |  | 08/23/2022 | 209247341 | 10/04/2022
Rheem Sales Company, Inc. | Rheem | XE40T09CG55U0 | Federally-Regulated Consumer Product | Electric resistance |  | 36 |  | 5.5 | True |  |  | True | Electric storage | 55 |  | 98 | 3531 |  | Medium | 0.92 |  |  | 08/23/2022 | 208665656 | 10/04/2022
Rheem Sales Company, Inc. | Rheem | XE40T06CG45U0 | Federally-Regulated Consumer Product | Electric resistance |  | 36 |  | 4.5 | True |  |  | True | Electric storage | 55 |  | 98 | 3531 |  | Medium | 0.92 |  |  | 08/23/2022 | 208665654 | 10/04/2022
Rheem Sales Company, Inc. | Rheem | XE38S06CG45U0 | Federally-Regulated Consumer Product | Electric resistance |  | 35 |  | 4.5 | True |  |  | True | Electric storage | 51 |  | 98 | 3274 |  | Medium | 0.92 |  |  | 08/23/2022 | 208812559 | 10/04/2022
Rheem Sales Company, Inc. | Rheem | XE38S06CG38U0 | Federally-Regulated Consumer Product | Electric resistance |  | 35 |  | 3.8 | True |  |  | True | Electric storage | 51 |  | 98 | 3274 |  | Medium | 0.92 |  |  | 08/23/2022 | 208812558 | 10/04/2022
Rheem Sales Company, Inc. | Rheem | PROE38 S2 RH BCG | Federally-Regulated Consumer Product | Electric resistance |  | 35 |  | 4.5 | True |  |  | True | Electric storage | 51 |  | 98 | 3274 |  | Medium | 0.92 |  |  | 08/23/2022 | 208583691 | 10/04/2022
Rheem Sales Company, Inc. | Rheem | XE40T09CG45U0 | Federally-Regulated Consumer Product | Electric resistance |  | 36 |  | 4.5 | True |  |  | True | Electric storage | 55 |  | 98 | 3531 |  | Medium | 0.92 |  |  | 08/23/2022 | 208665655 | 10/04/2022
Rheem Sales Company, Inc. | Rheem | PROE40 T2 RH CG | Federally-Regulated Consumer Product | Electric resistance |  | 36 |  | 4.5 | True |  |  | True | Electric storage | 55 |  | 98 | 3531 |  | Medium | 0.92 |  |  | 08/23/2022 | 208583940 | 10/04/2022
Rheem Sales Company, Inc. | Ruud | PROE40 T2 RU CG | Federally-Regulated Consumer Product | Electric resistance |  | 36 |  | 4.5 | True |  |  | True | Electric storage | 55 |  | 98 | 3531 |  | Medium | 0.92 |  |  | 08/23/2022 | 208665657 | 10/04/2022
Rheem Sales Company, Inc. | Ruud | PROE36 S2 RU CG | Federally-Regulated Consumer Product | Electric resistance |  | 33 |  | 4.5 | True |  |  | True | Electric storage | 51 |  | 98 | 3508 |  | Medium | 0.92 |  |  | 08/23/2022 | 209247343 | 10/04/2022
Rheem Sales Company, Inc. | Ruud | PROE38 S2 RU BCG | Federally-Regulated Consumer Product | Electric resistance |  | 35 |  | 4.5 | True |  |  | True | Electric storage | 51 |  | 98 | 3274 |  | Medium | 0.92 |  |  | 08/23/2022 | 208812561 | 10/04/2022
Rheem Sales Company, Inc. | Richmond | 6E40-DCG | Federally-Regulated Consumer Product | Electric resistance |  | 36 |  | 4.5 | True |  |  | True | Electric storage | 55 |  | 98 | 3531 |  | Medium | 0.92 |  |  | 08/23/2022 | 208665658 | 10/04/2022
Rheem Sales Company, Inc. | Richmond | 9ET40-DCG | Federally-Regulated Consumer Product | Electric resistance |  | 36 |  | 4.5 | True |  |  | True | Electric storage | 55 |  | 98 | 3531 |  | Medium | 0.92 |  |  | 08/23/2022 | 208665659 | 10/04/2022
Rheem Sales Company, Inc. | Richmond | 6ES40-DCG | Federally-Regulated Consumer Product | Electric resistance |  | 33 |  | 4.5 | True |  |  | True | Electric storage | 51 |  | 98 | 3508 |  | Medium | 0.92 |  |  | 08/23/2022 | 209247342 | 10/04/2022
Rheem Sales Company, Inc. | Richmond | 6ESB40-DCG | Federally-Regulated Consumer Product | Electric resistance |  | 35 |  | 3.8 | True |  |  | True | Electric storage | 51 |  | 98 | 3274 |  | Medium | 0.92 |  |  | 08/23/2022 | 208812560 | 10/04/2022
Rheem Sales Company, Inc. | Ruud | PROU G40-50 (*) RU HE EC3 | Federally-Regulated Consumer Product | LPG |  | 40 |  | 50000 | True |  |  | False | Gas-fired storage | 88 |  | 97 | 83 | 18524329 | High | 0.9 |  |  | 10/04/2022 | 207575312 | 10/27/2022
Rheem Sales Company, Inc. | Ruud | PROU G40-50 (*) RU HE EC3 | Federally-Regulated Consumer Product | Natural gas |  | 40 |  | 50000 | True |  |  | False | Gas-fired storage | 88 |  | 97 | 83 | 18524329 | High | 0.9 |  |  | 10/04/2022 | 207575312 | 10/27/2022
Rheem Sales Company, Inc. | Rheem | PROP G40-50 (*) RH HE EC3 | Federally-Regulated Consumer Product | LPG |  | 40 |  | 50000 | True |  |  | False | Gas-fired storage | 88 |  | 97 | 0 | 18807525 | High | 0.9 |  |  | 10/04/2022 | 207516850 | 10/27/2022
Rheem Sales Company, Inc. | Rheem | XP40S12UHN50(*) | Federally-Regulated Consumer Product | LPG |  | 40 |  | 50000 | True |  |  | False | Gas-fired storage | 88 |  | 97 | 83 | 18524329 | High | 0.9 |  |  | 10/04/2022 | 207575309 | 10/27/2022
Rheem Sales Company, Inc. | Rheem | PROP G50-50 (*) RH HE EC3 | Federally-Regulated Consumer Product | LPG |  | 50 |  | 50000 | True |  |  | False | Gas-fired storage | 95 |  | 94 | 127 | 18801645 | High | 0.88 |  |  | 10/04/2022 | 207517147 | 10/27/2022
Rheem Sales Company, Inc. | Rheem | PROP G40-50 (*) RH HE EC3 | Federally-Regulated Consumer Product | Natural gas |  | 40 |  | 50000 | True |  |  | False | Gas-fired storage | 88 |  | 97 | 0 | 18807525 | High | 0.9 |  |  | 10/04/2022 | 207516850 | 10/27/2022
Rheem Sales Company, Inc. | Rheem | XG40S12UHN50(*) | Federally-Regulated Consumer Product | Natural gas |  | 40 |  | 50000 | True |  |  | False | Gas-fired storage | 88 |  | 97 | 83 | 18524329 | High | 0.9 |  |  | 10/04/2022 | 207575308 | 10/27/2022
Rheem Sales Company, Inc. | Rheem | PROP G50-50 (*) RH HE EC3 | Federally-Regulated Consumer Product | Natural gas |  | 50 |  | 50000 | True |  |  | False | Gas-fired storage | 95 |  | 94 | 127 | 18801645 | High | 0.88 |  |  | 10/04/2022 | 207517147 | 10/27/2022
Rheem Sales Company, Inc. | Richmond | 12GUH40-50F(*) | Federally-Regulated Consumer Product | LPG |  | 40 |  | 50000 | True |  |  | False | Gas-fired storage | 88 |  | 97 | 83 | 18524329 | High | 0.9 |  |  | 10/04/2022 | 207575313 | 10/27/2022
Rheem Sales Company, Inc. | Richmond | 12GUH40-50F(*) | Federally-Regulated Consumer Product | Natural gas |  | 40 |  | 50000 | True |  |  | False | Gas-fired storage | 88 |  | 97 | 83 | 18524329 | High | 0.9 |  |  | 10/04/2022 | 207575313 | 10/27/2022
Rheem Sales Company, Inc. | Ruud | HPLD65-1RU | Federally-Regulated Consumer Product | Heat pump |  | 59 |  | 4.5 | False |  | False | True | Electric storage | 75 |  | 457 | 1184 |  | High | 3.85 |  |  | 08/23/2022 | 206195926 | 10/28/2022
Rheem Sales Company, Inc. | Ruud | HPLD80-1RU | Federally-Regulated Consumer Product | Heat pump |  | 72 |  | 4.5 | False |  | False | True | Electric storage | 87 |  | 447 | 1213 |  | High | 4 |  |  | 08/23/2022 | 206195928 | 10/28/2022
Rheem Sales Company, Inc. | Ruud | HPLD40-1RU | Federally-Regulated Consumer Product | Heat pump |  | 36 |  | 4.5 | False |  | False | True | Electric storage | 60 |  | 434 | 859 |  | Medium | 3.75 |  |  | 08/23/2022 | 206195923 | 10/28/2022
Rheem Sales Company, Inc. | Ruud | HPLD50-1RU | Federally-Regulated Consumer Product | Heat pump |  | 45 |  | 4.5 | False |  | False | True | Electric storage | 67 |  | 430 | 846 |  | Medium | 3.75 |  |  | 08/23/2022 | 206195925 | 10/28/2022
Rheem Sales Company, Inc. | Rheem | HPLD50-1RH | Federally-Regulated Consumer Product | Heat pump |  | 45 |  | 4.5 | False |  | False | True | Electric storage | 67 |  | 430 | 846 |  | Medium | 3.75 |  |  | 08/23/2022 | 206195924 | 10/28/2022
Rheem Sales Company, Inc. | Rheem | HPLD40-1RH | Federally-Regulated Consumer Product | Heat pump |  | 36 |  | 4.5 | False |  | False | True | Electric storage | 60 |  | 434 | 859 |  | Medium | 3.75 |  |  | 08/23/2022 | 206195922 | 10/28/2022
Rheem Sales Company, Inc. | Rheem | HPLD65-1RH | Federally-Regulated Consumer Product | Heat pump |  | 59 |  | 4.5 | False |  | False | True | Electric storage | 75 |  | 457 | 1184 |  | High | 3.85 |  |  | 08/23/2022 | 206195927 | 10/28/2022
Rheem Sales Company, Inc. | Rheem | HPLD80-1RH | Federally-Regulated Consumer Product | Heat pump |  | 72 |  | 4.5 | False |  | False | True | Electric storage | 87 |  | 447 | 1213 |  | High | 4 |  |  | 08/23/2022 | 206195929 | 10/28/2022
Rheem Sales Company, Inc. | Rheem | HPLD50-1RH | Federally-Regulated Consumer Product | Heat pump |  | 45 |  | 4.5 | False |  | False | True | Electric storage | 67 |  | 430 | 846 |  | Medium | 3.88 |  |  | 10/28/2022 | 206195924 | 10/28/2022
Rheem Sales Company, Inc. | Rheem | HPLD40-1RH | Federally-Regulated Consumer Product | Heat pump |  | 36 |  | 4.5 | False |  | False | True | Electric storage | 60 |  | 434 | 859 |  | Medium | 3.83 |  |  | 10/28/2022 | 206195922 | 10/28/2022
Rheem Sales Company, Inc. | Rheem | HPLD65-1RH | Federally-Regulated Consumer Product | Heat pump |  | 59 |  | 4.5 | False |  | False | True | Electric storage | 75 |  | 457 | 1184 |  | High | 4.05 |  |  | 10/28/2022 | 206195927 | 10/28/2022
Rheem Sales Company, Inc. | Rheem | HPLD80-1RH | Federally-Regulated Consumer Product | Heat pump |  | 72 |  | 4.5 | False |  | False | True | Electric storage | 87 |  | 447 | 1213 |  | High | 4.07 |  |  | 10/28/2022 | 206195929 | 10/28/2022
Rheem Sales Company, Inc. | Ruud | HPLD65-1RU | Federally-Regulated Consumer Product | Heat pump |  | 59 |  | 4.5 | False |  | False | True | Electric storage | 75 |  | 457 | 1184 |  | High | 4.05 |  |  | 10/28/2022 | 206195926 | 10/28/2022
Rheem Sales Company, Inc. | Ruud | HPLD80-1RU | Federally-Regulated Consumer Product | Heat pump |  | 72 |  | 4.5 | False |  | False | True | Electric storage | 87 |  | 447 | 1213 |  | High | 4.07 |  |  | 10/28/2022 | 206195928 | 10/28/2022
Rheem Sales Company, Inc. | Ruud | HPLD40-1RU | Federally-Regulated Consumer Product | Heat pump |  | 36 |  | 4.5 | False |  | False | True | Electric storage | 60 |  | 434 | 859 |  | Medium | 3.83 |  |  | 10/28/2022 | 206195923 | 10/28/2022
Rheem Sales Company, Inc. | Ruud | HPLD50-1RU | Federally-Regulated Consumer Product | Heat pump |  | 45 |  | 4.5 | False |  | False | True | Electric storage | 67 |  | 430 | 846 |  | Medium | 3.88 |  |  | 10/28/2022 | 206195925 | 10/28/2022
A.O. Smith Water Products Company | A. O. SMITH | GCR-40 4*1 | Federally-Regulated Consumer Product | LPG |  | 38 |  | 40000 | True |  |  | False | Gas-fired storage | 80 |  | 78 | 0 | 25646625 | High | 0.66 |  |  | 08/23/2022 | 206715195 | 11/10/2022
A.O. Smith Water Products Company | A. O. SMITH | XCR-40L 4** | Federally-Regulated Consumer Product | Natural gas |  | 38 |  | 40000 | True |  |  | False | Gas-fired storage | 80 |  | 78 | 0 | 25646625 | High | 0.66 |  |  | 08/23/2022 | 206715198 | 11/10/2022
A.O. Smith Water Products Company | A. O. SMITH | G9-T4040NVR 4** | Federally-Regulated Consumer Product | Natural gas |  | 38 |  | 40000 | True |  |  | False | Gas-fired storage | 80 |  | 78 | 0 | 25646625 | High | 0.66 |  |  | 08/23/2022 | 206715204 | 11/10/2022
A.O. Smith Water Products Company | A. O. SMITH | XCR-40 4*1 | Federally-Regulated Consumer Product | LPG |  | 38 |  | 40000 | True |  |  | False | Gas-fired storage | 80 |  | 78 | 0 | 25646625 | High | 0.66 |  |  | 08/23/2022 | 206715197 | 11/10/2022
A.O. Smith Water Products Company | A. O. SMITH | GCR-40L 4** | Federally-Regulated Consumer Product | Natural gas |  | 38 |  | 40000 | True |  |  | False | Gas-fired storage | 80 |  | 78 | 0 | 25646625 | High | 0.66 |  |  | 08/23/2022 | 206715199 | 11/10/2022
A.O. Smith Water Products Company | A. O. SMITH | G12-T4040NVR 4** | Federally-Regulated Consumer Product | Natural gas |  | 38 |  | 40000 | True |  |  | False | Gas-fired storage | 80 |  | 78 | 0 | 25646625 | High | 0.66 |  |  | 08/23/2022 | 206715205 | 11/10/2022
A.O. Smith Water Products Company | A. O. SMITH | HWR-40 4** | Federally-Regulated Consumer Product | Natural gas |  | 38 |  | 40000 | True |  |  | False | Gas-fired storage | 80 |  | 78 | 0 | 25646625 | High | 0.66 |  |  | 08/23/2022 | 206715201 | 11/10/2022
A.O. Smith Water Products Company | A. O. SMITH | HWR-40 4*1 | Federally-Regulated Consumer Product | LPG |  | 38 |  | 40000 | True |  |  | False | Gas-fired storage | 80 |  | 78 | 0 | 25646625 | High | 0.66 |  |  | 08/23/2022 | 206715202 | 11/10/2022
A.O. Smith Water Products Company | A. O. SMITH | G6-T4040NVR 4** | Federally-Regulated Consumer Product | Natural gas |  | 38 |  | 40000 | True |  |  | False | Gas-fired storage | 80 |  | 78 | 0 | 25646625 | High | 0.66 |  |  | 08/23/2022 | 206715203 | 11/10/2022
A.O. Smith Water Products Company | A. O. SMITH | XCR-40 4** | Federally-Regulated Consumer Product | Natural gas |  | 38 |  | 40000 | True |  |  | False | Gas-fired storage | 80 |  | 78 | 0 | 25646625 | High | 0.66 |  |  | 08/23/2022 | 206715196 | 11/10/2022
A.O. Smith Water Products Company | A. O. SMITH | GCR-40L 4*1 | Federally-Regulated Consumer Product | LPG |  | 38 |  | 40000 | True |  |  | False | Gas-fired storage | 80 |  | 78 | 0 | 25646625 | High | 0.66 |  |  | 08/23/2022 | 206715200 | 11/10/2022
A.O. Smith Water Products Company | A. O. SMITH | GCR-40 4** | Federally-Regulated Consumer Product | Natural gas |  | 38 |  | 40000 | True |  |  | False | Gas-fired storage | 80 |  | 78 | 0 | 25646625 | High | 0.66 |  |  | 08/23/2022 | 206715194 | 11/10/2022
A.O. Smith Water Products Company | A. O. SMITH | G6-T4036PVR 4*1 | Federally-Regulated Consumer Product | LPG |  | 38 |  | 40000 | True |  |  | False | Gas-fired storage | 80 |  | 78 | 0 | 25646625 | High | 0.66 |  |  | 08/23/2022 | 206715206 | 11/10/2022
A.O. Smith Water Products Company | U.S. Craftmaster | LG2F4040TR 4*1 | Federally-Regulated Consumer Product | LPG |  | 38 |  | 40000 | True |  |  | False | Gas-fired storage | 80 |  | 78 | 0 | 25646625 | High | 0.66 |  |  | 08/23/2022 | 206715246 | 11/10/2022
A.O. Smith Water Products Company | U.S. Craftmaster | LG2H4040TR 4*1 | Federally-Regulated Consumer Product | LPG |  | 38 |  | 40000 | True |  |  | False | Gas-fired storage | 80 |  | 78 | 0 | 25646625 | High | 0.66 |  |  | 08/23/2022 | 206715247 | 11/10/2022
American Water Heater Co. | American | G82-40T40R 4*1 | Federally-Regulated Consumer Product | LPG |  | 38 |  | 40000 | True |  |  | False | Gas-fired storage | 80 |  | 78 | 0 | 25646625 | High | 0.66 |  |  | 08/23/2022 | 206715215 | 11/10/2022
American Water Heater Co. | American | G62-40T40RL 4*1 | Federally-Regulated Consumer Product | LPG |  | 38 |  | 40000 | True |  |  | False | Gas-fired storage | 80 |  | 78 | 0 | 25646625 | High | 0.66 |  |  | 08/23/2022 | 206715217 | 11/10/2022
American Water Heater Co. | American | G102-40T40R 4*1 | Federally-Regulated Consumer Product | LPG |  | 38 |  | 40000 | True |  |  | False | Gas-fired storage | 80 |  | 78 | 0 | 25646625 | High | 0.66 |  |  | 08/23/2022 | 206715210 | 11/10/2022
American Water Heater Co. | American | G62-40T40R 4*1 | Federally-Regulated Consumer Product | LPG |  | 38 |  | 40000 | True |  |  | False | Gas-fired storage | 80 |  | 78 | 0 | 25646625 | High | 0.66 |  |  | 08/23/2022 | 206715208 | 11/10/2022
American Water Heater Co. | American | G62-40T40RL 4** | Federally-Regulated Consumer Product | Natural gas |  | 38 |  | 40000 | True |  |  | False | Gas-fired storage | 80 |  | 78 | 0 | 25646625 | High | 0.66 |  |  | 08/23/2022 | 206715216 | 11/10/2022
American Water Heater Co. | American | NG2F4040TR 4** | Federally-Regulated Consumer Product | Natural gas |  | 38 |  | 40000 | True |  |  | False | Gas-fired storage | 80 |  | 78 | 0 | 25646625 | High | 0.66 |  |  | 08/23/2022 | 206715211 | 11/10/2022
American Water Heater Co. | American | NG2J4040TR 4** | Federally-Regulated Consumer Product | Natural gas |  | 38 |  | 40000 | True |  |  | False | Gas-fired storage | 80 |  | 78 | 0 | 25646625 | High | 0.66 |  |  | 08/23/2022 | 206715213 | 11/10/2022
American Water Heater Co. | American | G62-40T40R 4** | Federally-Regulated Consumer Product | Natural gas |  | 38 |  | 40000 | True |  |  | False | Gas-fired storage | 80 |  | 78 | 0 | 25646625 | High | 0.66 |  |  | 08/23/2022 | 206715207 | 11/10/2022
American Water Heater Co. | American | G82-40T40R 4** | Federally-Regulated Consumer Product | Natural gas |  | 38 |  | 40000 | True |  |  | False | Gas-fired storage | 80 |  | 78 | 0 | 25646625 | High | 0.66 |  |  | 08/23/2022 | 206715214 | 11/10/2022
American Water Heater Co. | American | NG2H4040TR 4** | Federally-Regulated Consumer Product | Natural gas |  | 38 |  | 40000 | True |  |  | False | Gas-fired storage | 80 |  | 78 | 0 | 25646625 | High | 0.66 |  |  | 08/23/2022 | 206715212 | 11/10/2022
American Water Heater Co. | American | G102-40T40R 4** | Federally-Regulated Consumer Product | Natural gas |  | 38 |  | 40000 | True |  |  | False | Gas-fired storage | 80 |  | 78 | 0 | 25646625 | High | 0.66 |  |  | 08/23/2022 | 206715209 | 11/10/2022
A.O. Smith Water Products Company | State | GSX-40-BCT 4** | Federally-Regulated Consumer Product | Natural gas |  | 38 |  | 40000 | True |  |  | False | Gas-fired storage | 80 |  | 78 | 0 | 25646625 | High | 0.66 |  |  | 08/23/2022 | 206715238 | 11/10/2022
A.O. Smith Water Products Company | State | GW8-40-BCT 4** | Federally-Regulated Consumer Product | Natural gas |  | 38 |  | 40000 | True |  |  | False | Gas-fired storage | 80 |  | 78 | 0 | 25646625 | High | 0.66 |  |  | 08/23/2022 | 206715244 | 11/10/2022
A.O. Smith Water Products Company | State | GS6-40-BCT 4** | Federally-Regulated Consumer Product | Natural gas |  | 38 |  | 40000 | True |  |  | False | Gas-fired storage | 80 |  | 78 | 0 | 25646625 | High | 0.66 |  |  | 08/23/2022 | 206715237 | 11/10/2022
A.O. Smith Water Products Company | State | GS6-40-BCTL 4*1 | Federally-Regulated Consumer Product | LPG |  | 38 |  | 40000 | True |  |  | False | Gas-fired storage | 80 |  | 78 | 0 | 25646625 | High | 0.66 |  |  | 08/23/2022 | 206715242 | 11/10/2022
A.O. Smith Water Products Company | State | GW8-40-BCT 4*1 | Federally-Regulated Consumer Product | LPG |  | 38 |  | 40000 | True |  |  | False | Gas-fired storage | 80 |  | 78 | 0 | 25646625 | High | 0.66 |  |  | 08/23/2022 | 206715245 | 11/10/2022
A.O. Smith Water Products Company | State | GS6-40-BCTL 4** | Federally-Regulated Consumer Product | Natural gas |  | 38 |  | 40000 | True |  |  | False | Gas-fired storage | 80 |  | 78 | 0 | 25646625 | High | 0.66 |  |  | 08/23/2022 | 206715241 | 11/10/2022
A.O. Smith Water Products Company | State | GS6-40-BCT 4*1 | Federally-Regulated Consumer Product | LPG |  | 38 |  | 40000 | True |  |  | False | Gas-fired storage | 80 |  | 78 | 0 | 25646625 | High | 0.66 |  |  | 08/23/2022 | 206715239 | 11/10/2022
A.O. Smith Water Products Company | State | GSX-40-BCTL 4** | Federally-Regulated Consumer Product | Natural gas |  | 38 |  | 40000 | True |  |  | False | Gas-fired storage | 80 |  | 78 | 0 | 25646625 | High | 0.66 |  |  | 08/23/2022 | 206715243 | 11/10/2022
A.O. Smith Water Products Company | State | GSX-40-BCT 4*1 | Federally-Regulated Consumer Product | LPG |  | 38 |  | 40000 | True |  |  | False | Gas-fired storage | 80 |  | 78 | 0 | 25646625 | High | 0.66 |  |  | 08/23/2022 | 206715240 | 11/10/2022
A.O. Smith Water Products Company | RELIANCE WATER HEATERS | 6-40-POCT 4*1 | Federally-Regulated Consumer Product | LPG |  | 38 |  | 40000 | True |  |  | False | Gas-fired storage | 80 |  | 78 | 0 | 25646625 | High | 0.66 |  |  | 08/23/2022 | 206715236 | 11/10/2022
A.O. Smith Water Products Company | RELIANCE WATER HEATERS | 9-40-NKCT 4** | Federally-Regulated Consumer Product | Natural gas |  | 38 |  | 40000 | True |  |  | False | Gas-fired storage | 80 |  | 78 | 0 | 25646625 | High | 0.66 |  |  | 08/23/2022 | 206715232 | 11/10/2022
A.O. Smith Water Products Company | RELIANCE WATER HEATERS | 9-40-PKCT 4*1 | Federally-Regulated Consumer Product | LPG |  | 38 |  | 40000 | True |  |  | False | Gas-fired storage | 80 |  | 78 | 0 | 25646625 | High | 0.66 |  |  | 08/23/2022 | 206715234 | 11/10/2022
A.O. Smith Water Products Company | RELIANCE WATER HEATERS | 12-40-NACT 4** | Federally-Regulated Consumer Product | Natural gas |  | 38 |  | 40000 | True |  |  | False | Gas-fired storage | 80 |  | 78 | 0 | 25646625 | High | 0.66 |  |  | 08/23/2022 | 206715233 | 11/10/2022
A.O. Smith Water Products Company | RELIANCE WATER HEATERS | 6-40-NBCT 4** | Federally-Regulated Consumer Product | Natural gas |  | 38 |  | 40000 | True |  |  | False | Gas-fired storage | 80 |  | 78 | 0 | 25646625 | High | 0.66 |  |  | 08/23/2022 | 206715231 | 11/10/2022
A.O. Smith Water Products Company | RELIANCE WATER HEATERS | 12-40-PACT 4*1 | Federally-Regulated Consumer Product | LPG |  | 38 |  | 40000 | True |  |  | False | Gas-fired storage | 80 |  | 78 | 0 | 25646625 | High | 0.66 |  |  | 08/23/2022 | 206715235 | 11/10/2022
A.O. Smith Water Products Company | Lochinvar | GTN04040 4** | Federally-Regulated Consumer Product | Natural gas |  | 38 |  | 40000 | True |  |  | False | Gas-fired storage | 80 |  | 78 | 0 | 25646625 | High | 0.66 |  |  | 08/23/2022 | 206715220 | 11/10/2022
A.O. Smith Water Products Company | Lochinvar | GTN04040 ST 4** | Federally-Regulated Consumer Product | Natural gas |  | 38 |  | 40000 | True |  |  | False | Gas-fired storage | 80 |  | 78 | 0 | 25646625 | High | 0.66 |  |  | 08/23/2022 | 206715221 | 11/10/2022
A.O. Smith Water Products Company | Lochinvar | GTN04040-8 4** | Federally-Regulated Consumer Product | Natural gas |  | 38 |  | 40000 | True |  |  | False | Gas-fired storage | 80 |  | 78 | 0 | 25646625 | High | 0.66 |  |  | 08/23/2022 | 206715225 | 11/10/2022
A.O. Smith Water Products Company | Lochinvar | GTN04040-10T 4** | Federally-Regulated Consumer Product | Natural gas |  | 38 |  | 40000 | True |  |  | False | Gas-fired storage | 80 |  | 78 | 0 | 25646625 | High | 0.66 |  |  | 08/23/2022 | 206715230 | 11/10/2022
A.O. Smith Water Products Company | Lochinvar | GTN04040-8T 4** | Federally-Regulated Consumer Product | Natural gas |  | 38 |  | 40000 | True |  |  | False | Gas-fired storage | 80 |  | 78 | 0 | 25646625 | High | 0.66 |  |  | 08/23/2022 | 206715228 | 11/10/2022
A.O. Smith Water Products Company | Lochinvar | GTL04040 ST 4*1 | Federally-Regulated Consumer Product | LPG |  | 38 |  | 40000 | True |  |  | False | Gas-fired storage | 80 |  | 78 | 0 | 25646625 | High | 0.66 |  |  | 08/23/2022 | 206715222 | 11/10/2022
A.O. Smith Water Products Company | Lochinvar | GTN04040T 4** | Federally-Regulated Consumer Product | Natural gas |  | 38 |  | 40000 | True |  |  | False | Gas-fired storage | 80 |  | 78 | 0 | 25646625 | High | 0.66 |  |  | 08/23/2022 | 206715223 | 11/10/2022
A.O. Smith Water Products Company | Lochinvar | GTN04040 TM 4** | Federally-Regulated Consumer Product | Natural gas |  | 38 |  | 40000 | True |  |  | False | Gas-fired storage | 80 |  | 78 | 0 | 25646625 | High | 0.66 |  |  | 08/23/2022 | 206715224 | 11/10/2022
A.O. Smith Water Products Company | Lochinvar | GTL04040-8 4*1 | Federally-Regulated Consumer Product | LPG |  | 38 |  | 40000 | True |  |  | False | Gas-fired storage | 80 |  | 78 | 0 | 25646625 | High | 0.66 |  |  | 08/23/2022 | 206715226 | 11/10/2022
A.O. Smith Water Products Company | Lochinvar | GTN04040M 4** | Federally-Regulated Consumer Product | LPG |  | 38 |  | 40000 | True |  |  | False | Gas-fired storage | 80 |  | 78 | 0 | 25646625 | High | 0.66 |  |  | 08/23/2022 | 206715227 | 11/10/2022
A.O. Smith Water Products Company | Lochinvar | GTL04040Z 4*1 | Federally-Regulated Consumer Product | LPG |  | 38 |  | 40000 | True |  |  | False | Gas-fired storage | 80 |  | 78 | 0 | 25646625 | High | 0.66 |  |  | 08/23/2022 | 206715229 | 11/10/2022
A.O. Smith Water Products Company | Lochinvar | GTL04040 4*1 | Federally-Regulated Consumer Product | LPG |  | 38 |  | 40000 | True |  |  | False | Gas-fired storage | 80 |  | 78 | 0 | 25646625 | High | 0.66 |  |  | 08/23/2022 | 206715219 | 11/10/2022
A.O. Smith Water Products Company | Lochinvar | GTN04040Z 4** | Federally-Regulated Consumer Product | Natural gas |  | 38 |  | 40000 | True |  |  | False | Gas-fired storage | 80 |  | 78 | 0 | 25646625 | High | 0.66 |  |  | 08/23/2022 | 206715218 | 11/10/2022
Noritz America Corp. | NORITZ | EZ111DV (GQ-C3260WX-FF US) | Federally-Regulated Consumer Product | LPG |  | 1 |  | 199900 |  |  |  | True | Instantaneous gas-fired |  | 5.6 | 98 | 32 | 17708471 | High | 0.95 |  | 0 | 08/23/2022 | 204039928 | 11/11/2022
Noritz America Corp. | NORITZ | EZ111DV (GQ-C3260WX-FF US) | Federally-Regulated Consumer Product | Natural gas |  | 1 |  | 199900 |  |  |  | True | Instantaneous gas-fired |  | 5.6 | 98 | 32 | 17708471 | High | 0.95 |  | 0 | 08/23/2022 | 204039928 | 11/11/2022
Noritz America Corp. | PAVILION | UT199DV (GQ-C3260WX-FF PB US) | Federally-Regulated Consumer Product | LPG |  | 1 |  | 199900 |  |  |  | True | Instantaneous gas-fired |  | 5.6 | 98 | 32 | 17708471 | High | 0.95 |  | 0 | 08/23/2022 | 205123943 | 11/11/2022
Noritz America Corp. | PAVILION | UT199DV (GQ-C3260WX-FF PB US) | Federally-Regulated Consumer Product | Natural gas |  | 1 |  | 199900 |  |  |  | True | Instantaneous gas-fired |  | 5.6 | 98 | 32 | 17708471 | High | 0.95 |  | 0 | 08/23/2022 | 205123943 | 11/11/2022
Noritz America Corp. | PAVILION | UT199DV (GQ-C3260WX-FF PB US) | Federally-Regulated Consumer Product | LPG |  | 1 |  | 199900 |  |  |  | True | Instantaneous gas-fired |  | 5.6 | 98 | 32 | 17522871 | High | 0.96 |  | 0 | 11/11/2022 | 205123943 | 11/11/2022
Noritz America Corp. | PAVILION | UT199DV (GQ-C3260WX-FF PB US) | Federally-Regulated Consumer Product | Natural gas |  | 1 |  | 199900 |  |  |  | True | Instantaneous gas-fired |  | 5.6 | 98 | 32 | 17522871 | High | 0.96 |  | 0 | 11/11/2022 | 205123943 | 11/11/2022
Noritz America Corp. | NORITZ | EZ111DV (GQ-C3260WX-FF US) | Federally-Regulated Consumer Product | LPG |  | 1 |  | 199900 |  |  |  | True | Instantaneous gas-fired |  | 5.6 | 98 | 32 | 17522871 | High | 0.96 |  | 0 | 11/11/2022 | 204039928 | 11/11/2022
Noritz America Corp. | NORITZ | EZ111DV (GQ-C3260WX-FF US) | Federally-Regulated Consumer Product | Natural gas |  | 1 |  | 199900 |  |  |  | True | Instantaneous gas-fired |  | 5.6 | 98 | 32 | 17522871 | High | 0.96 |  | 0 | 11/11/2022 | 204039928 | 11/11/2022
Rheem Sales Company, Inc. | Rheem | PROPG50-40N RH67 PD | Federally-Regulated Consumer Product | Natural gas |  | 48 |  | 40000 | True |  |  | False | Gas-fired storage | 79 |  | 77 | 0 | 24531554 | High | 0.69 |  |  | 08/23/2022 | 8310095 | 11/15/2022
Rheem Sales Company, Inc. | Rheem | PROPG50-36P RH67 PD | Federally-Regulated Consumer Product | LPG |  | 48 |  | 36000 | True |  |  | False | Gas-fired storage | 79 |  | 77 | 0 | 24531554 | High | 0.69 |  |  | 08/23/2022 | 10597329 | 11/15/2022
Bradford White Corporation | BRADFORD WHITE | RTGR199X1 | Federally-Regulated Consumer Product | LPG |  | 1 |  | 199000 |  |  |  | False | Instantaneous gas-fired |  | 5.6 | 97 | 34 | 17701647 | High | 0.95 |  | 0 | 08/23/2022 | 208083279 | 01/17/2023
Bradford White Corporation | BRADFORD WHITE | RG2PDV50S*N | Federally-Regulated Consumer Product | Natural gas |  | 48 |  | 40000 | True |  |  | False | Gas-fired storage | 80 |  | 79 | 131 | 24445340 | High | 0.68 | 0.63 |  | 08/23/2022 | 200094446 | 01/17/2023
Bradford White Corporation | BRADFORD WHITE | RG2F40S*N | Federally-Regulated Consumer Product | Natural gas |  | 38 |  | 38000 | True |  |  | False | Gas-fired storage | 75 |  | 80 | 44 | 24030976 | High | 0.7 |  |  | 08/23/2022 | 200094396 | 01/17/2023
Bradford White Corporation | BRADFORD WHITE | URG2PV40T*N19 | Federally-Regulated Consumer Product | Natural gas |  | 38 |  | 40000 | True |  |  | False | Gas-fired storage | 78 |  | 79 | 80 | 23236446 | High | 0.72 | 0.64 |  | 08/23/2022 | 205135033 | 01/17/2023
Bradford White Corporation | BRADFORD WHITE | RG2D40S*X | Federally-Regulated Consumer Product | LPG |  | 38 |  | 38000 | True |  |  | False | Gas-fired storage | 62 |  | 78 | 22 | 17242132 | Medium | 0.64 |  |  | 08/23/2022 | 200094390 | 01/17/2023
Bradford White Corporation | BRADFORD WHITE | URG2D50S*N | Federally-Regulated Consumer Product | Natural gas |  | 47 |  | 40000 | True |  |  | False | Gas-fired storage | 81 |  | 79 | 22 | 24817248 | High | 0.68 | 0.63 |  | 08/23/2022 | 9963146 | 01/17/2023
Bradford White Corporation | BRADFORD WHITE | ERE340S*-***** | Federally-Regulated Consumer Product | Electric resistance |  | 36 |  | 4.5 | True |  |  | True | Electric storage | 49 |  | 98 | 2466 |  | Low | 0.91 | 0.91 |  | 08/23/2022 | 208573579 | 01/17/2023
Bradford White Corporation | BRADFORD WHITE | RG2PDV40S*N | Federally-Regulated Consumer Product | Natural gas |  | 38 |  | 40000 | True |  |  | False | Gas-fired storage | 75 |  | 78 | 104 | 23826256 | High | 0.7 |  |  | 08/23/2022 | 200094440 | 01/17/2023
Bradford White Corporation | BRADFORD WHITE | RG2PV50H*X** | Federally-Regulated Consumer Product | LPG |  | 46 |  | 58000 | True |  |  | False | Gas-fired storage | 116 |  | 79 | 76 | 24633000 | High | 0.68 | 0.63 |  | 08/23/2022 | 208157070 | 01/17/2023
Bradford White Corporation | BRADFORD WHITE | RTGR199N1 | Federally-Regulated Consumer Product | Natural gas |  | 0 |  | 199000 |  |  |  | False | Instantaneous gas-fired |  | 5.6 | 97 | 34 | 17701647 | High | 0.95 | 0.81 | 0 | 08/23/2022 | 208083277 | 01/17/2023
Bradford White Corporation | BRADFORD WHITE | ERE240S*-***** | Federally-Regulated Consumer Product | Electric resistance |  | 36 |  | 4.5 | True |  |  | True | Electric storage | 48 |  | 98 | 2466 |  | Low | 0.91 | 0.91 |  | 08/23/2022 | 208573575 | 01/17/2023
Bradford White Corporation | BRADFORD WHITE | RG2PV40S*X19 | Federally-Regulated Consumer Product | LPG |  | 38 |  | 40000 | True |  |  | False | Gas-fired storage | 75 |  | 80 | 78 | 23243270 | High | 0.72 |  |  | 08/23/2022 | 205135014 | 01/17/2023
Bradford White Corporation | BRADFORD WHITE | RG2PV40S*N19 | Federally-Regulated Consumer Product | Natural gas |  | 38 |  | 40000 | True |  |  | False | Gas-fired storage | 75 |  | 80 | 78 | 23243270 | High | 0.72 |  |  | 08/23/2022 | 205134945 | 01/17/2023
Bradford White Corporation | BRADFORD WHITE | URG2PDV50H*N | Federally-Regulated Consumer Product | Natural gas |  | 46 |  | 50000 | True |  |  | False | Gas-fired storage | 82 |  | 76 | 110 | 24516992 | High | 0.68 |  |  | 08/23/2022 | 200094460 | 01/17/2023
Bradford White Corporation | BRADFORD WHITE | RE340S*-***** | Federally-Regulated Consumer Product | Electric resistance |  | 36 |  | 4.5 | True |  |  | True | Electric storage | 49 |  | 98 | 2466 |  | Low | 0.91 | 0.91 |  | 08/23/2022 | 200094304 | 01/17/2023
Bradford White Corporation | BRADFORD WHITE | RG2PV50H*N** | Federally-Regulated Consumer Product | Natural gas |  | 46 |  | 65000 | True |  |  | False | Gas-fired storage | 116 |  | 79 | 76 | 24633000 | High | 0.68 | 0.63 |  | 08/23/2022 | 208141889 | 01/17/2023
Bradford White Corporation | BRADFORD WHITE | RTGS199X1 | Federally-Regulated Consumer Product | LPG |  | 0 |  | 199000 |  |  |  | False | Instantaneous gas-fired |  | 5.6 | 97 | 34 | 17701647 | High | 0.95 | 0.81 | 0 | 08/23/2022 | 208083280 | 01/17/2023
Bradford White Corporation | BRADFORD WHITE | LE340S*-***** | Federally-Regulated Consumer Product | Electric resistance |  | 36 |  | 4.5 | True |  |  | True | Electric storage | 49 |  | 98 | 2466 |  | Low | 0.91 |  |  | 08/23/2022 | 207465481 | 01/17/2023
Bradford White Corporation | BRADFORD WHITE | RG2F40S*X | Federally-Regulated Consumer Product | LPG |  | 38 |  | 38000 | True |  |  | False | Gas-fired storage | 75 |  | 80 | 44 | 24030976 | High | 0.7 |  |  | 08/23/2022 | 200094398 | 01/17/2023
Bradford White Corporation | BRADFORD WHITE | RG2D50S*N | Federally-Regulated Consumer Product | Natural gas |  | 47 |  | 40000 | True |  |  | False | Gas-fired storage | 81 |  | 79 | 22 | 24817248 | High | 0.68 | 0.63 |  | 08/23/2022 | 200094392 | 01/17/2023
Bradford White Corporation | BRADFORD WHITE | RG1PV50S*X19 | Federally-Regulated Consumer Product | LPG |  | 48 |  | 40000 | True |  |  | False | Gas-fired storage | 78 |  | 79 | 81 | 24255182 | High | 0.69 |  |  | 08/23/2022 | 205135013 | 01/17/2023
Bradford White Corporation | BRADFORD WHITE | RG1PV50S*N19 | Federally-Regulated Consumer Product | Natural gas |  | 48 |  | 40000 | True |  |  | False | Gas-fired storage | 78 |  | 79 | 81 | 24255182 | High | 0.69 |  |  | 08/23/2022 | 205134944 | 01/17/2023
Bradford White Corporation | BRADFORD WHITE | RG2PV50T*N19 | Federally-Regulated Consumer Product | Natural gas |  | 48 |  | 40000 | True |  |  | False | Gas-fired storage | 75 |  | 80 | 80 | 23236446 | High | 0.72 |  |  | 08/23/2022 | 205134948 | 01/17/2023
Bradford White Corporation | BRADFORD WHITE | RG2F50S*N | Federally-Regulated Consumer Product | Natural gas |  | 48 |  | 38000 | True |  |  | False | Gas-fired storage | 76 |  | 79 | 51 | 24718300 | High | 0.68 |  |  | 08/23/2022 | 200094400 | 01/17/2023
Bradford White Corporation | BRADFORD WHITE | RG1PV40S*X19 | Federally-Regulated Consumer Product | LPG |  | 38 |  | 40000 | True |  |  | False | Gas-fired storage | 75 |  | 79 | 82 | 24612528 | High | 0.68 |  |  | 08/23/2022 | 205135012 | 01/17/2023
Bradford White Corporation | BRADFORD WHITE | URG2PDV40S*N | Federally-Regulated Consumer Product | Natural gas |  | 38 |  | 40000 | True |  |  | False | Gas-fired storage | 75 |  | 78 | 104 | 23826256 | High | 0.7 |  |  | 08/23/2022 | 200094444 | 01/17/2023
Bradford White Corporation | BRADFORD WHITE | RE240S*-***** | Federally-Regulated Consumer Product | Electric resistance |  | 36 |  | 4.5 | True |  |  | True | Electric storage | 48 |  | 98 | 2466 |  | Low | 0.91 | 0.91 |  | 08/23/2022 | 200094298 | 01/17/2023
Bradford White Corporation | BRADFORD WHITE | URG2PV50H*N** | Federally-Regulated Consumer Product | Natural gas |  | 46 |  | 56000 | True |  |  | False | Gas-fired storage | 107 |  | 78 | 81 | 24615940 | High | 0.68 | 0.63 |  | 08/23/2022 | 208141890 | 01/17/2023
Bradford White Corporation | BRADFORD WHITE | URG2PV50T*N19 | Federally-Regulated Consumer Product | Natural gas |  | 48 |  | 40000 | True |  |  | False | Gas-fired storage | 75 |  | 80 | 80 | 23236446 | High | 0.72 | 0.63 |  | 08/23/2022 | 205135034 | 01/17/2023
Bradford White Corporation | BRADFORD WHITE | RG1PV40S*N19 | Federally-Regulated Consumer Product | Natural gas |  | 38 |  | 40000 | True |  |  | False | Gas-fired storage | 75 |  | 79 | 82 | 24612528 | High | 0.68 |  |  | 08/23/2022 | 205134943 | 01/17/2023
Bradford White Corporation | BRADFORD WHITE | RG2PDV40S*X | Federally-Regulated Consumer Product | LPG |  | 38 |  | 38000 | True |  |  | False | Gas-fired storage | 75 |  | 78 | 104 | 23826256 | High | 0.7 |  |  | 08/23/2022 | 200094442 | 01/17/2023
Bradford White Corporation | BRADFORD WHITE | RG2PV50S*X19 | Federally-Regulated Consumer Product | LPG |  | 48 |  | 40000 | True |  |  | False | Gas-fired storage | 78 |  | 80 | 78 | 23243270 | High | 0.72 |  |  | 08/23/2022 | 205135016 | 01/17/2023
Bradford White Corporation | BRADFORD WHITE | RG2D50S*X | Federally-Regulated Consumer Product | LPG |  | 47 |  | 40000 | True |  |  | False | Gas-fired storage | 81 |  | 79 | 22 | 24817248 | High | 0.68 |  |  | 08/23/2022 | 200094394 | 01/17/2023
Bradford White Corporation | BRADFORD WHITE | RG2PV50T*X19 | Federally-Regulated Consumer Product | LPG |  | 48 |  | 40000 | True |  |  | False | Gas-fired storage | 75 |  | 80 | 80 | 23236446 | High | 0.72 |  |  | 08/23/2022 | 205135017 | 01/17/2023
Bradford White Corporation | BRADFORD WHITE | RG2PV40T*N19 | Federally-Regulated Consumer Product | Natural gas |  | 38 |  | 40000 | True |  |  | False | Gas-fired storage | 78 |  | 79 | 80 | 23236446 | High | 0.72 |  |  | 08/23/2022 | 205134946 | 01/17/2023
Bradford White Corporation | BRADFORD WHITE | RG2PDV50H*N | Federally-Regulated Consumer Product | Natural gas |  | 46 |  | 60000 | True |  |  | False | Gas-fired storage | 103 |  | 77 | 110 | 24516992 | High | 0.68 |  |  | 08/23/2022 | 200094452 | 01/17/2023
Bradford White Corporation | BRADFORD WHITE | RG2PDV50H*X | Federally-Regulated Consumer Product | LPG |  | 46 |  | 60000 | True |  |  | False | Gas-fired storage | 103 |  | 77 | 110 | 24516992 | High | 0.68 |  |  | 08/23/2022 | 200094454 | 01/17/2023
Bradford White Corporation | BRADFORD WHITE | RTGS199N1 | Federally-Regulated Consumer Product | Natural gas |  | 0 |  | 199000 |  |  |  | False | Instantaneous gas-fired |  | 5.6 | 97 | 34 | 17701647 | High | 0.95 | 0.81 | 0 | 08/23/2022 | 208083278 | 01/17/2023
Bradford White Corporation | BRADFORD WHITE | RG2F50S*X | Federally-Regulated Consumer Product | LPG |  | 48 |  | 38000 | True |  |  | False | Gas-fired storage | 76 |  | 79 | 51 | 24718300 | High | 0.68 |  |  | 08/23/2022 | 200094402 | 01/17/2023
Bradford White Corporation | BRADFORD WHITE | RE340T*-***** | Federally-Regulated Consumer Product | Electric resistance |  | 36 |  | 4.5 | True |  |  | True | Electric storage | 53 |  | 98 | 3531 |  | Medium | 0.92 | 0.92 |  | 08/23/2022 | 200094306 | 01/17/2023
Bradford White Corporation | BRADFORD WHITE | RG2D40S*N | Federally-Regulated Consumer Product | Natural gas |  | 38 |  | 38000 | True |  |  | False | Gas-fired storage | 62 |  | 78 | 22 | 17242132 | Medium | 0.64 |  |  | 08/23/2022 | 200094388 | 01/17/2023
Bradford White Corporation | BRADFORD WHITE | RE2H65T**-***** | Federally-Regulated Consumer Product | Heat pump |  | 64 |  | 4.5 | True |  | False | True | Electric storage | 77 |  | 370 | 1434 |  | High | 3.46 |  |  | 08/23/2022 | 204835481 | 01/17/2023
Bradford White Corporation | BRADFORD WHITE | RE2H50S*-***** | Federally-Regulated Consumer Product | Heat pump |  | 45 |  | 4.5 | True |  | False | True | Electric storage | 65 |  | 385 | 955 |  | Medium | 3.39 | 0.92 |  | 08/23/2022 | 200094643 | 01/17/2023
Bradford White Corporation | BRADFORD WHITE | URG1PV40S*N19 | Federally-Regulated Consumer Product | Natural gas |  | 38 |  | 40000 | True |  |  | False | Gas-fired storage | 75 |  | 79 | 82 | 24612528 | High | 0.68 | 0.64 |  | 08/23/2022 | 205135031 | 01/17/2023
Bradford White Corporation | BRADFORD WHITE | URG2PDV50S*N | Federally-Regulated Consumer Product | Natural gas |  | 48 |  | 40000 | True |  |  | False | Gas-fired storage | 80 |  | 79 | 131 | 24445340 | High | 0.68 | 0.63 |  | 08/23/2022 | 200094450 | 01/17/2023
Bradford White Corporation | BRADFORD WHITE | RE2H80T*-***** | Federally-Regulated Consumer Product | Heat pump |  | 75 |  | 4.5 | True |  | False | True | Electric storage | 87 |  | 292 | 1426 |  | High | 3.48 | 2.16 |  | 08/23/2022 | 200094645 | 01/17/2023
Bradford White Corporation | BRADFORD WHITE | RG2PV40T*X19 | Federally-Regulated Consumer Product | LPG |  | 38 |  | 40000 | True |  |  | False | Gas-fired storage | 78 |  | 79 | 80 | 23236446 | High | 0.72 |  |  | 08/23/2022 | 205135015 | 01/17/2023
Bradford White Corporation | BRADFORD WHITE | ERE340T*-***** | Federally-Regulated Consumer Product | Electric resistance |  | 36 |  | 4.5 | True |  |  | True | Electric storage | 53 |  | 98 | 3531 |  | Medium | 0.92 | 0.92 |  | 08/23/2022 | 208573580 | 01/17/2023
Bradford White Corporation | BRADFORD WHITE | URG2D40S*N | Federally-Regulated Consumer Product | Natural gas |  | 38 |  | 38000 | True |  |  | False | Gas-fired storage | 62 |  | 78 | 22 | 17242132 | Medium | 0.64 |  |  | 09/08/2022 | 9963145 | 01/17/2023
Bradford White Corporation | BRADFORD WHITE | RG2PV50S*N19 | Federally-Regulated Consumer Product | Natural gas |  | 48 |  | 40000 | True |  |  | False | Gas-fired storage | 78 |  | 80 | 78 | 23243270 | High | 0.72 |  |  | 08/23/2022 | 205134947 | 01/17/2023
Bradford White Corporation | BRADFORD WHITE | URG1PV50S*N19 | Federally-Regulated Consumer Product | Natural gas |  | 48 |  | 40000 | True |  |  | False | Gas-fired storage | 78 |  | 79 | 81 | 24255182 | High | 0.69 | 0.63 |  | 08/23/2022 | 205135032 | 01/17/2023
Bradford White Corporation | BRADFORD WHITE | RG2PDV50S*X | Federally-Regulated Consumer Product | LPG |  | 48 |  | 38000 | True |  |  | False | Gas-fired storage | 80 |  | 79 | 131 | 24445340 | High | 0.68 | 0.63 |  | 08/23/2022 | 200094448 | 01/17/2023
Rheem Sales Company, Inc. | Richmond | 6GT50-38F3 | Federally-Regulated Consumer Product | Natural gas |  | 48 |  | 38000 | True |  |  | False | Gas-fired storage | 85 |  | 83 | 0 | 26448082 | High | 0.64 |  |  | 11/15/2022 | 210594812 | 01/17/2023
Rheem Sales Company, Inc. | Richmond | 6GR50SPVE2-36 | Federally-Regulated Consumer Product | Natural gas |  | 48 |  | 36000 | True |  |  | False | Gas-fired storage | 78 |  | 79 | 93 | 0 | High | 0.7 | 0.63 |  | 05/07/2019 |  | 01/17/2023
Rheem Sales Company, Inc. | Richmond | 12G50S-36PE2 | Federally-Regulated Consumer Product | LPG |  | 48 |  | 36000 | True |  |  | False | Gas-fired storage | 78 |  | 77 | 0 | 25646625 | High | 0.66 | 0.63 |  | 03/14/2019 |  | 01/17/2023
Rheem Sales Company, Inc. | Richmond | 6GR40SPVE2-32P | Federally-Regulated Consumer Product | LPG |  | 39 |  | 32400 | True |  |  | False | Gas-fired storage | 64 |  | 74 | 68 | 16818762 | Medium | 0.65 | 0.58 |  | 03/14/2019 |  | 01/17/2023
Rheem Sales Company, Inc. | Richmond | 6GRX50PVE2-42P | Federally-Regulated Consumer Product | LPG |  | 48 |  | 42000 | True |  |  | False | Gas-fired storage | 78 |  | 75 | 87 | 24595468 | High | 0.68 |  |  | 09/08/2022 | 209403955 | 01/17/2023
Rheem Sales Company, Inc. | Richmond | RMTGH84XLP-2 | Federally-Regulated Consumer Product | LPG |  | 0 |  | 157000 |  |  |  | False | Instantaneous gas-fired |  | 4.5 | 96 | 32 | 18091646 | High | 0.93 |  | 0 | 08/23/2022 | 205628330 | 01/17/2023
Rheem Sales Company, Inc. | Richmond | 9G50-36PE2 | Federally-Regulated Consumer Product | LPG |  | 48 |  | 36000 | True |  |  | False | Gas-fired storage | 79 |  | 77 | 0 | 24531554 | High | 0.69 |  |  | 08/23/2022 | 4663108 | 01/17/2023
Rheem Sales Company, Inc. | Richmond | RMTGH90DVLN-2 | Federally-Regulated Consumer Product | Natural gas |  | 0 |  | 180000 |  |  |  | False | Instantaneous gas-fired |  | 5.2 | 97 | 33 | 18088234 | High | 0.93 |  | 0 | 08/23/2022 | 202067551 | 01/17/2023
Rheem Sales Company, Inc. | Richmond | 6GR40PVE2-40 | Federally-Regulated Consumer Product | Natural gas |  | 38 |  | 40000 | True |  |  | False | Gas-fired storage | 86 |  | 79 | 110 | 24156234 | High | 0.69 |  |  | 08/23/2022 | 4648423 | 01/17/2023
Rheem Sales Company, Inc. | Richmond | 12G30-60 | Federally-Regulated Consumer Product | Natural gas |  | 28 |  | 60000 | True |  |  | False | Gas-fired storage | 93 |  | 78 | 33 | 23727929 | High | 0.71 |  |  | 08/23/2022 | 4663092 | 01/17/2023
Rheem Sales Company, Inc. | Richmond | 12GUH40-50F* | Federally-Regulated Consumer Product | Natural gas |  | 40 |  | 50000 | True |  |  | False | Gas-fired storage | 88 |  | 97 | 83 | 18524329 | High | 0.9 |  |  | 11/15/2022 | 210605701 | 01/17/2023
Rheem Sales Company, Inc. | Richmond | 9G40S-40E2 | Federally-Regulated Consumer Product | Natural gas |  | 39 |  | 40000 | True |  |  | False | Gas-fired storage | 69 |  | 75 | 0 | 17050778 | Medium | 0.65 |  |  | 08/23/2022 | 4648390 | 01/17/2023
Rheem Sales Company, Inc. | Richmond | 12GUH50-50F* | Federally-Regulated Consumer Product | LPG |  | 50 |  | 50000 | True |  |  | False | Gas-fired storage | 95 |  | 94 | 127 | 18801645 | High | 0.88 |  |  | 11/15/2022 | 210605707 | 01/17/2023
Rheem Sales Company, Inc. | Richmond | 9G50S-40E2 | Federally-Regulated Consumer Product | Natural gas |  | 48 |  | 40000 | True |  |  | False | Gas-fired storage | 78 |  | 77 | 0 | 25646625 | High | 0.66 | 0.63 |  | 03/14/2019 |  | 01/17/2023
Rheem Sales Company, Inc. | Richmond | 6G30-60 | Federally-Regulated Consumer Product | Natural gas |  | 28 |  | 60000 | True |  |  | False | Gas-fired storage | 93 |  | 78 | 33 | 23727929 | High | 0.71 |  |  | 08/23/2022 | 4663043 | 01/17/2023
Rheem Sales Company, Inc. | Richmond | 9G50S-36PE2 | Federally-Regulated Consumer Product | LPG |  | 48 |  | 36000 | True |  |  | False | Gas-fired storage | 78 |  | 77 | 0 | 25646625 | High | 0.66 | 0.63 |  | 03/14/2019 |  | 01/17/2023
Rheem Sales Company, Inc. | Richmond | 6GRT50-40F3 | Federally-Regulated Consumer Product | Natural gas |  | 48 |  | 40000 | True |  |  | False | Gas-fired storage | 76 |  | 81 | 0 | 26041188 | High | 0.65 |  |  | 11/15/2022 | 210594817 | 01/17/2023
Rheem Sales Company, Inc. | Richmond | 6G50S-36PE2 | Federally-Regulated Consumer Product | LPG |  | 48 |  | 36000 | True |  |  | False | Gas-fired storage | 78 |  | 77 | 0 | 25646625 | High | 0.66 | 0.63 |  | 03/14/2019 |  | 01/17/2023
Rheem Sales Company, Inc. | Richmond | RMTGH90XLP-2 | Federally-Regulated Consumer Product | LPG |  | 0 |  | 180000 |  |  |  | False | Instantaneous gas-fired |  | 5.2 | 95 | 32 | 18091646 | High | 0.93 |  | 0 | 08/23/2022 | 205628320 | 01/17/2023
Rheem Sales Company, Inc. | Richmond | RMTGHRH111DVLN * | Federally-Regulated Consumer Product | Natural gas |  | 0 |  | 199000 |  |  |  | False | Instantaneous gas-fired |  | 6 | 97 | 57 | 17812721 | High | 0.94 |  | 0 | 08/23/2022 | 203303901 | 01/17/2023
Rheem Sales Company, Inc. | Richmond | 6G50PDV-40 | Federally-Regulated Consumer Product | Natural gas |  | 47 |  | 40000 | True |  |  | False | Gas-fired storage | 82 |  | 81 | 96 | 24204002 | High | 0.69 |  |  | 08/23/2022 | 4645604 | 01/17/2023
Rheem Sales Company, Inc. | Richmond | 9G40-36PE2 | Federally-Regulated Consumer Product | LPG |  | 37 |  | 36000 | True |  |  | False | Gas-fired storage | 66 |  | 77 | 0 | 24181104 | Medium | 0.68 |  |  | 08/23/2022 | 4663097 | 01/17/2023
Rheem Sales Company, Inc. | Richmond | 12G50S-40E2 | Federally-Regulated Consumer Product | Natural gas |  | 48 |  | 40000 | True |  |  | False | Gas-fired storage | 78 |  | 77 | 0 | 25646625 | High | 0.66 | 0.63 |  | 03/14/2019 |  | 01/17/2023
Rheem Sales Company, Inc. | Richmond | 12G40-36PE2 | Federally-Regulated Consumer Product | LPG |  | 37 |  | 36000 | True |  |  | False | Gas-fired storage | 66 |  | 77 | 0 | 24181104 | Medium | 0.68 |  |  | 08/23/2022 | 4663099 | 01/17/2023
Rheem Sales Company, Inc. | Richmond | 6G50-40E2 | Federally-Regulated Consumer Product | Natural gas |  | 48 |  | 40000 | True |  |  | False | Gas-fired storage | 79 |  | 77 | 0 | 24531554 | High | 0.69 |  |  | 08/23/2022 | 4663104 | 01/17/2023
Rheem Sales Company, Inc. | Richmond | RMTGH90XLN-2 | Federally-Regulated Consumer Product | Natural gas |  | 0 |  | 180000 |  |  |  | False | Instantaneous gas-fired |  | 5.2 | 95 | 32 | 18091646 | High | 0.93 |  | 0 | 08/23/2022 | 205628319 | 01/17/2023
Rheem Sales Company, Inc. | Richmond | 6GRT40-40F3 | Federally-Regulated Consumer Product | LPG |  | 38 |  | 36000 | True |  |  | False | Gas-fired storage | 84 |  | 80 | 0 | 25646625 | High | 0.66 |  |  | 11/15/2022 | 210594815 | 01/17/2023
Rheem Sales Company, Inc. | Richmond | RMTGH95XLN-2 | Federally-Regulated Consumer Product | Natural gas |  | 0 |  | 199900 |  |  |  | False | Instantaneous gas-fired |  | 5.6 | 96 | 32 | 18091646 | High | 0.93 |  | 0 | 08/23/2022 | 205628307 | 01/17/2023
Rheem Sales Company, Inc. | Richmond | 6GR50PVE2-42 | Federally-Regulated Consumer Product | Natural gas |  | 48 |  | 42000 | True |  |  | False | Gas-fired storage | 78 |  | 75 | 0 | 24892312 | High | 0.68 |  |  | 08/23/2022 | 4648425 | 01/17/2023
Rheem Sales Company, Inc. | Richmond | 6GRX50PVE2-42 | Federally-Regulated Consumer Product | Natural gas |  | 48 |  | 42000 | True |  |  | False | Gas-fired storage | 78 |  | 75 | 87 | 24595468 | High | 0.68 |  |  | 09/08/2022 | 209403954 | 01/17/2023
Rheem Sales Company, Inc. | Richmond | 6G50S-40E2 | Federally-Regulated Consumer Product | Natural gas |  | 48 |  | 40000 | True |  |  | False | Gas-fired storage | 78 |  | 77 | 0 | 25646625 | High | 0.66 | 0.63 |  | 03/14/2019 |  | 01/17/2023
Rheem Sales Company, Inc. | Richmond | RMTG70XLN-1 | Federally-Regulated Consumer Product | Natural gas |  | 0 |  | 160000 |  |  |  | False | Instantaneous gas-fired |  | 4 | 84 | 30 | 20794890 | High | 0.81 |  | 0 | 09/27/2022 | 201921172 | 01/17/2023
Rheem Sales Company, Inc. | Richmond | 12G50-36PE2 | Federally-Regulated Consumer Product | LPG |  | 48 |  | 36000 | True |  |  | False | Gas-fired storage | 79 |  | 77 | 0 | 24531554 | High | 0.69 |  |  | 08/23/2022 | 4663109 | 01/17/2023
Rheem Sales Company, Inc. | Richmond | RMTGH90DVLP-2 | Federally-Regulated Consumer Product | LPG |  | 0 |  | 180000 |  |  |  | False | Instantaneous gas-fired |  | 5.2 | 97 | 33 | 18088234 | High | 0.93 |  | 0 | 08/23/2022 | 202067552 | 01/17/2023
Rheem Sales Company, Inc. | Richmond | 9G40-40E2 | Federally-Regulated Consumer Product | Natural gas |  | 37 |  | 40000 | True |  |  | False | Gas-fired storage | 66 |  | 77 | 0 | 24181104 | Medium | 0.68 |  |  | 08/23/2022 | 4663096 | 01/17/2023
Rheem Sales Company, Inc. | Richmond | 12G40S-40E2 | Federally-Regulated Consumer Product | Natural gas |  | 39 |  | 40000 | True |  |  | False | Gas-fired storage | 69 |  | 75 | 0 | 17050778 | Medium | 0.65 |  |  | 08/23/2022 | 4648391 | 01/17/2023
Rheem Sales Company, Inc. | Richmond | RMTGH84DVLP-2 | Federally-Regulated Consumer Product | LPG |  | 0 |  | 157000 |  |  |  | False | Instantaneous gas-fired |  | 4.6 | 97 | 33 | 18088234 | High | 0.93 |  | 0 | 08/23/2022 | 202067528 | 01/17/2023
Rheem Sales Company, Inc. | Richmond | 6RHE40S | Federally-Regulated Consumer Product | Natural gas |  | 37 |  | 40000 | True |  |  | False | Gas-fired storage | 87 |  | 92 | 75 | 20137802 | High | 0.83 |  |  | 08/23/2022 | 5609883 | 01/17/2023
Rheem Sales Company, Inc. | Richmond | 6GR50PVE2-42P | Federally-Regulated Consumer Product | LPG |  | 48 |  | 42000 | True |  |  | False | Gas-fired storage | 78 |  | 75 | 0 | 24892312 | High | 0.68 |  |  | 08/23/2022 | 4645379 | 01/17/2023
Rheem Sales Company, Inc. | Richmond | 6GR50SPVE2-32P | Federally-Regulated Consumer Product | LPG |  | 48 |  | 32400 | True |  |  | False | Gas-fired storage | 78 |  | 79 | 93 | 23863788 | High | 0.7 | 0.63 |  | 05/07/2019 |  | 01/17/2023
Rheem Sales Company, Inc. | Richmond | 6ES50-DCG | Federally-Regulated Consumer Product | Electric resistance |  | 43 |  | 4.5 | True |  |  | True | Electric storage | 54 |  | 98 | 3522 |  | Medium | 0.92 |  |  | 10/27/2022 | 210440248 | 01/17/2023
Rheem Sales Company, Inc. | Richmond | 6G50-36PE2 | Federally-Regulated Consumer Product | LPG |  | 48 |  | 36000 | True |  |  | False | Gas-fired storage | 79 |  | 77 | 0 | 24531554 | High | 0.69 |  |  | 08/23/2022 | 4663107 | 01/17/2023
Rheem Sales Company, Inc. | Richmond | 6RHE50P | Federally-Regulated Consumer Product | LPG |  | 46 |  | 36000 | True |  |  | False | Gas-fired storage | 87 |  | 89 | 0 | 21158466 | High | 0.8 |  |  | 08/23/2022 | 5609886 | 01/17/2023
Rheem Sales Company, Inc. | Richmond | 6G50PDVP-40 | Federally-Regulated Consumer Product | LPG |  | 47 |  | 40000 | True |  |  | False | Gas-fired storage | 82 |  | 81 | 96 | 24204002 | High | 0.69 |  |  | 08/23/2022 | 4645618 | 01/17/2023
Rheem Sales Company, Inc. | Richmond | 6G40S-40E2 | Federally-Regulated Consumer Product | Natural gas |  | 39 |  | 40000 | True |  |  | False | Gas-fired storage | 69 |  | 75 | 0 | 17050778 | Medium | 0.65 |  |  | 08/23/2022 | 4648392 | 01/17/2023
Rheem Sales Company, Inc. | Richmond | 6GR40PVE2-36P | Federally-Regulated Consumer Product | LPG |  | 38 |  | 36000 | True |  |  | False | Gas-fired storage | 71 |  | 79 | 110 | 24156234 | Medium | 0.68 |  |  | 08/23/2022 | 4645178 | 01/17/2023
Rheem Sales Company, Inc. | Richmond | 6G40-36PE2 | Federally-Regulated Consumer Product | LPG |  | 37 |  | 36000 | True |  |  | False | Gas-fired storage | 66 |  | 77 | 19 | 24116276 | Medium | 0.68 |  |  | 08/23/2022 | 4663095 | 01/17/2023
Rheem Sales Company, Inc. | Richmond | 6G40S-36PE2 | Federally-Regulated Consumer Product | LPG |  | 39 |  | 36000 | True |  |  | False | Gas-fired storage | 69 |  | 75 | 0 | 17050778 | Medium | 0.65 |  |  | 08/23/2022 | 4644900 | 01/17/2023
Rheem Sales Company, Inc. | Richmond | 6RHE50 | Federally-Regulated Consumer Product | Natural gas |  | 46 |  | 40000 | True |  |  | False | Gas-fired storage | 87 |  | 89 | 0 | 21158466 | High | 0.8 |  |  | 08/23/2022 | 5609885 | 01/17/2023
Rheem Sales Company, Inc. | Richmond | 12GUH50-50F* | Federally-Regulated Consumer Product | Natural gas |  | 50 |  | 50000 | True |  |  | False | Gas-fired storage | 95 |  | 94 | 127 | 18801645 | High | 0.88 |  |  | 11/15/2022 | 210605707 | 01/17/2023
Rheem Sales Company, Inc. | Richmond | 12G40-40E2 | Federally-Regulated Consumer Product | Natural gas |  | 37 |  | 40000 | True |  |  | False | Gas-fired storage | 66 |  | 77 | 0 | 24181104 | Medium | 0.68 |  |  | 08/23/2022 | 4663098 | 01/17/2023
Rheem Sales Company, Inc. | Richmond | 9G40S-36PE2 | Federally-Regulated Consumer Product | LPG |  | 39 |  | 36000 | True |  |  | False | Gas-fired storage | 69 |  | 75 | 0 | 17050778 | Medium | 0.65 |  |  | 08/23/2022 | 4644901 | 01/17/2023
Rheem Sales Company, Inc. | Richmond | RMTGH95XLP-2 | Federally-Regulated Consumer Product | LPG |  | 0 |  | 199900 |  |  |  | False | Instantaneous gas-fired |  | 5.6 | 96 | 32 | 18091646 | High | 0.93 |  | 0 | 08/23/2022 | 205628308 | 01/17/2023
Rheem Sales Company, Inc. | Richmond | 12GUH40-50F* | Federally-Regulated Consumer Product | LPG |  | 40 |  | 50000 | True |  |  | False | Gas-fired storage | 88 |  | 97 | 83 | 18524329 | High | 0.9 |  |  | 11/15/2022 | 210605701 | 01/17/2023
Rheem Sales Company, Inc. | Richmond | 6G40PDV-40 | Federally-Regulated Consumer Product | Natural gas |  | 38 |  | 40000 | True |  |  | False | Gas-fired storage | 67 |  | 79 | 66 | 17366881 | Medium | 0.63 |  |  | 08/23/2022 | 4645603 | 01/17/2023
Rheem Sales Company, Inc. | Richmond | RMTGH84DVLN-2 | Federally-Regulated Consumer Product | Natural gas |  | 0 |  | 157000 |  |  |  | False | Instantaneous gas-fired |  | 4.6 | 97 | 33 | 18088234 | High | 0.93 |  | 0 | 08/23/2022 | 202067527 | 01/17/2023
Rheem Sales Company, Inc. | Richmond | RMTGH84XLN-2 | Federally-Regulated Consumer Product | Natural gas |  | 0 |  | 157000 |  |  |  | False | Instantaneous gas-fired |  | 4.5 | 96 | 32 | 18091646 | High | 0.93 |  | 0 | 08/23/2022 | 205628329 | 01/17/2023
Rheem Sales Company, Inc. | Richmond | 6G40-40E2 | Federally-Regulated Consumer Product | Natural gas |  | 37 |  | 40000 | True |  |  | False | Gas-fired storage | 66 |  | 77 | 19 | 24116276 | Medium | 0.68 |  |  | 08/23/2022 | 4663094 | 01/17/2023
Rheem Sales Company, Inc. | Richmond | 9G50-40E2 | Federally-Regulated Consumer Product | Natural gas |  | 48 |  | 40000 | True |  |  | False | Gas-fired storage | 79 |  | 77 | 0 | 24531554 | High | 0.69 |  |  | 08/23/2022 | 4663105 | 01/17/2023
Rheem Sales Company, Inc. | Richmond | RMTGHRH111DVLP * | Federally-Regulated Consumer Product | LPG |  | 0 |  | 199000 |  |  |  | False | Instantaneous gas-fired |  | 6 | 97 | 57 | 17812721 | High | 0.94 |  | 0 | 08/23/2022 | 203303902 | 01/17/2023
Rheem Sales Company, Inc. | Richmond | 12G40S-36PE2 | Federally-Regulated Consumer Product | LPG |  | 39 |  | 36000 | True |  |  | False | Gas-fired storage | 69 |  | 75 | 0 | 17050778 | Medium | 0.65 |  |  | 08/23/2022 | 4644899 | 01/17/2023
Rheem Sales Company, Inc. | Richmond | 6GT40-36F3 | Federally-Regulated Consumer Product | Natural gas |  | 38 |  | 36000 | True |  |  | False | Gas-fired storage | 64 |  | 74 | 0 | 19108631 | Medium | 0.58 |  |  | 11/15/2022 | 210594811 | 01/17/2023
Rheem Sales Company, Inc. | Richmond | 6RHE40SP | Federally-Regulated Consumer Product | LPG |  | 37 |  | 36000 | True |  |  | False | Gas-fired storage | 68 |  | 87 | 75 | 20137802 | Medium | 0.75 |  |  | 08/23/2022 | 5609884 | 01/17/2023
Rheem Sales Company, Inc. | Richmond | RMTG70XLP-1 | Federally-Regulated Consumer Product | LPG |  | 0 |  | 160000 |  |  |  | False | Instantaneous gas-fired |  | 4 | 84 | 30 | 20794890 | High | 0.81 |  | 0 | 09/27/2022 | 201921173 | 01/17/2023
Rheem Sales Company, Inc. | Rheem | PROG40-38P RH67 PDV | Federally-Regulated Consumer Product | LPG |  | 38 |  | 38000 | True |  |  | False | Gas-fired storage | 67 |  | 79 | 66 | 17366881 | Medium | 0.63 |  |  | 08/23/2022 | 6521083 | 01/17/2023
Rheem Sales Company, Inc. | Rheem | PROG50-42N RH PV AX | Federally-Regulated Consumer Product | Natural gas |  | 48 |  | 42000 | True |  |  | False | Gas-fired storage | 78 |  | 75 | 87 | 24595468 | High | 0.68 |  |  | 09/08/2022 | 209403950 | 01/17/2023
Rheem Sales Company, Inc. | Rheem | PROG50-42P RH PV AX | Federally-Regulated Consumer Product | LPG |  | 48 |  | 42000 | True |  |  | False | Gas-fired storage | 78 |  | 75 | 87 | 24595468 | High | 0.68 |  |  | 09/08/2022 | 209403951 | 01/17/2023
Rheem Sales Company, Inc. | Rheem | PROG40-40N RH67 PDV | Federally-Regulated Consumer Product | Natural gas |  | 38 |  | 40000 | True |  |  | False | Gas-fired storage | 67 |  | 79 | 66 | 17366881 | Medium | 0.63 |  |  | 08/23/2022 | 6521082 | 01/17/2023
Rheem Sales Company, Inc. | Rheem | XG50T06PVX42U0 | Federally-Regulated Consumer Product | Natural gas |  | 48 |  | 42000 | True |  |  | False | Gas-fired storage | 78 |  | 75 | 87 | 24595468 | High | 0.68 |  |  | 09/08/2022 | 209403952 | 01/17/2023
Rheem Sales Company, Inc. | Rheem | PRO+G50S-36P RH67 PD | Federally-Regulated Consumer Product | LPG |  | 48 |  | 36000 | True |  |  | False | Gas-fired storage | 78 |  | 77 | 0 | 25646625 | High | 0.66 | 0.63 |  | 03/14/2019 |  | 01/17/2023
Rheem Sales Company, Inc. | Rheem | PRO+G50-36P RH67 PD | Federally-Regulated Consumer Product | LPG |  | 48 |  | 36000 | True |  |  | False | Gas-fired storage | 79 |  | 77 | 0 | 24531554 | High | 0.69 |  |  | 08/23/2022 | 6528459 | 01/17/2023
Rheem Sales Company, Inc. | Rheem | XG50S12DM40U0 | Federally-Regulated Consumer Product | Natural gas |  | 48 |  | 40000 | True |  |  | False | Gas-fired storage | 78 |  | 77 | 0 | 25646625 | High | 0.66 | 0.63 |  | 03/14/2019 |  | 01/17/2023
Rheem Sales Company, Inc. | Rheem | XG50T12DM40U0 | Federally-Regulated Consumer Product | Natural gas |  | 48 |  | 40000 | True |  |  | False | Gas-fired storage | 79 |  | 77 | 0 | 24531554 | High | 0.69 |  |  | 08/23/2022 | 7002043 | 01/17/2023
Rheem Sales Company, Inc. | Rheem | XP50T12DM36U0 | Federally-Regulated Consumer Product | LPG |  | 48 |  | 36000 | True |  |  | False | Gas-fired storage | 79 |  | 77 | 0 | 24531554 | High | 0.69 |  |  | 08/23/2022 | 7002036 | 01/17/2023
Rheem Sales Company, Inc. | Rheem | XP50T06PVX42U0 | Federally-Regulated Consumer Product | LPG |  | 48 |  | 42000 | True |  |  | False | Gas-fired storage | 78 |  | 75 | 87 | 24595468 | High | 0.68 |  |  | 09/08/2022 | 209403953 | 01/17/2023
Rheem Sales Company, Inc. | Rheem | PRO+G50-40N RH67 PD | Federally-Regulated Consumer Product | Natural gas |  | 48 |  | 40000 | True |  |  | False | Gas-fired storage | 79 |  | 77 | 0 | 24531554 | High | 0.69 |  |  | 08/23/2022 | 6528444 | 01/17/2023
Rheem Sales Company, Inc. | Rheem | PRO+G50S-40N RH67 PD | Federally-Regulated Consumer Product | Natural gas |  | 48 |  | 40000 | True |  |  | False | Gas-fired storage | 78 |  | 77 | 0 | 25646625 | High | 0.66 | 0.63 |  | 05/07/2019 |  | 01/17/2023
Rheem Sales Company, Inc. | Ruud | RUTG-70XLN-1 | Federally-Regulated Consumer Product | Natural gas |  | 0 |  | 160000 |  |  |  | False | Instantaneous gas-fired |  | 4 | 84 | 30 | 20794890 | High | 0.81 |  | 0 | 09/09/2022 | 205706989 | 01/17/2023
Rheem Sales Company, Inc. | Ruud | RUTGH-84XLP-2 | Federally-Regulated Consumer Product | LPG |  | 0 |  | 157000 |  |  |  | False | Instantaneous gas-fired |  | 4.5 | 96 | 32 | 18091646 | High | 0.93 |  | 0 | 08/23/2022 | 205628328 | 01/17/2023
Rheem Sales Company, Inc. | Ruud | RUTGH-RH11DVLP * | Federally-Regulated Consumer Product | LPG |  | 0 |  | 199000 |  |  |  | False | Instantaneous gas-fired |  | 6 | 97 | 57 | 17812721 | High | 0.94 |  | 0 | 08/23/2022 | 203303907 | 01/17/2023
Rheem Sales Company, Inc. | Ruud | RUTGH-84DVLP-2 | Federally-Regulated Consumer Product | LPG |  | 0 |  | 157000 |  |  |  | False | Instantaneous gas-fired |  | 4.6 | 97 | 33 | 18088234 | High | 0.93 |  | 0 | 08/23/2022 | 202067531 | 01/17/2023
Rheem Sales Company, Inc. | Ruud | RUTGH-84DVLN-2 | Federally-Regulated Consumer Product | Natural gas |  | 0 |  | 157000 |  |  |  | False | Instantaneous gas-fired |  | 4.6 | 97 | 33 | 18088234 | High | 0.93 |  | 0 | 08/23/2022 | 202067530 | 01/17/2023
Rheem Sales Company, Inc. | Ruud | RUTGH-CM95XLP | Federally-Regulated Consumer Product | LPG |  | 0 |  | 199900 |  |  |  | False | Instantaneous gas-fired |  | 5.6 | 95 | 32 | 18091646 | High | 0.93 |  | 0 | 08/23/2022 | 205746309 | 01/17/2023
Rheem Sales Company, Inc. | Ruud | RUTGH-C95DVLN | Federally-Regulated Consumer Product | Natural gas |  | 0 |  | 199900 |  |  |  | False | Instantaneous gas-fired |  | 5.7 | 96 | 38 | 18071174 | High | 0.93 |  | 0 | 08/23/2022 | 205746302 | 01/17/2023
Rheem Sales Company, Inc. | Ruud | RUTGH-C95DVLP | Federally-Regulated Consumer Product | LPG |  | 0 |  | 199900 |  |  |  | False | Instantaneous gas-fired |  | 5.7 | 96 | 38 | 18071174 | High | 0.93 |  | 0 | 08/23/2022 | 205746303 | 01/17/2023
Rheem Sales Company, Inc. | Ruud | PROU G40-50* RU HE EC3 | Federally-Regulated Consumer Product | LPG |  | 40 |  | 50000 | True |  |  | False | Gas-fired storage | 88 |  | 97 | 83 | 18524329 | High | 0.9 |  |  | 11/15/2022 | 210605700 | 01/17/2023
Rheem Sales Company, Inc. | Ruud | RUTGH-90XLP-2 | Federally-Regulated Consumer Product | LPG |  | 0 |  | 180000 |  |  |  | False | Instantaneous gas-fired |  | 5.2 | 95 | 32 | 18091646 | High | 0.93 |  | 0 | 08/23/2022 | 205628318 | 01/17/2023
Rheem Sales Company, Inc. | Ruud | PROG50S-36N RU67 PV | Federally-Regulated Consumer Product | Natural gas |  | 48 |  | 36000 | True |  |  | False | Gas-fired storage | 78 |  | 78 | 93 | 23863788 | High | 0.7 |  |  | 08/23/2022 | 6582064 | 01/17/2023
Rheem Sales Company, Inc. | Ruud | RUTGH-90DVLP-2 | Federally-Regulated Consumer Product | LPG |  | 0 |  | 180000 |  |  |  | False | Instantaneous gas-fired |  | 5.2 | 97 | 33 | 18088234 | High | 0.93 |  | 0 | 08/23/2022 | 202067560 | 01/17/2023
Rheem Sales Company, Inc. | Ruud | RUTGH-RH11DVLN * | Federally-Regulated Consumer Product | Natural gas |  | 0 |  | 199000 |  |  |  | False | Instantaneous gas-fired |  | 6 | 97 | 57 | 17812721 | High | 0.94 |  | 0 | 08/23/2022 | 203303906 | 01/17/2023
Rheem Sales Company, Inc. | Ruud | PROG50-42N RU PV AX | Federally-Regulated Consumer Product | Natural gas |  | 48 |  | 42000 | True |  |  | False | Gas-fired storage | 78 |  | 75 | 87 | 24595468 | High | 0.68 | 0.63 |  | 09/08/2022 | 209403956 | 01/17/2023
Rheem Sales Company, Inc. | Ruud | RUTGH-C95XLP | Federally-Regulated Consumer Product | LPG |  | 0 |  | 199900 |  |  |  | False | Instantaneous gas-fired |  | 5.6 | 95 | 32 | 18091646 | High | 0.93 |  | 0 | 08/23/2022 | 205746307 | 01/17/2023
Rheem Sales Company, Inc. | Ruud | RUTGH-95XLP-2 | Federally-Regulated Consumer Product | LPG |  | 0 |  | 199900 |  |  |  | False | Instantaneous gas-fired |  | 5.6 | 96 | 32 | 18091646 | High | 0.93 |  | 0 | 08/23/2022 | 205628303 | 01/17/2023
Rheem Sales Company, Inc. | Ruud | RUTGH-CM95DVLN | Federally-Regulated Consumer Product | Natural gas |  | 0 |  | 199900 |  |  |  | False | Instantaneous gas-fired |  | 5.7 | 96 | 38 | 18071174 | High | 0.93 |  | 0 | 08/23/2022 | 205746304 | 01/17/2023
Rheem Sales Company, Inc. | Ruud | RUTGH-C95XLN | Federally-Regulated Consumer Product | Natural gas |  | 0 |  | 199900 |  |  |  | False | Instantaneous gas-fired |  | 5.6 | 95 | 32 | 18091646 | High | 0.93 |  | 0 | 08/23/2022 | 205746306 | 01/17/2023
Rheem Sales Company, Inc. | Ruud | PROU G40-50* RU HE EC3 | Federally-Regulated Consumer Product | Natural gas |  | 40 |  | 50000 | True |  |  | False | Gas-fired storage | 88 |  | 97 | 83 | 18524329 | High | 0.9 |  |  | 11/15/2022 | 210605700 | 01/17/2023
Rheem Sales Company, Inc. | Ruud | PROE47 S2 RU CG | Federally-Regulated Consumer Product | Electric resistance |  | 43 |  | 4.5 | True |  |  | True | Electric storage | 54 |  | 98 | 3522 |  | Medium | 0.92 |  |  | 10/27/2022 | 210440247 | 01/17/2023
Rheem Sales Company, Inc. | Ruud | PROU G50-50* RU HE EC3 | Federally-Regulated Consumer Product | Natural gas |  | 50 |  | 50000 | True |  |  | False | Gas-fired storage | 95 |  | 94 | 127 | 18801645 | High | 0.88 |  |  | 11/15/2022 | 210605706 | 01/17/2023
Rheem Sales Company, Inc. | Ruud | RUTGH-84XLN-2 | Federally-Regulated Consumer Product | Natural gas |  | 0 |  | 157000 |  |  |  | False | Instantaneous gas-fired |  | 4.5 | 96 | 32 | 18091646 | High | 0.93 |  | 0 | 08/23/2022 | 205628327 | 01/17/2023
Rheem Sales Company, Inc. | Ruud | RUTGH-CM95DVLP | Federally-Regulated Consumer Product | LPG |  | 0 |  | 199900 |  |  |  | False | Instantaneous gas-fired |  | 5.7 | 96 | 38 | 18071174 | High | 0.93 |  | 0 | 08/23/2022 | 205746305 | 01/17/2023
Rheem Sales Company, Inc. | Ruud | RUTGH-CM95XLN | Federally-Regulated Consumer Product | Natural gas |  | 0 |  | 199900 |  |  |  | False | Instantaneous gas-fired |  | 5.6 | 95 | 32 | 18091646 | High | 0.93 |  | 0 | 08/23/2022 | 205746308 | 01/17/2023
Rheem Sales Company, Inc. | Ruud | RUTGH-95XLN-2 | Federally-Regulated Consumer Product | Natural gas |  | 0 |  | 199900 |  |  |  | False | Instantaneous gas-fired |  | 5.6 | 96 | 32 | 18091646 | High | 0.93 |  | 0 | 08/23/2022 | 205628302 | 01/17/2023
Rheem Sales Company, Inc. | Ruud | PROU G50-50* RU HE EC3 | Federally-Regulated Consumer Product | LPG |  | 50 |  | 50000 | True |  |  | False | Gas-fired storage | 95 |  | 94 | 127 | 18801645 | High | 0.88 |  |  | 11/15/2022 | 210605706 | 01/17/2023
Rheem Sales Company, Inc. | Ruud | RUTG-70XLPWA-1 | Federally-Regulated Consumer Product | LPG |  | 0 |  | 160000 |  |  |  | False | Instantaneous gas-fired |  | 4 | 84 | 30 | 20794890 | High | 0.81 |  | 0 | 09/09/2022 | 205706992 | 01/17/2023
Rheem Sales Company, Inc. | Ruud | RUTG-70XLNWA-1 | Federally-Regulated Consumer Product | Natural gas |  | 0 |  | 160000 |  |  |  | False | Instantaneous gas-fired |  | 4 | 84 | 30 | 20794890 | High | 0.81 |  | 0 | 09/09/2022 | 205706990 | 01/17/2023
Rheem Sales Company, Inc. | Ruud | RUTGH-90XLN-2 | Federally-Regulated Consumer Product | Natural gas |  | 0 |  | 180000 |  |  |  | False | Instantaneous gas-fired |  | 5.2 | 95 | 32 | 18091646 | High | 0.93 |  | 0 | 08/23/2022 | 205628317 | 01/17/2023
Rheem Sales Company, Inc. | Ruud | PROG50-42P RU PV AX | Federally-Regulated Consumer Product | LPG |  | 48 |  | 42000 | True |  |  | False | Gas-fired storage | 78 |  | 75 | 87 | 24595468 | High | 0.68 | 0.63 |  | 09/08/2022 | 209403949 | 01/17/2023
Rheem Sales Company, Inc. | Ruud | RUTG-70XLP-1 | Federally-Regulated Consumer Product | LPG |  | 0 |  | 160000 |  |  |  | False | Instantaneous gas-fired |  | 4 | 84 | 30 | 20794890 | High | 0.81 |  | 0 | 09/09/2022 | 205706991 | 01/17/2023
Rheem Sales Company, Inc. | Ruud | RUTGH-90DVLN-2 | Federally-Regulated Consumer Product | Natural gas |  | 0 |  | 180000 |  |  |  | False | Instantaneous gas-fired |  | 5.2 | 97 | 33 | 18088234 | High | 0.93 |  | 0 | 08/23/2022 | 202067554 | 01/17/2023
Ariston USA LLC | American Standard Water Heaters | ASHPWH-80***** | Federally-Regulated Consumer Product | Heat pump |  | 72 |  | 4.5 | True |  |  | False | Electric storage | 86 |  | 402 | 886 |  | High | 3.67 |  |  | 11/10/2022 | 210586230 | 01/17/2023
Noritz America Corp. | PAVILION | PR199DV (GQ-C3260WXQ-FF PB US) | Federally-Regulated Consumer Product | Natural gas |  | 1 |  | 199900 |  |  |  | True | Instantaneous gas-fired |  | 5.6 | 98 | 32 | 17708471 | High | 0.95 |  | 0 | 08/23/2022 | 205123944 | 01/17/2023
Noritz America Corp. | PAVILION | PR199DV (GQ-C3260WXQ-FF PB US) | Federally-Regulated Consumer Product | LPG |  | 1 |  | 199900 |  |  |  | True | Instantaneous gas-fired |  | 5.6 | 98 | 32 | 17708471 | High | 0.95 |  | 0 | 08/23/2022 | 205123944 | 01/17/2023
Noritz America Corp. | NORITZ | EZ98DV (GQ-C2860WX-FF US) | Federally-Regulated Consumer Product | Natural gas |  | 1 |  | 180000 |  |  |  | True | Instantaneous gas-fired |  | 5.6 | 98 | 32 | 17708471 | High | 0.95 |  | 0 | 08/23/2022 | 204237881 | 01/17/2023
Noritz America Corp. | NORITZ | NRCR111DV (GQ-C3260WXQ-FF US) | Federally-Regulated Consumer Product | Natural gas |  | 1 |  | 199900 |  |  |  | True | Instantaneous gas-fired |  | 5.6 | 98 | 32 | 17708471 | High | 0.95 |  | 0 | 08/23/2022 | 204237882 | 01/17/2023
Noritz America Corp. | NORITZ | NRCR111DV (GQ-C3260WXQ-FF US) | Federally-Regulated Consumer Product | LPG |  | 1 |  | 199900 |  |  |  | True | Instantaneous gas-fired |  | 5.6 | 98 | 32 | 17708471 | High | 0.95 |  | 0 | 08/23/2022 | 204237882 | 01/17/2023
Noritz America Corp. | NORITZ | EZ98DV (GQ-C2860WX-FF US) | Federally-Regulated Consumer Product | LPG |  | 1 |  | 180000 |  |  |  | True | Instantaneous gas-fired |  | 5.6 | 98 | 32 | 17708471 | High | 0.95 |  | 0 | 08/23/2022 | 204237881 | 01/17/2023
Noritz America Corp. | NORITZ | NCC199CDV (GQ-C3260WZ-FF US) | Federally-Regulated Consumer Product | Natural gas |  | 1 |  | 199900 |  |  |  | True | Instantaneous gas-fired |  | 5.6 | 98 | 32 | 17708471 | High | 0.95 |  | 0 | 08/23/2022 | 204237879 | 01/17/2023
Noritz America Corp. | NORITZ | NCC199CDV (GQ-C3260WZ-FF US) | Federally-Regulated Consumer Product | LPG |  | 1 |  | 199900 |  |  |  | True | Instantaneous gas-fired |  | 5.6 | 98 | 32 | 17708471 | High | 0.95 |  | 0 | 08/23/2022 | 204237879 | 01/17/2023
A.O. Smith Water Products Company | RELIANCE WATER HEATERS | 6-40-DURS 1** | Federally-Regulated Consumer Product | Electric resistance |  | 37 |  | 5.5 | True |  |  | False | Electric storage | 64 |  | 98 | 1029 |  | Medium | 0.92 |  |  | 11/01/2022 | 210485449 | 01/17/2023
A.O. Smith Water Products Company | RELIANCE WATER HEATERS | 6-50-DURT 1** | Federally-Regulated Consumer Product | Electric resistance |  | 45 |  | 5.5 | True |  |  | False | Electric storage | 74 |  | 98 | 1035 |  | Medium | 0.92 |  |  | 11/01/2022 | 210485470 | 01/17/2023
A.O. Smith Water Products Company | RELIANCE WATER HEATERS | 6-40-DURT 1** | Federally-Regulated Consumer Product | Electric resistance |  | 36 |  | 5.5 | True |  |  | False | Electric storage | 63 |  | 98 | 1026 |  | Medium | 0.93 |  |  | 11/01/2022 | 210485463 | 01/17/2023
A.O. Smith Water Products Company | RELIANCE WATER HEATERS | 6-50-DURS 1** | Federally-Regulated Consumer Product | Electric resistance |  | 46 |  | 5.5 | True |  |  | False | Electric storage | 67 |  | 98 | 1033 |  | Medium | 0.92 |  |  | 11/01/2022 | 210485456 | 01/17/2023
A.O. Smith Water Products Company | RELIANCE WATER HEATERS | 6-55-DURT 1** | Federally-Regulated Consumer Product | Electric resistance |  | 55 |  | 5.5 | True |  |  | False | Electric storage | 75 |  | 98 | 1531 |  | High | 0.94 |  |  | 11/01/2022 | 210485477 | 01/17/2023
A.O. Smith Water Products Company | A. O. SMITH | PETU-55 1** | Federally-Regulated Consumer Product | Electric resistance |  | 55 |  | 5.5 | True |  |  | False | Electric storage | 75 |  | 98 | 1531 |  | High | 0.94 |  |  | 11/01/2022 | 210485472 | 01/17/2023
A.O. Smith Water Products Company | A. O. SMITH | PETU-40 1** | Federally-Regulated Consumer Product | Electric resistance |  | 36 |  | 5.5 | True |  |  | False | Electric storage | 63 |  | 98 | 1026 |  | Medium | 0.93 |  |  | 11/01/2022 | 210485458 | 01/17/2023
A.O. Smith Water Products Company | A. O. SMITH | EEU6-55H45DV 1** | Federally-Regulated Consumer Product | Electric resistance |  | 55 |  | 5.5 | True |  |  | False | Electric storage | 75 |  | 98 | 1531 |  | High | 0.94 |  |  | 11/01/2022 | 210485476 | 01/17/2023
A.O. Smith Water Products Company | A. O. SMITH | EETU-50 1** | Federally-Regulated Consumer Product | Electric resistance |  | 45 |  | 5.5 | True |  |  | False | Electric storage | 74 |  | 98 | 1035 |  | Medium | 0.92 |  |  | 11/01/2022 | 210485464 | 01/17/2023
A.O. Smith Water Products Company | A. O. SMITH | EETU-55 1** | Federally-Regulated Consumer Product | Electric resistance |  | 55 |  | 5.5 | True |  |  | False | Electric storage | 75 |  | 98 | 1531 |  | High | 0.94 |  |  | 11/01/2022 | 210485471 | 01/17/2023
A.O. Smith Water Products Company | A. O. SMITH | EEU6-40R45DV 1** | Federally-Regulated Consumer Product | Electric resistance |  | 37 |  | 5.5 | True |  |  | False | Electric storage | 64 |  | 98 | 1029 |  | Medium | 0.92 |  |  | 11/01/2022 | 210485448 | 01/17/2023
A.O. Smith Water Products Company | A. O. SMITH | EESU-50 1** | Federally-Regulated Consumer Product | Electric resistance |  | 46 |  | 5.5 | True |  |  | False | Electric storage | 67 |  | 98 | 1033 |  | Medium | 0.92 |  |  | 11/01/2022 | 210485450 | 01/17/2023
A.O. Smith Water Products Company | A. O. SMITH | EETU-40 1** | Federally-Regulated Consumer Product | Electric resistance |  | 36 |  | 5.5 | True |  |  | False | Electric storage | 63 |  | 98 | 1026 |  | Medium | 0.93 |  |  | 11/01/2022 | 210485457 | 01/17/2023
A.O. Smith Water Products Company | A. O. SMITH | EESU-40 1** | Federally-Regulated Consumer Product | Electric resistance |  | 37 |  | 5.5 | True |  |  | False | Electric storage | 64 |  | 98 | 1029 |  | Medium | 0.92 |  |  | 11/01/2022 | 210485444 | 01/17/2023
A.O. Smith Water Products Company | A. O. SMITH | PETU-50 1** | Federally-Regulated Consumer Product | Electric resistance |  | 45 |  | 5.5 | True |  |  | False | Electric storage | 74 |  | 98 | 1035 |  | Medium | 0.92 |  |  | 11/01/2022 | 210485465 | 01/17/2023
A.O. Smith Water Products Company | A. O. SMITH | EEU6-50R45DV 1** | Federally-Regulated Consumer Product | Electric resistance |  | 46 |  | 5.5 | True |  |  | False | Electric storage | 67 |  | 98 | 1033 |  | Medium | 0.92 |  |  | 11/01/2022 | 210485455 | 01/17/2023
A.O. Smith Water Products Company | A. O. SMITH | PESU-50 1** | Federally-Regulated Consumer Product | Electric resistance |  | 46 |  | 5.5 | True |  |  | False | Electric storage | 67 |  | 98 | 1033 |  | Medium | 0.92 |  |  | 11/01/2022 | 210485451 | 01/17/2023
A.O. Smith Water Products Company | A. O. SMITH | EEU6-40H45DV 1** | Federally-Regulated Consumer Product | Electric resistance |  | 36 |  | 5.5 | True |  |  | False | Electric storage | 63 |  | 98 | 1026 |  | Medium | 0.93 |  |  | 11/01/2022 | 210485462 | 01/17/2023
A.O. Smith Water Products Company | A. O. SMITH | EEU6-50H45DV 1** | Federally-Regulated Consumer Product | Electric resistance |  | 45 |  | 5.5 | True |  |  | False | Electric storage | 74 |  | 98 | 1035 |  | Medium | 0.92 |  |  | 11/01/2022 | 210485469 | 01/17/2023
A.O. Smith Water Products Company | A. O. SMITH | PESU-40 1** | Federally-Regulated Consumer Product | Electric resistance |  | 37 |  | 5.5 | True |  |  | False | Electric storage | 64 |  | 98 | 1029 |  | Medium | 0.92 |  |  | 11/01/2022 | 210485445 | 01/17/2023
Bradford White Corporation | Laars | LT199PXX1 | Federally-Regulated Consumer Product | Natural gas |  | 1 |  | 199000 |  |  |  | False | Instantaneous gas-fired |  | 5.6 | 97 | 34 | 17701647 | High | 0.95 |  | 0 | 08/23/2022 | 208083724 | 01/17/2023
Bradford White Corporation | Laars | LT199NRX1 | Federally-Regulated Consumer Product | Natural gas |  | 1 |  | 199000 |  |  |  | False | Instantaneous gas-fired |  | 5.6 | 97 | 34 | 17701647 | High | 0.95 |  | 0 | 08/23/2022 | 208083722 | 01/17/2023
Bradford White Corporation | Laars | LT199PRX1 | Federally-Regulated Consumer Product | Natural gas |  | 1 |  | 199000 |  |  |  | False | Instantaneous gas-fired |  | 5.6 | 97 | 34 | 17701647 | High | 0.95 |  | 0 | 08/23/2022 | 208083726 | 01/17/2023
Bradford White Corporation | Laars | LT199NXX1 | Federally-Regulated Consumer Product | Natural gas |  | 1 |  | 199000 |  |  |  | False | Instantaneous gas-fired |  | 5.6 | 97 | 34 | 17701647 | High | 0.95 |  | 0 | 08/23/2022 | 208083721 | 01/17/2023
Rinnai America | Rinnai | (RU130I) REU-N2024FF-US(B) | Federally-Regulated Consumer Product | Natural gas |  | 0 |  | 130000 |  |  |  | True | Instantaneous gas-fired |  | 3.7 | 96 | 0 | 12179127 | Medium | 0.91 |  | 0 | 09/08/2022 | 209258320 | 01/17/2023
Rinnai America | Rinnai | (RU130I) REU-N2024FF-US(B) | Federally-Regulated Consumer Product | LPG |  | 0 |  | 130000 |  |  |  | True | Instantaneous gas-fired |  | 3.7 | 96 | 0 | 12179127 | Medium | 0.91 |  | 0 | 09/08/2022 | 209258320 | 01/17/2023
Rinnai America | Rinnai | (RU160I) REU-N2530FF-US(B) | Federally-Regulated Consumer Product | LPG |  | 0 |  | 160000 |  |  |  | True | Instantaneous gas-fired |  | 4.1 | 97 | 26 | 18112118 | High | 0.93 |  | 0 | 09/08/2022 | 209258314 | 01/17/2023
Rinnai America | Rinnai | (RU199I) REU-N3237FF-US(B) | Federally-Regulated Consumer Product | LPG |  | 0 |  | 199000 |  |  |  | True | Instantaneous gas-fired |  | 5.7 | 97 | 27 | 18108706 | High | 0.93 |  | 0 | 09/08/2022 | 209258317 | 01/17/2023
Rinnai America | Rinnai | (RU180I) REU-N2934FF-US(B) | Federally-Regulated Consumer Product | Natural gas |  | 0 |  | 180000 |  |  |  | True | Instantaneous gas-fired |  | 5.3 | 96 | 11 | 18163298 | High | 0.93 |  | 0 | 09/08/2022 | 209258319 | 01/17/2023
Rinnai America | Rinnai | (RU160I) REU-N2530FF-US(B) | Federally-Regulated Consumer Product | Natural gas |  | 0 |  | 160000 |  |  |  | True | Instantaneous gas-fired |  | 4.1 | 97 | 26 | 18112118 | High | 0.93 |  | 0 | 09/08/2022 | 209258314 | 01/17/2023
Rinnai America | Rinnai | (RU199I) REU-N3237FF-US(B) | Federally-Regulated Consumer Product | Natural gas |  | 0 |  | 199000 |  |  |  | True | Instantaneous gas-fired |  | 5.7 | 97 | 27 | 18108706 | High | 0.93 |  | 0 | 09/08/2022 | 209258317 | 01/17/2023
Rinnai America | Rinnai | (RU180I) REU-N2934FF-US(B) | Federally-Regulated Consumer Product | LPG |  | 0 |  | 180000 |  |  |  | True | Instantaneous gas-fired |  | 5.3 | 96 | 11 | 18163298 | High | 0.93 |  | 0 | 09/08/2022 | 209258319 | 01/17/2023
A.O. Smith Water Products Company | State | EE6-40-DURS 1** | Federally-Regulated Consumer Product | Electric resistance |  | 37 |  | 5.5 | True |  |  | False | Electric storage | 64 |  | 98 | 1029 |  | Medium | 0.92 |  |  | 11/01/2022 | 210485446 | 01/17/2023
A.O. Smith Water Products Company | State | EEX-50-DURT 1** | Federally-Regulated Consumer Product | Electric resistance |  | 45 |  | 5.5 | True |  |  | False | Electric storage | 74 |  | 98 | 1035 |  | Medium | 0.92 |  |  | 11/01/2022 | 210485467 | 01/17/2023
A.O. Smith Water Products Company | State | EE6-40-DURT 1** | Federally-Regulated Consumer Product | Electric resistance |  | 36 |  | 5.5 | True |  |  | False | Electric storage | 63 |  | 98 | 1026 |  | Medium | 0.93 |  |  | 11/01/2022 | 210485459 | 01/17/2023
A.O. Smith Water Products Company | State | EEX-55-DURT 1** | Federally-Regulated Consumer Product | Electric resistance |  | 55 |  | 5.5 | True |  |  | False | Electric storage | 75 |  | 98 | 1531 |  | High | 0.94 |  |  | 11/01/2022 | 210485474 | 01/17/2023
A.O. Smith Water Products Company | State | EE6-50-DURS 1** | Federally-Regulated Consumer Product | Electric resistance |  | 46 |  | 5.5 | True |  |  | False | Electric storage | 67 |  | 98 | 1033 |  | Medium | 0.92 |  |  | 11/01/2022 | 210485452 | 01/17/2023
A.O. Smith Water Products Company | State | EE6-50-DURT 1** | Federally-Regulated Consumer Product | Electric resistance |  | 45 |  | 5.5 | True |  |  | False | Electric storage | 74 |  | 98 | 1035 |  | Medium | 0.92 |  |  | 11/01/2022 | 210485466 | 01/17/2023
A.O. Smith Water Products Company | State | EE6-55-DURT 1** | Federally-Regulated Consumer Product | Electric resistance |  | 55 |  | 5.5 | True |  |  | False | Electric storage | 75 |  | 98 | 1531 |  | High | 0.94 |  |  | 11/01/2022 | 210485473 | 01/17/2023
A.O. Smith Water Products Company | State | EEX-50-DURS 1** | Federally-Regulated Consumer Product | Electric resistance |  | 46 |  | 5.5 | True |  |  | False | Electric storage | 67 |  | 98 | 1033 |  | Medium | 0.92 |  |  | 11/01/2022 | 210485453 | 01/17/2023
A.O. Smith Water Products Company | State | EEX-40-DURS 1** | Federally-Regulated Consumer Product | Electric resistance |  | 37 |  | 5.5 | True |  |  | False | Electric storage | 64 |  | 98 | 1029 |  | Medium | 0.92 |  |  | 11/01/2022 | 210485447 | 01/17/2023
A.O. Smith Water Products Company | State | EEX-40-DURT 1** | Federally-Regulated Consumer Product | Electric resistance |  | 36 |  | 5.5 | True |  |  | False | Electric storage | 63 |  | 98 | 1026 |  | Medium | 0.93 |  |  | 11/01/2022 | 210485460 | 01/17/2023
Rheem Sales Company, Inc. | EcoSense | ECORHE50P | Federally-Regulated Consumer Product | LPG |  | 46 |  | 36000 | True |  |  | False | Gas-fired storage | 87 |  | 89 | 0 | 21158466 | High | 0.8 |  |  | 08/23/2022 | 5609878 | 01/17/2023
Rheem Sales Company, Inc. | EcoSense | ECORHE50 | Federally-Regulated Consumer Product | Natural gas |  | 46 |  | 40000 | True |  |  | False | Gas-fired storage | 87 |  | 89 | 0 | 21158466 | High | 0.8 |  |  | 08/23/2022 | 5609877 | 01/17/2023
Rheem Sales Company, Inc. | EcoSense | ECORHE40SP | Federally-Regulated Consumer Product | LPG |  | 37 |  | 36000 | True |  |  | False | Gas-fired storage | 68 |  | 87 | 75 | 20137802 | Medium | 0.75 |  |  | 08/23/2022 | 5609876 | 01/17/2023
Bradford White Corporation | BRADFORD WHITE | RTGR199X1 | Federally-Regulated Consumer Product | LPG |  | 0 |  | 199000 |  |  |  | False | Instantaneous gas-fired |  | 5.6 | 97 | 34 | 17701647 | High | 0.95 | 0.81 | 0 | 01/17/2023 | 208083279 | 01/17/2023
Bradford White Corporation | BRADFORD WHITE | RG2PDV50S*N | Federally-Regulated Consumer Product | Natural gas |  | 48 |  | 40000 | True |  |  | False | Gas-fired storage | 80 |  | 79 | 131 | 24445340 | High | 0.68 | 0.63 |  | 01/17/2023 | 200094446 | 01/17/2023
Bradford White Corporation | BRADFORD WHITE | RG2F40S*N | Federally-Regulated Consumer Product | Natural gas |  | 38 |  | 38000 | True |  |  | False | Gas-fired storage | 75 |  | 80 | 44 | 24030976 | High | 0.7 | 0.64 |  | 01/17/2023 | 200094396 | 01/17/2023
Bradford White Corporation | BRADFORD WHITE | URG2PV40T*N19 | Federally-Regulated Consumer Product | Natural gas |  | 38 |  | 40000 | True |  |  | False | Gas-fired storage | 78 |  | 79 | 80 | 23236446 | High | 0.72 | 0.64 |  | 01/17/2023 | 205135033 | 01/17/2023
Bradford White Corporation | BRADFORD WHITE | RG2D40S*X | Federally-Regulated Consumer Product | LPG |  | 38 |  | 38000 | True |  |  | False | Gas-fired storage | 62 |  | 78 | 22 | 17242132 | Medium | 0.64 | 0.58 |  | 01/17/2023 | 200094390 | 01/17/2023
Bradford White Corporation | BRADFORD WHITE | URG2D50S*N | Federally-Regulated Consumer Product | Natural gas |  | 47 |  | 40000 | True |  |  | False | Gas-fired storage | 81 |  | 79 | 22 | 24817248 | High | 0.68 | 0.63 |  | 01/17/2023 | 9963146 | 01/17/2023
Bradford White Corporation | BRADFORD WHITE | ERE340S*-***** | Federally-Regulated Consumer Product | Electric resistance |  | 36 |  | 4.5 | True |  |  | True | Electric storage | 49 |  | 98 | 2466 |  | Low | 0.91 | 0.91 |  | 01/17/2023 | 208573579 | 01/17/2023
Bradford White Corporation | BRADFORD WHITE | RG2PDV40S*N | Federally-Regulated Consumer Product | Natural gas |  | 38 |  | 40000 | True |  |  | False | Gas-fired storage | 75 |  | 78 | 104 | 23826256 | High | 0.7 | 0.64 |  | 01/17/2023 | 200094440 | 01/17/2023
Bradford White Corporation | BRADFORD WHITE | RG2PV50H*X** | Federally-Regulated Consumer Product | LPG |  | 46 |  | 58000 | True |  |  | False | Gas-fired storage | 116 |  | 79 | 76 | 24633000 | High | 0.68 | 0.63 |  | 01/17/2023 | 208157070 | 01/17/2023
Bradford White Corporation | BRADFORD WHITE | RTGR199N1 | Federally-Regulated Consumer Product | Natural gas |  | 0 |  | 199000 |  |  |  | False | Instantaneous gas-fired |  | 5.6 | 97 | 34 | 17701647 | High | 0.95 | 0.81 | 0 | 01/17/2023 | 208083277 | 01/17/2023
Bradford White Corporation | BRADFORD WHITE | ERE240S*-***** | Federally-Regulated Consumer Product | Electric resistance |  | 36 |  | 4.5 | True |  |  | True | Electric storage | 48 |  | 98 | 2466 |  | Low | 0.91 | 0.91 |  | 01/17/2023 | 208573575 | 01/17/2023
Bradford White Corporation | BRADFORD WHITE | RG2PV40S*X19 | Federally-Regulated Consumer Product | LPG |  | 38 |  | 40000 | True |  |  | False | Gas-fired storage | 75 |  | 80 | 78 | 23243270 | High | 0.72 | 0.64 |  | 01/17/2023 | 205135014 | 01/17/2023
Bradford White Corporation | BRADFORD WHITE | RG2PV40S*N19 | Federally-Regulated Consumer Product | Natural gas |  | 38 |  | 40000 | True |  |  | False | Gas-fired storage | 75 |  | 80 | 78 | 23243270 | High | 0.72 | 0.64 |  | 01/17/2023 | 205134945 | 01/17/2023
Bradford White Corporation | BRADFORD WHITE | URG2PDV50H*N | Federally-Regulated Consumer Product | Natural gas |  | 46 |  | 50000 | True |  |  | False | Gas-fired storage | 82 |  | 76 | 110 | 24516992 | High | 0.68 | 0.63 |  | 01/17/2023 | 200094460 | 01/17/2023
Bradford White Corporation | BRADFORD WHITE | RE340S*-***** | Federally-Regulated Consumer Product | Electric resistance |  | 36 |  | 4.5 | True |  |  | True | Electric storage | 49 |  | 98 | 2466 |  | Low | 0.91 | 0.91 |  | 01/17/2023 | 200094304 | 01/17/2023
Bradford White Corporation | BRADFORD WHITE | RG2PV50H*N** | Federally-Regulated Consumer Product | Natural gas |  | 46 |  | 65000 | True |  |  | False | Gas-fired storage | 116 |  | 79 | 76 | 24633000 | High | 0.68 | 0.63 |  | 01/17/2023 | 208141889 | 01/17/2023
Bradford White Corporation | BRADFORD WHITE | RTGS199X1 | Federally-Regulated Consumer Product | LPG |  | 0 |  | 199000 |  |  |  | False | Instantaneous gas-fired |  | 5.6 | 97 | 34 | 17701647 | High | 0.95 | 0.81 | 0 | 01/17/2023 | 208083280 | 01/17/2023
Bradford White Corporation | BRADFORD WHITE | LE340S*-***** | Federally-Regulated Consumer Product | Electric resistance |  | 36 |  | 4.5 | True |  |  | True | Electric storage | 49 |  | 98 | 2466 |  | Low | 0.91 | 0.91 |  | 01/17/2023 | 207465481 | 01/17/2023
Bradford White Corporation | BRADFORD WHITE | RG2F40S*X | Federally-Regulated Consumer Product | LPG |  | 38 |  | 38000 | True |  |  | False | Gas-fired storage | 75 |  | 80 | 44 | 24030976 | High | 0.7 | 0.64 |  | 01/17/2023 | 200094398 | 01/17/2023
Bradford White Corporation | BRADFORD WHITE | RG2D50S*N | Federally-Regulated Consumer Product | Natural gas |  | 47 |  | 40000 | True |  |  | False | Gas-fired storage | 81 |  | 79 | 22 | 24817248 | High | 0.68 | 0.63 |  | 01/17/2023 | 200094392 | 01/17/2023
Bradford White Corporation | BRADFORD WHITE | RG1PV50S*X19 | Federally-Regulated Consumer Product | LPG |  | 48 |  | 40000 | True |  |  | False | Gas-fired storage | 78 |  | 79 | 81 | 24255182 | High | 0.69 | 0.63 |  | 01/17/2023 | 205135013 | 01/17/2023
Bradford White Corporation | BRADFORD WHITE | RG1PV50S*N19 | Federally-Regulated Consumer Product | Natural gas |  | 48 |  | 40000 | True |  |  | False | Gas-fired storage | 78 |  | 79 | 81 | 24255182 | High | 0.69 | 0.63 |  | 01/17/2023 | 205134944 | 01/17/2023
Bradford White Corporation | BRADFORD WHITE | RG2PV50T*N19 | Federally-Regulated Consumer Product | Natural gas |  | 48 |  | 40000 | True |  |  | False | Gas-fired storage | 75 |  | 80 | 80 | 23236446 | High | 0.72 | 0.63 |  | 01/17/2023 | 205134948 | 01/17/2023
Bradford White Corporation | BRADFORD WHITE | RG2F50S*N | Federally-Regulated Consumer Product | Natural gas |  | 48 |  | 38000 | True |  |  | False | Gas-fired storage | 76 |  | 79 | 51 | 24718300 | High | 0.68 | 0.63 |  | 01/17/2023 | 200094400 | 01/17/2023
Bradford White Corporation | BRADFORD WHITE | RG1PV40S*X19 | Federally-Regulated Consumer Product | LPG |  | 38 |  | 40000 | True |  |  | False | Gas-fired storage | 75 |  | 79 | 82 | 24612528 | High | 0.68 | 0.64 |  | 01/17/2023 | 205135012 | 01/17/2023
Bradford White Corporation | BRADFORD WHITE | URG2PDV40S*N | Federally-Regulated Consumer Product | Natural gas |  | 38 |  | 40000 | True |  |  | False | Gas-fired storage | 75 |  | 78 | 104 | 23826256 | High | 0.7 | 0.64 |  | 01/17/2023 | 200094444 | 01/17/2023
Bradford White Corporation | BRADFORD WHITE | RE240S*-***** | Federally-Regulated Consumer Product | Electric resistance |  | 36 |  | 4.5 | True |  |  | True | Electric storage | 48 |  | 98 | 2466 |  | Low | 0.91 | 0.91 |  | 01/17/2023 | 200094298 | 01/17/2023
Bradford White Corporation | BRADFORD WHITE | URG2PV50H*N** | Federally-Regulated Consumer Product | Natural gas |  | 46 |  | 56000 | True |  |  | False | Gas-fired storage | 107 |  | 78 | 81 | 24615940 | High | 0.68 | 0.63 |  | 01/17/2023 | 208141890 | 01/17/2023
Bradford White Corporation | BRADFORD WHITE | URG2PV50T*N19 | Federally-Regulated Consumer Product | Natural gas |  | 48 |  | 40000 | True |  |  | False | Gas-fired storage | 75 |  | 80 | 80 | 23236446 | High | 0.72 | 0.63 |  | 01/17/2023 | 205135034 | 01/17/2023
Bradford White Corporation | BRADFORD WHITE | RG1PV40S*N19 | Federally-Regulated Consumer Product | Natural gas |  | 38 |  | 40000 | True |  |  | False | Gas-fired storage | 75 |  | 79 | 82 | 24612528 | High | 0.68 | 0.64 |  | 01/17/2023 | 205134943 | 01/17/2023
Bradford White Corporation | BRADFORD WHITE | RG2PDV40S*X | Federally-Regulated Consumer Product | LPG |  | 38 |  | 38000 | True |  |  | False | Gas-fired storage | 75 |  | 78 | 104 | 23826256 | High | 0.7 | 0.64 |  | 01/17/2023 | 200094442 | 01/17/2023
Bradford White Corporation | BRADFORD WHITE | RG2PV50S*X19 | Federally-Regulated Consumer Product | LPG |  | 48 |  | 40000 | True |  |  | False | Gas-fired storage | 78 |  | 80 | 78 | 23243270 | High | 0.72 | 0.63 |  | 01/17/2023 | 205135016 | 01/17/2023
Bradford White Corporation | BRADFORD WHITE | RG2D50S*X | Federally-Regulated Consumer Product | LPG |  | 47 |  | 40000 | True |  |  | False | Gas-fired storage | 81 |  | 79 | 22 | 24817248 | High | 0.68 | 0.63 |  | 01/17/2023 | 200094394 | 01/17/2023
Bradford White Corporation | BRADFORD WHITE | RG2PV50T*X19 | Federally-Regulated Consumer Product | LPG |  | 48 |  | 40000 | True |  |  | False | Gas-fired storage | 75 |  | 80 | 80 | 23236446 | High | 0.72 | 0.63 |  | 01/17/2023 | 205135017 | 01/17/2023
Bradford White Corporation | BRADFORD WHITE | RG2PV40T*N19 | Federally-Regulated Consumer Product | Natural gas |  | 38 |  | 40000 | True |  |  | False | Gas-fired storage | 78 |  | 79 | 80 | 23236446 | High | 0.72 | 0.64 |  | 01/17/2023 | 205134946 | 01/17/2023
Bradford White Corporation | BRADFORD WHITE | RG2PDV50H*N | Federally-Regulated Consumer Product | Natural gas |  | 46 |  | 60000 | True |  |  | False | Gas-fired storage | 103 |  | 77 | 110 | 24516992 | High | 0.68 | 0.63 |  | 01/17/2023 | 200094452 | 01/17/2023
Bradford White Corporation | BRADFORD WHITE | RG2PDV50H*X | Federally-Regulated Consumer Product | LPG |  | 46 |  | 60000 | True |  |  | False | Gas-fired storage | 103 |  | 77 | 110 | 24516992 | High | 0.68 | 0.63 |  | 01/17/2023 | 200094454 | 01/17/2023
Bradford White Corporation | BRADFORD WHITE | RTGS199N1 | Federally-Regulated Consumer Product | Natural gas |  | 0 |  | 199000 |  |  |  | False | Instantaneous gas-fired |  | 5.6 | 97 | 34 | 17701647 | High | 0.95 | 0.81 | 0 | 01/17/2023 | 208083278 | 01/17/2023
Bradford White Corporation | BRADFORD WHITE | RG2F50S*X | Federally-Regulated Consumer Product | LPG |  | 48 |  | 38000 | True |  |  | False | Gas-fired storage | 76 |  | 79 | 51 | 24718300 | High | 0.68 | 0.63 |  | 01/17/2023 | 200094402 | 01/17/2023
Bradford White Corporation | BRADFORD WHITE | RE340T*-***** | Federally-Regulated Consumer Product | Electric resistance |  | 36 |  | 4.5 | True |  |  | True | Electric storage | 53 |  | 98 | 3531 |  | Medium | 0.92 | 0.92 |  | 01/17/2023 | 200094306 | 01/17/2023
Bradford White Corporation | BRADFORD WHITE | RG2D40S*N | Federally-Regulated Consumer Product | Natural gas |  | 38 |  | 38000 | True |  |  | False | Gas-fired storage | 62 |  | 78 | 22 | 17242132 | Medium | 0.64 | 0.58 |  | 01/17/2023 | 200094388 | 01/17/2023
Bradford White Corporation | BRADFORD WHITE | RE2H65T**-***** | Federally-Regulated Consumer Product | Heat pump |  | 64 |  | 4.5 | True |  | False | True | Electric storage | 79 |  | 391 | 1363 |  | High | 3.64 | 2.17 |  | 01/17/2023 | 204835481 | 01/17/2023
Bradford White Corporation | BRADFORD WHITE | RE2H50S*-***** | Federally-Regulated Consumer Product | Heat pump |  | 45 |  | 4.5 | True |  | False | True | Electric storage | 65 |  | 406 | 944 |  | Medium | 3.44 | 0.92 |  | 01/17/2023 | 200094643 | 01/17/2023
Bradford White Corporation | BRADFORD WHITE | URG1PV40S*N19 | Federally-Regulated Consumer Product | Natural gas |  | 38 |  | 40000 | True |  |  | False | Gas-fired storage | 75 |  | 79 | 82 | 24612528 | High | 0.68 | 0.64 |  | 01/17/2023 | 205135031 | 01/17/2023
Bradford White Corporation | BRADFORD WHITE | URG2PDV50S*N | Federally-Regulated Consumer Product | Natural gas |  | 48 |  | 40000 | True |  |  | False | Gas-fired storage | 80 |  | 79 | 131 | 24445340 | High | 0.68 | 0.63 |  | 01/17/2023 | 200094450 | 01/17/2023
Bradford White Corporation | BRADFORD WHITE | RE2H80T*-***** | Federally-Regulated Consumer Product | Heat pump |  | 75 |  | 4.5 | True |  | False | True | Electric storage | 88 |  | 392 | 1382 |  | High | 3.59 | 2.16 |  | 01/17/2023 | 200094645 | 01/17/2023
Bradford White Corporation | BRADFORD WHITE | RG2PV40T*X19 | Federally-Regulated Consumer Product | LPG |  | 38 |  | 40000 | True |  |  | False | Gas-fired storage | 78 |  | 79 | 80 | 23236446 | High | 0.72 | 0.64 |  | 01/17/2023 | 205135015 | 01/17/2023
Bradford White Corporation | BRADFORD WHITE | ERE340T*-***** | Federally-Regulated Consumer Product | Electric resistance |  | 36 |  | 4.5 | True |  |  | True | Electric storage | 53 |  | 98 | 3531 |  | Medium | 0.92 | 0.92 |  | 01/17/2023 | 208573580 | 01/17/2023
Bradford White Corporation | BRADFORD WHITE | URG2D40S*N | Federally-Regulated Consumer Product | Natural gas |  | 38 |  | 38000 | True |  |  | False | Gas-fired storage | 62 |  | 78 | 22 | 17242132 | Medium | 0.64 | 0.58 |  | 01/17/2023 | 9963145 | 01/17/2023
Bradford White Corporation | BRADFORD WHITE | RG2PV50S*N19 | Federally-Regulated Consumer Product | Natural gas |  | 48 |  | 40000 | True |  |  | False | Gas-fired storage | 78 |  | 80 | 78 | 23243270 | High | 0.72 | 0.63 |  | 01/17/2023 | 205134947 | 01/17/2023
Bradford White Corporation | BRADFORD WHITE | URG1PV50S*N19 | Federally-Regulated Consumer Product | Natural gas |  | 48 |  | 40000 | True |  |  | False | Gas-fired storage | 78 |  | 79 | 81 | 24255182 | High | 0.69 | 0.63 |  | 01/17/2023 | 205135032 | 01/17/2023
Bradford White Corporation | BRADFORD WHITE | RG2PDV50S*X | Federally-Regulated Consumer Product | LPG |  | 48 |  | 38000 | True |  |  | False | Gas-fired storage | 80 |  | 79 | 131 | 24445340 | High | 0.68 | 0.63 |  | 01/17/2023 | 200094448 | 01/17/2023
Rheem Sales Company, Inc. | EcoSense | ECORHE50P | Federally-Regulated Consumer Product | LPG |  | 46 |  | 36000 | True |  |  | False | Gas-fired storage | 87 |  | 89 | 258 | 20278170 | High | 0.8 |  |  | 01/17/2023 | 5609878 | 01/17/2023
Rheem Sales Company, Inc. | EcoSense | ECORHE50 | Federally-Regulated Consumer Product | Natural gas |  | 46 |  | 40000 | True |  |  | False | Gas-fired storage | 87 |  | 89 | 258 | 20278170 | High | 0.8 |  |  | 01/17/2023 | 5609877 | 01/17/2023
Rheem Sales Company, Inc. | EcoSense | ECORHE40SP | Federally-Regulated Consumer Product | LPG |  | 37 |  | 36000 | True |  |  | False | Gas-fired storage | 68 |  | 87 | 181 | 14159769 | Medium | 0.75 |  |  | 01/17/2023 | 5609876 | 01/17/2023
Ariston USA LLC | American Standard Water Heaters | ASHPWH-80***** | Federally-Regulated Consumer Product | Heat pump |  | 73 |  | 4.5 | True |  |  | False | Electric storage | 87 |  | 443 | 1238 |  | High | 4.01 |  |  | 01/17/2023 | 210586230 | 01/17/2023
Noritz America Corp. | PAVILION | PR199DV (GQ-C3260WXQ-FF PB US) | Federally-Regulated Consumer Product | Natural gas |  | 1 |  | 199900 |  |  |  | True | Instantaneous gas-fired |  | 5.6 | 98 | 32 | 17522871 | High | 0.96 |  | 0 | 01/17/2023 | 205123944 | 01/17/2023
Noritz America Corp. | PAVILION | PR199DV (GQ-C3260WXQ-FF PB US) | Federally-Regulated Consumer Product | LPG |  | 1 |  | 199900 |  |  |  | True | Instantaneous gas-fired |  | 5.6 | 98 | 32 | 17522871 | High | 0.96 |  | 0 | 01/17/2023 | 205123944 | 01/17/2023
Bradford White Corporation | Laars | LT199PXX1 | Federally-Regulated Consumer Product | Natural gas |  | 1 |  | 199000 |  |  |  | False | Instantaneous gas-fired |  | 5.6 | 97 | 34 | 17701647 | High | 0.95 |  | 0 | 01/17/2023 | 208083724 | 01/17/2023
Bradford White Corporation | Laars | LT199NRX1 | Federally-Regulated Consumer Product | Natural gas |  | 1 |  | 199000 |  |  |  | False | Instantaneous gas-fired |  | 5.6 | 97 | 34 | 17701647 | High | 0.95 |  | 0 | 01/17/2023 | 208083722 | 01/17/2023
Bradford White Corporation | Laars | LT199PRX1 | Federally-Regulated Consumer Product | Natural gas |  | 1 |  | 199000 |  |  |  | False | Instantaneous gas-fired |  | 5.6 | 97 | 34 | 17701647 | High | 0.95 |  | 0 | 01/17/2023 | 208083726 | 01/17/2023
Bradford White Corporation | Laars | LT199NXX1 | Federally-Regulated Consumer Product | Natural gas |  | 1 |  | 199000 |  |  |  | False | Instantaneous gas-fired |  | 5.6 | 97 | 34 | 17701647 | High | 0.95 |  | 0 | 01/17/2023 | 208083721 | 01/17/2023
Rheem Sales Company, Inc. | Rheem | PROG40-38P RH67 PDV | Federally-Regulated Consumer Product | LPG |  | 38 |  | 38000 | True |  |  | False | Gas-fired storage | 67 |  | 79 | 240 | 16773193 | Medium | 0.63 |  |  | 01/17/2023 | 6521083 | 01/17/2023
Rheem Sales Company, Inc. | Rheem | PROG50-42N RH PV AX | Federally-Regulated Consumer Product | Natural gas |  | 48 |  | 42000 | True |  |  | False | Gas-fired storage | 78 |  | 75 | 291 | 23899420 | High | 0.68 |  |  | 01/17/2023 | 209403950 | 01/17/2023
Rheem Sales Company, Inc. | Rheem | PROG50-42P RH PV AX | Federally-Regulated Consumer Product | LPG |  | 48 |  | 42000 | True |  |  | False | Gas-fired storage | 78 |  | 75 | 291 | 23899420 | High | 0.68 |  |  | 01/17/2023 | 209403951 | 01/17/2023
Rheem Sales Company, Inc. | Rheem | PROG40-40N RH67 PDV | Federally-Regulated Consumer Product | Natural gas |  | 38 |  | 40000 | True |  |  | False | Gas-fired storage | 67 |  | 79 | 240 | 16773193 | Medium | 0.63 |  |  | 01/17/2023 | 6521082 | 01/17/2023
Rheem Sales Company, Inc. | Rheem | XG50T06PVX42U0 | Federally-Regulated Consumer Product | Natural gas |  | 48 |  | 42000 | True |  |  | False | Gas-fired storage | 78 |  | 75 | 291 | 23899420 | High | 0.68 |  |  | 01/17/2023 | 209403952 | 01/17/2023
Rheem Sales Company, Inc. | Rheem | PRO+G50S-36P RH67 PD | Federally-Regulated Consumer Product | LPG |  | 48 |  | 36000 | True |  |  | False | Gas-fired storage | 78 |  | 77 | 93 | 24214238 | High | 0.69 |  |  | 01/17/2023 | 6528551 | 01/17/2023
Rheem Sales Company, Inc. | Rheem | PRO+G50-36P RH67 PD | Federally-Regulated Consumer Product | LPG |  | 48 |  | 36000 | True |  |  | False | Gas-fired storage | 79 |  | 77 | 22 | 24456490 | High | 0.69 |  |  | 01/17/2023 | 6528459 | 01/17/2023
Rheem Sales Company, Inc. | Rheem | XG50S12DM40U0 | Federally-Regulated Consumer Product | Natural gas |  | 48 |  | 40000 | True |  |  | False | Gas-fired storage | 78 |  | 77 | 93 | 24214238 | High | 0.69 |  |  | 01/17/2023 | 7002035 | 01/17/2023
Rheem Sales Company, Inc. | Rheem | XG50T12DM40U0 | Federally-Regulated Consumer Product | Natural gas |  | 48 |  | 40000 | True |  |  | False | Gas-fired storage | 79 |  | 77 | 22 | 24456490 | High | 0.69 |  |  | 01/17/2023 | 7002043 | 01/17/2023
Rheem Sales Company, Inc. | Rheem | XP50T12DM36U0 | Federally-Regulated Consumer Product | LPG |  | 48 |  | 36000 | True |  |  | False | Gas-fired storage | 79 |  | 77 | 22 | 24456490 | High | 0.69 |  |  | 01/17/2023 | 7002036 | 01/17/2023
Rheem Sales Company, Inc. | Rheem | XP50T06PVX42U0 | Federally-Regulated Consumer Product | LPG |  | 48 |  | 42000 | True |  |  | False | Gas-fired storage | 78 |  | 75 | 291 | 23899420 | High | 0.68 |  |  | 01/17/2023 | 209403953 | 01/17/2023
Rheem Sales Company, Inc. | Rheem | PRO+G50-40N RH67 PD | Federally-Regulated Consumer Product | Natural gas |  | 48 |  | 40000 | True |  |  | False | Gas-fired storage | 79 |  | 77 | 22 | 24456490 | High | 0.69 |  |  | 01/17/2023 | 6528444 | 01/17/2023
Rheem Sales Company, Inc. | Rheem | PRO+G50S-40N RH67 PD | Federally-Regulated Consumer Product | Natural gas |  | 48 |  | 40000 | True |  |  | False | Gas-fired storage | 78 |  | 77 | 93 | 24214238 | High | 0.69 |  |  | 01/17/2023 | 6528550 | 01/17/2023
Rinnai America | Rinnai | (RU130I) REU-N2024FF-US(B) | Federally-Regulated Consumer Product | Natural gas |  | 0 |  | 130000 |  |  |  | True | Instantaneous gas-fired |  | 3.7 | 96 | 0 | 12179127 | Medium | 0.91 |  | 0 | 01/17/2023 | 209258320 | 01/17/2023
Rinnai America | Rinnai | (RU130I) REU-N2024FF-US(B) | Federally-Regulated Consumer Product | LPG |  | 0 |  | 130000 |  |  |  | True | Instantaneous gas-fired |  | 3.7 | 96 | 0 | 12179127 | Medium | 0.91 |  | 0 | 01/17/2023 | 209258320 | 01/17/2023
Rinnai America | Rinnai | (RU160I) REU-N2530FF-US(B) | Federally-Regulated Consumer Product | LPG |  | 0 |  | 160000 |  |  |  | True | Instantaneous gas-fired |  | 4.1 | 97 | 26 | 18112118 | High | 0.93 |  | 0 | 01/17/2023 | 209258314 | 01/17/2023
Rinnai America | Rinnai | (RU199I) REU-N3237FF-US(B) | Federally-Regulated Consumer Product | LPG |  | 0 |  | 199000 |  |  |  | True | Instantaneous gas-fired |  | 5.7 | 97 | 27 | 18108706 | High | 0.93 |  | 0 | 01/17/2023 | 209258317 | 01/17/2023
Rinnai America | Rinnai | (RU180I) REU-N2934FF-US(B) | Federally-Regulated Consumer Product | Natural gas |  | 0 |  | 180000 |  |  |  | True | Instantaneous gas-fired |  | 5.3 | 96 | 11 | 18163298 | High | 0.93 |  | 0 | 01/17/2023 | 209258319 | 01/17/2023
Rinnai America | Rinnai | (RU160I) REU-N2530FF-US(B) | Federally-Regulated Consumer Product | Natural gas |  | 0 |  | 160000 |  |  |  | True | Instantaneous gas-fired |  | 4.1 | 97 | 26 | 18112118 | High | 0.93 |  | 0 | 01/17/2023 | 209258314 | 01/17/2023
Rinnai America | Rinnai | (RU199I) REU-N3237FF-US(B) | Federally-Regulated Consumer Product | Natural gas |  | 0 |  | 199000 |  |  |  | True | Instantaneous gas-fired |  | 5.7 | 97 | 27 | 18108706 | High | 0.93 |  | 0 | 01/17/2023 | 209258317 | 01/17/2023
Rinnai America | Rinnai | (RU180I) REU-N2934FF-US(B) | Federally-Regulated Consumer Product | LPG |  | 0 |  | 180000 |  |  |  | True | Instantaneous gas-fired |  | 5.3 | 96 | 11 | 18163298 | High | 0.93 |  | 0 | 01/17/2023 | 209258319 | 01/17/2023
Noritz America Corp. | NORITZ | EZ98DV (GQ-C2860WX-FF US) | Federally-Regulated Consumer Product | Natural gas |  | 1 |  | 180000 |  |  |  | True | Instantaneous gas-fired |  | 5.6 | 98 | 32 | 17522871 | High | 0.96 |  | 0 | 01/17/2023 | 204237881 | 01/17/2023
Noritz America Corp. | NORITZ | NRCR111DV (GQ-C3260WXQ-FF US) | Federally-Regulated Consumer Product | Natural gas |  | 1 |  | 199900 |  |  |  | True | Instantaneous gas-fired |  | 5.6 | 98 | 32 | 17522871 | High | 0.96 |  | 0 | 01/17/2023 | 204237882 | 01/17/2023
Noritz America Corp. | NORITZ | NRCR111DV (GQ-C3260WXQ-FF US) | Federally-Regulated Consumer Product | LPG |  | 1 |  | 199900 |  |  |  | True | Instantaneous gas-fired |  | 5.6 | 98 | 32 | 17522871 | High | 0.96 |  | 0 | 01/17/2023 | 204237882 | 01/17/2023
Noritz America Corp. | NORITZ | EZ98DV (GQ-C2860WX-FF US) | Federally-Regulated Consumer Product | LPG |  | 1 |  | 180000 |  |  |  | True | Instantaneous gas-fired |  | 5.6 | 98 | 32 | 17522871 | High | 0.96 |  | 0 | 01/17/2023 | 204237881 | 01/17/2023
Noritz America Corp. | NORITZ | NCC199CDV (GQ-C3260WZ-FF US) | Federally-Regulated Consumer Product | Natural gas |  | 1 |  | 199900 |  |  |  | True | Instantaneous gas-fired |  | 5.6 | 98 | 32 | 17522871 | High | 0.96 |  | 0 | 01/17/2023 | 204237879 | 01/17/2023
Noritz America Corp. | NORITZ | NCC199CDV (GQ-C3260WZ-FF US) | Federally-Regulated Consumer Product | LPG |  | 1 |  | 199900 |  |  |  | True | Instantaneous gas-fired |  | 5.6 | 98 | 32 | 17522871 | High | 0.96 |  | 0 | 01/17/2023 | 204237879 | 01/17/2023
A.O. Smith Water Products Company | State | EE6-40-DURS 1** | Federally-Regulated Consumer Product | Electric resistance |  | 37 |  | 5.5 | True |  |  | False | Electric storage | 64 |  | 98 | 1029 |  | Medium | 0.92 |  |  | 01/17/2023 | 210485446 | 01/17/2023
A.O. Smith Water Products Company | State | EEX-50-DURT 1** | Federally-Regulated Consumer Product | Electric resistance |  | 45 |  | 5.5 | True |  |  | False | Electric storage | 74 |  | 98 | 1035 |  | Medium | 0.92 |  |  | 01/17/2023 | 210485467 | 01/17/2023
A.O. Smith Water Products Company | State | EE6-40-DURT 1** | Federally-Regulated Consumer Product | Electric resistance |  | 36 |  | 5.5 | True |  |  | False | Electric storage | 63 |  | 98 | 1026 |  | Medium | 0.93 |  |  | 01/17/2023 | 210485459 | 01/17/2023
A.O. Smith Water Products Company | State | EEX-55-DURT 1** | Federally-Regulated Consumer Product | Electric resistance |  | 55 |  | 5.5 | True |  |  | False | Electric storage | 75 |  | 98 | 1531 |  | High | 0.94 |  |  | 01/17/2023 | 210485474 | 01/17/2023
A.O. Smith Water Products Company | State | EE6-50-DURS 1** | Federally-Regulated Consumer Product | Electric resistance |  | 46 |  | 5.5 | True |  |  | False | Electric storage | 67 |  | 98 | 1033 |  | Medium | 0.92 |  |  | 01/17/2023 | 210485452 | 01/17/2023
A.O. Smith Water Products Company | State | EE6-50-DURT 1** | Federally-Regulated Consumer Product | Electric resistance |  | 45 |  | 5.5 | True |  |  | False | Electric storage | 74 |  | 98 | 1035 |  | Medium | 0.92 |  |  | 01/17/2023 | 210485466 | 01/17/2023
A.O. Smith Water Products Company | State | EE6-55-DURT 1** | Federally-Regulated Consumer Product | Electric resistance |  | 55 |  | 5.5 | True |  |  | False | Electric storage | 75 |  | 98 | 1531 |  | High | 0.94 |  |  | 01/17/2023 | 210485473 | 01/17/2023
A.O. Smith Water Products Company | State | EEX-50-DURS 1** | Federally-Regulated Consumer Product | Electric resistance |  | 46 |  | 5.5 | True |  |  | False | Electric storage | 67 |  | 98 | 1033 |  | Medium | 0.92 |  |  | 01/17/2023 | 210485453 | 01/17/2023
A.O. Smith Water Products Company | State | EEX-40-DURS 1** | Federally-Regulated Consumer Product | Electric resistance |  | 37 |  | 5.5 | True |  |  | False | Electric storage | 64 |  | 98 | 1029 |  | Medium | 0.92 |  |  | 01/17/2023 | 210485447 | 01/17/2023
A.O. Smith Water Products Company | State | EEX-40-DURT 1** | Federally-Regulated Consumer Product | Electric resistance |  | 36 |  | 5.5 | True |  |  | False | Electric storage | 63 |  | 98 | 1026 |  | Medium | 0.93 |  |  | 01/17/2023 | 210485460 | 01/17/2023
Rheem Sales Company, Inc. | Ruud | MR40245 C-* | Federally-Regulated Consumer Product | Electric resistance |  | 37 |  | 4.5 | False |  |  | True | Electric storage | 51 |  | 98 | 1057 |  | Medium | 0.92 |  |  | 08/23/2022 | 207826032 | 02/07/2023
Rheem Sales Company, Inc. | Ruud | MR40245 C-* | Federally-Regulated Consumer Product | Electric resistance |  | 37 |  | 4.5 | False |  |  | True | Electric storage | 51 |  | 98 | 3531 |  | Medium | 0.92 |  |  | 02/07/2023 | 207826032 | 02/07/2023
American Water Heater Co. | American | G82-55T60 2*1 | Federally-Regulated Consumer Product | LPG |  | 55 |  | 60000 | True |  |  | False | Gas-fired storage | 83 |  | 74 | 0 | 27301246 | High | 0.62 |  |  | 08/23/2022 | 206954672 | 02/23/2023
American Water Heater Co. | American | PDVG62-50T45-PV 3*1 | Federally-Regulated Consumer Product | LPG |  | 48 |  | 45000 | True |  |  | False | Gas-fired storage | 79 |  | 79 | 68 | 23277390 | High | 0.72 |  |  | 08/23/2022 | 206902220 | 02/23/2023
American Water Heater Co. | American | GT-110U-E 2** | Federally-Regulated Consumer Product | Natural gas |  | 1 |  | 140000 |  |  |  | False | Instantaneous gas-fired |  | 3.5 | 83 | 25 | 13597423 | Medium | 0.81 |  | 0 | 08/23/2022 | 206908489 | 02/23/2023
American Water Heater Co. | American | PDVG62-40S40-NVL 3** | Federally-Regulated Consumer Product | Natural gas |  | 38 |  | 40000 | True |  |  | False | Gas-fired storage | 74 |  | 79 | 58 | 16100642 | Medium | 0.68 |  |  | 08/23/2022 | 206902200 | 02/23/2023
American Water Heater Co. | American | PVG62-40S40-PVS 2*1 | Federally-Regulated Consumer Product | LPG |  | 38 |  | 40000 | True |  |  | False | Gas-fired storage | 73 |  | 79 | 30 | 16439440 | Medium | 0.67 |  |  | 08/23/2022 | 206860923 | 02/23/2023
American Water Heater Co. | American | PVG6250T50PVSL 2*1 | Federally-Regulated Consumer Product | LPG |  | 48 |  | 50000 | True |  |  | False | Gas-fired storage | 97 |  | 81 | 35 | 23389986 | High | 0.72 |  |  | 08/23/2022 | 206861804 | 02/23/2023
American Water Heater Co. | American | PVG6250S62PVS 2*1 | Federally-Regulated Consumer Product | LPG |  | 50 |  | 62000 | True |  |  | False | Gas-fired storage | 119 |  | 82 | 26 | 23098647 | High | 0.73 |  |  | 08/23/2022 | 206862002 | 02/23/2023
American Water Heater Co. | American | GT-310U-E 2** | Federally-Regulated Consumer Product | Natural gas |  | 1 |  | 190000 |  |  |  | False | Instantaneous gas-fired |  | 4.8 | 86 | 23 | 20818774 | High | 0.81 |  | 0 | 08/23/2022 | 206908504 | 02/23/2023
American Water Heater Co. | American | GT-510U-E 2** | Federally-Regulated Consumer Product | Natural gas |  | 1 |  | 199000 |  |  |  | False | Instantaneous gas-fired |  | 5 | 84 | 33 | 20784654 | High | 0.81 |  | 0 | 08/23/2022 | 206908519 | 02/23/2023
American Water Heater Co. | American | PDVG62-50T45-NVL 3** | Federally-Regulated Consumer Product | Natural gas |  | 48 |  | 45000 | True |  |  | False | Gas-fired storage | 79 |  | 79 | 68 | 23277390 | High | 0.72 |  |  | 08/23/2022 | 206902219 | 02/23/2023
American Water Heater Co. | American | G82-55T60L 2** | Federally-Regulated Consumer Product | Natural gas |  | 55 |  | 60000 | True |  |  | False | Gas-fired storage | 83 |  | 74 | 0 | 27301246 | High | 0.62 |  |  | 08/23/2022 | 206954671 | 02/23/2023
American Water Heater Co. | American | PVG6240T50NVSL 2** | Federally-Regulated Consumer Product | Natural gas |  | 38 |  | 50000 | True |  |  | False | Gas-fired storage | 87 |  | 78 | 34 | 24065096 | High | 0.7 |  |  | 08/23/2022 | 206861626 | 02/23/2023
American Water Heater Co. | American | PDVG62-40S40-NV 3** | Federally-Regulated Consumer Product | Natural gas |  | 38 |  | 40000 | True |  |  | False | Gas-fired storage | 74 |  | 79 | 58 | 16100642 | Medium | 0.68 |  |  | 08/23/2022 | 206902199 | 02/23/2023
American Water Heater Co. | American | GT-110U-I 2** | Federally-Regulated Consumer Product | Natural gas |  | 1 |  | 140000 |  |  |  | False | Instantaneous gas-fired |  | 3.5 | 85 | 35 | 13563303 | Medium | 0.81 |  | 0 | 08/23/2022 | 206908496 | 02/23/2023
American Water Heater Co. | American | PDVG62-50T62-NV 3** | Federally-Regulated Consumer Product | Natural gas |  | 48 |  | 62000 | True |  |  | False | Gas-fired storage | 118 |  | 82 | 54 | 23003111 | High | 0.73 |  |  | 08/23/2022 | 206902234 | 02/23/2023
American Water Heater Co. | American | G102-55T60 2** | Federally-Regulated Consumer Product | Natural gas |  | 55 |  | 60000 | True |  |  | False | Gas-fired storage | 83 |  | 74 | 0 | 27301246 | High | 0.62 |  |  | 08/23/2022 | 206954675 | 02/23/2023
American Water Heater Co. | American | PVG6240T50PVSL 2*1 | Federally-Regulated Consumer Product | LPG |  | 38 |  | 50000 | True |  |  | False | Gas-fired storage | 87 |  | 78 | 34 | 24065096 | High | 0.7 |  |  | 08/23/2022 | 206861628 | 02/23/2023
American Water Heater Co. | American | PVG62-50S40-NVS 2** | Federally-Regulated Consumer Product | Natural gas |  | 49 |  | 40000 | True |  |  | False | Gas-fired storage | 79 |  | 80 | 40 | 23372926 | High | 0.72 |  |  | 08/23/2022 | 206861422 | 02/23/2023
American Water Heater Co. | American | PDVG62-40S40-PVL 3*1 | Federally-Regulated Consumer Product | LPG |  | 38 |  | 40000 | True |  |  | False | Gas-fired storage | 74 |  | 79 | 58 | 16100642 | Medium | 0.68 |  |  | 08/23/2022 | 206902202 | 02/23/2023
American Water Heater Co. | American | PVG6240T50PVS 2*1 | Federally-Regulated Consumer Product | LPG |  | 38 |  | 50000 | True |  |  | False | Gas-fired storage | 87 |  | 78 | 34 | 24065096 | High | 0.7 |  |  | 08/23/2022 | 206861627 | 02/23/2023
American Water Heater Co. | American | PVG62-50S40-PVS 2*1 | Federally-Regulated Consumer Product | LPG |  | 49 |  | 40000 | True |  |  | False | Gas-fired storage | 79 |  | 80 | 40 | 23372926 | High | 0.72 |  |  | 08/23/2022 | 206861423 | 02/23/2023
American Water Heater Co. | American | PVG6250T50NVS 2** | Federally-Regulated Consumer Product | Natural gas |  | 48 |  | 50000 | True |  |  | False | Gas-fired storage | 97 |  | 81 | 35 | 23389986 | High | 0.72 |  |  | 08/23/2022 | 206861801 | 02/23/2023
American Water Heater Co. | American | G82-55T60 2** | Federally-Regulated Consumer Product | Natural gas |  | 55 |  | 60000 | True |  |  | False | Gas-fired storage | 83 |  | 74 | 0 | 27301246 | High | 0.62 |  |  | 08/23/2022 | 206954669 | 02/23/2023
American Water Heater Co. | American | PVG6240S40NVS 2** | Federally-Regulated Consumer Product | Natural gas |  | 38 |  | 40000 | True |  |  | False | Gas-fired storage | 73 |  | 79 | 30 | 16439440 | Medium | 0.67 |  |  | 08/23/2022 | 206860922 | 02/23/2023
American Water Heater Co. | American | UPDVG62-40S40 1** | Federally-Regulated Consumer Product | Natural gas |  | 38 |  | 40000 | True |  |  | False | Gas-fired storage | 75 |  | 77 | 78 | 23914968 | High | 0.7 |  |  | 08/23/2022 | 206860588 | 02/23/2023
American Water Heater Co. | American | PDVG62-50T62-PV 3*1 | Federally-Regulated Consumer Product | LPG |  | 48 |  | 62000 | True |  |  | False | Gas-fired storage | 118 |  | 82 | 54 | 23003111 | High | 0.73 |  |  | 08/23/2022 | 206902235 | 02/23/2023
American Water Heater Co. | American | PVG6240T50NVS 2** | Federally-Regulated Consumer Product | Natural gas |  | 38 |  | 50000 | True |  |  | False | Gas-fired storage | 87 |  | 78 | 34 | 24065096 | High | 0.7 |  |  | 08/23/2022 | 206861625 | 02/23/2023
American Water Heater Co. | American | PDVG62-50T45-PVL 3*1 | Federally-Regulated Consumer Product | LPG |  | 48 |  | 45000 | True |  |  | False | Gas-fired storage | 79 |  | 79 | 68 | 23277390 | High | 0.72 |  |  | 08/23/2022 | 206902221 | 02/23/2023
American Water Heater Co. | American | PVG6250S62NVS 2** | Federally-Regulated Consumer Product | Natural gas |  | 50 |  | 62000 | True |  |  | False | Gas-fired storage | 119 |  | 82 | 26 | 23098647 | High | 0.73 |  |  | 08/23/2022 | 206862001 | 02/23/2023
American Water Heater Co. | American | PVG6250T50NVSL 2** | Federally-Regulated Consumer Product | Natural gas |  | 48 |  | 50000 | True |  |  | False | Gas-fired storage | 97 |  | 81 | 35 | 23389986 | High | 0.72 |  |  | 08/23/2022 | 206861802 | 02/23/2023
American Water Heater Co. | American | PDVG62-50T45-NV 3** | Federally-Regulated Consumer Product | Natural gas |  | 48 |  | 45000 | True |  |  | False | Gas-fired storage | 79 |  | 79 | 68 | 23277390 | High | 0.72 |  |  | 08/23/2022 | 206902218 | 02/23/2023
American Water Heater Co. | American | PDVG62-40S40-PV 3*1 | Federally-Regulated Consumer Product | LPG |  | 38 |  | 40000 | True |  |  | False | Gas-fired storage | 74 |  | 79 | 58 | 16100642 | Medium | 0.68 |  |  | 08/23/2022 | 206902201 | 02/23/2023
American Water Heater Co. | American | G82-55T60L 2*1 | Federally-Regulated Consumer Product | LPG |  | 55 |  | 60000 | True |  |  | False | Gas-fired storage | 83 |  | 74 | 0 | 27301246 | High | 0.62 |  |  | 08/23/2022 | 206954674 | 02/23/2023
American Water Heater Co. | American | GT-310U-I 2** | Federally-Regulated Consumer Product | Natural gas |  | 1 |  | 190000 |  |  |  | False | Instantaneous gas-fired |  | 4.7 | 84 | 33 | 20784654 | High | 0.81 |  | 0 | 08/23/2022 | 206908511 | 02/23/2023
American Water Heater Co. | American | PVG6250T50PVS 2*1 | Federally-Regulated Consumer Product | LPG |  | 48 |  | 50000 | True |  |  | False | Gas-fired storage | 97 |  | 81 | 35 | 23389986 | High | 0.72 |  |  | 08/23/2022 | 206861803 | 02/23/2023
American Water Heater Co. | American | GU61 40T40R 4** | Federally-Regulated Consumer Product | Natural gas |  | 38 |  | 40000 | True |  |  | False | Gas-fired storage | 83 |  | 74 | 0 | 26448082 | High | 0.64 |  |  | 08/23/2022 | 206191820 | 02/23/2023
American Water Heater Co. | American | DVG6250T47PLV 3*1 | Federally-Regulated Consumer Product | LPG |  | 48 |  | 47000 | True |  |  | False | Gas-fired storage | 82 |  | 79 | 0 | 26041188 | High | 0.65 |  |  | 08/23/2022 | 206715074 | 02/23/2023
American Water Heater Co. | American | GU82 40T40R 4** | Federally-Regulated Consumer Product | Natural gas |  | 38 |  | 40000 | True |  |  | False | Gas-fired storage | 83 |  | 77 | 0 | 26448082 | High | 0.64 |  |  | 08/23/2022 | 206192548 | 02/23/2023
American Water Heater Co. | American | GT-240X3-NIH 1** | Federally-Regulated Consumer Product | Natural gas |  | 1 |  | 160000 |  |  |  | False | Instantaneous gas-fired |  | 4.7 | 97 | 38 | 17877549 | High | 0.94 |  | 0 | 08/23/2022 | 207861919 | 02/23/2023
American Water Heater Co. | American | GT-540P-NIH 1** | Federally-Regulated Consumer Product | Natural gas |  | 1 |  | 199000 |  |  |  | False | Instantaneous gas-fired |  | 5.8 | 96 | 47 | 18040466 | High | 0.93 |  | 0 | 08/23/2022 | 206703093 | 02/23/2023
American Water Heater Co. | American | GT-240-PIH 1*1 | Federally-Regulated Consumer Product | LPG |  | 1 |  | 160000 |  |  |  | False | Instantaneous gas-fired |  | 4.7 | 97 | 38 | 17877549 | High | 0.94 |  | 0 | 08/23/2022 | 206703154 | 02/23/2023
American Water Heater Co. | American | MHG62-30T35R 4** | Federally-Regulated Consumer Product | LPG |  | 29 |  | 35500 | True |  |  | True | Gas-fired storage | 63 |  | 79 | 0 | 18168862 | Medium | 0.61 |  |  | 08/23/2022 | 206438858 | 02/23/2023
American Water Heater Co. | American | G62-40T40R 4*1 | Federally-Regulated Consumer Product | LPG |  | 38 |  | 40000 | True |  |  | False | Gas-fired storage | 80 |  | 78 | 0 | 25646625 | High | 0.66 |  |  | 11/10/2022 | 206715208 | 02/23/2023
American Water Heater Co. | American | MCT-199O-P 1*1 | Federally-Regulated Consumer Product | LPG |  | 1 |  | 199000 |  |  |  | False | Instantaneous gas-fired |  | 5.8 | 96 | 34 | 17701647 | High | 0.95 |  | 0 | 08/23/2022 | 206703133 | 02/23/2023
American Water Heater Co. | American | G82-40S40R 4** | Federally-Regulated Consumer Product | Natural gas |  | 38 |  | 40000 | True |  |  | False | Gas-fired storage | 67 |  | 78 | 0 | 19108631 | Medium | 0.58 |  |  | 08/23/2022 | 206715116 | 02/23/2023
American Water Heater Co. | American | DVG6250T47NOLV 3** | Federally-Regulated Consumer Product | Natural gas |  | 48 |  | 47000 | True |  |  | False | Gas-fired storage | 82 |  | 79 | 0 | 26041188 | High | 0.65 |  |  | 08/23/2022 | 206715073 | 02/23/2023
American Water Heater Co. | American | G62-50T40 2*1 | Federally-Regulated Consumer Product | LPG |  | 48 |  | 40000 | True |  |  | False | Gas-fired storage | 81 |  | 80 | 0 | 26448082 | High | 0.64 |  |  | 08/23/2022 | 206715143 | 02/23/2023
American Water Heater Co. | American | CG32 55T60 2** | Federally-Regulated Consumer Product | Natural gas |  | 55 |  | 60000 | True |  |  | False | Gas-fired storage | 83 |  | 74 | 0 | 27301246 | High | 0.62 |  |  | 08/23/2022 | 206954667 | 02/23/2023
American Water Heater Co. | American | G62-40T40R 4** | Federally-Regulated Consumer Product | Natural gas |  | 38 |  | 40000 | True |  |  | False | Gas-fired storage | 80 |  | 78 | 0 | 25646625 | High | 0.66 |  |  | 11/10/2022 | 206715207 | 02/23/2023
American Water Heater Co. | American | GT-540X3-NEH 1** | Federally-Regulated Consumer Product | Natural gas |  | 1 |  | 199000 |  |  |  | False | Instantaneous gas-fired |  | 5.8 | 96 | 34 | 17701647 | High | 0.95 |  | 0 | 08/23/2022 | 207209460 | 02/23/2023
American Water Heater Co. | American | GT-340X3-NEH 1** | Federally-Regulated Consumer Product | Natural gas |  | 1 |  | 180000 |  |  |  | False | Instantaneous gas-fired |  | 5.3 | 97 | 23 | 17928729 | High | 0.94 |  | 0 | 08/23/2022 | 207861955 | 02/23/2023
American Water Heater Co. | American | MCT-199I-N 1** | Federally-Regulated Consumer Product | Natural gas |  | 1 |  | 199000 |  |  |  | False | Instantaneous gas-fired |  | 5.8 | 96 | 47 | 18040466 | High | 0.93 |  | 0 | 08/23/2022 | 206703094 | 02/23/2023
American Water Heater Co. | American | PCG62-40S50L 1** | Federally-Regulated Consumer Product | Natural gas |  | 38 |  | 50000 | False |  |  | False | Gas-fired storage | 86 |  | 91 | 3 | 18797289 | High | 0.9 |  |  | 08/23/2022 | 207471176 | 02/23/2023
American Water Heater Co. | American | GT-340X3-PIH 1*1 | Federally-Regulated Consumer Product | LPG |  | 1 |  | 180000 |  |  |  | False | Instantaneous gas-fired |  | 5.4 | 97 | 37 | 17691411 | High | 0.95 |  | 0 | 08/23/2022 | 207861932 | 02/23/2023
American Water Heater Co. | American | GT-240-NIH 1** | Federally-Regulated Consumer Product | Natural gas |  | 1 |  | 160000 |  |  |  | False | Instantaneous gas-fired |  | 4.7 | 97 | 38 | 17877549 | High | 0.94 |  | 0 | 08/23/2022 | 206703153 | 02/23/2023
American Water Heater Co. | American | MHDV-62-30T30 2** | Federally-Regulated Consumer Product | Natural gas |  | 29 |  | 30000 | True |  |  | True | Gas-fired storage | 60 |  | 78 | 0 | 18168862 | Medium | 0.61 |  |  | 08/23/2022 | 206438842 | 02/23/2023
American Water Heater Co. | American | DVG6250T40NOV 3** | Federally-Regulated Consumer Product | Natural gas |  | 48 |  | 40000 | True |  |  | False | Gas-fired storage | 77 |  | 79 | 0 | 25646625 | High | 0.66 |  |  | 08/23/2022 | 206715053 | 02/23/2023
American Water Heater Co. | American | GT-510C-NI 1** | Federally-Regulated Consumer Product | Natural gas |  | 1 |  | 199000 |  |  |  | False | Instantaneous gas-fired |  | 4.7 | 82 | 23 | 20818774 | High | 0.81 |  | 0 | 08/23/2022 | 206703168 | 02/23/2023
American Water Heater Co. | American | GT-540-PEH 1*1 | Federally-Regulated Consumer Product | LPG |  | 1 |  | 199000 |  |  |  | False | Instantaneous gas-fired |  | 5.8 | 96 | 34 | 17701647 | High | 0.95 |  | 0 | 08/23/2022 | 206703131 | 02/23/2023
American Water Heater Co. | American | MHG62-40T35R 4** | Federally-Regulated Consumer Product | Natural gas |  | 38 |  | 35500 | True |  |  | True | Gas-fired storage | 59 |  | 78 | 0 | 19108631 | Medium | 0.58 |  |  | 08/23/2022 | 206438836 | 02/23/2023
American Water Heater Co. | American | G62 50T40 2** | Federally-Regulated Consumer Product | Natural gas |  | 48 |  | 40000 | True |  |  | False | Gas-fired storage | 81 |  | 80 | 0 | 26448082 | High | 0.64 |  |  | 08/23/2022 | 206715141 | 02/23/2023
American Water Heater Co. | American | GT-540X3-PIH 1*1 | Federally-Regulated Consumer Product | LPG |  | 1 |  | 199000 |  |  |  | False | Instantaneous gas-fired |  | 5.8 | 96 | 47 | 18040466 | High | 0.93 |  | 0 | 08/23/2022 | 207209494 | 02/23/2023
American Water Heater Co. | American | GT-540-PIH 1*1 | Federally-Regulated Consumer Product | LPG |  | 1 |  | 199000 |  |  |  | False | Instantaneous gas-fired |  | 5.8 | 96 | 47 | 18040466 | High | 0.93 |  | 0 | 08/23/2022 | 206703095 | 02/23/2023
American Water Heater Co. | American | G6255T60L 2** | Federally-Regulated Consumer Product | Natural gas |  | 55 |  | 60000 | True |  |  | False | Gas-fired storage | 83 |  | 74 | 0 | 27301246 | High | 0.62 |  |  | 08/23/2022 | 206954664 | 02/23/2023
American Water Heater Co. | American | GT-340X3-NIH 1** | Federally-Regulated Consumer Product | Natural gas |  | 1 |  | 180000 |  |  |  | False | Instantaneous gas-fired |  | 5.4 | 97 | 37 | 17691411 | High | 0.95 |  | 0 | 08/23/2022 | 207861931 | 02/23/2023
American Water Heater Co. | American | GT-540-NEH 1** | Federally-Regulated Consumer Product | Natural gas |  | 1 |  | 199000 |  |  |  | False | Instantaneous gas-fired |  | 5.8 | 96 | 34 | 17701647 | High | 0.95 |  | 0 | 08/23/2022 | 206703128 | 02/23/2023
American Water Heater Co. | American | GT-340X3-PEH 1*1 | Federally-Regulated Consumer Product | LPG |  | 1 |  | 180000 |  |  |  | False | Instantaneous gas-fired |  | 5.3 | 97 | 23 | 17928729 | High | 0.94 |  | 0 | 08/23/2022 | 207861956 | 02/23/2023
American Water Heater Co. | American | DVG6250T47NOV 3** | Federally-Regulated Consumer Product | Natural gas |  | 48 |  | 47000 | True |  |  | False | Gas-fired storage | 82 |  | 79 | 0 | 26041188 | High | 0.65 |  |  | 08/23/2022 | 206715071 | 02/23/2023
American Water Heater Co. | American | MHDV-62-40T32 2** | Federally-Regulated Consumer Product | LPG |  | 38 |  | 32000 | True |  |  | True | Gas-fired storage | 57 |  | 76 | 0 | 18784755 | Medium | 0.59 |  |  | 08/23/2022 | 206438848 | 02/23/2023
American Water Heater Co. | American | G102-40S40R 4** | Federally-Regulated Consumer Product | Natural gas |  | 38 |  | 40000 | True |  |  | False | Gas-fired storage | 67 |  | 78 | 0 | 19108631 | Medium | 0.58 |  |  | 08/23/2022 | 206715114 | 02/23/2023
American Water Heater Co. | American | GT-540-NIH 1** | Federally-Regulated Consumer Product | Natural gas |  | 1 |  | 199000 |  |  |  | False | Instantaneous gas-fired |  | 5.8 | 96 | 47 | 18040466 | High | 0.93 |  | 0 | 08/23/2022 | 206703092 | 02/23/2023
American Water Heater Co. | American | MHDV-62-40T32 2** | Federally-Regulated Consumer Product | Natural gas |  | 38 |  | 32000 | True |  |  | True | Gas-fired storage | 57 |  | 76 | 0 | 18784755 | Medium | 0.59 |  |  | 08/23/2022 | 206438848 | 02/23/2023
American Water Heater Co. | American | G62 30T35 2** | Federally-Regulated Consumer Product | Natural gas |  | 29 |  | 35500 | True |  |  | False | Gas-fired storage | 63 |  | 77 | 0 | 17592073 | Medium | 0.63 |  |  | 08/23/2022 | 206715085 | 02/23/2023
American Water Heater Co. | American | GT-240X3-PEH 1*1 | Federally-Regulated Consumer Product | LPG |  | 1 |  | 160000 |  |  |  | False | Instantaneous gas-fired |  | 4.7 | 96 | 23 | 17739179 | High | 0.95 |  | 0 | 08/23/2022 | 207861944 | 02/23/2023
American Water Heater Co. | American | CG32 55T60 2*1 | Federally-Regulated Consumer Product | LPG |  | 55 |  | 60000 | True |  |  | False | Gas-fired storage | 83 |  | 74 | 0 | 27301246 | High | 0.62 |  |  | 08/23/2022 | 206954668 | 02/23/2023
American Water Heater Co. | American | G6250T40 2** | Federally-Regulated Consumer Product | Natural gas |  | 48 |  | 40000 | True |  |  | False | Gas-fired storage | 81 |  | 80 | 0 | 26448082 | High | 0.64 |  |  | 08/23/2022 | 206715142 | 02/23/2023
American Water Heater Co. | American | G6255T60L 2*1 | Federally-Regulated Consumer Product | LPG |  | 55 |  | 60000 | True |  |  | False | Gas-fired storage | 83 |  | 74 | 0 | 27301246 | High | 0.62 |  |  | 08/23/2022 | 206954665 | 02/23/2023
American Water Heater Co. | American | DVG6250T40PLV 3*1 | Federally-Regulated Consumer Product | LPG |  | 48 |  | 40000 | True |  |  | False | Gas-fired storage | 77 |  | 79 | 0 | 25646625 | High | 0.66 |  |  | 08/23/2022 | 206715056 | 02/23/2023
American Water Heater Co. | American | DVUG62-50T38-NV 1** | Federally-Regulated Consumer Product | Natural gas |  | 48 |  | 38000 | True |  |  | False | Gas-fired storage | 76 |  | 78 | 0 | 26041188 | High | 0.65 |  |  | 08/23/2022 | 206715023 | 02/23/2023
American Water Heater Co. | American | NG2H4040SR 4** | Federally-Regulated Consumer Product | Natural gas |  | 38 |  | 40000 | True |  |  | False | Gas-fired storage | 67 |  | 78 | 0 | 19108631 | Medium | 0.58 |  |  | 08/23/2022 | 206715115 | 02/23/2023
American Water Heater Co. | American | GT-240X3-NEH 1** | Federally-Regulated Consumer Product | Natural gas |  | 1 |  | 160000 |  |  |  | False | Instantaneous gas-fired |  | 4.7 | 96 | 23 | 17739179 | High | 0.95 |  | 0 | 08/23/2022 | 207861943 | 02/23/2023
American Water Heater Co. | American | MCT-199I-P 1*1 | Federally-Regulated Consumer Product | LPG |  | 1 |  | 199000 |  |  |  | False | Instantaneous gas-fired |  | 5.8 | 96 | 47 | 18040466 | High | 0.93 |  | 0 | 08/23/2022 | 206703097 | 02/23/2023
American Water Heater Co. | American | GT-540X3-PEH 1*1 | Federally-Regulated Consumer Product | LPG |  | 1 |  | 199000 |  |  |  | False | Instantaneous gas-fired |  | 5.8 | 96 | 34 | 17701647 | High | 0.95 |  | 0 | 08/23/2022 | 207209461 | 02/23/2023
American Water Heater Co. | American | MHDV-62-30T30 2** | Federally-Regulated Consumer Product | LPG |  | 29 |  | 30000 | True |  |  | True | Gas-fired storage | 60 |  | 78 | 0 | 18168862 | Medium | 0.61 |  |  | 08/23/2022 | 206438842 | 02/23/2023
American Water Heater Co. | American | G62-40T35R 4** | Federally-Regulated Consumer Product | Natural gas |  | 38 |  | 35500 | True |  |  | False | Gas-fired storage | 65 |  | 80 | 0 | 18784755 | Medium | 0.59 |  |  | 08/23/2022 | 206715094 | 02/23/2023
American Water Heater Co. | American | DVG6250T40NOLV 3** | Federally-Regulated Consumer Product | Natural gas |  | 48 |  | 40000 | True |  |  | False | Gas-fired storage | 77 |  | 79 | 0 | 25646625 | High | 0.66 |  |  | 08/23/2022 | 206715055 | 02/23/2023
American Water Heater Co. | American | GB61 40T40 4*1 | Federally-Regulated Consumer Product | LPG |  | 38 |  | 40000 | True |  |  | False | Gas-fired storage | 78 |  | 77 | 0 | 26041188 | High | 0.65 |  |  | 08/23/2022 | 206715183 | 02/23/2023
American Water Heater Co. | American | GT-540P-PEH 1*1 | Federally-Regulated Consumer Product | LPG |  | 1 |  | 199000 |  |  |  | False | Instantaneous gas-fired |  | 5.8 | 96 | 34 | 17701647 | High | 0.95 |  | 0 | 08/23/2022 | 206703132 | 02/23/2023
American Water Heater Co. | American | G102-40T40R 4** | Federally-Regulated Consumer Product | Natural gas |  | 38 |  | 40000 | True |  |  | False | Gas-fired storage | 80 |  | 78 | 0 | 25646625 | High | 0.66 |  |  | 11/10/2022 | 206715209 | 02/23/2023
American Water Heater Co. | American | GT-540X3-NIH 1** | Federally-Regulated Consumer Product | Natural gas |  | 1 |  | 199000 |  |  |  | False | Instantaneous gas-fired |  | 5.8 | 96 | 47 | 18040466 | High | 0.93 |  | 0 | 08/23/2022 | 207209493 | 02/23/2023
American Water Heater Co. | American | GT-510U-I 2** | Federally-Regulated Consumer Product | Natural gas |  | 1 |  | 199000 |  |  |  | False | Instantaneous gas-fired |  | 5 | 84 | 43 | 20750534 | High | 0.81 |  | 0 | 08/23/2022 | 206703161 | 02/23/2023
American Water Heater Co. | American | G62-30T35 2*1 | Federally-Regulated Consumer Product | LPG |  | 29 |  | 35500 | True |  |  | False | Gas-fired storage | 63 |  | 77 | 0 | 17592073 | Medium | 0.63 |  |  | 08/23/2022 | 206715086 | 02/23/2023
American Water Heater Co. | American | G102-40T40R 4*1 | Federally-Regulated Consumer Product | LPG |  | 38 |  | 40000 | True |  |  | False | Gas-fired storage | 80 |  | 78 | 0 | 25646625 | High | 0.66 |  |  | 11/10/2022 | 206715210 | 02/23/2023
American Water Heater Co. | American | DVG6250T47PV 3*1 | Federally-Regulated Consumer Product | LPG |  | 48 |  | 47000 | True |  |  | False | Gas-fired storage | 82 |  | 79 | 0 | 26041188 | High | 0.65 |  |  | 08/23/2022 | 206715072 | 02/23/2023
American Water Heater Co. | American | GT-310C-NI 1** | Federally-Regulated Consumer Product | Natural gas |  | 1 |  | 190000 |  |  |  | False | Instantaneous gas-fired |  | 4.6 | 85 | 24 | 20815362 | High | 0.81 |  | 0 | 08/23/2022 | 206703175 | 02/23/2023
American Water Heater Co. | American | DVUG62-40S36-NV 1** | Federally-Regulated Consumer Product | Natural gas |  | 39 |  | 36000 | True |  |  | False | Gas-fired storage | 64 |  | 74 | 0 | 18784755 | Medium | 0.59 |  |  | 08/23/2022 | 206667230 | 02/23/2023
American Water Heater Co. | American | MHDV-62-50T40 2** | Federally-Regulated Consumer Product | Natural gas |  | 47 |  | 40000 | True |  |  | True | Gas-fired storage | 67 |  | 77 | 0 | 19443870 | Medium | 0.57 |  |  | 08/23/2022 | 206438853 | 02/23/2023
American Water Heater Co. | American | G62-40S40R 4** | Federally-Regulated Consumer Product | Natural gas |  | 38 |  | 40000 | True |  |  | False | Gas-fired storage | 67 |  | 78 | 0 | 19108631 | Medium | 0.58 |  |  | 08/23/2022 | 206715113 | 02/23/2023
American Water Heater Co. | American | GU81 40T40R 4** | Federally-Regulated Consumer Product | Natural gas |  | 38 |  | 40000 | True |  |  | False | Gas-fired storage | 83 |  | 74 | 0 | 26448082 | High | 0.64 |  |  | 08/23/2022 | 206191821 | 02/23/2023
American Water Heater Co. | American | PCG62-50S65L 1** | Federally-Regulated Consumer Product | Natural gas |  | 49 |  | 65000 | False |  |  | False | Gas-fired storage | 118 |  | 92 | 6 | 18787053 | High | 0.9 |  |  | 08/23/2022 | 207471181 | 02/23/2023
American Water Heater Co. | American | GT-540P-NEH 1** | Federally-Regulated Consumer Product | Natural gas |  | 1 |  | 199000 |  |  |  | False | Instantaneous gas-fired |  | 5.8 | 96 | 34 | 17701647 | High | 0.95 |  | 0 | 08/23/2022 | 206703129 | 02/23/2023
American Water Heater Co. | American | MHG62-30T35R 4** | Federally-Regulated Consumer Product | Natural gas |  | 29 |  | 35500 | True |  |  | True | Gas-fired storage | 63 |  | 79 | 0 | 18168862 | Medium | 0.61 |  |  | 08/23/2022 | 206438858 | 02/23/2023
American Water Heater Co. | American | DVG6250T40PV 3*1 | Federally-Regulated Consumer Product | LPG |  | 48 |  | 40000 | True |  |  | False | Gas-fired storage | 77 |  | 79 | 0 | 25646625 | High | 0.66 |  |  | 08/23/2022 | 206715054 | 02/23/2023
American Water Heater Co. | American | DVG6240S38NOV 3** | Federally-Regulated Consumer Product | Natural gas |  | 39 |  | 38000 | True |  |  | False | Gas-fired storage | 64 |  | 75 | 0 | 18471676 | Medium | 0.6 |  |  | 08/23/2022 | 206715033 | 02/23/2023
American Water Heater Co. | American | MCT-199O-N 1** | Federally-Regulated Consumer Product | Natural gas |  | 1 |  | 199000 |  |  |  | False | Instantaneous gas-fired |  | 5.8 | 96 | 34 | 17701647 | High | 0.95 |  | 0 | 08/23/2022 | 206703130 | 02/23/2023
American Water Heater Co. | American | MHG62-40T35R 4** | Federally-Regulated Consumer Product | LPG |  | 38 |  | 35500 | True |  |  | True | Gas-fired storage | 59 |  | 78 | 0 | 19108631 | Medium | 0.58 |  |  | 08/23/2022 | 206438836 | 02/23/2023
American Water Heater Co. | American | G82-40S40R 4*1 | Federally-Regulated Consumer Product | LPG |  | 38 |  | 40000 | True |  |  | False | Gas-fired storage | 67 |  | 78 | 0 | 19108631 | Medium | 0.58 |  |  | 08/23/2022 | 206715118 | 02/23/2023
American Water Heater Co. | American | GU101-40T40R 4** | Federally-Regulated Consumer Product | Natural gas |  | 38 |  | 40000 | True |  |  | False | Gas-fired storage | 83 |  | 74 | 0 | 26448082 | High | 0.64 |  |  | 08/23/2022 | 207312261 | 02/23/2023
American Water Heater Co. | American | DVG6240S38NOLV 3** | Federally-Regulated Consumer Product | Natural gas |  | 39 |  | 38000 | True |  |  | False | Gas-fired storage | 64 |  | 75 | 0 | 18471676 | Medium | 0.6 |  |  | 08/23/2022 | 206715035 | 02/23/2023
American Water Heater Co. | American | GT-240X3-PIH 1*1 | Federally-Regulated Consumer Product | LPG |  | 1 |  | 160000 |  |  |  | False | Instantaneous gas-fired |  | 4.7 | 97 | 38 | 17877549 | High | 0.94 |  | 0 | 08/23/2022 | 207861920 | 02/23/2023
American Water Heater Co. | American | G6255T60 2** | Federally-Regulated Consumer Product | Natural gas |  | 55 |  | 60000 | True |  |  | False | Gas-fired storage | 83 |  | 74 | 0 | 27301246 | High | 0.62 |  |  | 08/23/2022 | 206954661 | 02/23/2023
American Water Heater Co. | American | MHDV-62-50T40 2** | Federally-Regulated Consumer Product | LPG |  | 47 |  | 40000 | True |  |  | True | Gas-fired storage | 67 |  | 77 | 0 | 19443870 | Medium | 0.57 |  |  | 08/23/2022 | 206438853 | 02/23/2023
American Water Heater Co. | American | GT-540P-PIH 1*1 | Federally-Regulated Consumer Product | LPG |  | 1 |  | 199000 |  |  |  | False | Instantaneous gas-fired |  | 5.8 | 96 | 47 | 18040466 | High | 0.93 |  | 0 | 08/23/2022 | 206703096 | 02/23/2023
American Water Heater Co. | American | G6255T60 2*1 | Federally-Regulated Consumer Product | LPG |  | 55 |  | 60000 | True |  |  | False | Gas-fired storage | 83 |  | 74 | 0 | 27301246 | High | 0.62 |  |  | 08/23/2022 | 206954662 | 02/23/2023
American Water Heater Co. | American | GU62 40T40R 4** | Federally-Regulated Consumer Product | Natural gas |  | 38 |  | 40000 | True |  |  | False | Gas-fired storage | 83 |  | 77 | 0 | 26448082 | High | 0.64 |  |  | 08/23/2022 | 206192547 | 02/23/2023
American Water Heater Co. | American | DVG6240S38PV 3*1 | Federally-Regulated Consumer Product | LPG |  | 39 |  | 38000 | True |  |  | False | Gas-fired storage | 64 |  | 75 | 0 | 18471676 | Medium | 0.6 |  |  | 08/23/2022 | 206715034 | 02/23/2023
American Water Heater Co. | American | G62-40S40R 4*1 | Federally-Regulated Consumer Product | LPG |  | 38 |  | 40000 | True |  |  | False | Gas-fired storage | 67 |  | 78 | 0 | 19108631 | Medium | 0.58 |  |  | 08/23/2022 | 206715117 | 02/23/2023
American Water Heater Co. | American | DVG6240S38PLV 3*1 | Federally-Regulated Consumer Product | LPG |  | 39 |  | 38000 | True |  |  | False | Gas-fired storage | 64 |  | 75 | 0 | 18471676 | Medium | 0.6 |  |  | 08/23/2022 | 206715036 | 02/23/2023
American Water Heater Co. | American | HPS10250H045DV 2** | Federally-Regulated Consumer Product | Heat pump |  | 46 |  | 4.5 | True |  | False | False | Electric storage | 65 |  | 452 | 831 |  | Medium | 3.8 |  |  | 08/23/2022 | 208531074 | 02/23/2023
American Water Heater Co. | American | G62-40T40 2*1 | Federally-Regulated Consumer Product | LPG |  | 38 |  | 40000 | True |  |  | False | Gas-fired storage | 80 |  | 74 | 0 | 26448082 | High | 0.64 |  |  | 08/23/2022 | 206715251 | 02/23/2023
American Water Heater Co. | American | GB61-30T32R 4** | Federally-Regulated Consumer Product | Natural gas |  | 29 |  | 32000 | True |  |  | False | Gas-fired storage | 62 |  | 74 | 0 | 18471676 | Medium | 0.6 |  |  | 08/23/2022 | 206715296 | 02/23/2023
American Water Heater Co. | American | GB61-30T32R 4*1 | Federally-Regulated Consumer Product | LPG |  | 29 |  | 32000 | True |  |  | False | Gas-fired storage | 62 |  | 74 | 0 | 18471676 | Medium | 0.6 |  |  | 08/23/2022 | 206715297 | 02/23/2023
American Water Heater Co. | American | G61-50-T38 2*1 | Federally-Regulated Consumer Product | LPG |  | 48 |  | 38000 | True |  |  | False | Gas-fired storage | 76 |  | 77 | 0 | 26867893 | High | 0.63 |  |  | 08/23/2022 | 206715263 | 02/23/2023
American Water Heater Co. | American | NG2J4040TR 4** | Federally-Regulated Consumer Product | Natural gas |  | 38 |  | 40000 | True |  |  | False | Gas-fired storage | 80 |  | 78 | 0 | 25646625 | High | 0.66 |  |  | 11/10/2022 | 206715213 | 02/23/2023
American Water Heater Co. | American | G62-40T40RL 411 | Federally-Regulated Consumer Product | LPG |  | 38 |  | 40000 | True |  |  | False | Gas-fired storage | 80 |  | 78 | 7688 | 216626 | High | 0.64 |  |  | 11/10/2022 | 210586299 | 02/23/2023
American Water Heater Co. | American | NG2F4040TR 410 | Federally-Regulated Consumer Product | Natural gas |  | 38 |  | 40000 | True |  |  | False | Gas-fired storage | 80 |  | 78 | 7688 | 216626 | High | 0.64 |  |  | 11/10/2022 | 210586293 | 02/23/2023
American Water Heater Co. | American | NG2J4040TR 410 | Federally-Regulated Consumer Product | Natural gas |  | 38 |  | 40000 | True |  |  | False | Gas-fired storage | 80 |  | 78 | 7688 | 216626 | High | 0.64 |  |  | 11/10/2022 | 210586295 | 02/23/2023
American Water Heater Co. | American | G62-30S32R 4*1 | Federally-Regulated Consumer Product | LPG |  | 29 |  | 32000 | True |  |  | False | Gas-fired storage | 55 |  | 75 | 0 | 18471676 | Medium | 0.6 |  |  | 08/23/2022 | 206715289 | 02/23/2023
American Water Heater Co. | American | HPS10280H045DV 2** | Federally-Regulated Consumer Product | Heat pump |  | 82 |  | 4.5 | True |  | False | False | Electric storage | 95 |  | 430 | 1279 |  | High | 3.88 |  |  | 08/23/2022 | 208531261 | 02/23/2023
American Water Heater Co. | American | G102-40T40R 410 | Federally-Regulated Consumer Product | Natural gas |  | 38 |  | 40000 | True |  |  | False | Gas-fired storage | 80 |  | 78 | 7688 | 216626 | High | 0.64 |  |  | 11/10/2022 | 210586291 | 02/23/2023
American Water Heater Co. | American | GU82-50T40R 4** | Federally-Regulated Consumer Product | Natural gas |  | 48 |  | 40000 | True |  |  | False | Gas-fired storage | 84 |  | 77 | 0 | 26448082 | High | 0.64 |  |  | 08/23/2022 | 206715160 | 02/23/2023
American Water Heater Co. | American | HPS10266H045DV 2** | Federally-Regulated Consumer Product | Heat pump |  | 67 |  | 4.5 | True |  | False | False | Electric storage | 82 |  | 425 | 1233 |  | High | 4.02 |  |  | 08/23/2022 | 208531196 | 02/23/2023
American Water Heater Co. | American | G62-40T40RL 410 | Federally-Regulated Consumer Product | Natural gas |  | 38 |  | 40000 | True |  |  | False | Gas-fired storage | 80 |  | 78 | 7688 | 216626 | High | 0.64 |  |  | 11/10/2022 | 210586298 | 02/23/2023
American Water Heater Co. | American | GB61 40T40 4** | Federally-Regulated Consumer Product | Natural gas |  | 38 |  | 40000 | True |  |  | False | Gas-fired storage | 78 |  | 77 | 0 | 26041188 | High | 0.65 |  |  | 08/23/2022 | 206715182 | 02/23/2023
American Water Heater Co. | American | G102-40T40R 411 | Federally-Regulated Consumer Product | LPG |  | 38 |  | 40000 | True |  |  | False | Gas-fired storage | 80 |  | 78 | 7688 | 216626 | High | 0.64 |  |  | 11/10/2022 | 210586292 | 02/23/2023
American Water Heater Co. | American | G62-30T32R 4*1 | Federally-Regulated Consumer Product | LPG |  | 29 |  | 32000 | True |  |  | False | Gas-fired storage | 62 |  | 73 | 0 | 18471676 | Medium | 0.6 |  |  | 08/23/2022 | 206715312 | 02/23/2023
American Water Heater Co. | American | G82-40T40R 4*1 | Federally-Regulated Consumer Product | LPG |  | 38 |  | 40000 | True |  |  | False | Gas-fired storage | 80 |  | 78 | 0 | 25646625 | High | 0.66 |  |  | 11/10/2022 | 206715215 | 02/23/2023
American Water Heater Co. | American | G102-30S32R 4** | Federally-Regulated Consumer Product | Natural gas |  | 29 |  | 32000 | True |  |  | False | Gas-fired storage | 55 |  | 75 | 0 | 18471676 | Medium | 0.6 |  |  | 08/23/2022 | 206715281 | 02/23/2023
American Water Heater Co. | American | G62 40S40 2** | Federally-Regulated Consumer Product | Natural gas |  | 38 |  | 40000 | True |  |  | False | Gas-fired storage | 70 |  | 74 | 0 | 19108631 | Medium | 0.58 |  |  | 08/23/2022 | 206715172 | 02/23/2023
American Water Heater Co. | American | G62-40T40RL 4** | Federally-Regulated Consumer Product | Natural gas |  | 38 |  | 40000 | True |  |  | False | Gas-fired storage | 80 |  | 78 | 0 | 25646625 | High | 0.66 |  |  | 11/10/2022 | 206715216 | 02/23/2023
American Water Heater Co. | American | NG2H4040TR 4** | Federally-Regulated Consumer Product | Natural gas |  | 38 |  | 40000 | True |  |  | False | Gas-fired storage | 80 |  | 78 | 0 | 25646625 | High | 0.66 |  |  | 11/10/2022 | 206715212 | 02/23/2023
American Water Heater Co. | American | G82-40T40R 410 | Federally-Regulated Consumer Product | Natural gas |  | 38 |  | 40000 | True |  |  | False | Gas-fired storage | 80 |  | 78 | 7688 | 216626 | High | 0.64 |  |  | 11/10/2022 | 210586296 | 02/23/2023
American Water Heater Co. | American | G62-40S40 2*1 | Federally-Regulated Consumer Product | LPG |  | 38 |  | 40000 | True |  |  | False | Gas-fired storage | 70 |  | 74 | 0 | 19108631 | Medium | 0.58 |  |  | 08/23/2022 | 206715178 | 02/23/2023
American Water Heater Co. | American | G62-40T40RL 4*1 | Federally-Regulated Consumer Product | LPG |  | 38 |  | 40000 | True |  |  | False | Gas-fired storage | 80 |  | 78 | 0 | 25646625 | High | 0.66 |  |  | 11/10/2022 | 206715217 | 02/23/2023
American Water Heater Co. | American | G62-30S32R 4** | Federally-Regulated Consumer Product | Natural gas |  | 29 |  | 32000 | True |  |  | False | Gas-fired storage | 55 |  | 75 | 0 | 18471676 | Medium | 0.6 |  |  | 08/23/2022 | 206715280 | 02/23/2023
American Water Heater Co. | American | G62-30T32R 4** | Federally-Regulated Consumer Product | Natural gas |  | 29 |  | 32000 | True |  |  | False | Gas-fired storage | 62 |  | 73 | 0 | 18471676 | Medium | 0.6 |  |  | 08/23/2022 | 206715311 | 02/23/2023
American Water Heater Co. | American | G62-40T40R 410 | Federally-Regulated Consumer Product | Natural gas |  | 38 |  | 40000 | True |  |  | False | Gas-fired storage | 80 |  | 78 | 7688 | 216626 | High | 0.64 |  |  | 11/10/2022 | 210586289 | 02/23/2023
American Water Heater Co. | American | GU62-50T40R 4** | Federally-Regulated Consumer Product | Natural gas |  | 48 |  | 40000 | True |  |  | False | Gas-fired storage | 84 |  | 77 | 0 | 26448082 | High | 0.64 |  |  | 08/23/2022 | 206715159 | 02/23/2023
American Water Heater Co. | American | G62-40T40 2** | Federally-Regulated Consumer Product | Natural gas |  | 38 |  | 40000 | True |  |  | False | Gas-fired storage | 80 |  | 74 | 0 | 26448082 | High | 0.64 |  |  | 08/23/2022 | 206715250 | 02/23/2023
American Water Heater Co. | American | G82-40T40R 411 | Federally-Regulated Consumer Product | LPG |  | 38 |  | 40000 | True |  |  | False | Gas-fired storage | 80 |  | 78 | 7688 | 216626 | High | 0.64 |  |  | 11/10/2022 | 210586297 | 02/23/2023
American Water Heater Co. | American | NG2F4040TR 4** | Federally-Regulated Consumer Product | Natural gas |  | 38 |  | 40000 | True |  |  | False | Gas-fired storage | 80 |  | 78 | 0 | 25646625 | High | 0.66 |  |  | 11/10/2022 | 206715211 | 02/23/2023
American Water Heater Co. | American | G62-40T40R 411 | Federally-Regulated Consumer Product | LPG |  | 38 |  | 40000 | True |  |  | False | Gas-fired storage | 80 |  | 78 | 7688 | 216626 | High | 0.64 |  |  | 11/10/2022 | 210586290 | 02/23/2023
American Water Heater Co. | American | G82-40T40R 4** | Federally-Regulated Consumer Product | Natural gas |  | 38 |  | 40000 | True |  |  | False | Gas-fired storage | 80 |  | 78 | 0 | 25646625 | High | 0.66 |  |  | 11/10/2022 | 206715214 | 02/23/2023
American Water Heater Co. | American | NG2H4040TR 410 | Federally-Regulated Consumer Product | Natural gas |  | 38 |  | 40000 | True |  |  | False | Gas-fired storage | 80 |  | 78 | 7688 | 216626 | High | 0.64 |  |  | 11/10/2022 | 210586294 | 02/23/2023
American Water Heater Co. | American | G61-50T38 2** | Federally-Regulated Consumer Product | Natural gas |  | 48 |  | 38000 | True |  |  | False | Gas-fired storage | 76 |  | 77 | 0 | 26867893 | High | 0.63 |  |  | 08/23/2022 | 206715262 | 02/23/2023
A.O. Smith Water Products Company | A. O. SMITH | GPDT-50L 3*1 | Federally-Regulated Consumer Product | LPG |  | 48 |  | 45000 | True |  |  | False | Gas-fired storage | 79 |  | 79 | 68 | 23277390 | High | 0.72 |  |  | 08/23/2022 | 206902216 | 02/23/2023
A.O. Smith Water Products Company | A. O. SMITH | G6-PVS5040NV 2** | Federally-Regulated Consumer Product | Natural gas |  | 49 |  | 40000 | True |  |  | False | Gas-fired storage | 79 |  | 80 | 40 | 23372926 | High | 0.72 |  |  | 08/23/2022 | 206861420 | 02/23/2023
A.O. Smith Water Products Company | A. O. SMITH | GPDL-40 3** | Federally-Regulated Consumer Product | Natural gas |  | 38 |  | 40000 | True |  |  | False | Gas-fired storage | 74 |  | 79 | 58 | 16100642 | Medium | 0.68 |  |  | 08/23/2022 | 206902194 | 02/23/2023
A.O. Smith Water Products Company | A. O. SMITH | GPVX-50L 2*1 | Federally-Regulated Consumer Product | LPG |  | 50 |  | 62000 | True |  |  | False | Gas-fired storage | 119 |  | 82 | 26 | 23098647 | High | 0.73 |  |  | 08/23/2022 | 206862000 | 02/23/2023
A.O. Smith Water Products Company | A. O. SMITH | GPVT-40 2** | Federally-Regulated Consumer Product | Natural gas |  | 38 |  | 50000 | True |  |  | False | Gas-fired storage | 87 |  | 78 | 34 | 24065096 | High | 0.7 |  |  | 08/23/2022 | 206861591 | 02/23/2023
A.O. Smith Water Products Company | A. O. SMITH | G6-PVS4040NV 2** | Federally-Regulated Consumer Product | Natural gas |  | 38 |  | 40000 | True |  |  | False | Gas-fired storage | 73 |  | 79 | 30 | 16439440 | Medium | 0.67 |  |  | 08/23/2022 | 206860920 | 02/23/2023
A.O. Smith Water Products Company | A. O. SMITH | GT15-510U-O 2** | Federally-Regulated Consumer Product | Natural gas |  | 1 |  | 199000 |  |  |  | False | Instantaneous gas-fired |  | 5 | 84 | 33 | 20784654 | High | 0.81 |  | 0 | 08/23/2022 | 206908518 | 02/23/2023
A.O. Smith Water Products Company | A. O. SMITH | G6-PVT4050PV 2*1 | Federally-Regulated Consumer Product | LPG |  | 38 |  | 50000 | True |  |  | False | Gas-fired storage | 87 |  | 78 | 34 | 24065096 | High | 0.7 |  |  | 08/23/2022 | 206861624 | 02/23/2023
A.O. Smith Water Products Company | A. O. SMITH | GPVT-40L 2*1 | Federally-Regulated Consumer Product | LPG |  | 38 |  | 50000 | True |  |  | False | Gas-fired storage | 87 |  | 78 | 34 | 24065096 | High | 0.7 |  |  | 08/23/2022 | 206861623 | 02/23/2023
A.O. Smith Water Products Company | A. O. SMITH | G6-PVT4050NV 2** | Federally-Regulated Consumer Product | Natural gas |  | 38 |  | 50000 | True |  |  | False | Gas-fired storage | 87 |  | 78 | 34 | 24065096 | High | 0.7 |  |  | 08/23/2022 | 206861621 | 02/23/2023
A.O. Smith Water Products Company | A. O. SMITH | ATO-110U 2** | Federally-Regulated Consumer Product | Natural gas |  | 1 |  | 140000 |  |  |  | False | Instantaneous gas-fired |  | 3.5 | 83 | 25 | 13597423 | Medium | 0.81 |  | 0 | 08/23/2022 | 206908487 | 02/23/2023
A.O. Smith Water Products Company | A. O. SMITH | GPVL-40 2** | Federally-Regulated Consumer Product | Natural gas |  | 38 |  | 40000 | True |  |  | False | Gas-fired storage | 73 |  | 79 | 30 | 16439440 | Medium | 0.67 |  |  | 08/23/2022 | 206860891 | 02/23/2023
A.O. Smith Water Products Company | A. O. SMITH | GPDL-40 3*1 | Federally-Regulated Consumer Product | LPG |  | 38 |  | 40000 | True |  |  | False | Gas-fired storage | 74 |  | 79 | 58 | 16100642 | Medium | 0.68 |  |  | 08/23/2022 | 206902195 | 02/23/2023
A.O. Smith Water Products Company | A. O. SMITH | GT15-110U-O 2** | Federally-Regulated Consumer Product | Natural gas |  | 1 |  | 140000 |  |  |  | False | Instantaneous gas-fired |  | 3.5 | 83 | 25 | 13597423 | Medium | 0.81 |  | 0 | 08/23/2022 | 206908488 | 02/23/2023
A.O. Smith Water Products Company | A. O. SMITH | GPVL-50 2*1 | Federally-Regulated Consumer Product | LPG |  | 49 |  | 40000 | True |  |  | False | Gas-fired storage | 79 |  | 80 | 40 | 23372926 | High | 0.72 |  |  | 08/23/2022 | 206861421 | 02/23/2023
A.O. Smith Water Products Company | A. O. SMITH | GPDL-40L 3*1 | Federally-Regulated Consumer Product | LPG |  | 38 |  | 40000 | True |  |  | False | Gas-fired storage | 74 |  | 79 | 58 | 16100642 | Medium | 0.68 |  |  | 08/23/2022 | 206902197 | 02/23/2023
A.O. Smith Water Products Company | A. O. SMITH | GPDT-50 3** | Federally-Regulated Consumer Product | Natural gas |  | 48 |  | 45000 | True |  |  | False | Gas-fired storage | 79 |  | 79 | 68 | 23277390 | High | 0.72 |  |  | 08/23/2022 | 206902213 | 02/23/2023
A.O. Smith Water Products Company | A. O. SMITH | GPDT-50 3*1 | Federally-Regulated Consumer Product | LPG |  | 48 |  | 45000 | True |  |  | False | Gas-fired storage | 79 |  | 79 | 68 | 23277390 | High | 0.72 |  |  | 08/23/2022 | 206902214 | 02/23/2023
A.O. Smith Water Products Company | A. O. SMITH | G6-PVT5050NV 2** | Federally-Regulated Consumer Product | Natural gas |  | 48 |  | 50000 | True |  |  | False | Gas-fired storage | 97 |  | 81 | 35 | 23389986 | High | 0.72 |  |  | 08/23/2022 | 206861798 | 02/23/2023
A.O. Smith Water Products Company | A. O. SMITH | GPDX-50L 3*1 | Federally-Regulated Consumer Product | LPG |  | 48 |  | 62000 | True |  |  | False | Gas-fired storage | 118 |  | 82 | 54 | 23003111 | High | 0.73 |  |  | 08/23/2022 | 206902233 | 02/23/2023
A.O. Smith Water Products Company | A. O. SMITH | GPVT-50 2** | Federally-Regulated Consumer Product | Natural gas |  | 48 |  | 50000 | True |  |  | False | Gas-fired storage | 97 |  | 81 | 35 | 23389986 | High | 0.72 |  |  | 08/23/2022 | 206861781 | 02/23/2023
A.O. Smith Water Products Company | A. O. SMITH | GPDL-40L 3** | Federally-Regulated Consumer Product | Natural gas |  | 38 |  | 40000 | True |  |  | False | Gas-fired storage | 74 |  | 79 | 58 | 16100642 | Medium | 0.68 |  |  | 08/23/2022 | 206902196 | 02/23/2023
A.O. Smith Water Products Company | A. O. SMITH | G6-PDT5045NV 3** | Federally-Regulated Consumer Product | Natural gas |  | 48 |  | 45000 | True |  |  | False | Gas-fired storage | 79 |  | 79 | 68 | 23277390 | High | 0.72 |  |  | 08/23/2022 | 206902217 | 02/23/2023
A.O. Smith Water Products Company | A. O. SMITH | GPVX-50L 2** | Federally-Regulated Consumer Product | Natural gas |  | 50 |  | 62000 | True |  |  | False | Gas-fired storage | 119 |  | 82 | 26 | 23098647 | High | 0.73 |  |  | 08/23/2022 | 206861959 | 02/23/2023
A.O. Smith Water Products Company | A. O. SMITH | UPDN04040Z 1** | Federally-Regulated Consumer Product | Natural gas |  | 38 |  | 40000 | True |  |  | False | Gas-fired storage | 75 |  | 77 | 78 | 23914968 | High | 0.7 |  |  | 08/23/2022 | 206860587 | 02/23/2023
A.O. Smith Water Products Company | A. O. SMITH | GPVT-40L 2** | Federally-Regulated Consumer Product | Natural gas |  | 38 |  | 50000 | True |  |  | False | Gas-fired storage | 87 |  | 78 | 34 | 24065096 | High | 0.7 |  |  | 08/23/2022 | 206861620 | 02/23/2023
A.O. Smith Water Products Company | A. O. SMITH | G6-PDS4040NV 3** | Federally-Regulated Consumer Product | Natural gas |  | 38 |  | 40000 | True |  |  | False | Gas-fired storage | 74 |  | 79 | 58 | 16100642 | Medium | 0.68 |  |  | 08/23/2022 | 206902198 | 02/23/2023
A.O. Smith Water Products Company | A. O. SMITH | GPVL-50 2** | Federally-Regulated Consumer Product | Natural gas |  | 49 |  | 40000 | True |  |  | False | Gas-fired storage | 79 |  | 80 | 40 | 23372926 | High | 0.72 |  |  | 08/23/2022 | 206861176 | 02/23/2023
A.O. Smith Water Products Company | A. O. SMITH | GPVL-40 2*1 | Federally-Regulated Consumer Product | LPG |  | 38 |  | 40000 | True |  |  | False | Gas-fired storage | 73 |  | 79 | 30 | 16439440 | Medium | 0.67 |  |  | 08/23/2022 | 206860921 | 02/23/2023
A.O. Smith Water Products Company | A. O. SMITH | GPVT-50 2*1 | Federally-Regulated Consumer Product | LPG |  | 48 |  | 50000 | True |  |  | False | Gas-fired storage | 97 |  | 81 | 35 | 23389986 | High | 0.72 |  |  | 08/23/2022 | 206861799 | 02/23/2023
A.O. Smith Water Products Company | A. O. SMITH | GPVT-40 2*1 | Federally-Regulated Consumer Product | LPG |  | 38 |  | 50000 | True |  |  | False | Gas-fired storage | 87 |  | 78 | 34 | 24065096 | High | 0.7 |  |  | 08/23/2022 | 206861622 | 02/23/2023
A.O. Smith Water Products Company | A. O. SMITH | GPVT-50L 2*1 | Federally-Regulated Consumer Product | LPG |  | 48 |  | 50000 | True |  |  | False | Gas-fired storage | 97 |  | 81 | 35 | 23389986 | High | 0.72 |  |  | 08/23/2022 | 206861800 | 02/23/2023
A.O. Smith Water Products Company | A. O. SMITH | ATI-310U 2** | Federally-Regulated Consumer Product | Natural gas |  | 1 |  | 190000 |  |  |  | False | Instantaneous gas-fired |  | 4.7 | 84 | 33 | 20784654 | High | 0.81 |  | 0 | 08/23/2022 | 206908510 | 02/23/2023
A.O. Smith Water Products Company | A. O. SMITH | GT15-310U-O 2** | Federally-Regulated Consumer Product | Natural gas |  | 1 |  | 190000 |  |  |  | False | Instantaneous gas-fired |  | 4.8 | 86 | 23 | 20818774 | High | 0.81 |  | 0 | 08/23/2022 | 206908503 | 02/23/2023
A.O. Smith Water Products Company | A. O. SMITH | GPDX-50L 3** | Federally-Regulated Consumer Product | Natural gas |  | 48 |  | 62000 | True |  |  | False | Gas-fired storage | 118 |  | 82 | 54 | 23003111 | High | 0.73 |  |  | 08/23/2022 | 206902232 | 02/23/2023
A.O. Smith Water Products Company | A. O. SMITH | ATI-110U 2** | Federally-Regulated Consumer Product | Natural gas |  | 1 |  | 140000 |  |  |  | False | Instantaneous gas-fired |  | 3.5 | 85 | 35 | 13563303 | Medium | 0.81 |  | 0 | 08/23/2022 | 206908495 | 02/23/2023
A.O. Smith Water Products Company | A. O. SMITH | UPDN05040 1** | Federally-Regulated Consumer Product | Natural gas |  | 48 |  | 40000 | True |  |  | False | Gas-fired storage | 75 |  | 79 | 74 | 23928616 | High | 0.7 |  |  | 08/23/2022 | 206860757 | 02/23/2023
A.O. Smith Water Products Company | A. O. SMITH | GPVT-50L 2** | Federally-Regulated Consumer Product | Natural gas |  | 48 |  | 50000 | True |  |  | False | Gas-fired storage | 97 |  | 81 | 35 | 23389986 | High | 0.72 |  |  | 08/23/2022 | 206861797 | 02/23/2023
A.O. Smith Water Products Company | A. O. SMITH | GPDT-50L 3** | Federally-Regulated Consumer Product | Natural gas |  | 48 |  | 45000 | True |  |  | False | Gas-fired storage | 79 |  | 79 | 68 | 23277390 | High | 0.72 |  |  | 08/23/2022 | 206902215 | 02/23/2023
A.O. Smith Water Products Company | A. O. SMITH | ATO-510U 2** | Federally-Regulated Consumer Product | Natural gas |  | 1 |  | 199000 |  |  |  | False | Instantaneous gas-fired |  | 5 | 84 | 33 | 20784654 | High | 0.81 |  | 0 | 08/23/2022 | 206908517 | 02/23/2023
A.O. Smith Water Products Company | A. O. SMITH | ATO-310U 2** | Federally-Regulated Consumer Product | Natural gas |  | 1 |  | 190000 |  |  |  | False | Instantaneous gas-fired |  | 4.8 | 86 | 23 | 20818774 | High | 0.81 |  | 0 | 08/23/2022 | 206908502 | 02/23/2023
A.O. Smith Water Products Company | A. O. SMITH | GCR-50 2** | Federally-Regulated Consumer Product | Natural gas |  | 48 |  | 40000 | True |  |  | False | Gas-fired storage | 81 |  | 80 | 0 | 26448082 | High | 0.64 |  |  | 08/23/2022 | 206715140 | 02/23/2023
A.O. Smith Water Products Company | A. O. SMITH | GDVT-50 3** | Federally-Regulated Consumer Product | Natural gas |  | 48 |  | 47000 | True |  |  | False | Gas-fired storage | 82 |  | 79 | 0 | 26041188 | High | 0.65 |  |  | 08/23/2022 | 206715067 | 02/23/2023
A.O. Smith Water Products Company | A. O. SMITH | GT15-240-PI 1*1 | Federally-Regulated Consumer Product | LPG |  | 1 |  | 160000 |  |  |  | False | Instantaneous gas-fired |  | 4.7 | 97 | 38 | 17877549 | High | 0.94 |  | 0 | 08/23/2022 | 206703148 | 02/23/2023
A.O. Smith Water Products Company | A. O. SMITH | XCR-40 4** | Federally-Regulated Consumer Product | Natural gas |  | 38 |  | 40000 | True |  |  | False | Gas-fired storage | 80 |  | 78 | 0 | 25646625 | High | 0.66 |  |  | 11/10/2022 | 206715196 | 02/23/2023
A.O. Smith Water Products Company | A. O. SMITH | HWR-40 4** | Federally-Regulated Consumer Product | Natural gas |  | 38 |  | 40000 | True |  |  | False | Gas-fired storage | 80 |  | 78 | 0 | 25646625 | High | 0.66 |  |  | 11/10/2022 | 206715201 | 02/23/2023
A.O. Smith Water Products Company | A. O. SMITH | G6-DMH4032NV 2** | Federally-Regulated Consumer Product | Natural gas |  | 38 |  | 32000 | True |  |  | True | Gas-fired storage | 57 |  | 76 | 0 | 18784755 | Medium | 0.59 |  |  | 08/23/2022 | 206438849 | 02/23/2023
A.O. Smith Water Products Company | A. O. SMITH | ATI-510U 2** | Federally-Regulated Consumer Product | Natural gas |  | 1 |  | 199000 |  |  |  | False | Instantaneous gas-fired |  | 5 | 84 | 43 | 20750534 | High | 0.81 |  | 0 | 08/23/2022 | 206703159 | 02/23/2023
A.O. Smith Water Products Company | A. O. SMITH | G6-DVS4038NVL 3** | Federally-Regulated Consumer Product | Natural gas |  | 39 |  | 38000 | True |  |  | False | Gas-fired storage | 64 |  | 75 | 0 | 18471676 | Medium | 0.6 |  |  | 08/23/2022 | 206715032 | 02/23/2023
A.O. Smith Water Products Company | A. O. SMITH | GCD-50 1** | Federally-Regulated Consumer Product | Natural gas |  | 48 |  | 40000 | True |  |  | False | Gas-fired storage | 75 |  | 75 | 249 | 24042724 | High | 0.68 |  |  | 08/23/2022 | 206628648 | 02/23/2023
A.O. Smith Water Products Company | A. O. SMITH | HWR-40 411 | Federally-Regulated Consumer Product | LPG |  | 38 |  | 40000 | True |  |  | False | Gas-fired storage | 80 |  | 78 | 7688 | 216626 | High | 0.64 |  |  | 11/10/2022 | 210586287 | 02/23/2023
A.O. Smith Water Products Company | A. O. SMITH | GDV-40 3*1 | Federally-Regulated Consumer Product | LPG |  | 39 |  | 38000 | True |  |  | False | Gas-fired storage | 64 |  | 75 | 0 | 18471676 | Medium | 0.6 |  |  | 08/23/2022 | 206715028 | 02/23/2023
A.O. Smith Water Products Company | A. O. SMITH | G12-T4040NVR 4** | Federally-Regulated Consumer Product | Natural gas |  | 38 |  | 40000 | True |  |  | False | Gas-fired storage | 80 |  | 78 | 0 | 25646625 | High | 0.66 |  |  | 11/10/2022 | 206715205 | 02/23/2023
A.O. Smith Water Products Company | A. O. SMITH | ATO-540P-P 1*1 | Federally-Regulated Consumer Product | LPG |  | 1 |  | 199000 |  |  |  | False | Instantaneous gas-fired |  | 5.8 | 96 | 34 | 17701647 | High | 0.95 |  | 0 | 08/23/2022 | 206703116 | 02/23/2023
A.O. Smith Water Products Company | A. O. SMITH | GCGH-50 2** | Federally-Regulated Consumer Product | Natural gas |  | 48 |  | 38000 | True |  |  | False | Gas-fired storage | 76 |  | 77 | 0 | 26867893 | High | 0.63 |  |  | 08/23/2022 | 206715260 | 02/23/2023
A.O. Smith Water Products Company | A. O. SMITH | ACT-199I-P 1*1 | Federally-Regulated Consumer Product | LPG |  | 1 |  | 199000 |  |  |  | False | Instantaneous gas-fired |  | 5.8 | 96 | 47 | 18040466 | High | 0.93 |  | 0 | 08/23/2022 | 206703080 | 02/23/2023
A.O. Smith Water Products Company | A. O. SMITH | GCGH-50 2*1 | Federally-Regulated Consumer Product | LPG |  | 48 |  | 38000 | True |  |  | False | Gas-fired storage | 76 |  | 77 | 0 | 26867893 | High | 0.63 |  |  | 08/23/2022 | 206715261 | 02/23/2023
A.O. Smith Water Products Company | A. O. SMITH | GDVT-50L 3** | Federally-Regulated Consumer Product | Natural gas |  | 48 |  | 47000 | True |  |  | False | Gas-fired storage | 82 |  | 79 | 0 | 26041188 | High | 0.65 |  |  | 08/23/2022 | 206715069 | 02/23/2023
A.O. Smith Water Products Company | A. O. SMITH | GCR-40 2*1 | Federally-Regulated Consumer Product | LPG |  | 38 |  | 40000 | True |  |  | False | Gas-fired storage | 80 |  | 74 | 0 | 26448082 | High | 0.64 |  |  | 08/23/2022 | 206715249 | 02/23/2023
A.O. Smith Water Products Company | A. O. SMITH | GUR-50 4** | Federally-Regulated Consumer Product | Natural gas |  | 48 |  | 40000 | True |  |  | False | Gas-fired storage | 84 |  | 77 | 0 | 26448082 | High | 0.64 |  |  | 08/23/2022 | 206715154 | 02/23/2023
A.O. Smith Water Products Company | A. O. SMITH | G6-UDVS4036NV 1** | Federally-Regulated Consumer Product | Natural gas |  | 39 |  | 36000 | True |  |  | False | Gas-fired storage | 64 |  | 74 | 0 | 18784755 | Medium | 0.59 |  |  | 08/23/2022 | 206667232 | 02/23/2023
A.O. Smith Water Products Company | A. O. SMITH | ATI-540H 1*1 | Federally-Regulated Consumer Product | LPG |  | 1 |  | 199000 |  |  |  | False | Instantaneous gas-fired |  | 5.8 | 96 | 47 | 18040466 | High | 0.93 |  | 0 | 08/23/2022 | 206703078 | 02/23/2023
A.O. Smith Water Products Company | A. O. SMITH | G6-UDVT5038NV 1** | Federally-Regulated Consumer Product | Natural gas |  | 48 |  | 38000 | True |  |  | False | Gas-fired storage | 76 |  | 78 | 0 | 26041188 | High | 0.65 |  |  | 08/23/2022 | 206715025 | 02/23/2023
A.O. Smith Water Products Company | A. O. SMITH | GCB-40 4*1 | Federally-Regulated Consumer Product | LPG |  | 38 |  | 40000 | True |  |  | False | Gas-fired storage | 78 |  | 77 | 0 | 26041188 | High | 0.65 |  |  | 08/23/2022 | 206715180 | 02/23/2023
A.O. Smith Water Products Company | A. O. SMITH | GT15-540-PI 1*1 | Federally-Regulated Consumer Product | LPG |  | 1 |  | 199000 |  |  |  | False | Instantaneous gas-fired |  | 5.8 | 96 | 47 | 18040466 | High | 0.93 |  | 0 | 08/23/2022 | 206703081 | 02/23/2023
A.O. Smith Water Products Company | A. O. SMITH | XCB-40 4** | Federally-Regulated Consumer Product | Natural gas |  | 38 |  | 40000 | True |  |  | False | Gas-fired storage | 78 |  | 77 | 0 | 26041188 | High | 0.65 |  |  | 08/23/2022 | 206715181 | 02/23/2023
A.O. Smith Water Products Company | A. O. SMITH | G6-DMH4032NV 2** | Federally-Regulated Consumer Product | LPG |  | 38 |  | 32000 | True |  |  | True | Gas-fired storage | 57 |  | 76 | 0 | 18784755 | Medium | 0.59 |  |  | 08/23/2022 | 206438849 | 02/23/2023
A.O. Smith Water Products Company | A. O. SMITH | G6-T4035NVR 4** | Federally-Regulated Consumer Product | Natural gas |  | 38 |  | 35500 | True |  |  | False | Gas-fired storage | 65 |  | 80 | 0 | 18784755 | Medium | 0.59 |  |  | 08/23/2022 | 206715093 | 02/23/2023
A.O. Smith Water Products Company | A. O. SMITH | GDNL-40L 1** | Federally-Regulated Consumer Product | Natural gas |  | 39 |  | 36000 | True |  |  | False | Gas-fired storage | 64 |  | 74 | 0 | 18784755 | Medium | 0.59 |  |  | 08/23/2022 | 206667231 | 02/23/2023
A.O. Smith Water Products Company | A. O. SMITH | G6-DVT5040NVL 3** | Federally-Regulated Consumer Product | Natural gas |  | 48 |  | 40000 | True |  |  | False | Gas-fired storage | 77 |  | 79 | 0 | 25646625 | High | 0.66 |  |  | 08/23/2022 | 206715052 | 02/23/2023
A.O. Smith Water Products Company | A. O. SMITH | XCR-40 4*1 | Federally-Regulated Consumer Product | LPG |  | 38 |  | 40000 | True |  |  | False | Gas-fired storage | 80 |  | 78 | 0 | 25646625 | High | 0.66 |  |  | 11/10/2022 | 206715197 | 02/23/2023
A.O. Smith Water Products Company | A. O. SMITH | HWRL-40 4** | Federally-Regulated Consumer Product | Natural gas |  | 38 |  | 40000 | True |  |  | False | Gas-fired storage | 67 |  | 78 | 0 | 19108631 | Medium | 0.58 |  |  | 08/23/2022 | 206715106 | 02/23/2023
A.O. Smith Water Products Company | A. O. SMITH | G6-S4040NVR 4** | Federally-Regulated Consumer Product | Natural gas |  | 38 |  | 40000 | True |  |  | False | Gas-fired storage | 67 |  | 78 | 0 | 19108631 | Medium | 0.58 |  |  | 08/23/2022 | 206715107 | 02/23/2023
A.O. Smith Water Products Company | A. O. SMITH | G9-UT5040NVR 4** | Federally-Regulated Consumer Product | Natural gas |  | 48 |  | 40000 | True |  |  | False | Gas-fired storage | 84 |  | 77 | 0 | 26448082 | High | 0.64 |  |  | 08/23/2022 | 206715157 | 02/23/2023
A.O. Smith Water Products Company | A. O. SMITH | GDV-40 3** | Federally-Regulated Consumer Product | Natural gas |  | 39 |  | 38000 | True |  |  | False | Gas-fired storage | 64 |  | 75 | 0 | 18471676 | Medium | 0.6 |  |  | 08/23/2022 | 206715027 | 02/23/2023
A.O. Smith Water Products Company | A. O. SMITH | HWR-40 4*1 | Federally-Regulated Consumer Product | LPG |  | 38 |  | 40000 | True |  |  | False | Gas-fired storage | 80 |  | 78 | 0 | 25646625 | High | 0.66 |  |  | 11/10/2022 | 206715202 | 02/23/2023
A.O. Smith Water Products Company | A. O. SMITH | G6-MH3035NVR 4** | Federally-Regulated Consumer Product | LPG |  | 29 |  | 35500 | True |  |  | True | Gas-fired storage | 63 |  | 79 | 0 | 18168862 | Medium | 0.61 |  |  | 08/23/2022 | 206438860 | 02/23/2023
A.O. Smith Water Products Company | A. O. SMITH | GT15-540P-NI 1** | Federally-Regulated Consumer Product | Natural gas |  | 1 |  | 199000 |  |  |  | False | Instantaneous gas-fired |  | 5.8 | 96 | 47 | 18040466 | High | 0.93 |  | 0 | 08/23/2022 | 206703076 | 02/23/2023
A.O. Smith Water Products Company | A. O. SMITH | GT15-540-NI 1** | Federally-Regulated Consumer Product | Natural gas |  | 1 |  | 199000 |  |  |  | False | Instantaneous gas-fired |  | 5.8 | 96 | 47 | 18040466 | High | 0.93 |  | 0 | 08/23/2022 | 206703077 | 02/23/2023
A.O. Smith Water Products Company | A. O. SMITH | G6-DVS4038NV 3** | Federally-Regulated Consumer Product | Natural gas |  | 39 |  | 38000 | True |  |  | False | Gas-fired storage | 64 |  | 75 | 0 | 18471676 | Medium | 0.6 |  |  | 08/23/2022 | 206715031 | 02/23/2023
A.O. Smith Water Products Company | A. O. SMITH | GCR-40L 4*1 | Federally-Regulated Consumer Product | LPG |  | 38 |  | 40000 | True |  |  | False | Gas-fired storage | 80 |  | 78 | 0 | 25646625 | High | 0.66 |  |  | 11/10/2022 | 206715200 | 02/23/2023
A.O. Smith Water Products Company | A. O. SMITH | GDNT-50L 1** | Federally-Regulated Consumer Product | Natural gas |  | 48 |  | 38000 | True |  |  | False | Gas-fired storage | 76 |  | 78 | 0 | 26041188 | High | 0.65 |  |  | 08/23/2022 | 206715024 | 02/23/2023
A.O. Smith Water Products Company | A. O. SMITH | GCRL-40 4** | Federally-Regulated Consumer Product | Natural gas |  | 38 |  | 40000 | True |  |  | False | Gas-fired storage | 67 |  | 78 | 0 | 19108631 | Medium | 0.58 |  |  | 08/23/2022 | 206715103 | 02/23/2023
A.O. Smith Water Products Company | A. O. SMITH | ATI-540P-N 1** | Federally-Regulated Consumer Product | Natural gas |  | 1 |  | 199000 |  |  |  | False | Instantaneous gas-fired |  | 5.8 | 96 | 47 | 18040466 | High | 0.93 |  | 0 | 08/23/2022 | 206703075 | 02/23/2023
A.O. Smith Water Products Company | A. O. SMITH | ATO-540H 1*1 | Federally-Regulated Consumer Product | LPG |  | 1 |  | 199000 |  |  |  | False | Instantaneous gas-fired |  | 5.8 | 96 | 34 | 17701647 | High | 0.95 |  | 0 | 08/23/2022 | 206703115 | 02/23/2023
A.O. Smith Water Products Company | A. O. SMITH | G9-S4040NVR 4** | Federally-Regulated Consumer Product | Natural gas |  | 38 |  | 40000 | True |  |  | False | Gas-fired storage | 67 |  | 78 | 0 | 19108631 | Medium | 0.58 |  |  | 08/23/2022 | 206715108 | 02/23/2023
A.O. Smith Water Products Company | A. O. SMITH | G6-S4040PVR 4*1 | Federally-Regulated Consumer Product | LPG |  | 38 |  | 40000 | True |  |  | False | Gas-fired storage | 67 |  | 78 | 0 | 19108631 | Medium | 0.58 |  |  | 08/23/2022 | 206715112 | 02/23/2023
A.O. Smith Water Products Company | A. O. SMITH | ATI-540P-P 1*1 | Federally-Regulated Consumer Product | LPG |  | 1 |  | 199000 |  |  |  | False | Instantaneous gas-fired |  | 5.8 | 96 | 47 | 18040466 | High | 0.93 |  | 0 | 08/23/2022 | 206703079 | 02/23/2023
A.O. Smith Water Products Company | A. O. SMITH | GDV-40L 3** | Federally-Regulated Consumer Product | Natural gas |  | 39 |  | 38000 | True |  |  | False | Gas-fired storage | 64 |  | 75 | 0 | 18471676 | Medium | 0.6 |  |  | 08/23/2022 | 206715029 | 02/23/2023
A.O. Smith Water Products Company | A. O. SMITH | XCRH-40 4** | Federally-Regulated Consumer Product | Natural gas |  | 38 |  | 35500 | True |  |  | False | Gas-fired storage | 65 |  | 80 | 0 | 18784755 | Medium | 0.59 |  |  | 08/23/2022 | 206715092 | 02/23/2023
A.O. Smith Water Products Company | A. O. SMITH | GDV-40L 3*1 | Federally-Regulated Consumer Product | LPG |  | 39 |  | 38000 | True |  |  | False | Gas-fired storage | 64 |  | 75 | 0 | 18471676 | Medium | 0.6 |  |  | 08/23/2022 | 206715030 | 02/23/2023
A.O. Smith Water Products Company | A. O. SMITH | GT15-310C-I 1** | Federally-Regulated Consumer Product | Natural gas |  | 1 |  | 190000 |  |  |  | False | Instantaneous gas-fired |  | 4.6 | 85 | 24 | 20815362 | High | 0.81 |  | 0 | 08/23/2022 | 206703172 | 02/23/2023
A.O. Smith Water Products Company | A. O. SMITH | G6-T4036PVR 4*1 | Federally-Regulated Consumer Product | LPG |  | 38 |  | 40000 | True |  |  | False | Gas-fired storage | 80 |  | 78 | 0 | 25646625 | High | 0.66 |  |  | 11/10/2022 | 206715206 | 02/23/2023
A.O. Smith Water Products Company | A. O. SMITH | GDVT-50L 3*1 | Federally-Regulated Consumer Product | LPG |  | 48 |  | 47000 | True |  |  | False | Gas-fired storage | 82 |  | 79 | 0 | 26041188 | High | 0.65 |  |  | 08/23/2022 | 206715070 | 02/23/2023
A.O. Smith Water Products Company | A. O. SMITH | GT15-510C-I 1** | Federally-Regulated Consumer Product | Natural gas |  | 1 |  | 199000 |  |  |  | False | Instantaneous gas-fired |  | 4.7 | 82 | 23 | 20818774 | High | 0.81 |  | 0 | 08/23/2022 | 206703165 | 02/23/2023
A.O. Smith Water Products Company | A. O. SMITH | GDV-50L 3*1 | Federally-Regulated Consumer Product | LPG |  | 48 |  | 40000 | True |  |  | False | Gas-fired storage | 77 |  | 79 | 0 | 25646625 | High | 0.66 |  |  | 08/23/2022 | 206715050 | 02/23/2023
A.O. Smith Water Products Company | A. O. SMITH | GCR-30 2** | Federally-Regulated Consumer Product | Natural gas |  | 29 |  | 35500 | True |  |  | False | Gas-fired storage | 63 |  | 77 | 0 | 17592073 | Medium | 0.63 |  |  | 08/23/2022 | 206715083 | 02/23/2023
A.O. Smith Water Products Company | A. O. SMITH | ACT-199O-N 1** | Federally-Regulated Consumer Product | Natural gas |  | 1 |  | 199000 |  |  |  | False | Instantaneous gas-fired |  | 5.8 | 96 | 34 | 17701647 | High | 0.95 |  | 0 | 08/23/2022 | 206703113 | 02/23/2023
A.O. Smith Water Products Company | A. O. SMITH | G6-DMH3030NV 2** | Federally-Regulated Consumer Product | Natural gas |  | 29 |  | 30000 | True |  |  | True | Gas-fired storage | 60 |  | 78 | 0 | 18168862 | Medium | 0.61 |  |  | 08/23/2022 | 206438843 | 02/23/2023
A.O. Smith Water Products Company | A. O. SMITH | GCD-40 1** | Federally-Regulated Consumer Product | Natural gas |  | 38 |  | 40000 | True |  |  | False | Gas-fired storage | 82 |  | 75 | 0 | 24892312 | High | 0.68 |  |  | 08/23/2022 | 206628530 | 02/23/2023
A.O. Smith Water Products Company | A. O. SMITH | ATI-240H 1** | Federally-Regulated Consumer Product | Natural gas |  | 1 |  | 160000 |  |  |  | False | Instantaneous gas-fired |  | 4.7 | 97 | 38 | 17877549 | High | 0.94 |  | 0 | 08/23/2022 | 206703145 | 02/23/2023
A.O. Smith Water Products Company | A. O. SMITH | G6-DMH3030NV 2** | Federally-Regulated Consumer Product | LPG |  | 29 |  | 30000 | True |  |  | True | Gas-fired storage | 60 |  | 78 | 0 | 18168862 | Medium | 0.61 |  |  | 08/23/2022 | 206438843 | 02/23/2023
A.O. Smith Water Products Company | A. O. SMITH | GDV-50 3** | Federally-Regulated Consumer Product | Natural gas |  | 48 |  | 40000 | True |  |  | False | Gas-fired storage | 77 |  | 79 | 0 | 25646625 | High | 0.66 |  |  | 08/23/2022 | 206715047 | 02/23/2023
A.O. Smith Water Products Company | A. O. SMITH | XCRL-40 4** | Federally-Regulated Consumer Product | Natural gas |  | 38 |  | 40000 | True |  |  | False | Gas-fired storage | 67 |  | 78 | 0 | 19108631 | Medium | 0.58 |  |  | 08/23/2022 | 206715104 | 02/23/2023
A.O. Smith Water Products Company | A. O. SMITH | GCR-40 4*1 | Federally-Regulated Consumer Product | LPG |  | 38 |  | 40000 | True |  |  | False | Gas-fired storage | 80 |  | 78 | 0 | 25646625 | High | 0.66 |  |  | 11/10/2022 | 206715195 | 02/23/2023
A.O. Smith Water Products Company | A. O. SMITH | ATI-240H 1*1 | Federally-Regulated Consumer Product | LPG |  | 1 |  | 160000 |  |  |  | False | Instantaneous gas-fired |  | 4.7 | 97 | 38 | 17877549 | High | 0.94 |  | 0 | 08/23/2022 | 206703147 | 02/23/2023
A.O. Smith Water Products Company | A. O. SMITH | XCR-40L 4** | Federally-Regulated Consumer Product | Natural gas |  | 38 |  | 40000 | True |  |  | False | Gas-fired storage | 80 |  | 78 | 0 | 25646625 | High | 0.66 |  |  | 11/10/2022 | 206715198 | 02/23/2023
A.O. Smith Water Products Company | A. O. SMITH | GCR-40 4** | Federally-Regulated Consumer Product | Natural gas |  | 38 |  | 40000 | True |  |  | False | Gas-fired storage | 80 |  | 78 | 0 | 25646625 | High | 0.66 |  |  | 11/10/2022 | 206715194 | 02/23/2023
A.O. Smith Water Products Company | A. O. SMITH | GCRL-40 2** | Federally-Regulated Consumer Product | Natural gas |  | 38 |  | 40000 | True |  |  | False | Gas-fired storage | 70 |  | 74 | 0 | 19108631 | Medium | 0.58 |  |  | 08/23/2022 | 206715170 | 02/23/2023
A.O. Smith Water Products Company | A. O. SMITH | GCB-40 4** | Federally-Regulated Consumer Product | Natural gas |  | 38 |  | 40000 | True |  |  | False | Gas-fired storage | 78 |  | 77 | 0 | 26041188 | High | 0.65 |  |  | 08/23/2022 | 206715179 | 02/23/2023
A.O. Smith Water Products Company | A. O. SMITH | XCRL-40 4*1 | Federally-Regulated Consumer Product | LPG |  | 38 |  | 40000 | True |  |  | False | Gas-fired storage | 67 |  | 78 | 0 | 19108631 | Medium | 0.58 |  |  | 08/23/2022 | 206715110 | 02/23/2023
A.O. Smith Water Products Company | A. O. SMITH | XUR 50 4** | Federally-Regulated Consumer Product | Natural gas |  | 48 |  | 40000 | True |  |  | False | Gas-fired storage | 84 |  | 77 | 0 | 26448082 | High | 0.64 |  |  | 08/23/2022 | 206715155 | 02/23/2023
A.O. Smith Water Products Company | A. O. SMITH | G12-UT5040NVR 4** | Federally-Regulated Consumer Product | Natural gas |  | 48 |  | 40000 | True |  |  | False | Gas-fired storage | 84 |  | 77 | 0 | 26448082 | High | 0.64 |  |  | 08/23/2022 | 206715158 | 02/23/2023
A.O. Smith Water Products Company | A. O. SMITH | GCR-30 2*1 | Federally-Regulated Consumer Product | LPG |  | 29 |  | 35500 | True |  |  | False | Gas-fired storage | 63 |  | 77 | 0 | 17592073 | Medium | 0.63 |  |  | 08/23/2022 | 206715084 | 02/23/2023
A.O. Smith Water Products Company | A. O. SMITH | ATI-310C 1** | Federally-Regulated Consumer Product | Natural gas |  | 1 |  | 190000 |  |  |  | False | Instantaneous gas-fired |  | 4.6 | 85 | 24 | 20815362 | High | 0.81 |  | 0 | 08/23/2022 | 206703171 | 02/23/2023
A.O. Smith Water Products Company | A. O. SMITH | GDV-50L 3** | Federally-Regulated Consumer Product | Natural gas |  | 48 |  | 40000 | True |  |  | False | Gas-fired storage | 77 |  | 79 | 0 | 25646625 | High | 0.66 |  |  | 08/23/2022 | 206715049 | 02/23/2023
A.O. Smith Water Products Company | A. O. SMITH | GDV-50 3*1 | Federally-Regulated Consumer Product | LPG |  | 48 |  | 40000 | True |  |  | False | Gas-fired storage | 77 |  | 79 | 0 | 25646625 | High | 0.66 |  |  | 08/23/2022 | 206715048 | 02/23/2023
A.O. Smith Water Products Company | A. O. SMITH | G6-MH3035NVR 4** | Federally-Regulated Consumer Product | Natural gas |  | 29 |  | 35500 | True |  |  | True | Gas-fired storage | 63 |  | 79 | 0 | 18168862 | Medium | 0.61 |  |  | 08/23/2022 | 206438860 | 02/23/2023
A.O. Smith Water Products Company | A. O. SMITH | ATI-540H 1** | Federally-Regulated Consumer Product | Natural gas |  | 1 |  | 199000 |  |  |  | False | Instantaneous gas-fired |  | 5.8 | 96 | 47 | 18040466 | High | 0.93 |  | 0 | 08/23/2022 | 206703074 | 02/23/2023
A.O. Smith Water Products Company | A. O. SMITH | G6-T4036PVR 411 | Federally-Regulated Consumer Product | LPG |  | 38 |  | 40000 | True |  |  | False | Gas-fired storage | 80 |  | 78 | 7688 | 216626 | High | 0.64 |  |  | 11/10/2022 | 210586288 | 02/23/2023
A.O. Smith Water Products Company | A. O. SMITH | ATI-510C 1** | Federally-Regulated Consumer Product | Natural gas |  | 1 |  | 199000 |  |  |  | False | Instantaneous gas-fired |  | 4.7 | 82 | 23 | 20818774 | High | 0.81 |  | 0 | 08/23/2022 | 206703164 | 02/23/2023
A.O. Smith Water Products Company | A. O. SMITH | GCRH-40 4** | Federally-Regulated Consumer Product | Natural gas |  | 38 |  | 35500 | True |  |  | False | Gas-fired storage | 65 |  | 80 | 0 | 18784755 | Medium | 0.59 |  |  | 08/23/2022 | 206715091 | 02/23/2023
A.O. Smith Water Products Company | A. O. SMITH | GT15-540-NO 1** | Federally-Regulated Consumer Product | Natural gas |  | 1 |  | 199000 |  |  |  | False | Instantaneous gas-fired |  | 5.8 | 96 | 34 | 17701647 | High | 0.95 |  | 0 | 08/23/2022 | 206703114 | 02/23/2023
A.O. Smith Water Products Company | A. O. SMITH | GCRL-40 2*1 | Federally-Regulated Consumer Product | LPG |  | 38 |  | 40000 | True |  |  | False | Gas-fired storage | 70 |  | 74 | 0 | 19108631 | Medium | 0.58 |  |  | 08/23/2022 | 206715176 | 02/23/2023
A.O. Smith Water Products Company | A. O. SMITH | GDVT-50 3*1 | Federally-Regulated Consumer Product | LPG |  | 48 |  | 47000 | True |  |  | False | Gas-fired storage | 82 |  | 79 | 0 | 26041188 | High | 0.65 |  |  | 08/23/2022 | 206715068 | 02/23/2023
A.O. Smith Water Products Company | A. O. SMITH | GT15-240-NI 1** | Federally-Regulated Consumer Product | Natural gas |  | 1 |  | 160000 |  |  |  | False | Instantaneous gas-fired |  | 4.7 | 97 | 38 | 17877549 | High | 0.94 |  | 0 | 08/23/2022 | 206703146 | 02/23/2023
A.O. Smith Water Products Company | A. O. SMITH | G12-S4040NVR 4** | Federally-Regulated Consumer Product | Natural gas |  | 38 |  | 40000 | True |  |  | False | Gas-fired storage | 67 |  | 78 | 0 | 19108631 | Medium | 0.58 |  |  | 08/23/2022 | 206715109 | 02/23/2023
A.O. Smith Water Products Company | A. O. SMITH | HUR-50 4** | Federally-Regulated Consumer Product | Natural gas |  | 48 |  | 40000 | True |  |  | False | Gas-fired storage | 84 |  | 77 | 0 | 26448082 | High | 0.64 |  |  | 08/23/2022 | 206715156 | 02/23/2023
A.O. Smith Water Products Company | A. O. SMITH | GCR-50 2*1 | Federally-Regulated Consumer Product | LPG |  | 48 |  | 40000 | True |  |  | False | Gas-fired storage | 81 |  | 80 | 0 | 26448082 | High | 0.64 |  |  | 08/23/2022 | 206715151 | 02/23/2023
A.O. Smith Water Products Company | A. O. SMITH | ACT-199O-P 1*1 | Federally-Regulated Consumer Product | LPG |  | 1 |  | 199000 |  |  |  | False | Instantaneous gas-fired |  | 5.8 | 96 | 34 | 17701647 | High | 0.95 |  | 0 | 08/23/2022 | 206703117 | 02/23/2023
A.O. Smith Water Products Company | A. O. SMITH | GCR-40 2** | Federally-Regulated Consumer Product | Natural gas |  | 38 |  | 40000 | True |  |  | False | Gas-fired storage | 80 |  | 74 | 0 | 26448082 | High | 0.64 |  |  | 08/23/2022 | 206715248 | 02/23/2023
A.O. Smith Water Products Company | A. O. SMITH | G9-T4040NVR 4** | Federally-Regulated Consumer Product | Natural gas |  | 38 |  | 40000 | True |  |  | False | Gas-fired storage | 80 |  | 78 | 0 | 25646625 | High | 0.66 |  |  | 11/10/2022 | 206715204 | 02/23/2023
A.O. Smith Water Products Company | A. O. SMITH | ATO-540P-N 1** | Federally-Regulated Consumer Product | Natural gas |  | 1 |  | 199000 |  |  |  | False | Instantaneous gas-fired |  | 5.8 | 96 | 34 | 17701647 | High | 0.95 |  | 0 | 08/23/2022 | 206703112 | 02/23/2023
A.O. Smith Water Products Company | A. O. SMITH | GCBL-30R 4** | Federally-Regulated Consumer Product | Natural gas |  | 29 |  | 32000 | True |  |  | False | Gas-fired storage | 65 |  | 75 | 0 | 18471676 | Medium | 0.6 |  |  | 08/23/2022 | 206715267 | 02/23/2023
A.O. Smith Water Products Company | A. O. SMITH | ATO-540H 1** | Federally-Regulated Consumer Product | Natural gas |  | 1 |  | 199000 |  |  |  | False | Instantaneous gas-fired |  | 5.8 | 96 | 34 | 17701647 | High | 0.95 |  | 0 | 08/23/2022 | 206703111 | 02/23/2023
A.O. Smith Water Products Company | A. O. SMITH | G6-DVT5040NV 3** | Federally-Regulated Consumer Product | Natural gas |  | 48 |  | 40000 | True |  |  | False | Gas-fired storage | 77 |  | 79 | 0 | 25646625 | High | 0.66 |  |  | 08/23/2022 | 206715051 | 02/23/2023
A.O. Smith Water Products Company | A. O. SMITH | GCR-40L 4** | Federally-Regulated Consumer Product | Natural gas |  | 38 |  | 40000 | True |  |  | False | Gas-fired storage | 80 |  | 78 | 0 | 25646625 | High | 0.66 |  |  | 11/10/2022 | 206715199 | 02/23/2023
A.O. Smith Water Products Company | A. O. SMITH | GCRL-40 4*1 | Federally-Regulated Consumer Product | LPG |  | 38 |  | 40000 | True |  |  | False | Gas-fired storage | 67 |  | 78 | 0 | 19108631 | Medium | 0.58 |  |  | 08/23/2022 | 206715105 | 02/23/2023
A.O. Smith Water Products Company | A. O. SMITH | HWRL-40 4*1 | Federally-Regulated Consumer Product | LPG |  | 38 |  | 40000 | True |  |  | False | Gas-fired storage | 67 |  | 78 | 0 | 19108631 | Medium | 0.58 |  |  | 08/23/2022 | 206715111 | 02/23/2023
A.O. Smith Water Products Company | A. O. SMITH | G6-T4040NVR 4** | Federally-Regulated Consumer Product | Natural gas |  | 38 |  | 40000 | True |  |  | False | Gas-fired storage | 80 |  | 78 | 0 | 25646625 | High | 0.66 |  |  | 11/10/2022 | 206715203 | 02/23/2023
A.O. Smith Water Products Company | A. O. SMITH | G6-T3032NVR 4** | Federally-Regulated Consumer Product | Natural gas |  | 29 |  | 32000 | True |  |  | False | Gas-fired storage | 62 |  | 73 | 0 | 18471676 | Medium | 0.6 |  |  | 08/23/2022 | 206715308 | 02/23/2023
A.O. Smith Water Products Company | A. O. SMITH | GCRL-30R 4*1 | Federally-Regulated Consumer Product | LPG |  | 29 |  | 32000 | True |  |  | False | Gas-fired storage | 55 |  | 75 | 0 | 18471676 | Medium | 0.6 |  |  | 08/23/2022 | 206715288 | 02/23/2023
A.O. Smith Water Products Company | A. O. SMITH | G6N-UT4040NVR 5** | Federally-Regulated Consumer Product | Natural gas |  | 38 |  | 40000 | True |  |  | False | Gas-fired storage | 83 |  | 74 | 7735 | 56262 | High | 0.64 |  |  | 01/17/2023 | 211156077 | 02/23/2023
A.O. Smith Water Products Company | A. O. SMITH | GCR-30R 4*1 | Federally-Regulated Consumer Product | LPG |  | 29 |  | 32000 | True |  |  | False | Gas-fired storage | 62 |  | 73 | 0 | 18471676 | Medium | 0.6 |  |  | 08/23/2022 | 206715307 | 02/23/2023
A.O. Smith Water Products Company | A. O. SMITH | XCR-30R 4** | Federally-Regulated Consumer Product | Natural gas |  | 29 |  | 32000 | True |  |  | False | Gas-fired storage | 62 |  | 73 | 0 | 18471676 | Medium | 0.6 |  |  | 08/23/2022 | 206715310 | 02/23/2023
A.O. Smith Water Products Company | A. O. SMITH | G6-S3032PVR 4*1 | Federally-Regulated Consumer Product | LPG |  | 29 |  | 32000 | True |  |  | False | Gas-fired storage | 55 |  | 75 | 0 | 18471676 | Medium | 0.6 |  |  | 08/23/2022 | 206715287 | 02/23/2023
A.O. Smith Water Products Company | A. O. SMITH | G9-UT4040NVR 5** | Federally-Regulated Consumer Product | Natural gas |  | 38 |  | 40000 | True |  |  | False | Gas-fired storage | 83 |  | 77 | 7735 | 56262 | High | 0.64 |  |  | 01/17/2023 | 211156072 | 02/23/2023
A.O. Smith Water Products Company | A. O. SMITH | GCBL-30R 4*1 | Federally-Regulated Consumer Product | LPG |  | 29 |  | 32000 | True |  |  | False | Gas-fired storage | 65 |  | 75 | 0 | 18471676 | Medium | 0.6 |  |  | 08/23/2022 | 206715272 | 02/23/2023
A.O. Smith Water Products Company | A. O. SMITH | G12-UT4040NVR 5** | Federally-Regulated Consumer Product | Natural gas |  | 38 |  | 40000 | True |  |  | False | Gas-fired storage | 83 |  | 77 | 7735 | 56262 | High | 0.64 |  |  | 01/17/2023 | 211156073 | 02/23/2023
A.O. Smith Water Products Company | A. O. SMITH | GCR-40L 411 | Federally-Regulated Consumer Product | LPG |  | 38 |  | 40000 | True |  |  | False | Gas-fired storage | 80 |  | 78 | 7688 | 216626 | High | 0.64 |  |  | 11/10/2022 | 210586285 | 02/23/2023
A.O. Smith Water Products Company | A. O. SMITH | XCR-40L 410 | Federally-Regulated Consumer Product | Natural gas |  | 38 |  | 40000 | True |  |  | False | Gas-fired storage | 80 |  | 78 | 7688 | 216626 | High | 0.64 |  |  | 11/10/2022 | 210586283 | 02/23/2023
A.O. Smith Water Products Company | A. O. SMITH | HPS10-50H45DV 2** | Federally-Regulated Consumer Product | Heat pump |  | 46 |  | 4.5 | True |  | False | False | Electric storage | 65 |  | 452 | 831 |  | Medium | 3.8 |  |  | 08/23/2022 | 208531076 | 02/23/2023
A.O. Smith Water Products Company | A. O. SMITH | G9-T4040NVR 410 | Federally-Regulated Consumer Product | Natural gas |  | 38 |  | 40000 | True |  |  | False | Gas-fired storage | 80 |  | 78 | 7688 | 216626 | High | 0.64 |  |  | 11/10/2022 | 210586331 | 02/23/2023
A.O. Smith Water Products Company | A. O. SMITH | G6-T4040NVR 410 | Federally-Regulated Consumer Product | Natural gas |  | 38 |  | 40000 | True |  |  | False | Gas-fired storage | 80 |  | 78 | 7688 | 216626 | High | 0.64 |  |  | 11/10/2022 | 210586330 | 02/23/2023
A.O. Smith Water Products Company | A. O. SMITH | GCB-30R 4*1 | Federally-Regulated Consumer Product | LPG |  | 29 |  | 32000 | True |  |  | False | Gas-fired storage | 62 |  | 74 | 0 | 18471676 | Medium | 0.6 |  |  | 08/23/2022 | 206715295 | 02/23/2023
A.O. Smith Water Products Company | A. O. SMITH | HPTS-66 2** | Federally-Regulated Consumer Product | Heat pump |  | 67 |  | 4.5 | True |  | False | False | Electric storage | 82 |  | 425 | 1233 |  | High | 4.02 |  |  | 08/23/2022 | 208531171 | 02/23/2023
A.O. Smith Water Products Company | A. O. SMITH | XCR-40 410 | Federally-Regulated Consumer Product | Natural gas |  | 38 |  | 40000 | True |  |  | False | Gas-fired storage | 80 |  | 78 | 7688 | 216626 | High | 0.64 |  |  | 11/10/2022 | 210586281 | 02/23/2023
A.O. Smith Water Products Company | A. O. SMITH | HPS10-80H45DV 2** | Federally-Regulated Consumer Product | Heat pump |  | 82 |  | 4.5 | True |  | False | False | Electric storage | 95 |  | 430 | 1279 |  | High | 3.88 |  |  | 08/23/2022 | 208531263 | 02/23/2023
A.O. Smith Water Products Company | A. O. SMITH | GCRL-30R 4** | Federally-Regulated Consumer Product | Natural gas |  | 29 |  | 32000 | True |  |  | False | Gas-fired storage | 55 |  | 75 | 0 | 18471676 | Medium | 0.6 |  |  | 08/23/2022 | 206715277 | 02/23/2023
A.O. Smith Water Products Company | A. O. SMITH | G6-S3032NVR 4** | Federally-Regulated Consumer Product | Natural gas |  | 29 |  | 32000 | True |  |  | False | Gas-fired storage | 55 |  | 75 | 0 | 18471676 | Medium | 0.6 |  |  | 08/23/2022 | 206715278 | 02/23/2023
A.O. Smith Water Products Company | A. O. SMITH | XCRL-30R 4** | Federally-Regulated Consumer Product | Natural gas |  | 29 |  | 32000 | True |  |  | False | Gas-fired storage | 55 |  | 75 | 0 | 18471676 | Medium | 0.6 |  |  | 08/23/2022 | 206715279 | 02/23/2023
A.O. Smith Water Products Company | A. O. SMITH | HWR-40 410 | Federally-Regulated Consumer Product | Natural gas |  | 38 |  | 40000 | True |  |  | False | Gas-fired storage | 80 |  | 78 | 7688 | 216626 | High | 0.64 |  |  | 11/10/2022 | 210586286 | 02/23/2023
A.O. Smith Water Products Company | A. O. SMITH | GCR-40 410 | Federally-Regulated Consumer Product | Natural gas |  | 38 |  | 40000 | True |  |  | False | Gas-fired storage | 80 |  | 78 | 7688 | 216626 | High | 0.64 |  |  | 11/10/2022 | 210586273 | 02/23/2023
A.O. Smith Water Products Company | A. O. SMITH | HPTS-80 2** | Federally-Regulated Consumer Product | Heat pump |  | 82 |  | 4.5 | True |  | False | False | Electric storage | 95 |  | 430 | 1279 |  | High | 3.88 |  |  | 08/23/2022 | 208531220 | 02/23/2023
A.O. Smith Water Products Company | A. O. SMITH | GCR-40 411 | Federally-Regulated Consumer Product | LPG |  | 38 |  | 40000 | True |  |  | False | Gas-fired storage | 80 |  | 78 | 7688 | 216626 | High | 0.64 |  |  | 11/10/2022 | 210586280 | 02/23/2023
A.O. Smith Water Products Company | A. O. SMITH | G12-T4040NVR 410 | Federally-Regulated Consumer Product | Natural gas |  | 38 |  | 40000 | True |  |  | False | Gas-fired storage | 80 |  | 78 | 7688 | 216626 | High | 0.64 |  |  | 11/10/2022 | 210586332 | 02/23/2023
A.O. Smith Water Products Company | A. O. SMITH | HPTS-50 2** | Federally-Regulated Consumer Product | Heat pump |  | 46 |  | 4.5 | True |  | False | False | Electric storage | 65 |  | 452 | 831 |  | Medium | 3.8 |  |  | 08/23/2022 | 208531033 | 02/23/2023
A.O. Smith Water Products Company | A. O. SMITH | G6-T3032PVR 4*1 | Federally-Regulated Consumer Product | LPG |  | 29 |  | 32000 | True |  |  | False | Gas-fired storage | 62 |  | 73 | 0 | 18471676 | Medium | 0.6 |  |  | 08/23/2022 | 206715309 | 02/23/2023
A.O. Smith Water Products Company | A. O. SMITH | GCR-40L 410 | Federally-Regulated Consumer Product | Natural gas |  | 38 |  | 40000 | True |  |  | False | Gas-fired storage | 80 |  | 78 | 7688 | 216626 | High | 0.64 |  |  | 11/10/2022 | 210586284 | 02/23/2023
A.O. Smith Water Products Company | A. O. SMITH | HPS10-66H45DV 2** | Federally-Regulated Consumer Product | Heat pump |  | 67 |  | 4.5 | True |  | False | False | Electric storage | 82 |  | 425 | 1233 |  | High | 4.02 |  |  | 01/17/2023 | 210605782 | 02/23/2023
A.O. Smith Water Products Company | A. O. SMITH | GCR-30R 4** | Federally-Regulated Consumer Product | Natural gas |  | 29 |  | 32000 | True |  |  | False | Gas-fired storage | 62 |  | 73 | 0 | 18471676 | Medium | 0.6 |  |  | 08/23/2022 | 206715306 | 02/23/2023
A.O. Smith Water Products Company | A. O. SMITH | XCR-40 411 | Federally-Regulated Consumer Product | LPG |  | 38 |  | 40000 | True |  |  | False | Gas-fired storage | 80 |  | 78 | 7688 | 216626 | High | 0.64 |  |  | 11/10/2022 | 210586282 | 02/23/2023
A.O. Smith Water Products Company | A. O. SMITH | GCB-30R 4** | Federally-Regulated Consumer Product | Natural gas |  | 29 |  | 32000 | True |  |  | False | Gas-fired storage | 62 |  | 74 | 0 | 18471676 | Medium | 0.6 |  |  | 08/23/2022 | 206715294 | 02/23/2023
A.O. Smith Water Products Company | State | GS6-40-YRVITL 2** | Federally-Regulated Consumer Product | Natural gas |  | 38 |  | 50000 | True |  |  | False | Gas-fired storage | 87 |  | 78 | 34 | 24065096 | High | 0.7 |  |  | 08/23/2022 | 206861636 | 02/23/2023
A.O. Smith Water Products Company | State | GTS-110U-E 2** | Federally-Regulated Consumer Product | Natural gas |  | 1 |  | 140000 |  |  |  | False | Instantaneous gas-fired |  | 3.5 | 83 | 25 | 13597423 | Medium | 0.81 |  | 0 | 08/23/2022 | 206908492 | 02/23/2023
A.O. Smith Water Products Company | State | GS6-40-HBPDS 3*1 | Federally-Regulated Consumer Product | LPG |  | 38 |  | 40000 | True |  |  | False | Gas-fired storage | 74 |  | 79 | 58 | 16100642 | Medium | 0.68 |  |  | 08/23/2022 | 206902209 | 02/23/2023
A.O. Smith Water Products Company | State | GTS-510U-E 2** | Federally-Regulated Consumer Product | Natural gas |  | 1 |  | 199000 |  |  |  | False | Instantaneous gas-fired |  | 5 | 84 | 33 | 20784654 | High | 0.81 |  | 0 | 08/23/2022 | 206908522 | 02/23/2023
A.O. Smith Water Products Company | State | GS6-50-YRVHSL 2** | Federally-Regulated Consumer Product | Natural gas |  | 50 |  | 62000 | True |  |  | False | Gas-fired storage | 119 |  | 82 | 26 | 23098647 | High | 0.73 |  |  | 08/23/2022 | 206862005 | 02/23/2023
A.O. Smith Water Products Company | State | GS6-50-HRVIT 2*1 | Federally-Regulated Consumer Product | LPG |  | 48 |  | 50000 | True |  |  | False | Gas-fired storage | 97 |  | 81 | 35 | 23389986 | High | 0.72 |  |  | 08/23/2022 | 206861815 | 02/23/2023
A.O. Smith Water Products Company | State | GS6-40-HRVITL 2*1 | Federally-Regulated Consumer Product | LPG |  | 38 |  | 50000 | True |  |  | False | Gas-fired storage | 87 |  | 78 | 34 | 24065096 | High | 0.7 |  |  | 08/23/2022 | 206861638 | 02/23/2023
A.O. Smith Water Products Company | State | GS6-50-UBPDT 1** | Federally-Regulated Consumer Product | Natural gas |  | 48 |  | 40000 | True |  |  | False | Gas-fired storage | 75 |  | 79 | 74 | 23928616 | High | 0.7 |  |  | 08/23/2022 | 206860759 | 02/23/2023
A.O. Smith Water Products Company | State | GS6-50-YBPDTL 3** | Federally-Regulated Consumer Product | Natural gas |  | 48 |  | 45000 | True |  |  | False | Gas-fired storage | 79 |  | 79 | 68 | 23277390 | High | 0.72 |  |  | 08/23/2022 | 206902229 | 02/23/2023
A.O. Smith Water Products Company | State | GS6-50-HRVHSL 2*1 | Federally-Regulated Consumer Product | LPG |  | 50 |  | 62000 | True |  |  | False | Gas-fired storage | 119 |  | 82 | 26 | 23098647 | High | 0.73 |  |  | 08/23/2022 | 206862006 | 02/23/2023
A.O. Smith Water Products Company | State | GS6-40-HBPDSL 3*1 | Federally-Regulated Consumer Product | LPG |  | 38 |  | 40000 | True |  |  | False | Gas-fired storage | 74 |  | 79 | 58 | 16100642 | Medium | 0.68 |  |  | 08/23/2022 | 206902210 | 02/23/2023
A.O. Smith Water Products Company | State | GS6-40-YBPDSL 3** | Federally-Regulated Consumer Product | Natural gas |  | 38 |  | 40000 | True |  |  | False | Gas-fired storage | 74 |  | 79 | 58 | 16100642 | Medium | 0.68 |  |  | 08/23/2022 | 206902212 | 02/23/2023
A.O. Smith Water Products Company | State | GS6-40-UBPDS 1** | Federally-Regulated Consumer Product | Natural gas |  | 38 |  | 40000 | True |  |  | False | Gas-fired storage | 75 |  | 77 | 78 | 23914968 | High | 0.7 |  |  | 08/23/2022 | 206860590 | 02/23/2023
A.O. Smith Water Products Company | State | GS6-50-YRPDTL5 3** | Federally-Regulated Consumer Product | Natural gas |  | 48 |  | 62000 | True |  |  | False | Gas-fired storage | 118 |  | 82 | 54 | 23003111 | High | 0.73 |  |  | 08/23/2022 | 206902238 | 02/23/2023
A.O. Smith Water Products Company | State | GS6-40-YBPDS 3** | Federally-Regulated Consumer Product | Natural gas |  | 38 |  | 40000 | True |  |  | False | Gas-fired storage | 74 |  | 79 | 58 | 16100642 | Medium | 0.68 |  |  | 08/23/2022 | 206902211 | 02/23/2023
A.O. Smith Water Products Company | State | GS6-50-YBPDT 3** | Federally-Regulated Consumer Product | Natural gas |  | 48 |  | 45000 | True |  |  | False | Gas-fired storage | 79 |  | 79 | 68 | 23277390 | High | 0.72 |  |  | 08/23/2022 | 206902228 | 02/23/2023
A.O. Smith Water Products Company | State | GS6-50-YBVIS 2** | Federally-Regulated Consumer Product | Natural gas |  | 49 |  | 40000 | True |  |  | False | Gas-fired storage | 79 |  | 80 | 40 | 23372926 | High | 0.72 |  |  | 08/23/2022 | 206861430 | 02/23/2023
A.O. Smith Water Products Company | State | GS6-50-HBPDT 3*1 | Federally-Regulated Consumer Product | LPG |  | 48 |  | 45000 | True |  |  | False | Gas-fired storage | 79 |  | 79 | 68 | 23277390 | High | 0.72 |  |  | 08/23/2022 | 206902226 | 02/23/2023
A.O. Smith Water Products Company | State | GS6-40-YRVIT 2** | Federally-Regulated Consumer Product | Natural gas |  | 38 |  | 50000 | True |  |  | False | Gas-fired storage | 87 |  | 78 | 34 | 24065096 | High | 0.7 |  |  | 08/23/2022 | 206861635 | 02/23/2023
A.O. Smith Water Products Company | State | GS6-40-HRVIT 2*1 | Federally-Regulated Consumer Product | LPG |  | 38 |  | 50000 | True |  |  | False | Gas-fired storage | 87 |  | 78 | 34 | 24065096 | High | 0.7 |  |  | 08/23/2022 | 206861637 | 02/23/2023
A.O. Smith Water Products Company | State | GS6-50-HBPDTL 3*1 | Federally-Regulated Consumer Product | LPG |  | 48 |  | 45000 | True |  |  | False | Gas-fired storage | 79 |  | 79 | 68 | 23277390 | High | 0.72 |  |  | 08/23/2022 | 206902227 | 02/23/2023
A.O. Smith Water Products Company | State | GTS-310U-I 2** | Federally-Regulated Consumer Product | Natural gas |  | 1 |  | 190000 |  |  |  | False | Instantaneous gas-fired |  | 4.7 | 84 | 33 | 20784654 | High | 0.81 |  | 0 | 08/23/2022 | 206908514 | 02/23/2023
A.O. Smith Water Products Company | State | GS6-50-HBVIS 2*1 | Federally-Regulated Consumer Product | LPG |  | 49 |  | 40000 | True |  |  | False | Gas-fired storage | 79 |  | 80 | 40 | 23372926 | High | 0.72 |  |  | 08/23/2022 | 206861431 | 02/23/2023
A.O. Smith Water Products Company | State | GS6-50-HRVITL 2*1 | Federally-Regulated Consumer Product | LPG |  | 48 |  | 50000 | True |  |  | False | Gas-fired storage | 97 |  | 81 | 35 | 23389986 | High | 0.72 |  |  | 08/23/2022 | 206861816 | 02/23/2023
A.O. Smith Water Products Company | State | GS6-50-YRVITL 2** | Federally-Regulated Consumer Product | Natural gas |  | 48 |  | 50000 | True |  |  | False | Gas-fired storage | 97 |  | 81 | 35 | 23389986 | High | 0.72 |  |  | 08/23/2022 | 206861813 | 02/23/2023
A.O. Smith Water Products Company | State | GTS-310U-E 2** | Federally-Regulated Consumer Product | Natural gas |  | 1 |  | 190000 |  |  |  | False | Instantaneous gas-fired |  | 4.8 | 86 | 23 | 20818774 | High | 0.81 |  | 0 | 08/23/2022 | 206908507 | 02/23/2023
A.O. Smith Water Products Company | State | GS6-50-YRVIT 2** | Federally-Regulated Consumer Product | Natural gas |  | 48 |  | 50000 | True |  |  | False | Gas-fired storage | 97 |  | 81 | 35 | 23389986 | High | 0.72 |  |  | 08/23/2022 | 206861812 | 02/23/2023
A.O. Smith Water Products Company | State | GS6-50-HRPDTL5 3*1 | Federally-Regulated Consumer Product | LPG |  | 48 |  | 62000 | True |  |  | False | Gas-fired storage | 118 |  | 82 | 54 | 23003111 | High | 0.73 |  |  | 08/23/2022 | 206902239 | 02/23/2023
A.O. Smith Water Products Company | State | HPSX-80-DHPT 2** | Federally-Regulated Consumer Product | Heat pump |  | 82 |  | 4.5 | True |  | False | False | Electric storage | 95 |  | 430 | 1279 |  | High | 3.88 |  |  | 08/23/2022 | 208531257 | 02/23/2023
A.O. Smith Water Products Company | State | GW8-40-BCT 4** | Federally-Regulated Consumer Product | Natural gas |  | 38 |  | 40000 | True |  |  | False | Gas-fired storage | 80 |  | 78 | 0 | 25646625 | High | 0.66 |  |  | 11/10/2022 | 206715244 | 02/23/2023
A.O. Smith Water Products Company | State | GSX-30-OCSR 4** | Federally-Regulated Consumer Product | Natural gas |  | 29 |  | 32000 | True |  |  | False | Gas-fired storage | 55 |  | 75 | 0 | 18471676 | Medium | 0.6 |  |  | 08/23/2022 | 206715285 | 02/23/2023
A.O. Smith Water Products Company | State | GS6-30-ORBTR 4*1 | Federally-Regulated Consumer Product | LPG |  | 29 |  | 32000 | True |  |  | False | Gas-fired storage | 62 |  | 74 | 0 | 18471676 | Medium | 0.6 |  |  | 08/23/2022 | 206715303 | 02/23/2023
A.O. Smith Water Products Company | State | GSX-40-BCTL 4** | Federally-Regulated Consumer Product | Natural gas |  | 38 |  | 40000 | True |  |  | False | Gas-fired storage | 80 |  | 78 | 0 | 25646625 | High | 0.66 |  |  | 11/10/2022 | 206715243 | 02/23/2023
A.O. Smith Water Products Company | State | GW8-40-BCT 410 | Federally-Regulated Consumer Product | Natural gas |  | 38 |  | 40000 | True |  |  | False | Gas-fired storage | 80 |  | 78 | 7688 | 216626 | High | 0.64 |  |  | 11/10/2022 | 210586326 | 02/23/2023
A.O. Smith Water Products Company | State | GS6-40-BCT 410 | Federally-Regulated Consumer Product | Natural gas |  | 38 |  | 40000 | True |  |  | False | Gas-fired storage | 80 |  | 78 | 7688 | 216626 | High | 0.64 |  |  | 11/10/2022 | 210586319 | 02/23/2023
A.O. Smith Water Products Company | State | GS6-50-ORT 2*1 | Federally-Regulated Consumer Product | LPG |  | 48 |  | 38000 | True |  |  | False | Gas-fired storage | 76 |  | 77 | 0 | 26867893 | High | 0.63 |  |  | 08/23/2022 | 206715266 | 02/23/2023
A.O. Smith Water Products Company | State | GS6-40-BCTL 411 | Federally-Regulated Consumer Product | LPG |  | 38 |  | 40000 | True |  |  | False | Gas-fired storage | 80 |  | 78 | 7688 | 216626 | High | 0.64 |  |  | 11/10/2022 | 210586324 | 02/23/2023
A.O. Smith Water Products Company | State | GS6-40-BCS 2** | Federally-Regulated Consumer Product | Natural gas |  | 38 |  | 40000 | True |  |  | False | Gas-fired storage | 70 |  | 74 | 0 | 19108631 | Medium | 0.58 |  |  | 08/23/2022 | 206715171 | 02/23/2023
A.O. Smith Water Products Company | State | GSX-40-BCTL 410 | Federally-Regulated Consumer Product | Natural gas |  | 38 |  | 40000 | True |  |  | False | Gas-fired storage | 80 |  | 78 | 7688 | 216626 | High | 0.64 |  |  | 11/10/2022 | 210586325 | 02/23/2023
A.O. Smith Water Products Company | State | HPSX-66-DHPT 2** | Federally-Regulated Consumer Product | Heat pump |  | 67 |  | 4.5 | True |  | False | False | Electric storage | 82 |  | 425 | 1233 |  | High | 4.02 |  |  | 08/23/2022 | 208531194 | 02/23/2023
A.O. Smith Water Products Company | State | GS6-40-BCTL 4** | Federally-Regulated Consumer Product | Natural gas |  | 38 |  | 40000 | True |  |  | False | Gas-fired storage | 80 |  | 78 | 0 | 25646625 | High | 0.66 |  |  | 11/10/2022 | 206715241 | 02/23/2023
A.O. Smith Water Products Company | State | GS6-30-ORBSR 4** | Federally-Regulated Consumer Product | Natural gas |  | 29 |  | 32000 | True |  |  | False | Gas-fired storage | 65 |  | 75 | 0 | 18471676 | Medium | 0.6 |  |  | 08/23/2022 | 206715270 | 02/23/2023
A.O. Smith Water Products Company | State | GS6-30-OCT 2*1 | Federally-Regulated Consumer Product | LPG |  | 29 |  | 35500 | True |  |  | False | Gas-fired storage | 63 |  | 77 | 0 | 17592073 | Medium | 0.63 |  |  | 08/23/2022 | 206715090 | 02/23/2023
A.O. Smith Water Products Company | State | GS6-40-BRBT 4*1 | Federally-Regulated Consumer Product | LPG |  | 38 |  | 40000 | True |  |  | False | Gas-fired storage | 78 |  | 77 | 0 | 26041188 | High | 0.65 |  |  | 08/23/2022 | 206715191 | 02/23/2023
A.O. Smith Water Products Company | State | GS6-40-BCT 2*1 | Federally-Regulated Consumer Product | LPG |  | 38 |  | 40000 | True |  |  | False | Gas-fired storage | 80 |  | 74 | 0 | 26448082 | High | 0.64 |  |  | 08/23/2022 | 206715258 | 02/23/2023
A.O. Smith Water Products Company | State | GS6-30-ORBSR 4*1 | Federally-Regulated Consumer Product | LPG |  | 29 |  | 32000 | True |  |  | False | Gas-fired storage | 65 |  | 75 | 0 | 18471676 | Medium | 0.6 |  |  | 08/23/2022 | 206715275 | 02/23/2023
A.O. Smith Water Products Company | State | GS6-40-BCS 2*1 | Federally-Regulated Consumer Product | LPG |  | 38 |  | 40000 | True |  |  | False | Gas-fired storage | 70 |  | 74 | 0 | 19108631 | Medium | 0.58 |  |  | 08/23/2022 | 206715177 | 02/23/2023
A.O. Smith Water Products Company | State | GS X 50 BCUT 4** | Federally-Regulated Consumer Product | Natural gas |  | 48 |  | 40000 | True |  |  | False | Gas-fired storage | 84 |  | 77 | 0 | 26448082 | High | 0.64 |  |  | 08/23/2022 | 206715168 | 02/23/2023
A.O. Smith Water Products Company | State | GS6-40-BRBT 4** | Federally-Regulated Consumer Product | Natural gas |  | 38 |  | 40000 | True |  |  | False | Gas-fired storage | 78 |  | 77 | 0 | 26041188 | High | 0.65 |  |  | 08/23/2022 | 206715190 | 02/23/2023
A.O. Smith Water Products Company | State | GS6-30-ORBTR 4** | Federally-Regulated Consumer Product | Natural gas |  | 29 |  | 32000 | True |  |  | False | Gas-fired storage | 62 |  | 74 | 0 | 18471676 | Medium | 0.6 |  |  | 08/23/2022 | 206715302 | 02/23/2023
A.O. Smith Water Products Company | State | GSX-40-BCT 411 | Federally-Regulated Consumer Product | LPG |  | 38 |  | 40000 | True |  |  | False | Gas-fired storage | 80 |  | 78 | 7688 | 216626 | High | 0.64 |  |  | 11/10/2022 | 210586322 | 02/23/2023
A.O. Smith Water Products Company | State | GW8-50-BCUT 4** | Federally-Regulated Consumer Product | Natural gas |  | 48 |  | 40000 | True |  |  | False | Gas-fired storage | 84 |  | 77 | 0 | 26448082 | High | 0.64 |  |  | 08/23/2022 | 206715169 | 02/23/2023
A.O. Smith Water Products Company | State | GS6-50-ORT 2** | Federally-Regulated Consumer Product | Natural gas |  | 48 |  | 38000 | True |  |  | False | Gas-fired storage | 76 |  | 77 | 0 | 26867893 | High | 0.63 |  |  | 08/23/2022 | 206715265 | 02/23/2023
A.O. Smith Water Products Company | State | GSX-40-BCT 4** | Federally-Regulated Consumer Product | Natural gas |  | 38 |  | 40000 | True |  |  | False | Gas-fired storage | 80 |  | 78 | 0 | 25646625 | High | 0.66 |  |  | 11/10/2022 | 206715238 | 02/23/2023
A.O. Smith Water Products Company | State | GS6-40-BCT 2** | Federally-Regulated Consumer Product | Natural gas |  | 38 |  | 40000 | True |  |  | False | Gas-fired storage | 80 |  | 74 | 0 | 26448082 | High | 0.64 |  |  | 08/23/2022 | 206715257 | 02/23/2023
A.O. Smith Water Products Company | State | GS6-30-OCSR 4** | Federally-Regulated Consumer Product | Natural gas |  | 29 |  | 32000 | True |  |  | False | Gas-fired storage | 55 |  | 75 | 0 | 18471676 | Medium | 0.6 |  |  | 08/23/2022 | 206715284 | 02/23/2023
A.O. Smith Water Products Company | State | GS6-40-BCTL 4*1 | Federally-Regulated Consumer Product | LPG |  | 38 |  | 40000 | True |  |  | False | Gas-fired storage | 80 |  | 78 | 0 | 25646625 | High | 0.66 |  |  | 11/10/2022 | 206715242 | 02/23/2023
A.O. Smith Water Products Company | State | GS6-50-BCUT 4** | Federally-Regulated Consumer Product | Natural gas |  | 48 |  | 40000 | True |  |  | False | Gas-fired storage | 84 |  | 77 | 0 | 26448082 | High | 0.64 |  |  | 08/23/2022 | 206715167 | 02/23/2023
A.O. Smith Water Products Company | State | GSX-40-BCT 4*1 | Federally-Regulated Consumer Product | LPG |  | 38 |  | 40000 | True |  |  | False | Gas-fired storage | 80 |  | 78 | 0 | 25646625 | High | 0.66 |  |  | 11/10/2022 | 206715240 | 02/23/2023
A.O. Smith Water Products Company | State | HPSX-50-DHPT 2** | Federally-Regulated Consumer Product | Heat pump |  | 46 |  | 4.5 | True |  | False | False | Electric storage | 65 |  | 452 | 831 |  | Medium | 3.8 |  |  | 08/23/2022 | 208531071 | 02/23/2023
A.O. Smith Water Products Company | State | GW8-40-BCT 4*1 | Federally-Regulated Consumer Product | LPG |  | 38 |  | 40000 | True |  |  | False | Gas-fired storage | 80 |  | 78 | 0 | 25646625 | High | 0.66 |  |  | 11/10/2022 | 206715245 | 02/23/2023
A.O. Smith Water Products Company | State | GS6-40-BCTL 410 | Federally-Regulated Consumer Product | Natural gas |  | 38 |  | 40000 | True |  |  | False | Gas-fired storage | 80 |  | 78 | 7688 | 216626 | High | 0.64 |  |  | 11/10/2022 | 210586323 | 02/23/2023
A.O. Smith Water Products Company | State | GW8-40-BCT 411 | Federally-Regulated Consumer Product | LPG |  | 38 |  | 40000 | True |  |  | False | Gas-fired storage | 80 |  | 78 | 7688 | 216626 | High | 0.64 |  |  | 11/10/2022 | 210586327 | 02/23/2023
A.O. Smith Water Products Company | State | GS6-40-BCT 4** | Federally-Regulated Consumer Product | Natural gas |  | 38 |  | 40000 | True |  |  | False | Gas-fired storage | 80 |  | 78 | 0 | 25646625 | High | 0.66 |  |  | 11/10/2022 | 206715237 | 02/23/2023
A.O. Smith Water Products Company | State | GS6-40-BCT 4*1 | Federally-Regulated Consumer Product | LPG |  | 38 |  | 40000 | True |  |  | False | Gas-fired storage | 80 |  | 78 | 0 | 25646625 | High | 0.66 |  |  | 11/10/2022 | 206715239 | 02/23/2023
A.O. Smith Water Products Company | State | GSX-40-BCT 410 | Federally-Regulated Consumer Product | Natural gas |  | 38 |  | 40000 | True |  |  | False | Gas-fired storage | 80 |  | 78 | 7688 | 216626 | High | 0.64 |  |  | 11/10/2022 | 210586320 | 02/23/2023
A.O. Smith Water Products Company | State | GS6-40-BCT 411 | Federally-Regulated Consumer Product | LPG |  | 38 |  | 40000 | True |  |  | False | Gas-fired storage | 80 |  | 78 | 7688 | 216626 | High | 0.64 |  |  | 11/10/2022 | 210586321 | 02/23/2023
A.O. Smith Water Products Company | RELIANCE WATER HEATERS | 9-50-UNKCT 4** | Federally-Regulated Consumer Product | Natural gas |  | 48 |  | 40000 | True |  |  | False | Gas-fired storage | 84 |  | 77 | 0 | 26448082 | High | 0.64 |  |  | 08/23/2022 | 206715165 | 02/23/2023
A.O. Smith Water Products Company | RELIANCE WATER HEATERS | 6-40-POCT 411 | Federally-Regulated Consumer Product | LPG |  | 38 |  | 40000 | True |  |  | False | Gas-fired storage | 80 |  | 78 | 7688 | 216626 | High | 0.64 |  |  | 11/10/2022 | 210586318 | 02/23/2023
A.O. Smith Water Products Company | RELIANCE WATER HEATERS | 9-40-PKCT 4*1 | Federally-Regulated Consumer Product | LPG |  | 38 |  | 40000 | True |  |  | False | Gas-fired storage | 80 |  | 78 | 0 | 25646625 | High | 0.66 |  |  | 11/10/2022 | 206715234 | 02/23/2023
A.O. Smith Water Products Company | RELIANCE WATER HEATERS | 12-40-NACT 410 | Federally-Regulated Consumer Product | Natural gas |  | 38 |  | 40000 | True |  |  | False | Gas-fired storage | 80 |  | 78 | 7688 | 216626 | High | 0.64 |  |  | 11/10/2022 | 210586315 | 02/23/2023
A.O. Smith Water Products Company | RELIANCE WATER HEATERS | 6-50-YBDS 3** | Federally-Regulated Consumer Product | Natural gas |  | 48 |  | 40000 | True |  |  | False | Gas-fired storage | 77 |  | 79 | 0 | 25646625 | High | 0.66 |  |  | 08/23/2022 | 206715060 | 02/23/2023
A.O. Smith Water Products Company | RELIANCE WATER HEATERS | 12-40-PACT 411 | Federally-Regulated Consumer Product | LPG |  | 38 |  | 40000 | True |  |  | False | Gas-fired storage | 80 |  | 78 | 7688 | 216626 | High | 0.64 |  |  | 11/10/2022 | 210586317 | 02/23/2023
A.O. Smith Water Products Company | RELIANCE WATER HEATERS | 10-50-DHPTS 2** | Federally-Regulated Consumer Product | Heat pump |  | 46 |  | 4.5 | True |  | False | False | Electric storage | 65 |  | 452 | 831 |  | Medium | 3.8 |  |  | 01/17/2023 | 210611389 | 02/23/2023
A.O. Smith Water Products Company | RELIANCE WATER HEATERS | 6-50-UNBCT 4** | Federally-Regulated Consumer Product | Natural gas |  | 48 |  | 40000 | True |  |  | False | Gas-fired storage | 84 |  | 77 | 0 | 26448082 | High | 0.64 |  |  | 08/23/2022 | 206715164 | 02/23/2023
A.O. Smith Water Products Company | RELIANCE WATER HEATERS | TS-540-LEH 1*1 | Federally-Regulated Consumer Product | LPG |  | 1 |  | 199000 |  |  |  | False | Instantaneous gas-fired |  | 5.8 | 96 | 34 | 17701647 | High | 0.95 |  | 0 | 08/23/2022 | 206703126 | 02/23/2023
A.O. Smith Water Products Company | RELIANCE WATER HEATERS | 6-50-NBRT 2** | Federally-Regulated Consumer Product | Natural gas |  | 48 |  | 40000 | True |  |  | False | Gas-fired storage | 81 |  | 80 | 0 | 26448082 | High | 0.64 |  |  | 08/23/2022 | 206715152 | 02/23/2023
A.O. Smith Water Products Company | RELIANCE WATER HEATERS | 6-50-HBDS 3*1 | Federally-Regulated Consumer Product | LPG |  | 48 |  | 40000 | True |  |  | False | Gas-fired storage | 77 |  | 79 | 0 | 25646625 | High | 0.66 |  |  | 08/23/2022 | 206715061 | 02/23/2023
A.O. Smith Water Products Company | RELIANCE WATER HEATERS | 6-40-UNBRT 5** | Federally-Regulated Consumer Product | Natural gas |  | 38 |  | 40000 | True |  |  | False | Gas-fired storage | 83 |  | 74 | 7735 | 56262 | High | 0.64 |  |  | 01/17/2023 | 211156078 | 02/23/2023
A.O. Smith Water Products Company | RELIANCE WATER HEATERS | 6-40-PBCS 4*1 | Federally-Regulated Consumer Product | LPG |  | 38 |  | 40000 | True |  |  | False | Gas-fired storage | 67 |  | 78 | 0 | 19108631 | Medium | 0.58 |  |  | 08/23/2022 | 206715130 | 02/23/2023
A.O. Smith Water Products Company | RELIANCE WATER HEATERS | 9-40-UNKRT 5** | Federally-Regulated Consumer Product | Natural gas |  | 38 |  | 40000 | True |  |  | False | Gas-fired storage | 83 |  | 74 | 7735 | 56262 | High | 0.64 |  |  | 01/17/2023 | 211156079 | 02/23/2023
A.O. Smith Water Products Company | RELIANCE WATER HEATERS | 6-30-NORBTR 4** | Federally-Regulated Consumer Product | Natural gas |  | 29 |  | 32000 | True |  |  | False | Gas-fired storage | 62 |  | 74 | 0 | 18471676 | Medium | 0.6 |  |  | 08/23/2022 | 206715300 | 02/23/2023
A.O. Smith Water Products Company | RELIANCE WATER HEATERS | 9-40-PKCS 4*1 | Federally-Regulated Consumer Product | LPG |  | 38 |  | 40000 | True |  |  | False | Gas-fired storage | 67 |  | 78 | 0 | 19108631 | Medium | 0.58 |  |  | 08/23/2022 | 206715131 | 02/23/2023
A.O. Smith Water Products Company | RELIANCE WATER HEATERS | 6-40-YBDS 3** | Federally-Regulated Consumer Product | Natural gas |  | 39 |  | 38000 | True |  |  | False | Gas-fired storage | 64 |  | 75 | 0 | 18471676 | Medium | 0.6 |  |  | 08/23/2022 | 206715041 | 02/23/2023
A.O. Smith Water Products Company | RELIANCE WATER HEATERS | 6-40-NOCT 4** | Federally-Regulated Consumer Product | Natural gas |  | 38 |  | 35500 | True |  |  | False | Gas-fired storage | 65 |  | 80 | 0 | 18784755 | Medium | 0.59 |  |  | 08/23/2022 | 206715096 | 02/23/2023
A.O. Smith Water Products Company | RELIANCE WATER HEATERS | 6-30-NORBSR 4** | Federally-Regulated Consumer Product | Natural gas |  | 29 |  | 32000 | True |  |  | False | Gas-fired storage | 65 |  | 75 | 0 | 18471676 | Medium | 0.6 |  |  | 08/23/2022 | 206715269 | 02/23/2023
A.O. Smith Water Products Company | RELIANCE WATER HEATERS | 10-80-DHPTS 2** | Federally-Regulated Consumer Product | Heat pump |  | 82 |  | 4.5 | True |  | False | False | Electric storage | 95 |  | 430 | 1279 |  | High | 3.88 |  |  | 01/17/2023 | 210605786 | 02/23/2023
A.O. Smith Water Products Company | RELIANCE WATER HEATERS | 6-40-PBRBT 4*1 | Federally-Regulated Consumer Product | LPG |  | 38 |  | 40000 | True |  |  | False | Gas-fired storage | 78 |  | 77 | 0 | 26041188 | High | 0.65 |  |  | 08/23/2022 | 206715189 | 02/23/2023
A.O. Smith Water Products Company | RELIANCE WATER HEATERS | 6-40-NBRBT 4** | Federally-Regulated Consumer Product | Natural gas |  | 38 |  | 40000 | True |  |  | False | Gas-fired storage | 78 |  | 77 | 0 | 26041188 | High | 0.65 |  |  | 08/23/2022 | 206715188 | 02/23/2023
A.O. Smith Water Products Company | RELIANCE WATER HEATERS | 9-40-NKCT 410 | Federally-Regulated Consumer Product | Natural gas |  | 38 |  | 40000 | True |  |  | False | Gas-fired storage | 80 |  | 78 | 7688 | 216626 | High | 0.64 |  |  | 11/10/2022 | 210586314 | 02/23/2023
A.O. Smith Water Products Company | RELIANCE WATER HEATERS | 6-40-HBDS 3*1 | Federally-Regulated Consumer Product | LPG |  | 39 |  | 38000 | True |  |  | False | Gas-fired storage | 64 |  | 75 | 0 | 18471676 | Medium | 0.6 |  |  | 08/23/2022 | 206715042 | 02/23/2023
A.O. Smith Water Products Company | RELIANCE WATER HEATERS | TS-510C-GI 1** | Federally-Regulated Consumer Product | Natural gas |  | 1 |  | 199000 |  |  |  | False | Instantaneous gas-fired |  | 4.7 | 82 | 23 | 20818774 | High | 0.81 |  | 0 | 08/23/2022 | 206703167 | 02/23/2023
A.O. Smith Water Products Company | RELIANCE WATER HEATERS | 9-40-UNKCT 5** | Federally-Regulated Consumer Product | Natural gas |  | 38 |  | 40000 | True |  |  | False | Gas-fired storage | 83 |  | 77 | 7735 | 56262 | High | 0.64 |  |  | 01/17/2023 | 211156075 | 02/23/2023
A.O. Smith Water Products Company | RELIANCE WATER HEATERS | 12-50-UNACT 4** | Federally-Regulated Consumer Product | Natural gas |  | 48 |  | 40000 | True |  |  | False | Gas-fired storage | 84 |  | 77 | 0 | 26448082 | High | 0.64 |  |  | 08/23/2022 | 206715166 | 02/23/2023
A.O. Smith Water Products Company | RELIANCE WATER HEATERS | 6-30-PORBTR 4*1 | Federally-Regulated Consumer Product | LPG |  | 29 |  | 32000 | True |  |  | False | Gas-fired storage | 62 |  | 74 | 0 | 18471676 | Medium | 0.6 |  |  | 08/23/2022 | 206715301 | 02/23/2023
A.O. Smith Water Products Company | RELIANCE WATER HEATERS | TS-540P-LEH 1*1 | Federally-Regulated Consumer Product | LPG |  | 1 |  | 199000 |  |  |  | False | Instantaneous gas-fired |  | 5.8 | 96 | 34 | 17701647 | High | 0.95 |  | 0 | 08/23/2022 | 206703127 | 02/23/2023
A.O. Smith Water Products Company | RELIANCE WATER HEATERS | 9-40-PKCT 411 | Federally-Regulated Consumer Product | LPG |  | 38 |  | 40000 | True |  |  | False | Gas-fired storage | 80 |  | 78 | 7688 | 216626 | High | 0.64 |  |  | 11/10/2022 | 210586316 | 02/23/2023
A.O. Smith Water Products Company | RELIANCE WATER HEATERS | TS-240-LIH 1*1 | Federally-Regulated Consumer Product | LPG |  | 1 |  | 160000 |  |  |  | False | Instantaneous gas-fired |  | 4.7 | 97 | 38 | 17877549 | High | 0.94 |  | 0 | 08/23/2022 | 206703152 | 02/23/2023
A.O. Smith Water Products Company | RELIANCE WATER HEATERS | 6-40-NBCT 410 | Federally-Regulated Consumer Product | Natural gas |  | 38 |  | 40000 | True |  |  | False | Gas-fired storage | 80 |  | 78 | 7688 | 216626 | High | 0.64 |  |  | 11/10/2022 | 210586313 | 02/23/2023
A.O. Smith Water Products Company | RELIANCE WATER HEATERS | GS6-30-OCSR 4*1 | Federally-Regulated Consumer Product | LPG |  | 29 |  | 32000 | True |  |  | False | Gas-fired storage | 55 |  | 75 | 0 | 18471676 | Medium | 0.6 |  |  | 08/23/2022 | 206715292 | 02/23/2023
A.O. Smith Water Products Company | RELIANCE WATER HEATERS | 6-30-NOCSR 4** | Federally-Regulated Consumer Product | Natural gas |  | 29 |  | 32000 | True |  |  | False | Gas-fired storage | 55 |  | 75 | 0 | 18471676 | Medium | 0.6 |  |  | 08/23/2022 | 206715282 | 02/23/2023
A.O. Smith Water Products Company | RELIANCE WATER HEATERS | 12-40-NACS 4** | Federally-Regulated Consumer Product | Natural gas |  | 38 |  | 40000 | True |  |  | False | Gas-fired storage | 67 |  | 78 | 0 | 19108631 | Medium | 0.58 |  |  | 08/23/2022 | 206715127 | 02/23/2023
A.O. Smith Water Products Company | RELIANCE WATER HEATERS | 6-40-NBCT 4** | Federally-Regulated Consumer Product | Natural gas |  | 38 |  | 40000 | True |  |  | False | Gas-fired storage | 80 |  | 78 | 0 | 25646625 | High | 0.66 |  |  | 11/10/2022 | 206715231 | 02/23/2023
A.O. Smith Water Products Company | RELIANCE WATER HEATERS | 3-40-NOCT 4** | Federally-Regulated Consumer Product | Natural gas |  | 38 |  | 35500 | True |  |  | False | Gas-fired storage | 65 |  | 80 | 0 | 18784755 | Medium | 0.59 |  |  | 08/23/2022 | 206715097 | 02/23/2023
A.O. Smith Water Products Company | RELIANCE WATER HEATERS | 12-40-PACT 4*1 | Federally-Regulated Consumer Product | LPG |  | 38 |  | 40000 | True |  |  | False | Gas-fired storage | 80 |  | 78 | 0 | 25646625 | High | 0.66 |  |  | 11/10/2022 | 206715235 | 02/23/2023
A.O. Smith Water Products Company | RELIANCE WATER HEATERS | 12-40-UNACT 5** | Federally-Regulated Consumer Product | Natural gas |  | 38 |  | 40000 | True |  |  | False | Gas-fired storage | 83 |  | 77 | 7735 | 56262 | High | 0.64 |  |  | 01/17/2023 | 211156076 | 02/23/2023
A.O. Smith Water Products Company | RELIANCE WATER HEATERS | 6-40-UNBCT 5** | Federally-Regulated Consumer Product | Natural gas |  | 38 |  | 40000 | True |  |  | False | Gas-fired storage | 83 |  | 77 | 7735 | 56262 | High | 0.64 |  |  | 01/17/2023 | 211156074 | 02/23/2023
A.O. Smith Water Products Company | RELIANCE WATER HEATERS | 9-40-NKCT 4** | Federally-Regulated Consumer Product | Natural gas |  | 38 |  | 40000 | True |  |  | False | Gas-fired storage | 80 |  | 78 | 0 | 25646625 | High | 0.66 |  |  | 11/10/2022 | 206715232 | 02/23/2023
A.O. Smith Water Products Company | RELIANCE WATER HEATERS | 10-66-DHPTS 2** | Federally-Regulated Consumer Product | Heat pump |  | 67 |  | 4.5 | True |  | False | False | Electric storage | 82 |  | 425 | 1233 |  | High | 4.02 |  |  | 01/17/2023 | 210605784 | 02/23/2023
A.O. Smith Water Products Company | RELIANCE WATER HEATERS | 6-30-NOCTR 4** | Federally-Regulated Consumer Product | Natural gas |  | 29 |  | 32000 | True |  |  | False | Gas-fired storage | 62 |  | 73 | 0 | 18471676 | Medium | 0.6 |  |  | 08/23/2022 | 206715316 | 02/23/2023
A.O. Smith Water Products Company | RELIANCE WATER HEATERS | 12-40-NACT 4** | Federally-Regulated Consumer Product | Natural gas |  | 38 |  | 40000 | True |  |  | False | Gas-fired storage | 80 |  | 78 | 0 | 25646625 | High | 0.66 |  |  | 11/10/2022 | 206715233 | 02/23/2023
A.O. Smith Water Products Company | RELIANCE WATER HEATERS | 9-40-NKCS 4** | Federally-Regulated Consumer Product | Natural gas |  | 38 |  | 40000 | True |  |  | False | Gas-fired storage | 67 |  | 78 | 0 | 19108631 | Medium | 0.58 |  |  | 08/23/2022 | 206715129 | 02/23/2023
A.O. Smith Water Products Company | RELIANCE WATER HEATERS | 6-30-POCSR 4*1 | Federally-Regulated Consumer Product | LPG |  | 29 |  | 32000 | True |  |  | False | Gas-fired storage | 55 |  | 75 | 0 | 18471676 | Medium | 0.6 |  |  | 08/23/2022 | 206715291 | 02/23/2023
A.O. Smith Water Products Company | RELIANCE WATER HEATERS | 6-40-POCT 4*1 | Federally-Regulated Consumer Product | LPG |  | 38 |  | 40000 | True |  |  | False | Gas-fired storage | 80 |  | 78 | 0 | 25646625 | High | 0.66 |  |  | 11/10/2022 | 206715236 | 02/23/2023
A.O. Smith Water Products Company | RELIANCE WATER HEATERS | 6-30-PORBSR 4*1 | Federally-Regulated Consumer Product | LPG |  | 29 |  | 32000 | True |  |  | False | Gas-fired storage | 65 |  | 75 | 0 | 18471676 | Medium | 0.6 |  |  | 08/23/2022 | 206715274 | 02/23/2023
A.O. Smith Water Products Company | RELIANCE WATER HEATERS | TS-240-GIH 1** | Federally-Regulated Consumer Product | Natural gas |  | 1 |  | 160000 |  |  |  | False | Instantaneous gas-fired |  | 4.7 | 97 | 38 | 17877549 | High | 0.94 |  | 0 | 08/23/2022 | 206703151 | 02/23/2023
A.O. Smith Water Products Company | RELIANCE WATER HEATERS | TS-510U-I 2** | Federally-Regulated Consumer Product | Natural gas |  | 1 |  | 199000 |  |  |  | False | Instantaneous gas-fired |  | 5 | 84 | 43 | 20750534 | High | 0.81 |  | 0 | 08/23/2022 | 206703160 | 02/23/2023
A.O. Smith Water Products Company | RELIANCE WATER HEATERS | 6-40-NBCS 4** | Federally-Regulated Consumer Product | Natural gas |  | 38 |  | 40000 | True |  |  | False | Gas-fired storage | 67 |  | 78 | 0 | 19108631 | Medium | 0.58 |  |  | 08/23/2022 | 206715128 | 02/23/2023
A.O. Smith Water Products Company | State | GS6-40-BCS 4** | Federally-Regulated Consumer Product | Natural gas |  | 38 |  | 40000 | True |  |  | False | Gas-fired storage | 67 |  | 78 | 0 | 19108631 | Medium | 0.58 |  |  | 08/23/2022 | 206715132 | 02/23/2023
A.O. Smith Water Products Company | State | GS6-30-OCTR 4** | Federally-Regulated Consumer Product | Natural gas |  | 29 |  | 32000 | True |  |  | False | Gas-fired storage | 62 |  | 73 | 0 | 18471676 | Medium | 0.6 |  |  | 08/23/2022 | 206715320 | 02/23/2023
A.O. Smith Water Products Company | State | GSX-40-BCS 4*1 | Federally-Regulated Consumer Product | LPG |  | 38 |  | 40000 | True |  |  | False | Gas-fired storage | 67 |  | 78 | 0 | 19108631 | Medium | 0.58 |  |  | 08/23/2022 | 206715136 | 02/23/2023
A.O. Smith Water Products Company | State | GTS-110U-I 2** | Federally-Regulated Consumer Product | Natural gas |  | 1 |  | 140000 |  |  |  | False | Instantaneous gas-fired |  | 3.5 | 85 | 35 | 13563303 | Medium | 0.81 |  | 0 | 08/23/2022 | 206908499 | 02/23/2023
A.O. Smith Water Products Company | State | GW8-40-BCS 4** | Federally-Regulated Consumer Product | Natural gas |  | 38 |  | 40000 | True |  |  | False | Gas-fired storage | 67 |  | 78 | 0 | 19108631 | Medium | 0.58 |  |  | 08/23/2022 | 206715134 | 02/23/2023
A.O. Smith Water Products Company | State | GS6-40-BCS 4*1 | Federally-Regulated Consumer Product | LPG |  | 38 |  | 40000 | True |  |  | False | Gas-fired storage | 67 |  | 78 | 0 | 19108631 | Medium | 0.58 |  |  | 08/23/2022 | 206715135 | 02/23/2023
A.O. Smith Water Products Company | State | GW8-40-BCS 4*1 | Federally-Regulated Consumer Product | LPG |  | 38 |  | 40000 | True |  |  | False | Gas-fired storage | 67 |  | 78 | 0 | 19108631 | Medium | 0.58 |  |  | 08/23/2022 | 206715137 | 02/23/2023
A.O. Smith Water Products Company | State | GS6-30-OCTR 4*1 | Federally-Regulated Consumer Product | LPG |  | 29 |  | 32000 | True |  |  | False | Gas-fired storage | 62 |  | 73 | 0 | 18471676 | Medium | 0.6 |  |  | 08/23/2022 | 206715321 | 02/23/2023
A.O. Smith Water Products Company | State | GSX-30-OCTR 4** | Federally-Regulated Consumer Product | Natural gas |  | 29 |  | 32000 | True |  |  | False | Gas-fired storage | 62 |  | 73 | 0 | 18471676 | Medium | 0.6 |  |  | 08/23/2022 | 206715323 | 02/23/2023
A.O. Smith Water Products Company | State | GSX-40-BCS 4** | Federally-Regulated Consumer Product | Natural gas |  | 38 |  | 40000 | True |  |  | False | Gas-fired storage | 67 |  | 78 | 0 | 19108631 | Medium | 0.58 |  |  | 08/23/2022 | 206715133 | 02/23/2023
A.O. Smith Water Products Company | A. O. SMITH | XCRX-55 2** | Federally-Regulated Consumer Product | Natural gas |  | 55 |  | 60000 | True |  |  | False | Gas-fired storage | 83 |  | 74 | 0 | 27301246 | High | 0.62 |  |  | 08/23/2022 | 206954645 | 02/23/2023
A.O. Smith Water Products Company | A. O. SMITH | FMDV-50 2** | Federally-Regulated Consumer Product | Natural gas |  | 47 |  | 40000 | True |  |  | True | Gas-fired storage | 67 |  | 77 | 0 | 19443870 | Medium | 0.57 |  |  | 08/23/2022 | 206438831 | 02/23/2023
A.O. Smith Water Products Company | A. O. SMITH | ATI-340HX3-N 1** | Federally-Regulated Consumer Product | Natural gas |  | 1 |  | 180000 |  |  |  | False | Instantaneous gas-fired |  | 5.4 | 97 | 37 | 17691411 | High | 0.95 |  | 0 | 08/23/2022 | 207861927 | 02/23/2023
A.O. Smith Water Products Company | A. O. SMITH | ATO-540HX3-P 1*1 | Federally-Regulated Consumer Product | LPG |  | 1 |  | 199000 |  |  |  | False | Instantaneous gas-fired |  | 5.8 | 96 | 34 | 17701647 | High | 0.95 |  | 0 | 08/23/2022 | 207209456 | 02/23/2023
A.O. Smith Water Products Company | A. O. SMITH | FMHR-40 4** | Federally-Regulated Consumer Product | LPG |  | 38 |  | 35500 | True |  |  | True | Gas-fired storage | 59 |  | 78 | 0 | 19108631 | Medium | 0.58 |  |  | 08/23/2022 | 206438828 | 02/23/2023
A.O. Smith Water Products Company | A. O. SMITH | FMDV-40 2** | Federally-Regulated Consumer Product | Natural gas |  | 38 |  | 32000 | True |  |  | True | Gas-fired storage | 57 |  | 76 | 0 | 18784755 | Medium | 0.59 |  |  | 08/23/2022 | 206438830 | 02/23/2023
A.O. Smith Water Products Company | A. O. SMITH | TK-540X3-NIH 1** | Federally-Regulated Consumer Product | Natural gas |  | 1 |  | 199000 |  |  |  | False | Instantaneous gas-fired |  | 5.8 | 96 | 47 | 18040466 | High | 0.93 |  | 0 | 08/23/2022 | 207209497 | 02/23/2023
A.O. Smith Water Products Company | A. O. SMITH | GCRX-55L 2*1 | Federally-Regulated Consumer Product | LPG |  | 55 |  | 60000 | True |  |  | False | Gas-fired storage | 83 |  | 74 | 0 | 27301246 | High | 0.62 |  |  | 08/23/2022 | 206954649 | 02/23/2023
A.O. Smith Water Products Company | A. O. SMITH | FMDV-50 2** | Federally-Regulated Consumer Product | LPG |  | 47 |  | 40000 | True |  |  | True | Gas-fired storage | 67 |  | 77 | 0 | 19443870 | Medium | 0.57 |  |  | 08/23/2022 | 206438831 | 02/23/2023
A.O. Smith Water Products Company | A. O. SMITH | ATI-540HX3-N 1** | Federally-Regulated Consumer Product | Natural gas |  | 1 |  | 199000 |  |  |  | False | Instantaneous gas-fired |  | 5.8 | 96 | 47 | 18040466 | High | 0.93 |  | 0 | 08/23/2022 | 207209489 | 02/23/2023
A.O. Smith Water Products Company | A. O. SMITH | ACT-199I-N 1** | Federally-Regulated Consumer Product | Natural gas |  | 1 |  | 199000 |  |  |  | False | Instantaneous gas-fired |  | 5.8 | 96 | 47 | 18040466 | High | 0.93 |  | 0 | 08/23/2022 | 208472212 | 02/23/2023
A.O. Smith Water Products Company | A. O. SMITH | GPCC-50L 1** | Federally-Regulated Consumer Product | Natural gas |  | 49 |  | 65000 | False |  |  | False | Gas-fired storage | 118 |  | 92 | 6 | 18787053 | High | 0.9 |  |  | 08/23/2022 | 207471180 | 02/23/2023
A.O. Smith Water Products Company | A. O. SMITH | GCRX-55 2*1 | Federally-Regulated Consumer Product | LPG |  | 55 |  | 60000 | True |  |  | False | Gas-fired storage | 83 |  | 74 | 0 | 27301246 | High | 0.62 |  |  | 08/23/2022 | 206954646 | 02/23/2023
A.O. Smith Water Products Company | A. O. SMITH | FMHR-30 4** | Federally-Regulated Consumer Product | Natural gas |  | 29 |  | 35500 | True |  |  | True | Gas-fired storage | 63 |  | 79 | 0 | 18168862 | Medium | 0.61 |  |  | 08/23/2022 | 206438827 | 02/23/2023
A.O. Smith Water Products Company | A. O. SMITH | G12-CADT4040NV 1** | Federally-Regulated Consumer Product | Natural gas |  | 38 |  | 40000 | True |  |  | False | Gas-fired storage | 82 |  | 75 | 0 | 24892312 | High | 0.68 |  |  | 08/23/2022 | 206350513 | 02/23/2023
A.O. Smith Water Products Company | A. O. SMITH | FMDV-30 2** | Federally-Regulated Consumer Product | Natural gas |  | 29 |  | 30000 | True |  |  | True | Gas-fired storage | 60 |  | 78 | 0 | 18168862 | Medium | 0.61 |  |  | 08/23/2022 | 206438829 | 02/23/2023
A.O. Smith Water Products Company | A. O. SMITH | HWRX-55 2*1 | Federally-Regulated Consumer Product | LPG |  | 55 |  | 60000 | True |  |  | False | Gas-fired storage | 83 |  | 74 | 0 | 27301246 | High | 0.62 |  |  | 08/23/2022 | 206954656 | 02/23/2023
A.O. Smith Water Products Company | A. O. SMITH | GCRX-55L 2** | Federally-Regulated Consumer Product | Natural gas |  | 55 |  | 60000 | True |  |  | False | Gas-fired storage | 83 |  | 74 | 0 | 27301246 | High | 0.62 |  |  | 08/23/2022 | 206954648 | 02/23/2023
A.O. Smith Water Products Company | A. O. SMITH | GT15C-540NI 1** | Federally-Regulated Consumer Product | Natural gas |  | 1 |  | 199000 |  |  |  | False | Instantaneous gas-fired |  | 5.8 | 96 | 47 | 18040466 | High | 0.93 |  | 0 | 08/23/2022 | 207524724 | 02/23/2023
A.O. Smith Water Products Company | A. O. SMITH | ATO-340HX3-N 1** | Federally-Regulated Consumer Product | Natural gas |  | 1 |  | 180000 |  |  |  | False | Instantaneous gas-fired |  | 5.3 | 97 | 23 | 17928729 | High | 0.94 |  | 0 | 08/23/2022 | 207861951 | 02/23/2023
A.O. Smith Water Products Company | A. O. SMITH | HWRX-55L 2*1 | Federally-Regulated Consumer Product | LPG |  | 55 |  | 60000 | True |  |  | False | Gas-fired storage | 83 |  | 74 | 0 | 27301246 | High | 0.62 |  |  | 08/23/2022 | 206954658 | 02/23/2023
A.O. Smith Water Products Company | A. O. SMITH | TK-540X3-PIH 1*1 | Federally-Regulated Consumer Product | LPG |  | 1 |  | 199000 |  |  |  | False | Instantaneous gas-fired |  | 5.8 | 96 | 47 | 18040466 | High | 0.93 |  | 0 | 08/23/2022 | 207209498 | 02/23/2023
A.O. Smith Water Products Company | A. O. SMITH | ATO-540HX3-N 1** | Federally-Regulated Consumer Product | Natural gas |  | 1 |  | 199000 |  |  |  | False | Instantaneous gas-fired |  | 5.8 | 96 | 34 | 17701647 | High | 0.95 |  | 0 | 08/23/2022 | 207209455 | 02/23/2023
A.O. Smith Water Products Company | A. O. SMITH | ATI-340HX3-P 1*1 | Federally-Regulated Consumer Product | LPG |  | 1 |  | 180000 |  |  |  | False | Instantaneous gas-fired |  | 5.4 | 97 | 37 | 17691411 | High | 0.95 |  | 0 | 08/23/2022 | 207861928 | 02/23/2023
A.O. Smith Water Products Company | A. O. SMITH | GC6-PS5065*V 1** | Federally-Regulated Consumer Product | Natural gas |  | 49 |  | 65000 | False |  |  | False | Gas-fired storage | 118 |  | 92 | 6 | 18787053 | High | 0.9 |  |  | 08/23/2022 | 207471179 | 02/23/2023
A.O. Smith Water Products Company | A. O. SMITH | HWRX-55 2** | Federally-Regulated Consumer Product | Natural gas |  | 55 |  | 60000 | True |  |  | False | Gas-fired storage | 83 |  | 74 | 0 | 27301246 | High | 0.62 |  |  | 08/23/2022 | 206954654 | 02/23/2023
A.O. Smith Water Products Company | A. O. SMITH | GPCT-40L 1** | Federally-Regulated Consumer Product | Natural gas |  | 38 |  | 50000 | False |  |  | False | Gas-fired storage | 86 |  | 91 | 3 | 18797289 | High | 0.9 |  |  | 08/23/2022 | 207471140 | 02/23/2023
A.O. Smith Water Products Company | A. O. SMITH | TK-540X3-PEH 1*1 | Federally-Regulated Consumer Product | LPG |  | 1 |  | 199000 |  |  |  | False | Instantaneous gas-fired |  | 5.8 | 96 | 34 | 17701647 | High | 0.95 |  | 0 | 08/23/2022 | 207209463 | 02/23/2023
A.O. Smith Water Products Company | A. O. SMITH | GCRX-55 2** | Federally-Regulated Consumer Product | Natural gas |  | 55 |  | 60000 | True |  |  | False | Gas-fired storage | 83 |  | 74 | 0 | 27301246 | High | 0.62 |  |  | 08/23/2022 | 206954554 | 02/23/2023
A.O. Smith Water Products Company | A. O. SMITH | XCRX-55L 2** | Federally-Regulated Consumer Product | Natural gas |  | 55 |  | 60000 | True |  |  | False | Gas-fired storage | 83 |  | 74 | 0 | 27301246 | High | 0.62 |  |  | 08/23/2022 | 206954659 | 02/23/2023
A.O. Smith Water Products Company | A. O. SMITH | XCRX-55 2*1 | Federally-Regulated Consumer Product | LPG |  | 55 |  | 60000 | True |  |  | False | Gas-fired storage | 83 |  | 74 | 0 | 27301246 | High | 0.62 |  |  | 08/23/2022 | 206954653 | 02/23/2023
A.O. Smith Water Products Company | A. O. SMITH | GC6-PS4050*V 1** | Federally-Regulated Consumer Product | Natural gas |  | 38 |  | 50000 | False |  |  | False | Gas-fired storage | 86 |  | 91 | 3 | 18797289 | High | 0.9 |  |  | 08/23/2022 | 207471174 | 02/23/2023
A.O. Smith Water Products Company | A. O. SMITH | ATO-240HX3-P 1*1 | Federally-Regulated Consumer Product | LPG |  | 1 |  | 160000 |  |  |  | False | Instantaneous gas-fired |  | 4.7 | 96 | 23 | 17739179 | High | 0.95 |  | 0 | 08/23/2022 | 207861940 | 02/23/2023
A.O. Smith Water Products Company | A. O. SMITH | ATO-240HX3-N 1** | Federally-Regulated Consumer Product | Natural gas |  | 1 |  | 160000 |  |  |  | False | Instantaneous gas-fired |  | 4.7 | 96 | 23 | 17739179 | High | 0.95 |  | 0 | 08/23/2022 | 207861939 | 02/23/2023
A.O. Smith Water Products Company | A. O. SMITH | BT-60 2*1 | Federally-Regulated Consumer Product | LPG |  | 55 |  | 60000 | True |  |  | False | Gas-fired storage | 83 |  | 74 | 0 | 27301246 | High | 0.62 |  |  | 08/23/2022 | 206954651 | 02/23/2023
A.O. Smith Water Products Company | A. O. SMITH | BT-60 2** | Federally-Regulated Consumer Product | Natural gas |  | 55 |  | 60000 | True |  |  | False | Gas-fired storage | 83 |  | 74 | 0 | 27301246 | High | 0.62 |  |  | 08/23/2022 | 206954650 | 02/23/2023
A.O. Smith Water Products Company | A. O. SMITH | G12-CADT5040NV 1** | Federally-Regulated Consumer Product | Natural gas |  | 48 |  | 40000 | True |  |  | False | Gas-fired storage | 75 |  | 75 | 249 | 24042724 | High | 0.68 |  |  | 08/23/2022 | 206350514 | 02/23/2023
A.O. Smith Water Products Company | A. O. SMITH | GPCC-40L 1** | Federally-Regulated Consumer Product | Natural gas |  | 38 |  | 50000 | False |  |  | False | Gas-fired storage | 86 |  | 91 | 3 | 18797289 | High | 0.9 |  |  | 08/23/2022 | 207471175 | 02/23/2023
A.O. Smith Water Products Company | A. O. SMITH | ATO-340HX3-P 1*1 | Federally-Regulated Consumer Product | LPG |  | 1 |  | 180000 |  |  |  | False | Instantaneous gas-fired |  | 5.3 | 97 | 23 | 17928729 | High | 0.94 |  | 0 | 08/23/2022 | 207861952 | 02/23/2023
A.O. Smith Water Products Company | A. O. SMITH | FMHR-30 4** | Federally-Regulated Consumer Product | LPG |  | 29 |  | 35500 | True |  |  | True | Gas-fired storage | 63 |  | 79 | 0 | 18168862 | Medium | 0.61 |  |  | 08/23/2022 | 206438827 | 02/23/2023
A.O. Smith Water Products Company | A. O. SMITH | FMDV-40 2** | Federally-Regulated Consumer Product | LPG |  | 38 |  | 32000 | True |  |  | True | Gas-fired storage | 57 |  | 76 | 0 | 18784755 | Medium | 0.59 |  |  | 08/23/2022 | 206438830 | 02/23/2023
A.O. Smith Water Products Company | A. O. SMITH | HWRX-55L 2** | Federally-Regulated Consumer Product | Natural gas |  | 55 |  | 60000 | True |  |  | False | Gas-fired storage | 83 |  | 74 | 0 | 27301246 | High | 0.62 |  |  | 08/23/2022 | 206954655 | 02/23/2023
A.O. Smith Water Products Company | A. O. SMITH | FMDV-30 2** | Federally-Regulated Consumer Product | LPG |  | 29 |  | 30000 | True |  |  | True | Gas-fired storage | 60 |  | 78 | 0 | 18168862 | Medium | 0.61 |  |  | 08/23/2022 | 206438829 | 02/23/2023
A.O. Smith Water Products Company | A. O. SMITH | TK-540X3-NEH 1** | Federally-Regulated Consumer Product | Natural gas |  | 1 |  | 199000 |  |  |  | False | Instantaneous gas-fired |  | 5.8 | 96 | 34 | 17701647 | High | 0.95 |  | 0 | 08/23/2022 | 207209462 | 02/23/2023
A.O. Smith Water Products Company | A. O. SMITH | ATI-240HX3-N 1** | Federally-Regulated Consumer Product | Natural gas |  | 1 |  | 160000 |  |  |  | False | Instantaneous gas-fired |  | 4.7 | 97 | 38 | 17877549 | High | 0.94 |  | 0 | 08/23/2022 | 207861915 | 02/23/2023
A.O. Smith Water Products Company | A. O. SMITH | ATI-540HX3-P 1*1 | Federally-Regulated Consumer Product | LPG |  | 1 |  | 199000 |  |  |  | False | Instantaneous gas-fired |  | 5.8 | 96 | 47 | 18040466 | High | 0.93 |  | 0 | 08/23/2022 | 207209490 | 02/23/2023
A.O. Smith Water Products Company | A. O. SMITH | ATI-240HX3-P 1*1 | Federally-Regulated Consumer Product | LPG |  | 1 |  | 160000 |  |  |  | False | Instantaneous gas-fired |  | 4.7 | 97 | 38 | 17877549 | High | 0.94 |  | 0 | 08/23/2022 | 207861916 | 02/23/2023
A.O. Smith Water Products Company | A. O. SMITH | FMHR-40 4** | Federally-Regulated Consumer Product | Natural gas |  | 38 |  | 35500 | True |  |  | True | Gas-fired storage | 59 |  | 78 | 0 | 19108631 | Medium | 0.58 |  |  | 08/23/2022 | 206438828 | 02/23/2023
A.O. Smith Water Products Company | A. O. SMITH | GPDNL-40 1** | Federally-Regulated Consumer Product | Natural gas |  | 38 |  | 40000 | True |  |  | False | Gas-fired storage | 75 |  | 77 | 78 | 23914968 | High | 0.7 |  |  | 08/23/2022 | 206860541 | 02/23/2023
A.O. Smith Water Products Company | A. O. SMITH | UPDVG62-50T40 1** | Federally-Regulated Consumer Product | Natural gas |  | 48 |  | 40000 | True |  |  | False | Gas-fired storage | 75 |  | 79 | 74 | 23928616 | High | 0.7 |  |  | 08/23/2022 | 206860756 | 02/23/2023
A.O. Smith Water Products Company | A. O. SMITH | GPDNT-50 1** | Federally-Regulated Consumer Product | Natural gas |  | 48 |  | 40000 | True |  |  | False | Gas-fired storage | 75 |  | 79 | 74 | 23928616 | High | 0.7 |  |  | 08/23/2022 | 206860692 | 02/23/2023
A.O. Smith Water Products Company | A. O. SMITH | GPCX-50L 1** | Federally-Regulated Consumer Product | Natural gas |  | 49 |  | 65000 | False |  |  | False | Gas-fired storage | 118 |  | 92 | 6 | 18787053 | High | 0.9 |  |  | 08/23/2022 | 207471141 | 02/23/2023
A.O. Smith Water Products Company | A. O. SMITH | G6-MH4035NVR 4** | Federally-Regulated Consumer Product | Natural gas |  | 38 |  | 35500 | True |  |  | True | Gas-fired storage | 59 |  | 78 | 0 | 19108631 | Medium | 0.58 |  |  | 08/23/2022 | 206438837 | 02/23/2023
A.O. Smith Water Products Company | A. O. SMITH | G6-MH4035NVR 4** | Federally-Regulated Consumer Product | LPG |  | 38 |  | 35500 | True |  |  | True | Gas-fired storage | 59 |  | 78 | 0 | 19108631 | Medium | 0.58 |  |  | 08/23/2022 | 206438837 | 02/23/2023
A.O. Smith Water Products Company | GSW WATER HEATERS | G650S62N-PV-ES2 2** | Federally-Regulated Consumer Product | Natural gas |  | 50 |  | 62000 | True |  |  | False | Gas-fired storage | 119 |  | 82 | 26 | 23098647 | High | 0.73 |  |  | 08/23/2022 | 207616332 | 02/23/2023
A.O. Smith Water Products Company | GSW WATER HEATERS | G850S58N-PDV-ES2 3** | Federally-Regulated Consumer Product | Natural gas |  | 48 |  | 62000 | True |  |  | False | Gas-fired storage | 118 |  | 82 | 54 | 23003111 | High | 0.73 |  |  | 08/23/2022 | 207616303 | 02/23/2023
A.O. Smith Water Products Company | GSW WATER HEATERS | GSWT-540H-N 1** | Federally-Regulated Consumer Product | Natural gas |  | 1 |  | 199000 |  |  |  | False | Instantaneous gas-fired |  | 5.8 | 96 | 47 | 18040466 | High | 0.93 |  | 0 | 08/23/2022 | 207094235 | 02/23/2023
A.O. Smith Water Products Company | GSW WATER HEATERS | G640T50P-PV-ES2 2*1 | Federally-Regulated Consumer Product | LPG |  | 38 |  | 50000 | True |  |  | False | Gas-fired storage | 87 |  | 78 | 34 | 24065096 | High | 0.7 |  |  | 08/23/2022 | 207616321 | 02/23/2023
A.O. Smith Water Products Company | GSW WATER HEATERS | G850S45N-PDV-ES2 3** | Federally-Regulated Consumer Product | Natural gas |  | 48 |  | 45000 | True |  |  | False | Gas-fired storage | 79 |  | 79 | 68 | 23277390 | High | 0.72 |  |  | 08/23/2022 | 207616293 | 02/23/2023
A.O. Smith Water Products Company | GSW WATER HEATERS | G650T50P-PV-ES2 2*1 | Federally-Regulated Consumer Product | LPG |  | 48 |  | 50000 | True |  |  | False | Gas-fired storage | 97 |  | 81 | 35 | 23389986 | High | 0.72 |  |  | 08/23/2022 | 207616325 | 02/23/2023
A.O. Smith Water Products Company | GSW WATER HEATERS | G640S40P-PV-ES2 2*1 | Federally-Regulated Consumer Product | LPG |  | 38 |  | 40000 | True |  |  | False | Gas-fired storage | 73 |  | 79 | 30 | 16439440 | Medium | 0.67 |  |  | 08/23/2022 | 207616307 | 02/23/2023
A.O. Smith Water Products Company | GSW WATER HEATERS | G650T50N-PV-ES2 2** | Federally-Regulated Consumer Product | Natural gas |  | 48 |  | 50000 | True |  |  | False | Gas-fired storage | 97 |  | 81 | 35 | 23389986 | High | 0.72 |  |  | 08/23/2022 | 207616324 | 02/23/2023
A.O. Smith Water Products Company | GSW WATER HEATERS | GSWT-540P-P 1*1 | Federally-Regulated Consumer Product | LPG |  | 1 |  | 199000 |  |  |  | False | Instantaneous gas-fired |  | 5.8 | 96 | 47 | 18040466 | High | 0.93 |  | 0 | 08/23/2022 | 207094238 | 02/23/2023
A.O. Smith Water Products Company | GSW WATER HEATERS | G640T50N-PV-ES2 2** | Federally-Regulated Consumer Product | Natural gas |  | 38 |  | 50000 | True |  |  | False | Gas-fired storage | 87 |  | 78 | 34 | 24065096 | High | 0.7 |  |  | 08/23/2022 | 207616320 | 02/23/2023
A.O. Smith Water Products Company | GSW WATER HEATERS | G650S58N-PDV-ES2 3** | Federally-Regulated Consumer Product | Natural gas |  | 48 |  | 62000 | True |  |  | False | Gas-fired storage | 118 |  | 82 | 54 | 23003111 | High | 0.73 |  |  | 08/23/2022 | 207616301 | 02/23/2023
A.O. Smith Water Products Company | GSW WATER HEATERS | G650S45P-PDV-ES2 3*1 | Federally-Regulated Consumer Product | LPG |  | 48 |  | 45000 | True |  |  | False | Gas-fired storage | 79 |  | 79 | 68 | 23277390 | High | 0.72 |  |  | 08/23/2022 | 207616292 | 02/23/2023
A.O. Smith Water Products Company | GSW WATER HEATERS | G650S40P-PV-ES2 2*1 | Federally-Regulated Consumer Product | LPG |  | 49 |  | 40000 | True |  |  | False | Gas-fired storage | 79 |  | 80 | 40 | 23372926 | High | 0.72 |  |  | 08/23/2022 | 207616316 | 02/23/2023
A.O. Smith Water Products Company | GSW WATER HEATERS | GSWT-240H-N 1** | Federally-Regulated Consumer Product | Natural gas |  | 1 |  | 160000 |  |  |  | False | Instantaneous gas-fired |  | 4.7 | 97 | 38 | 17877549 | High | 0.94 |  | 0 | 08/23/2022 | 207094243 | 02/23/2023
A.O. Smith Water Products Company | GSW WATER HEATERS | G650S40N-PV-ES2 2** | Federally-Regulated Consumer Product | Natural gas |  | 49 |  | 40000 | True |  |  | False | Gas-fired storage | 79 |  | 80 | 40 | 23372926 | High | 0.72 |  |  | 08/23/2022 | 207616315 | 02/23/2023
A.O. Smith Water Products Company | GSW WATER HEATERS | G650S45N-PDV-ES2 3** | Federally-Regulated Consumer Product | Natural gas |  | 48 |  | 45000 | True |  |  | False | Gas-fired storage | 79 |  | 79 | 68 | 23277390 | High | 0.72 |  |  | 08/23/2022 | 207616291 | 02/23/2023
A.O. Smith Water Products Company | GSW WATER HEATERS | G840S40N-PV-ES2 2** | Federally-Regulated Consumer Product | Natural gas |  | 38 |  | 40000 | True |  |  | False | Gas-fired storage | 73 |  | 79 | 30 | 16439440 | Medium | 0.67 |  |  | 08/23/2022 | 207616308 | 02/23/2023
A.O. Smith Water Products Company | GSW WATER HEATERS | G850S40N-PV-ES2 2** | Federally-Regulated Consumer Product | Natural gas |  | 49 |  | 40000 | True |  |  | False | Gas-fired storage | 79 |  | 80 | 40 | 23372926 | High | 0.72 |  |  | 08/23/2022 | 207616317 | 02/23/2023
A.O. Smith Water Products Company | GSW WATER HEATERS | G650S58P-PDV-ES2 3*1 | Federally-Regulated Consumer Product | LPG |  | 48 |  | 62000 | True |  |  | False | Gas-fired storage | 118 |  | 82 | 54 | 23003111 | High | 0.73 |  |  | 08/23/2022 | 207616302 | 02/23/2023
A.O. Smith Water Products Company | GSW WATER HEATERS | G650S62P-PV-ES2 2*1 | Federally-Regulated Consumer Product | LPG |  | 50 |  | 62000 | True |  |  | False | Gas-fired storage | 119 |  | 82 | 26 | 23098647 | High | 0.73 |  |  | 08/23/2022 | 207616333 | 02/23/2023
A.O. Smith Water Products Company | GSW WATER HEATERS | G640S40N-PV-ES2 2** | Federally-Regulated Consumer Product | Natural gas |  | 38 |  | 40000 | True |  |  | False | Gas-fired storage | 73 |  | 79 | 30 | 16439440 | Medium | 0.67 |  |  | 08/23/2022 | 207616306 | 02/23/2023
A.O. Smith Water Products Company | GSW WATER HEATERS | GSWT-240H-P 1*1 | Federally-Regulated Consumer Product | LPG |  | 1 |  | 160000 |  |  |  | False | Instantaneous gas-fired |  | 4.7 | 97 | 38 | 17877549 | High | 0.94 |  | 0 | 08/23/2022 | 207094244 | 02/23/2023
A.O. Smith Water Products Company | GSW WATER HEATERS | G640S40N-PDV-ES2 3** | Federally-Regulated Consumer Product | Natural gas |  | 38 |  | 40000 | True |  |  | False | Gas-fired storage | 74 |  | 79 | 58 | 16100642 | Medium | 0.68 |  |  | 08/23/2022 | 207616296 | 02/23/2023
A.O. Smith Water Products Company | GSW WATER HEATERS | GSWT-340H-N 1** | Federally-Regulated Consumer Product | Natural gas |  | 1 |  | 180000 |  |  |  | False | Instantaneous gas-fired |  | 5.4 | 97 | 37 | 17691411 | High | 0.95 |  | 0 | 08/23/2022 | 207094248 | 02/23/2023
A.O. Smith Water Products Company | GSW WATER HEATERS | G840S40N-PDV-ES2 3** | Federally-Regulated Consumer Product | Natural gas |  | 38 |  | 40000 | True |  |  | False | Gas-fired storage | 74 |  | 79 | 58 | 16100642 | Medium | 0.68 |  |  | 08/23/2022 | 207616298 | 02/23/2023
A.O. Smith Water Products Company | GSW WATER HEATERS | G850S62N-PV-ES2 2** | Federally-Regulated Consumer Product | Natural gas |  | 50 |  | 62000 | True |  |  | False | Gas-fired storage | 119 |  | 82 | 26 | 23098647 | High | 0.73 |  |  | 08/23/2022 | 207616334 | 02/23/2023
A.O. Smith Water Products Company | GSW WATER HEATERS | G640S40P-PDV-ES2 3*1 | Federally-Regulated Consumer Product | LPG |  | 38 |  | 40000 | True |  |  | False | Gas-fired storage | 74 |  | 79 | 58 | 16100642 | Medium | 0.68 |  |  | 08/23/2022 | 207616297 | 02/23/2023
A.O. Smith Water Products Company | GSW WATER HEATERS | GSWT-540P-N 1** | Federally-Regulated Consumer Product | Natural gas |  | 1 |  | 199000 |  |  |  | False | Instantaneous gas-fired |  | 5.8 | 96 | 47 | 18040466 | High | 0.93 |  | 0 | 08/23/2022 | 207094237 | 02/23/2023
A.O. Smith Water Products Company | GSW WATER HEATERS | GSWT-540H-P 1*1 | Federally-Regulated Consumer Product | LPG |  | 1 |  | 199000 |  |  |  | False | Instantaneous gas-fired |  | 5.8 | 96 | 47 | 18040466 | High | 0.93 |  | 0 | 08/23/2022 | 207094236 | 02/23/2023
A.O. Smith Water Products Company | GSW WATER HEATERS | GSWT-340H-P 1*1 | Federally-Regulated Consumer Product | LPG |  | 1 |  | 180000 |  |  |  | False | Instantaneous gas-fired |  | 5.4 | 97 | 37 | 17691411 | High | 0.95 |  | 0 | 08/23/2022 | 207094249 | 02/23/2023
A.O. Smith Water Products Company | A. O. SMITH | HPVX 50L 2** | Federally-Regulated Consumer Product | Natural gas |  | 50 |  | 62000 | True |  |  | False | Gas-fired storage | 119 |  | 82 | 26 | 23098647 | High | 0.73 |  |  | 08/23/2022 | 207616330 | 02/23/2023
A.O. Smith Water Products Company | A. O. SMITH | HPVX 50L 2*1 | Federally-Regulated Consumer Product | LPG |  | 50 |  | 62000 | True |  |  | False | Gas-fired storage | 119 |  | 82 | 26 | 23098647 | High | 0.73 |  |  | 08/23/2022 | 207616331 | 02/23/2023
A.O. Smith Water Products Company | A. O. SMITH | HPVL 50 2** | Federally-Regulated Consumer Product | Natural gas |  | 49 |  | 40000 | True |  |  | False | Gas-fired storage | 79 |  | 80 | 40 | 23372926 | High | 0.72 |  |  | 08/23/2022 | 207616313 | 02/23/2023
A.O. Smith Water Products Company | A. O. SMITH | HPVL 50 2*1 | Federally-Regulated Consumer Product | LPG |  | 49 |  | 40000 | True |  |  | False | Gas-fired storage | 79 |  | 80 | 40 | 23372926 | High | 0.72 |  |  | 08/23/2022 | 207616314 | 02/23/2023
A.O. Smith Water Products Company | U.S. Craftmaster | LG2F4040TR 4*1 | Federally-Regulated Consumer Product | LPG |  | 38 |  | 40000 | True |  |  | False | Gas-fired storage | 80 |  | 78 | 0 | 25646625 | High | 0.66 |  |  | 11/10/2022 | 206715246 | 02/23/2023
A.O. Smith Water Products Company | U.S. Craftmaster | GTU-540P-PIH 1*1 | Federally-Regulated Consumer Product | LPG |  | 1 |  | 199000 |  |  |  | False | Instantaneous gas-fired |  | 5.8 | 96 | 47 | 18040466 | High | 0.93 |  | 0 | 08/23/2022 | 206703099 | 02/23/2023
A.O. Smith Water Products Company | U.S. Craftmaster | NG2F4035TR 4** | Federally-Regulated Consumer Product | Natural gas |  | 38 |  | 35500 | True |  |  | False | Gas-fired storage | 65 |  | 80 | 0 | 18784755 | Medium | 0.59 |  |  | 08/23/2022 | 206715102 | 02/23/2023
A.O. Smith Water Products Company | U.S. Craftmaster | NG2F4040S 2** | Federally-Regulated Consumer Product | Natural gas |  | 38 |  | 40000 | True |  |  | False | Gas-fired storage | 70 |  | 74 | 0 | 19108631 | Medium | 0.58 |  |  | 08/23/2022 | 206715173 | 02/23/2023
A.O. Smith Water Products Company | U.S. Craftmaster | NG2F3032SR 4** | Federally-Regulated Consumer Product | Natural gas |  | 29 |  | 32000 | True |  |  | False | Gas-fired storage | 55 |  | 75 | 0 | 18471676 | Medium | 0.6 |  |  | 08/23/2022 | 206715286 | 02/23/2023
A.O. Smith Water Products Company | U.S. Craftmaster | GTU-110U-I 2** | Federally-Regulated Consumer Product | Natural gas |  | 1 |  | 140000 |  |  |  | False | Instantaneous gas-fired |  | 3.5 | 85 | 35 | 13563303 | Medium | 0.81 |  | 0 | 08/23/2022 | 206908500 | 02/23/2023
A.O. Smith Water Products Company | U.S. Craftmaster | LG2H4040TR 4*1 | Federally-Regulated Consumer Product | LPG |  | 38 |  | 40000 | True |  |  | False | Gas-fired storage | 80 |  | 78 | 0 | 25646625 | High | 0.66 |  |  | 11/10/2022 | 206715247 | 02/23/2023
A.O. Smith Water Products Company | U.S. Craftmaster | GTU-240-NIH 1** | Federally-Regulated Consumer Product | Natural gas |  | 1 |  | 160000 |  |  |  | False | Instantaneous gas-fired |  | 4.7 | 97 | 38 | 17877549 | High | 0.94 |  | 0 | 08/23/2022 | 206703155 | 02/23/2023
A.O. Smith Water Products Company | U.S. Craftmaster | GTU-510U-I 2** | Federally-Regulated Consumer Product | Natural gas |  | 1 |  | 199000 |  |  |  | False | Instantaneous gas-fired |  | 5 | 84 | 43 | 20750534 | High | 0.81 |  | 0 | 08/23/2022 | 206703162 | 02/23/2023
A.O. Smith Water Products Company | U.S. Craftmaster | LG2F4040TR 411 | Federally-Regulated Consumer Product | LPG |  | 38 |  | 40000 | True |  |  | False | Gas-fired storage | 80 |  | 78 | 7688 | 216626 | High | 0.64 |  |  | 11/10/2022 | 210586328 | 02/23/2023
A.O. Smith Water Products Company | U.S. Craftmaster | GTU-510C-NI 1** | Federally-Regulated Consumer Product | Natural gas |  | 1 |  | 199000 |  |  |  | False | Instantaneous gas-fired |  | 4.7 | 82 | 23 | 20818774 | High | 0.81 |  | 0 | 08/23/2022 | 206703169 | 02/23/2023
A.O. Smith Water Products Company | U.S. Craftmaster | GTU-540P-PEH 1*1 | Federally-Regulated Consumer Product | LPG |  | 1 |  | 199000 |  |  |  | False | Instantaneous gas-fired |  | 5.8 | 96 | 34 | 17701647 | High | 0.95 |  | 0 | 08/23/2022 | 206703137 | 02/23/2023
A.O. Smith Water Products Company | U.S. Craftmaster | GTU-110U-E 2** | Federally-Regulated Consumer Product | Natural gas |  | 1 |  | 140000 |  |  |  | False | Instantaneous gas-fired |  | 3.5 | 83 | 25 | 13597423 | Medium | 0.81 |  | 0 | 08/23/2022 | 206908493 | 02/23/2023
A.O. Smith Water Products Company | U.S. Craftmaster | GTU-310U-I 2** | Federally-Regulated Consumer Product | Natural gas |  | 1 |  | 190000 |  |  |  | False | Instantaneous gas-fired |  | 4.7 | 84 | 33 | 20784654 | High | 0.81 |  | 0 | 08/23/2022 | 206908515 | 02/23/2023
A.O. Smith Water Products Company | U.S. Craftmaster | GTU-540-PEH 1*1 | Federally-Regulated Consumer Product | LPG |  | 1 |  | 199000 |  |  |  | False | Instantaneous gas-fired |  | 5.8 | 96 | 34 | 17701647 | High | 0.95 |  | 0 | 08/23/2022 | 206703136 | 02/23/2023
A.O. Smith Water Products Company | U.S. Craftmaster | LG2F3032TR 4*1 | Federally-Regulated Consumer Product | LPG |  | 29 |  | 32000 | True |  |  | False | Gas-fired storage | 62 |  | 73 | 0 | 18471676 | Medium | 0.6 |  |  | 08/23/2022 | 206715325 | 02/23/2023
A.O. Smith Water Products Company | U.S. Craftmaster | GTU-540P-NIH 1** | Federally-Regulated Consumer Product | Natural gas |  | 1 |  | 199000 |  |  |  | False | Instantaneous gas-fired |  | 5.8 | 96 | 47 | 18040466 | High | 0.93 |  | 0 | 08/23/2022 | 206703098 | 02/23/2023
A.O. Smith Water Products Company | U.S. Craftmaster | LG2H4040TR 411 | Federally-Regulated Consumer Product | LPG |  | 38 |  | 40000 | True |  |  | False | Gas-fired storage | 80 |  | 78 | 7688 | 216626 | High | 0.64 |  |  | 11/10/2022 | 210586329 | 02/23/2023
A.O. Smith Water Products Company | U.S. Craftmaster | GTU-540-PIH 1*1 | Federally-Regulated Consumer Product | LPG |  | 1 |  | 199000 |  |  |  | False | Instantaneous gas-fired |  | 5.8 | 96 | 47 | 18040466 | High | 0.93 |  | 0 | 08/23/2022 | 207524726 | 02/23/2023
A.O. Smith Water Products Company | U.S. Craftmaster | GTU-540P-NEH 1** | Federally-Regulated Consumer Product | Natural gas |  | 1 |  | 199000 |  |  |  | False | Instantaneous gas-fired |  | 5.8 | 96 | 34 | 17701647 | High | 0.95 |  | 0 | 08/23/2022 | 206703135 | 02/23/2023
A.O. Smith Water Products Company | U.S. Craftmaster | NG1F3032SBR 4** | Federally-Regulated Consumer Product | Natural gas |  | 29 |  | 32000 | True |  |  | False | Gas-fired storage | 65 |  | 75 | 0 | 18471676 | Medium | 0.6 |  |  | 08/23/2022 | 206715271 | 02/23/2023
A.O. Smith Water Products Company | U.S. Craftmaster | NG2F4040SR 4** | Federally-Regulated Consumer Product | Natural gas |  | 38 |  | 40000 | True |  |  | False | Gas-fired storage | 67 |  | 78 | 0 | 19108631 | Medium | 0.58 |  |  | 08/23/2022 | 206715138 | 02/23/2023
A.O. Smith Water Products Company | U.S. Craftmaster | MHG2F3035TR 4** | Federally-Regulated Consumer Product | LPG |  | 29 |  | 35500 | True |  |  | True | Gas-fired storage | 63 |  | 79 | 0 | 18168862 | Medium | 0.61 |  |  | 08/23/2022 | 206438859 | 02/23/2023
A.O. Smith Water Products Company | U.S. Craftmaster | NG2F3032TR 4** | Federally-Regulated Consumer Product | Natural gas |  | 29 |  | 32000 | True |  |  | False | Gas-fired storage | 62 |  | 73 | 0 | 18471676 | Medium | 0.6 |  |  | 08/23/2022 | 206715324 | 02/23/2023
A.O. Smith Water Products Company | U.S. Craftmaster | 40T3-35NGR 4** | Federally-Regulated Consumer Product | Natural gas |  | 38 |  | 35500 | True |  |  | False | Gas-fired storage | 65 |  | 80 | 0 | 18784755 | Medium | 0.59 |  |  | 08/23/2022 | 206715100 | 02/23/2023
A.O. Smith Water Products Company | U.S. Craftmaster | NG2C4035TR 4** | Federally-Regulated Consumer Product | Natural gas |  | 38 |  | 35500 | True |  |  | False | Gas-fired storage | 65 |  | 80 | 0 | 18784755 | Medium | 0.59 |  |  | 08/23/2022 | 206715101 | 02/23/2023
A.O. Smith Water Products Company | U.S. Craftmaster | GTU-540-NIH 1** | Federally-Regulated Consumer Product | Natural gas |  | 1 |  | 199000 |  |  |  | False | Instantaneous gas-fired |  | 5.8 | 96 | 47 | 18040466 | High | 0.93 |  | 0 | 08/23/2022 | 207524725 | 02/23/2023
A.O. Smith Water Products Company | U.S. Craftmaster | LG2F3032SR 4*1 | Federally-Regulated Consumer Product | LPG |  | 29 |  | 32000 | True |  |  | False | Gas-fired storage | 55 |  | 75 | 0 | 18471676 | Medium | 0.6 |  |  | 08/23/2022 | 206715293 | 02/23/2023
A.O. Smith Water Products Company | U.S. Craftmaster | GTU-510U-E 2** | Federally-Regulated Consumer Product | Natural gas |  | 1 |  | 199000 |  |  |  | False | Instantaneous gas-fired |  | 5 | 84 | 33 | 20784654 | High | 0.81 |  | 0 | 08/23/2022 | 206908523 | 02/23/2023
A.O. Smith Water Products Company | U.S. Craftmaster | NG2F5040T 2** | Federally-Regulated Consumer Product | Natural gas |  | 48 |  | 40000 | True |  |  | False | Gas-fired storage | 81 |  | 80 | 0 | 26448082 | High | 0.64 |  |  | 08/23/2022 | 206715153 | 02/23/2023
A.O. Smith Water Products Company | U.S. Craftmaster | GTU-240-PIH 1*1 | Federally-Regulated Consumer Product | LPG |  | 1 |  | 160000 |  |  |  | False | Instantaneous gas-fired |  | 4.7 | 97 | 38 | 17877549 | High | 0.94 |  | 0 | 08/23/2022 | 206703156 | 02/23/2023
A.O. Smith Water Products Company | U.S. Craftmaster | GTU-540-NEH 1** | Federally-Regulated Consumer Product | Natural gas |  | 1 |  | 199000 |  |  |  | False | Instantaneous gas-fired |  | 5.8 | 96 | 34 | 17701647 | High | 0.95 |  | 0 | 08/23/2022 | 206703134 | 02/23/2023
A.O. Smith Water Products Company | U.S. Craftmaster | LG2F4040SR 4*1 | Federally-Regulated Consumer Product | LPG |  | 38 |  | 40000 | True |  |  | False | Gas-fired storage | 67 |  | 78 | 0 | 19108631 | Medium | 0.58 |  |  | 08/23/2022 | 206715139 | 02/23/2023
A.O. Smith Water Products Company | U.S. Craftmaster | LG1F4040TB 4*1 | Federally-Regulated Consumer Product | LPG |  | 38 |  | 40000 | True |  |  | False | Gas-fired storage | 78 |  | 77 | 0 | 26041188 | High | 0.65 |  |  | 08/23/2022 | 206715193 | 02/23/2023
A.O. Smith Water Products Company | U.S. Craftmaster | LG1F3032SBR 4*1 | Federally-Regulated Consumer Product | LPG |  | 29 |  | 32000 | True |  |  | False | Gas-fired storage | 65 |  | 75 | 0 | 18471676 | Medium | 0.6 |  |  | 08/23/2022 | 206715276 | 02/23/2023
A.O. Smith Water Products Company | U.S. Craftmaster | GTU-310C-NI 1** | Federally-Regulated Consumer Product | Natural gas |  | 1 |  | 190000 |  |  |  | False | Instantaneous gas-fired |  | 4.6 | 85 | 24 | 20815362 | High | 0.81 |  | 0 | 08/23/2022 | 206703176 | 02/23/2023
A.O. Smith Water Products Company | U.S. Craftmaster | NG2F4040T 2** | Federally-Regulated Consumer Product | Natural gas |  | 38 |  | 40000 | True |  |  | False | Gas-fired storage | 80 |  | 74 | 0 | 26448082 | High | 0.64 |  |  | 08/23/2022 | 206715259 | 02/23/2023
A.O. Smith Water Products Company | U.S. Craftmaster | MHG2F3035TR 4** | Federally-Regulated Consumer Product | Natural gas |  | 29 |  | 35500 | True |  |  | True | Gas-fired storage | 63 |  | 79 | 0 | 18168862 | Medium | 0.61 |  |  | 08/23/2022 | 206438859 | 02/23/2023
A.O. Smith Water Products Company | U.S. Craftmaster | NG1F4040TB 4** | Federally-Regulated Consumer Product | Natural gas |  | 38 |  | 40000 | True |  |  | False | Gas-fired storage | 78 |  | 77 | 0 | 26041188 | High | 0.65 |  |  | 08/23/2022 | 206715192 | 02/23/2023
A.O. Smith Water Products Company | U.S. Craftmaster | GTU-310U-E 2** | Federally-Regulated Consumer Product | Natural gas |  | 1 |  | 190000 |  |  |  | False | Instantaneous gas-fired |  | 4.8 | 86 | 23 | 20818774 | High | 0.81 |  | 0 | 08/23/2022 | 206908508 | 02/23/2023
A.O. Smith Water Products Company | State | GS6-50-MDV 2** | Federally-Regulated Consumer Product | Natural gas |  | 47 |  | 40000 | True |  |  | True | Gas-fired storage | 67 |  | 77 | 0 | 19443870 | Medium | 0.57 |  |  | 08/23/2022 | 206438850 | 02/23/2023
A.O. Smith Water Products Company | State | GS6-50-MDV 2** | Federally-Regulated Consumer Product | LPG |  | 47 |  | 40000 | True |  |  | True | Gas-fired storage | 67 |  | 77 | 0 | 19443870 | Medium | 0.57 |  |  | 08/23/2022 | 206438850 | 02/23/2023
A.O. Smith Water Products Company | State | GS6-55-XCT 2** | Federally-Regulated Consumer Product | Natural gas |  | 55 |  | 60000 | True |  |  | False | Gas-fired storage | 83 |  | 74 | 0 | 27301246 | High | 0.62 |  |  | 08/23/2022 | 206954700 | 02/23/2023
A.O. Smith Water Products Company | State | GTS-240X3-PEH 1*1 | Federally-Regulated Consumer Product | LPG |  | 1 |  | 160000 |  |  |  | False | Instantaneous gas-fired |  | 4.7 | 96 | 23 | 17739179 | High | 0.95 |  | 0 | 08/23/2022 | 207861942 | 02/23/2023
A.O. Smith Water Products Company | State | GS6-40-OCT 4** | Federally-Regulated Consumer Product | Natural gas |  | 38 |  | 35500 | True |  |  | False | Gas-fired storage | 65 |  | 80 | 0 | 18784755 | Medium | 0.59 |  |  | 08/23/2022 | 206715098 | 02/23/2023
A.O. Smith Water Products Company | State | GS6-30-MDV 2** | Federally-Regulated Consumer Product | Natural gas |  | 29 |  | 30000 | True |  |  | True | Gas-fired storage | 60 |  | 78 | 0 | 18168862 | Medium | 0.61 |  |  | 08/23/2022 | 206438838 | 02/23/2023
A.O. Smith Water Products Company | State | GSX-55-XCT 2** | Federally-Regulated Consumer Product | Natural gas |  | 55 |  | 60000 | True |  |  | False | Gas-fired storage | 83 |  | 74 | 0 | 27301246 | High | 0.62 |  |  | 08/23/2022 | 206954702 | 02/23/2023
A.O. Smith Water Products Company | State | GTS-540X3-NEH 1** | Federally-Regulated Consumer Product | Natural gas |  | 1 |  | 199000 |  |  |  | False | Instantaneous gas-fired |  | 5.8 | 96 | 34 | 17701647 | High | 0.95 |  | 0 | 08/23/2022 | 207209458 | 02/23/2023
A.O. Smith Water Products Company | State | GTS-540P-PIH 1*1 | Federally-Regulated Consumer Product | LPG |  | 1 |  | 199000 |  |  |  | False | Instantaneous gas-fired |  | 5.8 | 96 | 47 | 18040466 | High | 0.93 |  | 0 | 08/23/2022 | 206703086 | 02/23/2023
A.O. Smith Water Products Company | State | GTS-240X3-PIH 1*1 | Federally-Regulated Consumer Product | LPG |  | 1 |  | 160000 |  |  |  | False | Instantaneous gas-fired |  | 4.7 | 97 | 38 | 17877549 | High | 0.94 |  | 0 | 08/23/2022 | 207861918 | 02/23/2023
A.O. Smith Water Products Company | State | GS6-40-YBDSL 3** | Federally-Regulated Consumer Product | Natural gas |  | 39 |  | 38000 | True |  |  | False | Gas-fired storage | 64 |  | 75 | 0 | 18471676 | Medium | 0.6 |  |  | 08/23/2022 | 206715045 | 02/23/2023
A.O. Smith Water Products Company | State | GTS-340X3-NEH 1** | Federally-Regulated Consumer Product | Natural gas |  | 1 |  | 180000 |  |  |  | False | Instantaneous gas-fired |  | 5.3 | 97 | 23 | 17928729 | High | 0.94 |  | 0 | 08/23/2022 | 207861953 | 02/23/2023
A.O. Smith Water Products Company | State | GS6-50-HRDS 3*1 | Federally-Regulated Consumer Product | LPG |  | 48 |  | 47000 | True |  |  | False | Gas-fired storage | 82 |  | 79 | 0 | 26041188 | High | 0.65 |  |  | 08/23/2022 | 206715080 | 02/23/2023
A.O. Smith Water Products Company | State | GS6 30 MHG 4** | Federally-Regulated Consumer Product | Natural gas |  | 29 |  | 35500 | True |  |  | True | Gas-fired storage | 63 |  | 79 | 0 | 18168862 | Medium | 0.61 |  |  | 08/23/2022 | 206438854 | 02/23/2023
A.O. Smith Water Products Company | State | SBS-55-60 2*1 | Federally-Regulated Consumer Product | LPG |  | 55 |  | 60000 | True |  |  | False | Gas-fired storage | 83 |  | 74 | 0 | 27301246 | High | 0.62 |  |  | 08/23/2022 | 206954708 | 02/23/2023
A.O. Smith Water Products Company | State | SCT-199I-N 1** | Federally-Regulated Consumer Product | Natural gas |  | 1 |  | 199000 |  |  |  | False | Instantaneous gas-fired |  | 5.8 | 96 | 47 | 18040466 | High | 0.93 |  | 0 | 08/23/2022 | 206703084 | 02/23/2023
A.O. Smith Water Products Company | State | GS6-50-YBDSL 3** | Federally-Regulated Consumer Product | Natural gas |  | 48 |  | 40000 | True |  |  | False | Gas-fired storage | 77 |  | 79 | 0 | 25646625 | High | 0.66 |  |  | 08/23/2022 | 206715064 | 02/23/2023
A.O. Smith Water Products Company | State | GS6-55-XCT 2*1 | Federally-Regulated Consumer Product | LPG |  | 55 |  | 60000 | True |  |  | False | Gas-fired storage | 83 |  | 74 | 0 | 27301246 | High | 0.62 |  |  | 08/23/2022 | 206954703 | 02/23/2023
A.O. Smith Water Products Company | State | GTS-240-PIH 1*1 | Federally-Regulated Consumer Product | LPG |  | 1 |  | 160000 |  |  |  | False | Instantaneous gas-fired |  | 4.7 | 97 | 38 | 17877549 | High | 0.94 |  | 0 | 08/23/2022 | 206703150 | 02/23/2023
A.O. Smith Water Products Company | State | GTS-540X3-NIH 1** | Federally-Regulated Consumer Product | Natural gas |  | 1 |  | 199000 |  |  |  | False | Instantaneous gas-fired |  | 5.8 | 96 | 47 | 18040466 | High | 0.93 |  | 0 | 08/23/2022 | 207209491 | 02/23/2023
A.O. Smith Water Products Company | State | GS6-40-MDV 2** | Federally-Regulated Consumer Product | Natural gas |  | 38 |  | 32000 | True |  |  | True | Gas-fired storage | 57 |  | 76 | 0 | 18784755 | Medium | 0.59 |  |  | 08/23/2022 | 206438844 | 02/23/2023
A.O. Smith Water Products Company | State | GS6-40-UBDSL 1** | Federally-Regulated Consumer Product | Natural gas |  | 39 |  | 36000 | True |  |  | False | Gas-fired storage | 64 |  | 74 | 0 | 18784755 | Medium | 0.59 |  |  | 08/23/2022 | 206667233 | 02/23/2023
A.O. Smith Water Products Company | State | SCI-50-MDV 2** | Federally-Regulated Consumer Product | Natural gas |  | 47 |  | 40000 | True |  |  | True | Gas-fired storage | 67 |  | 77 | 0 | 19443870 | Medium | 0.57 |  |  | 08/23/2022 | 206438851 | 02/23/2023
A.O. Smith Water Products Company | State | GTS-540-NEH 1** | Federally-Regulated Consumer Product | Natural gas |  | 1 |  | 199000 |  |  |  | False | Instantaneous gas-fired |  | 5.8 | 96 | 34 | 17701647 | High | 0.95 |  | 0 | 08/23/2022 | 206703118 | 02/23/2023
A.O. Smith Water Products Company | State | SCI-40-MDV 2** | Federally-Regulated Consumer Product | LPG |  | 38 |  | 32000 | True |  |  | True | Gas-fired storage | 57 |  | 76 | 0 | 18784755 | Medium | 0.59 |  |  | 08/23/2022 | 206438845 | 02/23/2023
A.O. Smith Water Products Company | State | GW8-55-XCTL 2*1 | Federally-Regulated Consumer Product | LPG |  | 55 |  | 60000 | True |  |  | False | Gas-fired storage | 83 |  | 74 | 0 | 27301246 | High | 0.62 |  |  | 08/23/2022 | 206954714 | 02/23/2023
A.O. Smith Water Products Company | State | GW8-55-XCT 2** | Federally-Regulated Consumer Product | Natural gas |  | 55 |  | 60000 | True |  |  | False | Gas-fired storage | 83 |  | 74 | 0 | 27301246 | High | 0.62 |  |  | 08/23/2022 | 206954711 | 02/23/2023
A.O. Smith Water Products Company | State | GTS-540P-NEH 1** | Federally-Regulated Consumer Product | Natural gas |  | 1 |  | 199000 |  |  |  | False | Instantaneous gas-fired |  | 5.8 | 96 | 34 | 17701647 | High | 0.95 |  | 0 | 08/23/2022 | 206703119 | 02/23/2023
A.O. Smith Water Products Company | State | GTS-340X3-NIH 1** | Federally-Regulated Consumer Product | Natural gas |  | 1 |  | 180000 |  |  |  | False | Instantaneous gas-fired |  | 5.4 | 97 | 37 | 17691411 | High | 0.95 |  | 0 | 08/23/2022 | 207861929 | 02/23/2023
A.O. Smith Water Products Company | State | GTS-540P-NIH 1** | Federally-Regulated Consumer Product | Natural gas |  | 1 |  | 199000 |  |  |  | False | Instantaneous gas-fired |  | 5.8 | 96 | 47 | 18040466 | High | 0.93 |  | 0 | 08/23/2022 | 206703083 | 02/23/2023
A.O. Smith Water Products Company | State | GSX-40-OCT 4** | Federally-Regulated Consumer Product | Natural gas |  | 38 |  | 35500 | True |  |  | False | Gas-fired storage | 65 |  | 80 | 0 | 18784755 | Medium | 0.59 |  |  | 08/23/2022 | 206715099 | 02/23/2023
A.O. Smith Water Products Company | State | SCT-199O-P 1*1 | Federally-Regulated Consumer Product | LPG |  | 1 |  | 199000 |  |  |  | False | Instantaneous gas-fired |  | 5.8 | 96 | 34 | 17701647 | High | 0.95 |  | 0 | 08/23/2022 | 206703123 | 02/23/2023
A.O. Smith Water Products Company | State | GS6-40-BDHT 1** | Federally-Regulated Consumer Product | Natural gas |  | 38 |  | 40000 | True |  |  | False | Gas-fired storage | 82 |  | 75 | 0 | 24892312 | High | 0.68 |  |  | 08/23/2022 | 206628533 | 02/23/2023
A.O. Smith Water Products Company | State | GS6-40-MDV 2** | Federally-Regulated Consumer Product | LPG |  | 38 |  | 32000 | True |  |  | True | Gas-fired storage | 57 |  | 76 | 0 | 18784755 | Medium | 0.59 |  |  | 08/23/2022 | 206438844 | 02/23/2023
A.O. Smith Water Products Company | State | GTS-540X3-PEH 1*1 | Federally-Regulated Consumer Product | LPG |  | 1 |  | 199000 |  |  |  | False | Instantaneous gas-fired |  | 5.8 | 96 | 34 | 17701647 | High | 0.95 |  | 0 | 08/23/2022 | 207209459 | 02/23/2023
A.O. Smith Water Products Company | State | GP6-40-*RPCSL 1** | Federally-Regulated Consumer Product | Natural gas |  | 38 |  | 50000 | False |  |  | False | Gas-fired storage | 86 |  | 91 | 3 | 18797289 | High | 0.9 |  |  | 08/23/2022 | 207471178 | 02/23/2023
A.O. Smith Water Products Company | State | GS6-50-BCT 2*1 | Federally-Regulated Consumer Product | LPG |  | 48 |  | 40000 | True |  |  | False | Gas-fired storage | 81 |  | 80 | 0 | 26448082 | High | 0.64 |  |  | 08/23/2022 | 206715150 | 02/23/2023
A.O. Smith Water Products Company | State | GS6-50-BCT 2** | Federally-Regulated Consumer Product | Natural gas |  | 48 |  | 40000 | True |  |  | False | Gas-fired storage | 81 |  | 80 | 0 | 26448082 | High | 0.64 |  |  | 08/23/2022 | 206715149 | 02/23/2023
A.O. Smith Water Products Company | State | GS6-40-MHG 4** | Federally-Regulated Consumer Product | LPG |  | 38 |  | 35500 | True |  |  | True | Gas-fired storage | 59 |  | 78 | 0 | 19108631 | Medium | 0.58 |  |  | 08/23/2022 | 206438832 | 02/23/2023
A.O. Smith Water Products Company | State | SCI-50-YOMDS 3** | Federally-Regulated Consumer Product | Natural gas |  | 48 |  | 40000 | True |  |  | False | Gas-fired storage | 77 |  | 79 | 0 | 25646625 | High | 0.66 |  |  | 08/23/2022 | 206715066 | 02/23/2023
A.O. Smith Water Products Company | State | GTS-510U-I 2** | Federally-Regulated Consumer Product | Natural gas |  | 1 |  | 199000 |  |  |  | False | Instantaneous gas-fired |  | 5 | 84 | 43 | 20750534 | High | 0.81 |  | 0 | 08/23/2022 | 206703182 | 02/23/2023
A.O. Smith Water Products Company | State | GTS-540-PIH 1*1 | Federally-Regulated Consumer Product | LPG |  | 1 |  | 199000 |  |  |  | False | Instantaneous gas-fired |  | 5.8 | 96 | 47 | 18040466 | High | 0.93 |  | 0 | 08/23/2022 | 206703085 | 02/23/2023
A.O. Smith Water Products Company | State | GS6-50-HBDSL 3*1 | Federally-Regulated Consumer Product | LPG |  | 48 |  | 40000 | True |  |  | False | Gas-fired storage | 77 |  | 79 | 0 | 25646625 | High | 0.66 |  |  | 08/23/2022 | 206715065 | 02/23/2023
A.O. Smith Water Products Company | State | GS6 30 MHG 4** | Federally-Regulated Consumer Product | LPG |  | 29 |  | 35500 | True |  |  | True | Gas-fired storage | 63 |  | 79 | 0 | 18168862 | Medium | 0.61 |  |  | 08/23/2022 | 206438854 | 02/23/2023
A.O. Smith Water Products Company | State | GS6-40-HBDS 3*1 | Federally-Regulated Consumer Product | LPG |  | 39 |  | 38000 | True |  |  | False | Gas-fired storage | 64 |  | 75 | 0 | 18471676 | Medium | 0.6 |  |  | 08/23/2022 | 206715044 | 02/23/2023
A.O. Smith Water Products Company | State | SCI-30-MDV 2** | Federally-Regulated Consumer Product | Natural gas |  | 29 |  | 30000 | True |  |  | True | Gas-fired storage | 60 |  | 78 | 0 | 18168862 | Medium | 0.61 |  |  | 08/23/2022 | 206438839 | 02/23/2023
A.O. Smith Water Products Company | State | GTS-340X3-PEH 1*1 | Federally-Regulated Consumer Product | LPG |  | 1 |  | 180000 |  |  |  | False | Instantaneous gas-fired |  | 5.3 | 97 | 23 | 17928729 | High | 0.94 |  | 0 | 08/23/2022 | 207861954 | 02/23/2023
A.O. Smith Water Products Company | State | GS6-40-HBDSL 3*1 | Federally-Regulated Consumer Product | LPG |  | 39 |  | 38000 | True |  |  | False | Gas-fired storage | 64 |  | 75 | 0 | 18471676 | Medium | 0.6 |  |  | 08/23/2022 | 206715046 | 02/23/2023
A.O. Smith Water Products Company | State | GTS-240X3-NIH 1** | Federally-Regulated Consumer Product | Natural gas |  | 1 |  | 160000 |  |  |  | False | Instantaneous gas-fired |  | 4.7 | 97 | 38 | 17877549 | High | 0.94 |  | 0 | 08/23/2022 | 207861917 | 02/23/2023
A.O. Smith Water Products Company | State | GS6-40-YBDS 3** | Federally-Regulated Consumer Product | Natural gas |  | 39 |  | 38000 | True |  |  | False | Gas-fired storage | 64 |  | 75 | 0 | 18471676 | Medium | 0.6 |  |  | 08/23/2022 | 206715043 | 02/23/2023
A.O. Smith Water Products Company | State | GS6-50-YBDS 3** | Federally-Regulated Consumer Product | Natural gas |  | 48 |  | 40000 | True |  |  | False | Gas-fired storage | 77 |  | 79 | 0 | 25646625 | High | 0.66 |  |  | 08/23/2022 | 206715062 | 02/23/2023
A.O. Smith Water Products Company | State | GS6-40-MHG 4** | Federally-Regulated Consumer Product | Natural gas |  | 38 |  | 35500 | True |  |  | True | Gas-fired storage | 59 |  | 78 | 0 | 19108631 | Medium | 0.58 |  |  | 08/23/2022 | 206438832 | 02/23/2023
A.O. Smith Water Products Company | State | GSX-55-XCT 2*1 | Federally-Regulated Consumer Product | LPG |  | 55 |  | 60000 | True |  |  | False | Gas-fired storage | 83 |  | 74 | 0 | 27301246 | High | 0.62 |  |  | 08/23/2022 | 206954709 | 02/23/2023
A.O. Smith Water Products Company | State | GS6-30-MDV 2** | Federally-Regulated Consumer Product | LPG |  | 29 |  | 30000 | True |  |  | True | Gas-fired storage | 60 |  | 78 | 0 | 18168862 | Medium | 0.61 |  |  | 08/23/2022 | 206438838 | 02/23/2023
A.O. Smith Water Products Company | State | GS6-50-BDHT 1** | Federally-Regulated Consumer Product | Natural gas |  | 48 |  | 40000 | True |  |  | False | Gas-fired storage | 75 |  | 75 | 249 | 24042724 | High | 0.68 |  |  | 08/23/2022 | 206628651 | 02/23/2023
A.O. Smith Water Products Company | State | GTS-510C-NI 1** | Federally-Regulated Consumer Product | Natural gas |  | 1 |  | 199000 |  |  |  | False | Instantaneous gas-fired |  | 4.7 | 82 | 23 | 20818774 | High | 0.81 |  | 0 | 08/23/2022 | 206703166 | 02/23/2023
A.O. Smith Water Products Company | State | GS6-55-XCTL 2** | Federally-Regulated Consumer Product | Natural gas |  | 55 |  | 60000 | True |  |  | False | Gas-fired storage | 83 |  | 74 | 0 | 27301246 | High | 0.62 |  |  | 08/23/2022 | 206954704 | 02/23/2023
A.O. Smith Water Products Company | State | SCI 30 MHG 4** | Federally-Regulated Consumer Product | LPG |  | 29 |  | 35500 | True |  |  | True | Gas-fired storage | 63 |  | 79 | 0 | 18168862 | Medium | 0.61 |  |  | 08/23/2022 | 206438855 | 02/23/2023
A.O. Smith Water Products Company | State | SCT-199I-P 1*1 | Federally-Regulated Consumer Product | LPG |  | 1 |  | 199000 |  |  |  | False | Instantaneous gas-fired |  | 5.8 | 96 | 47 | 18040466 | High | 0.93 |  | 0 | 08/23/2022 | 206703087 | 02/23/2023
A.O. Smith Water Products Company | State | SCI-40-MHG 4** | Federally-Regulated Consumer Product | LPG |  | 38 |  | 35500 | True |  |  | True | Gas-fired storage | 59 |  | 78 | 0 | 19108631 | Medium | 0.58 |  |  | 08/23/2022 | 206438833 | 02/23/2023
A.O. Smith Water Products Company | State | GS6-50-HBDS 3*1 | Federally-Regulated Consumer Product | LPG |  | 48 |  | 40000 | True |  |  | False | Gas-fired storage | 77 |  | 79 | 0 | 25646625 | High | 0.66 |  |  | 08/23/2022 | 206715063 | 02/23/2023
A.O. Smith Water Products Company | State | GTS-240X3-NEH 1** | Federally-Regulated Consumer Product | Natural gas |  | 1 |  | 160000 |  |  |  | False | Instantaneous gas-fired |  | 4.7 | 96 | 23 | 17739179 | High | 0.95 |  | 0 | 08/23/2022 | 207861941 | 02/23/2023
A.O. Smith Water Products Company | State | GSX-55-XCTL 2** | Federally-Regulated Consumer Product | Natural gas |  | 55 |  | 60000 | True |  |  | False | Gas-fired storage | 83 |  | 74 | 0 | 27301246 | High | 0.62 |  |  | 08/23/2022 | 206954716 | 02/23/2023
A.O. Smith Water Products Company | State | SBS-55-60 2** | Federally-Regulated Consumer Product | Natural gas |  | 55 |  | 60000 | True |  |  | False | Gas-fired storage | 83 |  | 74 | 0 | 27301246 | High | 0.62 |  |  | 08/23/2022 | 206954707 | 02/23/2023
A.O. Smith Water Products Company | State | SCI 30 MHG 4** | Federally-Regulated Consumer Product | Natural gas |  | 29 |  | 35500 | True |  |  | True | Gas-fired storage | 63 |  | 79 | 0 | 18168862 | Medium | 0.61 |  |  | 08/23/2022 | 206438855 | 02/23/2023
A.O. Smith Water Products Company | State | GS6-50-YRDSL 3** | Federally-Regulated Consumer Product | Natural gas |  | 48 |  | 47000 | True |  |  | False | Gas-fired storage | 82 |  | 79 | 0 | 26041188 | High | 0.65 |  |  | 08/23/2022 | 206715081 | 02/23/2023
A.O. Smith Water Products Company | State | GTS-540X3-PIH 1*1 | Federally-Regulated Consumer Product | LPG |  | 1 |  | 199000 |  |  |  | False | Instantaneous gas-fired |  | 5.8 | 96 | 47 | 18040466 | High | 0.93 |  | 0 | 08/23/2022 | 207209492 | 02/23/2023
A.O. Smith Water Products Company | State | GW8-55-XCT 2*1 | Federally-Regulated Consumer Product | LPG |  | 55 |  | 60000 | True |  |  | False | Gas-fired storage | 83 |  | 74 | 0 | 27301246 | High | 0.62 |  |  | 08/23/2022 | 206954713 | 02/23/2023
A.O. Smith Water Products Company | State | GTS-540-NIH 1** | Federally-Regulated Consumer Product | Natural gas |  | 1 |  | 199000 |  |  |  | False | Instantaneous gas-fired |  | 5.8 | 96 | 47 | 18040466 | High | 0.93 |  | 0 | 08/23/2022 | 206703082 | 02/23/2023
A.O. Smith Water Products Company | State | GS6-30-OCT 2** | Federally-Regulated Consumer Product | Natural gas |  | 29 |  | 35500 | True |  |  | False | Gas-fired storage | 63 |  | 77 | 0 | 17592073 | Medium | 0.63 |  |  | 08/23/2022 | 206715089 | 02/23/2023
A.O. Smith Water Products Company | State | GS6-50-YRDS 3** | Federally-Regulated Consumer Product | Natural gas |  | 48 |  | 47000 | True |  |  | False | Gas-fired storage | 82 |  | 79 | 0 | 26041188 | High | 0.65 |  |  | 08/23/2022 | 206715079 | 02/23/2023
A.O. Smith Water Products Company | State | GTS-340X3-PIH 1*1 | Federally-Regulated Consumer Product | LPG |  | 1 |  | 180000 |  |  |  | False | Instantaneous gas-fired |  | 5.4 | 97 | 37 | 17691411 | High | 0.95 |  | 0 | 08/23/2022 | 207861930 | 02/23/2023
A.O. Smith Water Products Company | State | GTS-310C-NI 1** | Federally-Regulated Consumer Product | Natural gas |  | 1 |  | 190000 |  |  |  | False | Instantaneous gas-fired |  | 4.6 | 85 | 24 | 20815362 | High | 0.81 |  | 0 | 08/23/2022 | 206703173 | 02/23/2023
A.O. Smith Water Products Company | State | GS6-55-XCTL 2*1 | Federally-Regulated Consumer Product | LPG |  | 55 |  | 60000 | True |  |  | False | Gas-fired storage | 83 |  | 74 | 0 | 27301246 | High | 0.62 |  |  | 08/23/2022 | 206954706 | 02/23/2023
A.O. Smith Water Products Company | State | GS6-50-UBDTL 1** | Federally-Regulated Consumer Product | Natural gas |  | 48 |  | 38000 | True |  |  | False | Gas-fired storage | 76 |  | 78 | 0 | 26041188 | High | 0.65 |  |  | 08/23/2022 | 206715026 | 02/23/2023
A.O. Smith Water Products Company | State | SCI-40-MDV 2** | Federally-Regulated Consumer Product | Natural gas |  | 38 |  | 32000 | True |  |  | True | Gas-fired storage | 57 |  | 76 | 0 | 18784755 | Medium | 0.59 |  |  | 08/23/2022 | 206438845 | 02/23/2023
A.O. Smith Water Products Company | State | SCI-50-MDV 2** | Federally-Regulated Consumer Product | LPG |  | 47 |  | 40000 | True |  |  | True | Gas-fired storage | 67 |  | 77 | 0 | 19443870 | Medium | 0.57 |  |  | 08/23/2022 | 206438851 | 02/23/2023
A.O. Smith Water Products Company | State | SCT-199O-N 1** | Federally-Regulated Consumer Product | Natural gas |  | 1 |  | 199000 |  |  |  | False | Instantaneous gas-fired |  | 5.8 | 96 | 34 | 17701647 | High | 0.95 |  | 0 | 08/23/2022 | 206703120 | 02/23/2023
A.O. Smith Water Products Company | State | GTS-240-NIH 1** | Federally-Regulated Consumer Product | Natural gas |  | 1 |  | 160000 |  |  |  | False | Instantaneous gas-fired |  | 4.7 | 97 | 38 | 17877549 | High | 0.94 |  | 0 | 08/23/2022 | 206703149 | 02/23/2023
A.O. Smith Water Products Company | State | SCI-40-MHG 4** | Federally-Regulated Consumer Product | Natural gas |  | 38 |  | 35500 | True |  |  | True | Gas-fired storage | 59 |  | 78 | 0 | 19108631 | Medium | 0.58 |  |  | 08/23/2022 | 206438833 | 02/23/2023
A.O. Smith Water Products Company | State | GSX-30-ORBTR 4** | Federally-Regulated Consumer Product | Natural gas |  | 29 |  | 32000 | True |  |  | False | Gas-fired storage | 62 |  | 74 | 0 | 18471676 | Medium | 0.6 |  |  | 08/23/2022 | 207657413 | 02/23/2023
A.O. Smith Water Products Company | State | GTS-540-PEH 1*1 | Federally-Regulated Consumer Product | LPG |  | 1 |  | 199000 |  |  |  | False | Instantaneous gas-fired |  | 5.8 | 96 | 34 | 17701647 | High | 0.95 |  | 0 | 08/23/2022 | 206703121 | 02/23/2023
A.O. Smith Water Products Company | State | GS6-50-HRDSL 3*1 | Federally-Regulated Consumer Product | LPG |  | 48 |  | 47000 | True |  |  | False | Gas-fired storage | 82 |  | 79 | 0 | 26041188 | High | 0.65 |  |  | 08/23/2022 | 206715082 | 02/23/2023
A.O. Smith Water Products Company | State | SCI-30-MDV 2** | Federally-Regulated Consumer Product | LPG |  | 29 |  | 30000 | True |  |  | True | Gas-fired storage | 60 |  | 78 | 0 | 18168862 | Medium | 0.61 |  |  | 08/23/2022 | 206438839 | 02/23/2023
A.O. Smith Water Products Company | State | GW8-55-XCTL 2** | Federally-Regulated Consumer Product | Natural gas |  | 55 |  | 60000 | True |  |  | False | Gas-fired storage | 83 |  | 74 | 0 | 27301246 | High | 0.62 |  |  | 08/23/2022 | 206954712 | 02/23/2023
A.O. Smith Water Products Company | State | GTS-540P-PEH 1*1 | Federally-Regulated Consumer Product | LPG |  | 1 |  | 199000 |  |  |  | False | Instantaneous gas-fired |  | 5.8 | 96 | 34 | 17701647 | High | 0.95 |  | 0 | 08/23/2022 | 206703122 | 02/23/2023
A.O. Smith Water Products Company | RELIANCE WATER HEATERS | 9-50-UNKCT 4** | Federally-Regulated Consumer Product | Natural gas |  | 48 |  | 40000 | True |  |  | False | Gas-fired storage | 84 |  | 77 | 0 | 26448082 | High | 0.64 |  |  | 02/23/2023 | 206715165 | 02/23/2023
A.O. Smith Water Products Company | RELIANCE WATER HEATERS | 6-40-POCT 411 | Federally-Regulated Consumer Product | LPG |  | 38 |  | 40000 | True |  |  | False | Gas-fired storage | 80 |  | 78 | 7688 | 216626 | High | 0.64 |  |  | 02/23/2023 | 210586318 | 02/23/2023
A.O. Smith Water Products Company | RELIANCE WATER HEATERS | 9-40-PKCT 4*1 | Federally-Regulated Consumer Product | LPG |  | 38 |  | 40000 | True |  |  | False | Gas-fired storage | 80 |  | 78 | 0 | 25646625 | High | 0.66 |  |  | 02/23/2023 | 206715234 | 02/23/2023
A.O. Smith Water Products Company | RELIANCE WATER HEATERS | 12-40-NACT 410 | Federally-Regulated Consumer Product | Natural gas |  | 38 |  | 40000 | True |  |  | False | Gas-fired storage | 80 |  | 78 | 7688 | 216626 | High | 0.64 |  |  | 02/23/2023 | 210586315 | 02/23/2023
A.O. Smith Water Products Company | RELIANCE WATER HEATERS | 6-50-YBDS 3** | Federally-Regulated Consumer Product | Natural gas |  | 48 |  | 40000 | True |  |  | False | Gas-fired storage | 77 |  | 79 | 0 | 25646625 | High | 0.66 |  |  | 02/23/2023 | 206715060 | 02/23/2023
A.O. Smith Water Products Company | RELIANCE WATER HEATERS | 12-40-PACT 411 | Federally-Regulated Consumer Product | LPG |  | 38 |  | 40000 | True |  |  | False | Gas-fired storage | 80 |  | 78 | 7688 | 216626 | High | 0.64 |  |  | 02/23/2023 | 210586317 | 02/23/2023
A.O. Smith Water Products Company | RELIANCE WATER HEATERS | 10-50-DHPTS 2** | Federally-Regulated Consumer Product | Heat pump |  | 46 |  | 4.5 | True |  | False | False | Electric storage | 65 |  | 452 | 831 |  | Medium | 3.8 |  |  | 02/23/2023 | 210611389 | 02/23/2023
A.O. Smith Water Products Company | RELIANCE WATER HEATERS | 6-50-UNBCT 4** | Federally-Regulated Consumer Product | Natural gas |  | 48 |  | 40000 | True |  |  | False | Gas-fired storage | 84 |  | 77 | 0 | 26448082 | High | 0.64 |  |  | 02/23/2023 | 206715164 | 02/23/2023
A.O. Smith Water Products Company | RELIANCE WATER HEATERS | TS-540-LEH 1*1 | Federally-Regulated Consumer Product | LPG |  | 1 |  | 199000 |  |  |  | False | Instantaneous gas-fired |  | 5.8 | 96 | 34 | 17701647 | High | 0.95 |  | 0 | 02/23/2023 | 206703126 | 02/23/2023
A.O. Smith Water Products Company | RELIANCE WATER HEATERS | 6-50-NBRT 2** | Federally-Regulated Consumer Product | Natural gas |  | 48 |  | 40000 | True |  |  | False | Gas-fired storage | 81 |  | 80 | 0 | 26448082 | High | 0.64 |  |  | 02/23/2023 | 206715152 | 02/23/2023
A.O. Smith Water Products Company | RELIANCE WATER HEATERS | 6-50-HBDS 3*1 | Federally-Regulated Consumer Product | LPG |  | 48 |  | 40000 | True |  |  | False | Gas-fired storage | 77 |  | 79 | 0 | 25646625 | High | 0.66 |  |  | 02/23/2023 | 206715061 | 02/23/2023
A.O. Smith Water Products Company | RELIANCE WATER HEATERS | 6-40-UNBRT 5** | Federally-Regulated Consumer Product | Natural gas |  | 38 |  | 40000 | True |  |  | False | Gas-fired storage | 83 |  | 74 | 7735 | 56262 | High | 0.64 |  |  | 02/23/2023 | 211156078 | 02/23/2023
A.O. Smith Water Products Company | RELIANCE WATER HEATERS | 6-40-PBCS 4*1 | Federally-Regulated Consumer Product | LPG |  | 38 |  | 40000 | True |  |  | False | Gas-fired storage | 67 |  | 78 | 0 | 19108631 | Medium | 0.58 |  |  | 02/23/2023 | 206715130 | 02/23/2023
A.O. Smith Water Products Company | RELIANCE WATER HEATERS | 9-40-UNKRT 5** | Federally-Regulated Consumer Product | Natural gas |  | 38 |  | 40000 | True |  |  | False | Gas-fired storage | 83 |  | 74 | 7735 | 56262 | High | 0.64 |  |  | 02/23/2023 | 211156079 | 02/23/2023
A.O. Smith Water Products Company | RELIANCE WATER HEATERS | 6-30-NORBTR 4** | Federally-Regulated Consumer Product | Natural gas |  | 29 |  | 32000 | True |  |  | False | Gas-fired storage | 62 |  | 74 | 0 | 18471676 | Medium | 0.6 |  |  | 02/23/2023 | 206715300 | 02/23/2023
A.O. Smith Water Products Company | RELIANCE WATER HEATERS | 9-40-PKCS 4*1 | Federally-Regulated Consumer Product | LPG |  | 38 |  | 40000 | True |  |  | False | Gas-fired storage | 67 |  | 78 | 0 | 19108631 | Medium | 0.58 |  |  | 02/23/2023 | 206715131 | 02/23/2023
A.O. Smith Water Products Company | RELIANCE WATER HEATERS | 6-40-YBDS 3** | Federally-Regulated Consumer Product | Natural gas |  | 39 |  | 38000 | True |  |  | False | Gas-fired storage | 64 |  | 75 | 0 | 18471676 | Medium | 0.6 |  |  | 02/23/2023 | 206715041 | 02/23/2023
A.O. Smith Water Products Company | RELIANCE WATER HEATERS | 6-40-NOCT 4** | Federally-Regulated Consumer Product | Natural gas |  | 38 |  | 35500 | True |  |  | False | Gas-fired storage | 65 |  | 80 | 0 | 18784755 | Medium | 0.59 |  |  | 02/23/2023 | 206715096 | 02/23/2023
A.O. Smith Water Products Company | RELIANCE WATER HEATERS | 6-30-NORBSR 4** | Federally-Regulated Consumer Product | Natural gas |  | 29 |  | 32000 | True |  |  | False | Gas-fired storage | 65 |  | 75 | 0 | 18471676 | Medium | 0.6 |  |  | 02/23/2023 | 206715269 | 02/23/2023
A.O. Smith Water Products Company | RELIANCE WATER HEATERS | 10-80-DHPTS 2** | Federally-Regulated Consumer Product | Heat pump |  | 82 |  | 4.5 | True |  | False | False | Electric storage | 95 |  | 430 | 1279 |  | High | 3.88 |  |  | 02/23/2023 | 210605786 | 02/23/2023
A.O. Smith Water Products Company | RELIANCE WATER HEATERS | 6-40-PBRBT 4*1 | Federally-Regulated Consumer Product | LPG |  | 38 |  | 40000 | True |  |  | False | Gas-fired storage | 78 |  | 77 | 0 | 26041188 | High | 0.65 |  |  | 02/23/2023 | 206715189 | 02/23/2023
A.O. Smith Water Products Company | RELIANCE WATER HEATERS | 6-40-NBRBT 4** | Federally-Regulated Consumer Product | Natural gas |  | 38 |  | 40000 | True |  |  | False | Gas-fired storage | 78 |  | 77 | 0 | 26041188 | High | 0.65 |  |  | 02/23/2023 | 206715188 | 02/23/2023
A.O. Smith Water Products Company | RELIANCE WATER HEATERS | 9-40-NKCT 410 | Federally-Regulated Consumer Product | Natural gas |  | 38 |  | 40000 | True |  |  | False | Gas-fired storage | 80 |  | 78 | 7688 | 216626 | High | 0.64 |  |  | 02/23/2023 | 210586314 | 02/23/2023
A.O. Smith Water Products Company | RELIANCE WATER HEATERS | 6-40-HBDS 3*1 | Federally-Regulated Consumer Product | LPG |  | 39 |  | 38000 | True |  |  | False | Gas-fired storage | 64 |  | 75 | 0 | 18471676 | Medium | 0.6 |  |  | 02/23/2023 | 206715042 | 02/23/2023
A.O. Smith Water Products Company | RELIANCE WATER HEATERS | TS-510C-GI 1** | Federally-Regulated Consumer Product | Natural gas |  | 1 |  | 199000 |  |  |  | False | Instantaneous gas-fired |  | 4.7 | 82 | 23 | 20818774 | High | 0.81 |  | 0 | 02/23/2023 | 206703167 | 02/23/2023
A.O. Smith Water Products Company | RELIANCE WATER HEATERS | 9-40-UNKCT 5** | Federally-Regulated Consumer Product | Natural gas |  | 38 |  | 40000 | True |  |  | False | Gas-fired storage | 83 |  | 77 | 7735 | 56262 | High | 0.64 |  |  | 02/23/2023 | 211156075 | 02/23/2023
A.O. Smith Water Products Company | RELIANCE WATER HEATERS | 12-50-UNACT 4** | Federally-Regulated Consumer Product | Natural gas |  | 48 |  | 40000 | True |  |  | False | Gas-fired storage | 84 |  | 77 | 0 | 26448082 | High | 0.64 |  |  | 02/23/2023 | 206715166 | 02/23/2023
A.O. Smith Water Products Company | RELIANCE WATER HEATERS | 6-30-PORBTR 4*1 | Federally-Regulated Consumer Product | LPG |  | 29 |  | 32000 | True |  |  | False | Gas-fired storage | 62 |  | 74 | 0 | 18471676 | Medium | 0.6 |  |  | 02/23/2023 | 206715301 | 02/23/2023
A.O. Smith Water Products Company | RELIANCE WATER HEATERS | TS-540P-LEH 1*1 | Federally-Regulated Consumer Product | LPG |  | 1 |  | 199000 |  |  |  | False | Instantaneous gas-fired |  | 5.8 | 96 | 34 | 17701647 | High | 0.95 |  | 0 | 02/23/2023 | 206703127 | 02/23/2023
A.O. Smith Water Products Company | RELIANCE WATER HEATERS | 9-40-PKCT 411 | Federally-Regulated Consumer Product | LPG |  | 38 |  | 40000 | True |  |  | False | Gas-fired storage | 80 |  | 78 | 7688 | 216626 | High | 0.64 |  |  | 02/23/2023 | 210586316 | 02/23/2023
A.O. Smith Water Products Company | RELIANCE WATER HEATERS | TS-240-LIH 1*1 | Federally-Regulated Consumer Product | LPG |  | 1 |  | 160000 |  |  |  | False | Instantaneous gas-fired |  | 4.7 | 97 | 38 | 17877549 | High | 0.94 |  | 0 | 02/23/2023 | 206703152 | 02/23/2023
A.O. Smith Water Products Company | RELIANCE WATER HEATERS | 6-40-NBCT 410 | Federally-Regulated Consumer Product | Natural gas |  | 38 |  | 40000 | True |  |  | False | Gas-fired storage | 80 |  | 78 | 7688 | 216626 | High | 0.64 |  |  | 02/23/2023 | 210586313 | 02/23/2023
A.O. Smith Water Products Company | RELIANCE WATER HEATERS | GS6-30-OCSR 4*1 | Federally-Regulated Consumer Product | LPG |  | 29 |  | 32000 | True |  |  | False | Gas-fired storage | 55 |  | 75 | 0 | 18471676 | Medium | 0.6 |  |  | 02/23/2023 | 206715292 | 02/23/2023
A.O. Smith Water Products Company | RELIANCE WATER HEATERS | 6-30-NOCSR 4** | Federally-Regulated Consumer Product | Natural gas |  | 29 |  | 32000 | True |  |  | False | Gas-fired storage | 55 |  | 75 | 0 | 18471676 | Medium | 0.6 |  |  | 02/23/2023 | 206715282 | 02/23/2023
A.O. Smith Water Products Company | RELIANCE WATER HEATERS | 12-40-NACS 4** | Federally-Regulated Consumer Product | Natural gas |  | 38 |  | 40000 | True |  |  | False | Gas-fired storage | 67 |  | 78 | 0 | 19108631 | Medium | 0.58 |  |  | 02/23/2023 | 206715127 | 02/23/2023
A.O. Smith Water Products Company | RELIANCE WATER HEATERS | 6-40-NBCT 4** | Federally-Regulated Consumer Product | Natural gas |  | 38 |  | 40000 | True |  |  | False | Gas-fired storage | 80 |  | 78 | 0 | 25646625 | High | 0.66 |  |  | 02/23/2023 | 206715231 | 02/23/2023
A.O. Smith Water Products Company | RELIANCE WATER HEATERS | 3-40-NOCT 4** | Federally-Regulated Consumer Product | Natural gas |  | 38 |  | 35500 | True |  |  | False | Gas-fired storage | 65 |  | 80 | 0 | 18784755 | Medium | 0.59 |  |  | 02/23/2023 | 206715097 | 02/23/2023
A.O. Smith Water Products Company | RELIANCE WATER HEATERS | 12-40-PACT 4*1 | Federally-Regulated Consumer Product | LPG |  | 38 |  | 40000 | True |  |  | False | Gas-fired storage | 80 |  | 78 | 0 | 25646625 | High | 0.66 |  |  | 02/23/2023 | 206715235 | 02/23/2023
A.O. Smith Water Products Company | RELIANCE WATER HEATERS | 12-40-UNACT 5** | Federally-Regulated Consumer Product | Natural gas |  | 38 |  | 40000 | True |  |  | False | Gas-fired storage | 83 |  | 77 | 7735 | 56262 | High | 0.64 |  |  | 02/23/2023 | 211156076 | 02/23/2023
A.O. Smith Water Products Company | RELIANCE WATER HEATERS | 6-40-UNBCT 5** | Federally-Regulated Consumer Product | Natural gas |  | 38 |  | 40000 | True |  |  | False | Gas-fired storage | 83 |  | 77 | 7735 | 56262 | High | 0.64 |  |  | 02/23/2023 | 211156074 | 02/23/2023
A.O. Smith Water Products Company | RELIANCE WATER HEATERS | 9-40-NKCT 4** | Federally-Regulated Consumer Product | Natural gas |  | 38 |  | 40000 | True |  |  | False | Gas-fired storage | 80 |  | 78 | 0 | 25646625 | High | 0.66 |  |  | 02/23/2023 | 206715232 | 02/23/2023
A.O. Smith Water Products Company | RELIANCE WATER HEATERS | 10-66-DHPTS 2** | Federally-Regulated Consumer Product | Heat pump |  | 67 |  | 4.5 | True |  | False | False | Electric storage | 82 |  | 425 | 1233 |  | High | 4.02 |  |  | 02/23/2023 | 210605784 | 02/23/2023
A.O. Smith Water Products Company | RELIANCE WATER HEATERS | 6-30-NOCTR 4** | Federally-Regulated Consumer Product | Natural gas |  | 29 |  | 32000 | True |  |  | False | Gas-fired storage | 62 |  | 73 | 0 | 18471676 | Medium | 0.6 |  |  | 02/23/2023 | 206715316 | 02/23/2023
A.O. Smith Water Products Company | RELIANCE WATER HEATERS | 12-40-NACT 4** | Federally-Regulated Consumer Product | Natural gas |  | 38 |  | 40000 | True |  |  | False | Gas-fired storage | 80 |  | 78 | 0 | 25646625 | High | 0.66 |  |  | 02/23/2023 | 206715233 | 02/23/2023
A.O. Smith Water Products Company | RELIANCE WATER HEATERS | 9-40-NKCS 4** | Federally-Regulated Consumer Product | Natural gas |  | 38 |  | 40000 | True |  |  | False | Gas-fired storage | 67 |  | 78 | 0 | 19108631 | Medium | 0.58 |  |  | 02/23/2023 | 206715129 | 02/23/2023
A.O. Smith Water Products Company | RELIANCE WATER HEATERS | 6-30-POCSR 4*1 | Federally-Regulated Consumer Product | LPG |  | 29 |  | 32000 | True |  |  | False | Gas-fired storage | 55 |  | 75 | 0 | 18471676 | Medium | 0.6 |  |  | 02/23/2023 | 206715291 | 02/23/2023
A.O. Smith Water Products Company | RELIANCE WATER HEATERS | 6-40-POCT 4*1 | Federally-Regulated Consumer Product | LPG |  | 38 |  | 40000 | True |  |  | False | Gas-fired storage | 80 |  | 78 | 0 | 25646625 | High | 0.66 |  |  | 02/23/2023 | 206715236 | 02/23/2023
A.O. Smith Water Products Company | RELIANCE WATER HEATERS | 6-30-PORBSR 4*1 | Federally-Regulated Consumer Product | LPG |  | 29 |  | 32000 | True |  |  | False | Gas-fired storage | 65 |  | 75 | 0 | 18471676 | Medium | 0.6 |  |  | 02/23/2023 | 206715274 | 02/23/2023
A.O. Smith Water Products Company | RELIANCE WATER HEATERS | TS-240-GIH 1** | Federally-Regulated Consumer Product | Natural gas |  | 1 |  | 160000 |  |  |  | False | Instantaneous gas-fired |  | 4.7 | 97 | 38 | 17877549 | High | 0.94 |  | 0 | 02/23/2023 | 206703151 | 02/23/2023
A.O. Smith Water Products Company | RELIANCE WATER HEATERS | TS-510U-I 2** | Federally-Regulated Consumer Product | Natural gas |  | 1 |  | 199000 |  |  |  | False | Instantaneous gas-fired |  | 5 | 84 | 43 | 20750534 | High | 0.81 |  | 0 | 02/23/2023 | 206703160 | 02/23/2023
A.O. Smith Water Products Company | RELIANCE WATER HEATERS | 6-40-NBCS 4** | Federally-Regulated Consumer Product | Natural gas |  | 38 |  | 40000 | True |  |  | False | Gas-fired storage | 67 |  | 78 | 0 | 19108631 | Medium | 0.58 |  |  | 02/23/2023 | 206715128 | 02/23/2023
American Water Heater Co. | American | G82-55T60 2*1 | Federally-Regulated Consumer Product | LPG |  | 55 |  | 60000 | True |  |  | False | Gas-fired storage | 83 |  | 74 | 0 | 27301246 | High | 0.62 |  |  | 02/23/2023 | 206954672 | 02/23/2023
American Water Heater Co. | American | PDVG62-50T45-PV 3*1 | Federally-Regulated Consumer Product | LPG |  | 48 |  | 45000 | True |  |  | False | Gas-fired storage | 79 |  | 79 | 68 | 23277390 | High | 0.72 |  |  | 02/23/2023 | 206902220 | 02/23/2023
American Water Heater Co. | American | GT-110U-E 2** | Federally-Regulated Consumer Product | Natural gas |  | 1 |  | 140000 |  |  |  | False | Instantaneous gas-fired |  | 3.5 | 83 | 25 | 13597423 | Medium | 0.81 |  | 0 | 02/23/2023 | 206908489 | 02/23/2023
American Water Heater Co. | American | PDVG62-40S40-NVL 3** | Federally-Regulated Consumer Product | Natural gas |  | 38 |  | 40000 | True |  |  | False | Gas-fired storage | 74 |  | 79 | 58 | 16100642 | Medium | 0.68 |  |  | 02/23/2023 | 206902200 | 02/23/2023
American Water Heater Co. | American | PVG62-40S40-PVS 2*1 | Federally-Regulated Consumer Product | LPG |  | 38 |  | 40000 | True |  |  | False | Gas-fired storage | 73 |  | 79 | 30 | 16439440 | Medium | 0.67 |  |  | 02/23/2023 | 206860923 | 02/23/2023
American Water Heater Co. | American | PVG6250T50PVSL 2*1 | Federally-Regulated Consumer Product | LPG |  | 48 |  | 50000 | True |  |  | False | Gas-fired storage | 97 |  | 81 | 35 | 23389986 | High | 0.72 |  |  | 02/23/2023 | 206861804 | 02/23/2023
American Water Heater Co. | American | PVG6250S62PVS 2*1 | Federally-Regulated Consumer Product | LPG |  | 50 |  | 62000 | True |  |  | False | Gas-fired storage | 119 |  | 82 | 26 | 23098647 | High | 0.73 |  |  | 02/23/2023 | 206862002 | 02/23/2023
American Water Heater Co. | American | GT-310U-E 2** | Federally-Regulated Consumer Product | Natural gas |  | 1 |  | 190000 |  |  |  | False | Instantaneous gas-fired |  | 4.8 | 86 | 23 | 20818774 | High | 0.81 |  | 0 | 02/23/2023 | 206908504 | 02/23/2023
American Water Heater Co. | American | GT-510U-E 2** | Federally-Regulated Consumer Product | Natural gas |  | 1 |  | 199000 |  |  |  | False | Instantaneous gas-fired |  | 5 | 84 | 33 | 20784654 | High | 0.81 |  | 0 | 02/23/2023 | 206908519 | 02/23/2023
American Water Heater Co. | American | PDVG62-50T45-NVL 3** | Federally-Regulated Consumer Product | Natural gas |  | 48 |  | 45000 | True |  |  | False | Gas-fired storage | 79 |  | 79 | 68 | 23277390 | High | 0.72 |  |  | 02/23/2023 | 206902219 | 02/23/2023
American Water Heater Co. | American | G82-55T60L 2** | Federally-Regulated Consumer Product | Natural gas |  | 55 |  | 60000 | True |  |  | False | Gas-fired storage | 83 |  | 74 | 0 | 27301246 | High | 0.62 |  |  | 02/23/2023 | 206954671 | 02/23/2023
American Water Heater Co. | American | PVG6240T50NVSL 2** | Federally-Regulated Consumer Product | Natural gas |  | 38 |  | 50000 | True |  |  | False | Gas-fired storage | 87 |  | 78 | 34 | 24065096 | High | 0.7 |  |  | 02/23/2023 | 206861626 | 02/23/2023
American Water Heater Co. | American | PDVG62-40S40-NV 3** | Federally-Regulated Consumer Product | Natural gas |  | 38 |  | 40000 | True |  |  | False | Gas-fired storage | 74 |  | 79 | 58 | 16100642 | Medium | 0.68 |  |  | 02/23/2023 | 206902199 | 02/23/2023
American Water Heater Co. | American | GT-110U-I 2** | Federally-Regulated Consumer Product | Natural gas |  | 1 |  | 140000 |  |  |  | False | Instantaneous gas-fired |  | 3.5 | 85 | 35 | 13563303 | Medium | 0.81 |  | 0 | 02/23/2023 | 206908496 | 02/23/2023
American Water Heater Co. | American | PDVG62-50T62-NV 3** | Federally-Regulated Consumer Product | Natural gas |  | 48 |  | 62000 | True |  |  | False | Gas-fired storage | 118 |  | 82 | 54 | 23003111 | High | 0.73 |  |  | 02/23/2023 | 206902234 | 02/23/2023
American Water Heater Co. | American | G102-55T60 2** | Federally-Regulated Consumer Product | Natural gas |  | 55 |  | 60000 | True |  |  | False | Gas-fired storage | 83 |  | 74 | 0 | 27301246 | High | 0.62 |  |  | 02/23/2023 | 206954675 | 02/23/2023
American Water Heater Co. | American | PVG6240T50PVSL 2*1 | Federally-Regulated Consumer Product | LPG |  | 38 |  | 50000 | True |  |  | False | Gas-fired storage | 87 |  | 78 | 34 | 24065096 | High | 0.7 |  |  | 02/23/2023 | 206861628 | 02/23/2023
American Water Heater Co. | American | PVG62-50S40-NVS 2** | Federally-Regulated Consumer Product | Natural gas |  | 49 |  | 40000 | True |  |  | False | Gas-fired storage | 79 |  | 80 | 40 | 23372926 | High | 0.72 |  |  | 02/23/2023 | 206861422 | 02/23/2023
American Water Heater Co. | American | PDVG62-40S40-PVL 3*1 | Federally-Regulated Consumer Product | LPG |  | 38 |  | 40000 | True |  |  | False | Gas-fired storage | 74 |  | 79 | 58 | 16100642 | Medium | 0.68 |  |  | 02/23/2023 | 206902202 | 02/23/2023
American Water Heater Co. | American | PVG6240T50PVS 2*1 | Federally-Regulated Consumer Product | LPG |  | 38 |  | 50000 | True |  |  | False | Gas-fired storage | 87 |  | 78 | 34 | 24065096 | High | 0.7 |  |  | 02/23/2023 | 206861627 | 02/23/2023
American Water Heater Co. | American | PVG62-50S40-PVS 2*1 | Federally-Regulated Consumer Product | LPG |  | 49 |  | 40000 | True |  |  | False | Gas-fired storage | 79 |  | 80 | 40 | 23372926 | High | 0.72 |  |  | 02/23/2023 | 206861423 | 02/23/2023
American Water Heater Co. | American | PVG6250T50NVS 2** | Federally-Regulated Consumer Product | Natural gas |  | 48 |  | 50000 | True |  |  | False | Gas-fired storage | 97 |  | 81 | 35 | 23389986 | High | 0.72 |  |  | 02/23/2023 | 206861801 | 02/23/2023
American Water Heater Co. | American | G82-55T60 2** | Federally-Regulated Consumer Product | Natural gas |  | 55 |  | 60000 | True |  |  | False | Gas-fired storage | 83 |  | 74 | 0 | 27301246 | High | 0.62 |  |  | 02/23/2023 | 206954669 | 02/23/2023
American Water Heater Co. | American | PVG6240S40NVS 2** | Federally-Regulated Consumer Product | Natural gas |  | 38 |  | 40000 | True |  |  | False | Gas-fired storage | 73 |  | 79 | 30 | 16439440 | Medium | 0.67 |  |  | 02/23/2023 | 206860922 | 02/23/2023
American Water Heater Co. | American | UPDVG62-40S40 1** | Federally-Regulated Consumer Product | Natural gas |  | 38 |  | 40000 | True |  |  | False | Gas-fired storage | 75 |  | 77 | 78 | 23914968 | High | 0.7 |  |  | 02/23/2023 | 206860588 | 02/23/2023
American Water Heater Co. | American | PDVG62-50T62-PV 3*1 | Federally-Regulated Consumer Product | LPG |  | 48 |  | 62000 | True |  |  | False | Gas-fired storage | 118 |  | 82 | 54 | 23003111 | High | 0.73 |  |  | 02/23/2023 | 206902235 | 02/23/2023
American Water Heater Co. | American | PVG6240T50NVS 2** | Federally-Regulated Consumer Product | Natural gas |  | 38 |  | 50000 | True |  |  | False | Gas-fired storage | 87 |  | 78 | 34 | 24065096 | High | 0.7 |  |  | 02/23/2023 | 206861625 | 02/23/2023
American Water Heater Co. | American | PDVG62-50T45-PVL 3*1 | Federally-Regulated Consumer Product | LPG |  | 48 |  | 45000 | True |  |  | False | Gas-fired storage | 79 |  | 79 | 68 | 23277390 | High | 0.72 |  |  | 02/23/2023 | 206902221 | 02/23/2023
American Water Heater Co. | American | PVG6250S62NVS 2** | Federally-Regulated Consumer Product | Natural gas |  | 50 |  | 62000 | True |  |  | False | Gas-fired storage | 119 |  | 82 | 26 | 23098647 | High | 0.73 |  |  | 02/23/2023 | 206862001 | 02/23/2023
American Water Heater Co. | American | PVG6250T50NVSL 2** | Federally-Regulated Consumer Product | Natural gas |  | 48 |  | 50000 | True |  |  | False | Gas-fired storage | 97 |  | 81 | 35 | 23389986 | High | 0.72 |  |  | 02/23/2023 | 206861802 | 02/23/2023
American Water Heater Co. | American | PDVG62-50T45-NV 3** | Federally-Regulated Consumer Product | Natural gas |  | 48 |  | 45000 | True |  |  | False | Gas-fired storage | 79 |  | 79 | 68 | 23277390 | High | 0.72 |  |  | 02/23/2023 | 206902218 | 02/23/2023
American Water Heater Co. | American | PDVG62-40S40-PV 3*1 | Federally-Regulated Consumer Product | LPG |  | 38 |  | 40000 | True |  |  | False | Gas-fired storage | 74 |  | 79 | 58 | 16100642 | Medium | 0.68 |  |  | 02/23/2023 | 206902201 | 02/23/2023
American Water Heater Co. | American | G82-55T60L 2*1 | Federally-Regulated Consumer Product | LPG |  | 55 |  | 60000 | True |  |  | False | Gas-fired storage | 83 |  | 74 | 0 | 27301246 | High | 0.62 |  |  | 02/23/2023 | 206954674 | 02/23/2023
American Water Heater Co. | American | GT-310U-I 2** | Federally-Regulated Consumer Product | Natural gas |  | 1 |  | 190000 |  |  |  | False | Instantaneous gas-fired |  | 4.7 | 84 | 33 | 20784654 | High | 0.81 |  | 0 | 02/23/2023 | 206908511 | 02/23/2023
American Water Heater Co. | American | PVG6250T50PVS 2*1 | Federally-Regulated Consumer Product | LPG |  | 48 |  | 50000 | True |  |  | False | Gas-fired storage | 97 |  | 81 | 35 | 23389986 | High | 0.72 |  |  | 02/23/2023 | 206861803 | 02/23/2023
A.O. Smith Water Products Company | State | HPSX-80-DHPT 2** | Federally-Regulated Consumer Product | Heat pump |  | 82 |  | 4.5 | True |  | False | False | Electric storage | 95 |  | 430 | 1279 |  | High | 3.88 |  |  | 02/23/2023 | 208531257 | 02/23/2023
A.O. Smith Water Products Company | State | GW8-40-BCT 4** | Federally-Regulated Consumer Product | Natural gas |  | 38 |  | 40000 | True |  |  | False | Gas-fired storage | 80 |  | 78 | 0 | 25646625 | High | 0.66 |  |  | 02/23/2023 | 206715244 | 02/23/2023
A.O. Smith Water Products Company | State | GSX-30-OCSR 4** | Federally-Regulated Consumer Product | Natural gas |  | 29 |  | 32000 | True |  |  | False | Gas-fired storage | 55 |  | 75 | 0 | 18471676 | Medium | 0.6 |  |  | 02/23/2023 | 206715285 | 02/23/2023
A.O. Smith Water Products Company | State | GS6-30-ORBTR 4*1 | Federally-Regulated Consumer Product | LPG |  | 29 |  | 32000 | True |  |  | False | Gas-fired storage | 62 |  | 74 | 0 | 18471676 | Medium | 0.6 |  |  | 02/23/2023 | 206715303 | 02/23/2023
A.O. Smith Water Products Company | State | GSX-40-BCTL 4** | Federally-Regulated Consumer Product | Natural gas |  | 38 |  | 40000 | True |  |  | False | Gas-fired storage | 80 |  | 78 | 0 | 25646625 | High | 0.66 |  |  | 02/23/2023 | 206715243 | 02/23/2023
A.O. Smith Water Products Company | State | GW8-40-BCT 410 | Federally-Regulated Consumer Product | Natural gas |  | 38 |  | 40000 | True |  |  | False | Gas-fired storage | 80 |  | 78 | 7688 | 216626 | High | 0.64 |  |  | 02/23/2023 | 210586326 | 02/23/2023
A.O. Smith Water Products Company | State | GS6-40-BCT 410 | Federally-Regulated Consumer Product | Natural gas |  | 38 |  | 40000 | True |  |  | False | Gas-fired storage | 80 |  | 78 | 7688 | 216626 | High | 0.64 |  |  | 02/23/2023 | 210586319 | 02/23/2023
A.O. Smith Water Products Company | State | GS6-50-ORT 2*1 | Federally-Regulated Consumer Product | LPG |  | 48 |  | 38000 | True |  |  | False | Gas-fired storage | 76 |  | 77 | 0 | 26867893 | High | 0.63 |  |  | 02/23/2023 | 206715266 | 02/23/2023
A.O. Smith Water Products Company | State | GS6-40-BCTL 411 | Federally-Regulated Consumer Product | LPG |  | 38 |  | 40000 | True |  |  | False | Gas-fired storage | 80 |  | 78 | 7688 | 216626 | High | 0.64 |  |  | 02/23/2023 | 210586324 | 02/23/2023
A.O. Smith Water Products Company | State | GS6-40-BCS 2** | Federally-Regulated Consumer Product | Natural gas |  | 38 |  | 40000 | True |  |  | False | Gas-fired storage | 70 |  | 74 | 0 | 19108631 | Medium | 0.58 |  |  | 02/23/2023 | 206715171 | 02/23/2023
A.O. Smith Water Products Company | State | GSX-40-BCTL 410 | Federally-Regulated Consumer Product | Natural gas |  | 38 |  | 40000 | True |  |  | False | Gas-fired storage | 80 |  | 78 | 7688 | 216626 | High | 0.64 |  |  | 02/23/2023 | 210586325 | 02/23/2023
A.O. Smith Water Products Company | State | HPSX-66-DHPT 2** | Federally-Regulated Consumer Product | Heat pump |  | 67 |  | 4.5 | True |  | False | False | Electric storage | 82 |  | 425 | 1233 |  | High | 4.02 |  |  | 02/23/2023 | 208531194 | 02/23/2023
A.O. Smith Water Products Company | State | GS6-40-BCTL 4** | Federally-Regulated Consumer Product | Natural gas |  | 38 |  | 40000 | True |  |  | False | Gas-fired storage | 80 |  | 78 | 0 | 25646625 | High | 0.66 |  |  | 02/23/2023 | 206715241 | 02/23/2023
A.O. Smith Water Products Company | State | GS6-30-ORBSR 4** | Federally-Regulated Consumer Product | Natural gas |  | 29 |  | 32000 | True |  |  | False | Gas-fired storage | 65 |  | 75 | 0 | 18471676 | Medium | 0.6 |  |  | 02/23/2023 | 206715270 | 02/23/2023
A.O. Smith Water Products Company | State | GS6-30-OCT 2*1 | Federally-Regulated Consumer Product | LPG |  | 29 |  | 35500 | True |  |  | False | Gas-fired storage | 63 |  | 77 | 0 | 17592073 | Medium | 0.63 |  |  | 02/23/2023 | 206715090 | 02/23/2023
A.O. Smith Water Products Company | State | GS6-40-BRBT 4*1 | Federally-Regulated Consumer Product | LPG |  | 38 |  | 40000 | True |  |  | False | Gas-fired storage | 78 |  | 77 | 0 | 26041188 | High | 0.65 |  |  | 02/23/2023 | 206715191 | 02/23/2023
A.O. Smith Water Products Company | State | GS6-40-BCT 2*1 | Federally-Regulated Consumer Product | LPG |  | 38 |  | 40000 | True |  |  | False | Gas-fired storage | 80 |  | 74 | 0 | 26448082 | High | 0.64 |  |  | 02/23/2023 | 206715258 | 02/23/2023
A.O. Smith Water Products Company | State | GS6-30-ORBSR 4*1 | Federally-Regulated Consumer Product | LPG |  | 29 |  | 32000 | True |  |  | False | Gas-fired storage | 65 |  | 75 | 0 | 18471676 | Medium | 0.6 |  |  | 02/23/2023 | 206715275 | 02/23/2023
A.O. Smith Water Products Company | State | GS6-40-BCS 2*1 | Federally-Regulated Consumer Product | LPG |  | 38 |  | 40000 | True |  |  | False | Gas-fired storage | 70 |  | 74 | 0 | 19108631 | Medium | 0.58 |  |  | 02/23/2023 | 206715177 | 02/23/2023
A.O. Smith Water Products Company | State | GS X 50 BCUT 4** | Federally-Regulated Consumer Product | Natural gas |  | 48 |  | 40000 | True |  |  | False | Gas-fired storage | 84 |  | 77 | 0 | 26448082 | High | 0.64 |  |  | 02/23/2023 | 206715168 | 02/23/2023
A.O. Smith Water Products Company | State | GS6-40-BRBT 4** | Federally-Regulated Consumer Product | Natural gas |  | 38 |  | 40000 | True |  |  | False | Gas-fired storage | 78 |  | 77 | 0 | 26041188 | High | 0.65 |  |  | 02/23/2023 | 206715190 | 02/23/2023
A.O. Smith Water Products Company | State | GS6-30-ORBTR 4** | Federally-Regulated Consumer Product | Natural gas |  | 29 |  | 32000 | True |  |  | False | Gas-fired storage | 62 |  | 74 | 0 | 18471676 | Medium | 0.6 |  |  | 02/23/2023 | 206715302 | 02/23/2023
A.O. Smith Water Products Company | State | GSX-40-BCT 411 | Federally-Regulated Consumer Product | LPG |  | 38 |  | 40000 | True |  |  | False | Gas-fired storage | 80 |  | 78 | 7688 | 216626 | High | 0.64 |  |  | 02/23/2023 | 210586322 | 02/23/2023
A.O. Smith Water Products Company | State | GW8-50-BCUT 4** | Federally-Regulated Consumer Product | Natural gas |  | 48 |  | 40000 | True |  |  | False | Gas-fired storage | 84 |  | 77 | 0 | 26448082 | High | 0.64 |  |  | 02/23/2023 | 206715169 | 02/23/2023
A.O. Smith Water Products Company | State | GS6-50-ORT 2** | Federally-Regulated Consumer Product | Natural gas |  | 48 |  | 38000 | True |  |  | False | Gas-fired storage | 76 |  | 77 | 0 | 26867893 | High | 0.63 |  |  | 02/23/2023 | 206715265 | 02/23/2023
A.O. Smith Water Products Company | State | GSX-40-BCT 4** | Federally-Regulated Consumer Product | Natural gas |  | 38 |  | 40000 | True |  |  | False | Gas-fired storage | 80 |  | 78 | 0 | 25646625 | High | 0.66 |  |  | 02/23/2023 | 206715238 | 02/23/2023
A.O. Smith Water Products Company | State | GS6-40-BCT 2** | Federally-Regulated Consumer Product | Natural gas |  | 38 |  | 40000 | True |  |  | False | Gas-fired storage | 80 |  | 74 | 0 | 26448082 | High | 0.64 |  |  | 02/23/2023 | 206715257 | 02/23/2023
A.O. Smith Water Products Company | State | GS6-30-OCSR 4** | Federally-Regulated Consumer Product | Natural gas |  | 29 |  | 32000 | True |  |  | False | Gas-fired storage | 55 |  | 75 | 0 | 18471676 | Medium | 0.6 |  |  | 02/23/2023 | 206715284 | 02/23/2023
A.O. Smith Water Products Company | State | GS6-40-BCTL 4*1 | Federally-Regulated Consumer Product | LPG |  | 38 |  | 40000 | True |  |  | False | Gas-fired storage | 80 |  | 78 | 0 | 25646625 | High | 0.66 |  |  | 02/23/2023 | 206715242 | 02/23/2023
A.O. Smith Water Products Company | State | GS6-50-BCUT 4** | Federally-Regulated Consumer Product | Natural gas |  | 48 |  | 40000 | True |  |  | False | Gas-fired storage | 84 |  | 77 | 0 | 26448082 | High | 0.64 |  |  | 02/23/2023 | 206715167 | 02/23/2023
A.O. Smith Water Products Company | State | GSX-40-BCT 4*1 | Federally-Regulated Consumer Product | LPG |  | 38 |  | 40000 | True |  |  | False | Gas-fired storage | 80 |  | 78 | 0 | 25646625 | High | 0.66 |  |  | 02/23/2023 | 206715240 | 02/23/2023
A.O. Smith Water Products Company | State | HPSX-50-DHPT 2** | Federally-Regulated Consumer Product | Heat pump |  | 46 |  | 4.5 | True |  | False | False | Electric storage | 65 |  | 452 | 831 |  | Medium | 3.8 |  |  | 02/23/2023 | 208531071 | 02/23/2023
A.O. Smith Water Products Company | State | GW8-40-BCT 4*1 | Federally-Regulated Consumer Product | LPG |  | 38 |  | 40000 | True |  |  | False | Gas-fired storage | 80 |  | 78 | 0 | 25646625 | High | 0.66 |  |  | 02/23/2023 | 206715245 | 02/23/2023
A.O. Smith Water Products Company | State | GS6-40-BCTL 410 | Federally-Regulated Consumer Product | Natural gas |  | 38 |  | 40000 | True |  |  | False | Gas-fired storage | 80 |  | 78 | 7688 | 216626 | High | 0.64 |  |  | 02/23/2023 | 210586323 | 02/23/2023
A.O. Smith Water Products Company | State | GW8-40-BCT 411 | Federally-Regulated Consumer Product | LPG |  | 38 |  | 40000 | True |  |  | False | Gas-fired storage | 80 |  | 78 | 7688 | 216626 | High | 0.64 |  |  | 02/23/2023 | 210586327 | 02/23/2023
A.O. Smith Water Products Company | State | GS6-40-BCT 4** | Federally-Regulated Consumer Product | Natural gas |  | 38 |  | 40000 | True |  |  | False | Gas-fired storage | 80 |  | 78 | 0 | 25646625 | High | 0.66 |  |  | 02/23/2023 | 206715237 | 02/23/2023
A.O. Smith Water Products Company | State | GS6-40-BCT 4*1 | Federally-Regulated Consumer Product | LPG |  | 38 |  | 40000 | True |  |  | False | Gas-fired storage | 80 |  | 78 | 0 | 25646625 | High | 0.66 |  |  | 02/23/2023 | 206715239 | 02/23/2023
A.O. Smith Water Products Company | State | GSX-40-BCT 410 | Federally-Regulated Consumer Product | Natural gas |  | 38 |  | 40000 | True |  |  | False | Gas-fired storage | 80 |  | 78 | 7688 | 216626 | High | 0.64 |  |  | 02/23/2023 | 210586320 | 02/23/2023
A.O. Smith Water Products Company | State | GS6-40-BCT 411 | Federally-Regulated Consumer Product | LPG |  | 38 |  | 40000 | True |  |  | False | Gas-fired storage | 80 |  | 78 | 7688 | 216626 | High | 0.64 |  |  | 02/23/2023 | 210586321 | 02/23/2023
A.O. Smith Water Products Company | State | GS6-50-MDV 2** | Federally-Regulated Consumer Product | Natural gas |  | 47 |  | 40000 | True |  |  | True | Gas-fired storage | 67 |  | 77 | 0 | 19443870 | Medium | 0.57 |  |  | 02/23/2023 | 206438850 | 02/23/2023
A.O. Smith Water Products Company | State | GS6-50-MDV 2** | Federally-Regulated Consumer Product | LPG |  | 47 |  | 40000 | True |  |  | True | Gas-fired storage | 67 |  | 77 | 0 | 19443870 | Medium | 0.57 |  |  | 02/23/2023 | 206438850 | 02/23/2023
A.O. Smith Water Products Company | State | GS6-55-XCT 2** | Federally-Regulated Consumer Product | Natural gas |  | 55 |  | 60000 | True |  |  | False | Gas-fired storage | 83 |  | 74 | 0 | 27301246 | High | 0.62 |  |  | 02/23/2023 | 206954700 | 02/23/2023
A.O. Smith Water Products Company | State | GTS-240X3-PEH 1*1 | Federally-Regulated Consumer Product | LPG |  | 1 |  | 160000 |  |  |  | False | Instantaneous gas-fired |  | 4.7 | 96 | 23 | 17739179 | High | 0.95 |  | 0 | 02/23/2023 | 207861942 | 02/23/2023
A.O. Smith Water Products Company | State | GS6-40-OCT 4** | Federally-Regulated Consumer Product | Natural gas |  | 38 |  | 35500 | True |  |  | False | Gas-fired storage | 65 |  | 80 | 0 | 18784755 | Medium | 0.59 |  |  | 02/23/2023 | 206715098 | 02/23/2023
A.O. Smith Water Products Company | State | GS6-30-MDV 2** | Federally-Regulated Consumer Product | Natural gas |  | 29 |  | 30000 | True |  |  | True | Gas-fired storage | 60 |  | 78 | 0 | 18168862 | Medium | 0.61 |  |  | 02/23/2023 | 206438838 | 02/23/2023
A.O. Smith Water Products Company | State | GSX-55-XCT 2** | Federally-Regulated Consumer Product | Natural gas |  | 55 |  | 60000 | True |  |  | False | Gas-fired storage | 83 |  | 74 | 0 | 27301246 | High | 0.62 |  |  | 02/23/2023 | 206954702 | 02/23/2023
A.O. Smith Water Products Company | State | GTS-540X3-NEH 1** | Federally-Regulated Consumer Product | Natural gas |  | 1 |  | 199000 |  |  |  | False | Instantaneous gas-fired |  | 5.8 | 96 | 34 | 17701647 | High | 0.95 |  | 0 | 02/23/2023 | 207209458 | 02/23/2023
A.O. Smith Water Products Company | State | GTS-540P-PIH 1*1 | Federally-Regulated Consumer Product | LPG |  | 1 |  | 199000 |  |  |  | False | Instantaneous gas-fired |  | 5.8 | 96 | 47 | 18040466 | High | 0.93 |  | 0 | 02/23/2023 | 206703086 | 02/23/2023
A.O. Smith Water Products Company | State | GTS-240X3-PIH 1*1 | Federally-Regulated Consumer Product | LPG |  | 1 |  | 160000 |  |  |  | False | Instantaneous gas-fired |  | 4.7 | 97 | 38 | 17877549 | High | 0.94 |  | 0 | 02/23/2023 | 207861918 | 02/23/2023
A.O. Smith Water Products Company | State | GS6-40-YBDSL 3** | Federally-Regulated Consumer Product | Natural gas |  | 39 |  | 38000 | True |  |  | False | Gas-fired storage | 64 |  | 75 | 0 | 18471676 | Medium | 0.6 |  |  | 02/23/2023 | 206715045 | 02/23/2023
A.O. Smith Water Products Company | State | GTS-340X3-NEH 1** | Federally-Regulated Consumer Product | Natural gas |  | 1 |  | 180000 |  |  |  | False | Instantaneous gas-fired |  | 5.3 | 97 | 23 | 17928729 | High | 0.94 |  | 0 | 02/23/2023 | 207861953 | 02/23/2023
A.O. Smith Water Products Company | State | GS6-50-HRDS 3*1 | Federally-Regulated Consumer Product | LPG |  | 48 |  | 47000 | True |  |  | False | Gas-fired storage | 82 |  | 79 | 0 | 26041188 | High | 0.65 |  |  | 02/23/2023 | 206715080 | 02/23/2023
A.O. Smith Water Products Company | State | GS6 30 MHG 4** | Federally-Regulated Consumer Product | Natural gas |  | 29 |  | 35500 | True |  |  | True | Gas-fired storage | 63 |  | 79 | 0 | 18168862 | Medium | 0.61 |  |  | 02/23/2023 | 206438854 | 02/23/2023
A.O. Smith Water Products Company | State | SBS-55-60 2*1 | Federally-Regulated Consumer Product | LPG |  | 55 |  | 60000 | True |  |  | False | Gas-fired storage | 83 |  | 74 | 0 | 27301246 | High | 0.62 |  |  | 02/23/2023 | 206954708 | 02/23/2023
A.O. Smith Water Products Company | State | SCT-199I-N 1** | Federally-Regulated Consumer Product | Natural gas |  | 1 |  | 199000 |  |  |  | False | Instantaneous gas-fired |  | 5.8 | 96 | 47 | 18040466 | High | 0.93 |  | 0 | 02/23/2023 | 206703084 | 02/23/2023
A.O. Smith Water Products Company | State | GS6-50-YBDSL 3** | Federally-Regulated Consumer Product | Natural gas |  | 48 |  | 40000 | True |  |  | False | Gas-fired storage | 77 |  | 79 | 0 | 25646625 | High | 0.66 |  |  | 02/23/2023 | 206715064 | 02/23/2023
A.O. Smith Water Products Company | State | GS6-55-XCT 2*1 | Federally-Regulated Consumer Product | LPG |  | 55 |  | 60000 | True |  |  | False | Gas-fired storage | 83 |  | 74 | 0 | 27301246 | High | 0.62 |  |  | 02/23/2023 | 206954703 | 02/23/2023
A.O. Smith Water Products Company | State | GTS-240-PIH 1*1 | Federally-Regulated Consumer Product | LPG |  | 1 |  | 160000 |  |  |  | False | Instantaneous gas-fired |  | 4.7 | 97 | 38 | 17877549 | High | 0.94 |  | 0 | 02/23/2023 | 206703150 | 02/23/2023
A.O. Smith Water Products Company | State | GTS-540X3-NIH 1** | Federally-Regulated Consumer Product | Natural gas |  | 1 |  | 199000 |  |  |  | False | Instantaneous gas-fired |  | 5.8 | 96 | 47 | 18040466 | High | 0.93 |  | 0 | 02/23/2023 | 207209491 | 02/23/2023
A.O. Smith Water Products Company | State | GS6-40-MDV 2** | Federally-Regulated Consumer Product | Natural gas |  | 38 |  | 32000 | True |  |  | True | Gas-fired storage | 57 |  | 76 | 0 | 18784755 | Medium | 0.59 |  |  | 02/23/2023 | 206438844 | 02/23/2023
A.O. Smith Water Products Company | State | GS6-40-UBDSL 1** | Federally-Regulated Consumer Product | Natural gas |  | 39 |  | 36000 | True |  |  | False | Gas-fired storage | 64 |  | 74 | 0 | 18784755 | Medium | 0.59 |  |  | 02/23/2023 | 206667233 | 02/23/2023
A.O. Smith Water Products Company | State | SCI-50-MDV 2** | Federally-Regulated Consumer Product | Natural gas |  | 47 |  | 40000 | True |  |  | True | Gas-fired storage | 67 |  | 77 | 0 | 19443870 | Medium | 0.57 |  |  | 02/23/2023 | 206438851 | 02/23/2023
A.O. Smith Water Products Company | State | GTS-540-NEH 1** | Federally-Regulated Consumer Product | Natural gas |  | 1 |  | 199000 |  |  |  | False | Instantaneous gas-fired |  | 5.8 | 96 | 34 | 17701647 | High | 0.95 |  | 0 | 02/23/2023 | 206703118 | 02/23/2023
A.O. Smith Water Products Company | State | SCI-40-MDV 2** | Federally-Regulated Consumer Product | LPG |  | 38 |  | 32000 | True |  |  | True | Gas-fired storage | 57 |  | 76 | 0 | 18784755 | Medium | 0.59 |  |  | 02/23/2023 | 206438845 | 02/23/2023
A.O. Smith Water Products Company | State | GW8-55-XCTL 2*1 | Federally-Regulated Consumer Product | LPG |  | 55 |  | 60000 | True |  |  | False | Gas-fired storage | 83 |  | 74 | 0 | 27301246 | High | 0.62 |  |  | 02/23/2023 | 206954714 | 02/23/2023
A.O. Smith Water Products Company | State | GW8-55-XCT 2** | Federally-Regulated Consumer Product | Natural gas |  | 55 |  | 60000 | True |  |  | False | Gas-fired storage | 83 |  | 74 | 0 | 27301246 | High | 0.62 |  |  | 02/23/2023 | 206954711 | 02/23/2023
A.O. Smith Water Products Company | State | GTS-540P-NEH 1** | Federally-Regulated Consumer Product | Natural gas |  | 1 |  | 199000 |  |  |  | False | Instantaneous gas-fired |  | 5.8 | 96 | 34 | 17701647 | High | 0.95 |  | 0 | 02/23/2023 | 206703119 | 02/23/2023
A.O. Smith Water Products Company | State | GTS-340X3-NIH 1** | Federally-Regulated Consumer Product | Natural gas |  | 1 |  | 180000 |  |  |  | False | Instantaneous gas-fired |  | 5.4 | 97 | 37 | 17691411 | High | 0.95 |  | 0 | 02/23/2023 | 207861929 | 02/23/2023
A.O. Smith Water Products Company | State | GTS-540P-NIH 1** | Federally-Regulated Consumer Product | Natural gas |  | 1 |  | 199000 |  |  |  | False | Instantaneous gas-fired |  | 5.8 | 96 | 47 | 18040466 | High | 0.93 |  | 0 | 02/23/2023 | 206703083 | 02/23/2023
A.O. Smith Water Products Company | State | GSX-40-OCT 4** | Federally-Regulated Consumer Product | Natural gas |  | 38 |  | 35500 | True |  |  | False | Gas-fired storage | 65 |  | 80 | 0 | 18784755 | Medium | 0.59 |  |  | 02/23/2023 | 206715099 | 02/23/2023
A.O. Smith Water Products Company | State | SCT-199O-P 1*1 | Federally-Regulated Consumer Product | LPG |  | 1 |  | 199000 |  |  |  | False | Instantaneous gas-fired |  | 5.8 | 96 | 34 | 17701647 | High | 0.95 |  | 0 | 02/23/2023 | 206703123 | 02/23/2023
A.O. Smith Water Products Company | State | GS6-40-BDHT 1** | Federally-Regulated Consumer Product | Natural gas |  | 38 |  | 40000 | True |  |  | False | Gas-fired storage | 82 |  | 75 | 0 | 24892312 | High | 0.68 |  |  | 02/23/2023 | 206628533 | 02/23/2023
A.O. Smith Water Products Company | State | GS6-40-MDV 2** | Federally-Regulated Consumer Product | LPG |  | 38 |  | 32000 | True |  |  | True | Gas-fired storage | 57 |  | 76 | 0 | 18784755 | Medium | 0.59 |  |  | 02/23/2023 | 206438844 | 02/23/2023
A.O. Smith Water Products Company | State | GTS-540X3-PEH 1*1 | Federally-Regulated Consumer Product | LPG |  | 1 |  | 199000 |  |  |  | False | Instantaneous gas-fired |  | 5.8 | 96 | 34 | 17701647 | High | 0.95 |  | 0 | 02/23/2023 | 207209459 | 02/23/2023
A.O. Smith Water Products Company | State | GP6-40-*RPCSL 1** | Federally-Regulated Consumer Product | Natural gas |  | 38 |  | 50000 | False |  |  | False | Gas-fired storage | 86 |  | 91 | 3 | 18797289 | High | 0.9 |  |  | 02/23/2023 | 207471178 | 02/23/2023
A.O. Smith Water Products Company | State | GS6-50-BCT 2*1 | Federally-Regulated Consumer Product | LPG |  | 48 |  | 40000 | True |  |  | False | Gas-fired storage | 81 |  | 80 | 0 | 26448082 | High | 0.64 |  |  | 02/23/2023 | 206715150 | 02/23/2023
A.O. Smith Water Products Company | State | GS6-50-BCT 2** | Federally-Regulated Consumer Product | Natural gas |  | 48 |  | 40000 | True |  |  | False | Gas-fired storage | 81 |  | 80 | 0 | 26448082 | High | 0.64 |  |  | 02/23/2023 | 206715149 | 02/23/2023
A.O. Smith Water Products Company | State | GS6-40-MHG 4** | Federally-Regulated Consumer Product | LPG |  | 38 |  | 35500 | True |  |  | True | Gas-fired storage | 59 |  | 78 | 0 | 19108631 | Medium | 0.58 |  |  | 02/23/2023 | 206438832 | 02/23/2023
A.O. Smith Water Products Company | State | SCI-50-YOMDS 3** | Federally-Regulated Consumer Product | Natural gas |  | 48 |  | 40000 | True |  |  | False | Gas-fired storage | 77 |  | 79 | 0 | 25646625 | High | 0.66 |  |  | 02/23/2023 | 206715066 | 02/23/2023
A.O. Smith Water Products Company | State | GTS-510U-I 2** | Federally-Regulated Consumer Product | Natural gas |  | 1 |  | 199000 |  |  |  | False | Instantaneous gas-fired |  | 5 | 84 | 43 | 20750534 | High | 0.81 |  | 0 | 02/23/2023 | 206703182 | 02/23/2023
A.O. Smith Water Products Company | State | GTS-540-PIH 1*1 | Federally-Regulated Consumer Product | LPG |  | 1 |  | 199000 |  |  |  | False | Instantaneous gas-fired |  | 5.8 | 96 | 47 | 18040466 | High | 0.93 |  | 0 | 02/23/2023 | 206703085 | 02/23/2023
A.O. Smith Water Products Company | State | GS6-50-HBDSL 3*1 | Federally-Regulated Consumer Product | LPG |  | 48 |  | 40000 | True |  |  | False | Gas-fired storage | 77 |  | 79 | 0 | 25646625 | High | 0.66 |  |  | 02/23/2023 | 206715065 | 02/23/2023
A.O. Smith Water Products Company | State | GS6 30 MHG 4** | Federally-Regulated Consumer Product | LPG |  | 29 |  | 35500 | True |  |  | True | Gas-fired storage | 63 |  | 79 | 0 | 18168862 | Medium | 0.61 |  |  | 02/23/2023 | 206438854 | 02/23/2023
A.O. Smith Water Products Company | State | GS6-40-HBDS 3*1 | Federally-Regulated Consumer Product | LPG |  | 39 |  | 38000 | True |  |  | False | Gas-fired storage | 64 |  | 75 | 0 | 18471676 | Medium | 0.6 |  |  | 02/23/2023 | 206715044 | 02/23/2023
A.O. Smith Water Products Company | State | SCI-30-MDV 2** | Federally-Regulated Consumer Product | Natural gas |  | 29 |  | 30000 | True |  |  | True | Gas-fired storage | 60 |  | 78 | 0 | 18168862 | Medium | 0.61 |  |  | 02/23/2023 | 206438839 | 02/23/2023
A.O. Smith Water Products Company | State | GTS-340X3-PEH 1*1 | Federally-Regulated Consumer Product | LPG |  | 1 |  | 180000 |  |  |  | False | Instantaneous gas-fired |  | 5.3 | 97 | 23 | 17928729 | High | 0.94 |  | 0 | 02/23/2023 | 207861954 | 02/23/2023
A.O. Smith Water Products Company | State | GS6-40-HBDSL 3*1 | Federally-Regulated Consumer Product | LPG |  | 39 |  | 38000 | True |  |  | False | Gas-fired storage | 64 |  | 75 | 0 | 18471676 | Medium | 0.6 |  |  | 02/23/2023 | 206715046 | 02/23/2023
A.O. Smith Water Products Company | State | GTS-240X3-NIH 1** | Federally-Regulated Consumer Product | Natural gas |  | 1 |  | 160000 |  |  |  | False | Instantaneous gas-fired |  | 4.7 | 97 | 38 | 17877549 | High | 0.94 |  | 0 | 02/23/2023 | 207861917 | 02/23/2023
A.O. Smith Water Products Company | State | GS6-40-YBDS 3** | Federally-Regulated Consumer Product | Natural gas |  | 39 |  | 38000 | True |  |  | False | Gas-fired storage | 64 |  | 75 | 0 | 18471676 | Medium | 0.6 |  |  | 02/23/2023 | 206715043 | 02/23/2023
A.O. Smith Water Products Company | State | GS6-50-YBDS 3** | Federally-Regulated Consumer Product | Natural gas |  | 48 |  | 40000 | True |  |  | False | Gas-fired storage | 77 |  | 79 | 0 | 25646625 | High | 0.66 |  |  | 02/23/2023 | 206715062 | 02/23/2023
A.O. Smith Water Products Company | State | GS6-40-MHG 4** | Federally-Regulated Consumer Product | Natural gas |  | 38 |  | 35500 | True |  |  | True | Gas-fired storage | 59 |  | 78 | 0 | 19108631 | Medium | 0.58 |  |  | 02/23/2023 | 206438832 | 02/23/2023
A.O. Smith Water Products Company | State | GSX-55-XCT 2*1 | Federally-Regulated Consumer Product | LPG |  | 55 |  | 60000 | True |  |  | False | Gas-fired storage | 83 |  | 74 | 0 | 27301246 | High | 0.62 |  |  | 02/23/2023 | 206954709 | 02/23/2023
A.O. Smith Water Products Company | State | GS6-30-MDV 2** | Federally-Regulated Consumer Product | LPG |  | 29 |  | 30000 | True |  |  | True | Gas-fired storage | 60 |  | 78 | 0 | 18168862 | Medium | 0.61 |  |  | 02/23/2023 | 206438838 | 02/23/2023
A.O. Smith Water Products Company | State | GS6-50-BDHT 1** | Federally-Regulated Consumer Product | Natural gas |  | 48 |  | 40000 | True |  |  | False | Gas-fired storage | 75 |  | 75 | 249 | 24042724 | High | 0.68 |  |  | 02/23/2023 | 206628651 | 02/23/2023
A.O. Smith Water Products Company | State | GTS-510C-NI 1** | Federally-Regulated Consumer Product | Natural gas |  | 1 |  | 199000 |  |  |  | False | Instantaneous gas-fired |  | 4.7 | 82 | 23 | 20818774 | High | 0.81 |  | 0 | 02/23/2023 | 206703166 | 02/23/2023
A.O. Smith Water Products Company | State | GS6-55-XCTL 2** | Federally-Regulated Consumer Product | Natural gas |  | 55 |  | 60000 | True |  |  | False | Gas-fired storage | 83 |  | 74 | 0 | 27301246 | High | 0.62 |  |  | 02/23/2023 | 206954704 | 02/23/2023
A.O. Smith Water Products Company | State | SCI 30 MHG 4** | Federally-Regulated Consumer Product | LPG |  | 29 |  | 35500 | True |  |  | True | Gas-fired storage | 63 |  | 79 | 0 | 18168862 | Medium | 0.61 |  |  | 02/23/2023 | 206438855 | 02/23/2023
A.O. Smith Water Products Company | State | SCT-199I-P 1*1 | Federally-Regulated Consumer Product | LPG |  | 1 |  | 199000 |  |  |  | False | Instantaneous gas-fired |  | 5.8 | 96 | 47 | 18040466 | High | 0.93 |  | 0 | 02/23/2023 | 206703087 | 02/23/2023
A.O. Smith Water Products Company | State | SCI-40-MHG 4** | Federally-Regulated Consumer Product | LPG |  | 38 |  | 35500 | True |  |  | True | Gas-fired storage | 59 |  | 78 | 0 | 19108631 | Medium | 0.58 |  |  | 02/23/2023 | 206438833 | 02/23/2023
A.O. Smith Water Products Company | State | GS6-50-HBDS 3*1 | Federally-Regulated Consumer Product | LPG |  | 48 |  | 40000 | True |  |  | False | Gas-fired storage | 77 |  | 79 | 0 | 25646625 | High | 0.66 |  |  | 02/23/2023 | 206715063 | 02/23/2023
A.O. Smith Water Products Company | State | GTS-240X3-NEH 1** | Federally-Regulated Consumer Product | Natural gas |  | 1 |  | 160000 |  |  |  | False | Instantaneous gas-fired |  | 4.7 | 96 | 23 | 17739179 | High | 0.95 |  | 0 | 02/23/2023 | 207861941 | 02/23/2023
A.O. Smith Water Products Company | State | GSX-55-XCTL 2** | Federally-Regulated Consumer Product | Natural gas |  | 55 |  | 60000 | True |  |  | False | Gas-fired storage | 83 |  | 74 | 0 | 27301246 | High | 0.62 |  |  | 02/23/2023 | 206954716 | 02/23/2023
A.O. Smith Water Products Company | State | SBS-55-60 2** | Federally-Regulated Consumer Product | Natural gas |  | 55 |  | 60000 | True |  |  | False | Gas-fired storage | 83 |  | 74 | 0 | 27301246 | High | 0.62 |  |  | 02/23/2023 | 206954707 | 02/23/2023
A.O. Smith Water Products Company | State | SCI 30 MHG 4** | Federally-Regulated Consumer Product | Natural gas |  | 29 |  | 35500 | True |  |  | True | Gas-fired storage | 63 |  | 79 | 0 | 18168862 | Medium | 0.61 |  |  | 02/23/2023 | 206438855 | 02/23/2023
A.O. Smith Water Products Company | State | GS6-50-YRDSL 3** | Federally-Regulated Consumer Product | Natural gas |  | 48 |  | 47000 | True |  |  | False | Gas-fired storage | 82 |  | 79 | 0 | 26041188 | High | 0.65 |  |  | 02/23/2023 | 206715081 | 02/23/2023
A.O. Smith Water Products Company | State | GTS-540X3-PIH 1*1 | Federally-Regulated Consumer Product | LPG |  | 1 |  | 199000 |  |  |  | False | Instantaneous gas-fired |  | 5.8 | 96 | 47 | 18040466 | High | 0.93 |  | 0 | 02/23/2023 | 207209492 | 02/23/2023
A.O. Smith Water Products Company | State | GW8-55-XCT 2*1 | Federally-Regulated Consumer Product | LPG |  | 55 |  | 60000 | True |  |  | False | Gas-fired storage | 83 |  | 74 | 0 | 27301246 | High | 0.62 |  |  | 02/23/2023 | 206954713 | 02/23/2023
A.O. Smith Water Products Company | State | GTS-540-NIH 1** | Federally-Regulated Consumer Product | Natural gas |  | 1 |  | 199000 |  |  |  | False | Instantaneous gas-fired |  | 5.8 | 96 | 47 | 18040466 | High | 0.93 |  | 0 | 02/23/2023 | 206703082 | 02/23/2023
A.O. Smith Water Products Company | State | GS6-30-OCT 2** | Federally-Regulated Consumer Product | Natural gas |  | 29 |  | 35500 | True |  |  | False | Gas-fired storage | 63 |  | 77 | 0 | 17592073 | Medium | 0.63 |  |  | 02/23/2023 | 206715089 | 02/23/2023
A.O. Smith Water Products Company | State | GS6-50-YRDS 3** | Federally-Regulated Consumer Product | Natural gas |  | 48 |  | 47000 | True |  |  | False | Gas-fired storage | 82 |  | 79 | 0 | 26041188 | High | 0.65 |  |  | 02/23/2023 | 206715079 | 02/23/2023
A.O. Smith Water Products Company | State | GTS-340X3-PIH 1*1 | Federally-Regulated Consumer Product | LPG |  | 1 |  | 180000 |  |  |  | False | Instantaneous gas-fired |  | 5.4 | 97 | 37 | 17691411 | High | 0.95 |  | 0 | 02/23/2023 | 207861930 | 02/23/2023
A.O. Smith Water Products Company | State | GTS-310C-NI 1** | Federally-Regulated Consumer Product | Natural gas |  | 1 |  | 190000 |  |  |  | False | Instantaneous gas-fired |  | 4.6 | 85 | 24 | 20815362 | High | 0.81 |  | 0 | 02/23/2023 | 206703173 | 02/23/2023
A.O. Smith Water Products Company | State | GS6-55-XCTL 2*1 | Federally-Regulated Consumer Product | LPG |  | 55 |  | 60000 | True |  |  | False | Gas-fired storage | 83 |  | 74 | 0 | 27301246 | High | 0.62 |  |  | 02/23/2023 | 206954706 | 02/23/2023
A.O. Smith Water Products Company | State | GS6-50-UBDTL 1** | Federally-Regulated Consumer Product | Natural gas |  | 48 |  | 38000 | True |  |  | False | Gas-fired storage | 76 |  | 78 | 0 | 26041188 | High | 0.65 |  |  | 02/23/2023 | 206715026 | 02/23/2023
A.O. Smith Water Products Company | State | SCI-40-MDV 2** | Federally-Regulated Consumer Product | Natural gas |  | 38 |  | 32000 | True |  |  | True | Gas-fired storage | 57 |  | 76 | 0 | 18784755 | Medium | 0.59 |  |  | 02/23/2023 | 206438845 | 02/23/2023
A.O. Smith Water Products Company | State | SCI-50-MDV 2** | Federally-Regulated Consumer Product | LPG |  | 47 |  | 40000 | True |  |  | True | Gas-fired storage | 67 |  | 77 | 0 | 19443870 | Medium | 0.57 |  |  | 02/23/2023 | 206438851 | 02/23/2023
A.O. Smith Water Products Company | State | SCT-199O-N 1** | Federally-Regulated Consumer Product | Natural gas |  | 1 |  | 199000 |  |  |  | False | Instantaneous gas-fired |  | 5.8 | 96 | 34 | 17701647 | High | 0.95 |  | 0 | 02/23/2023 | 206703120 | 02/23/2023
A.O. Smith Water Products Company | State | GTS-240-NIH 1** | Federally-Regulated Consumer Product | Natural gas |  | 1 |  | 160000 |  |  |  | False | Instantaneous gas-fired |  | 4.7 | 97 | 38 | 17877549 | High | 0.94 |  | 0 | 02/23/2023 | 206703149 | 02/23/2023
A.O. Smith Water Products Company | State | SCI-40-MHG 4** | Federally-Regulated Consumer Product | Natural gas |  | 38 |  | 35500 | True |  |  | True | Gas-fired storage | 59 |  | 78 | 0 | 19108631 | Medium | 0.58 |  |  | 02/23/2023 | 206438833 | 02/23/2023
A.O. Smith Water Products Company | State | GSX-30-ORBTR 4** | Federally-Regulated Consumer Product | Natural gas |  | 29 |  | 32000 | True |  |  | False | Gas-fired storage | 62 |  | 74 | 0 | 18471676 | Medium | 0.6 |  |  | 02/23/2023 | 207657413 | 02/23/2023
A.O. Smith Water Products Company | State | GTS-540-PEH 1*1 | Federally-Regulated Consumer Product | LPG |  | 1 |  | 199000 |  |  |  | False | Instantaneous gas-fired |  | 5.8 | 96 | 34 | 17701647 | High | 0.95 |  | 0 | 02/23/2023 | 206703121 | 02/23/2023
A.O. Smith Water Products Company | State | GS6-50-HRDSL 3*1 | Federally-Regulated Consumer Product | LPG |  | 48 |  | 47000 | True |  |  | False | Gas-fired storage | 82 |  | 79 | 0 | 26041188 | High | 0.65 |  |  | 02/23/2023 | 206715082 | 02/23/2023
A.O. Smith Water Products Company | State | SCI-30-MDV 2** | Federally-Regulated Consumer Product | LPG |  | 29 |  | 30000 | True |  |  | True | Gas-fired storage | 60 |  | 78 | 0 | 18168862 | Medium | 0.61 |  |  | 02/23/2023 | 206438839 | 02/23/2023
A.O. Smith Water Products Company | State | GW8-55-XCTL 2** | Federally-Regulated Consumer Product | Natural gas |  | 55 |  | 60000 | True |  |  | False | Gas-fired storage | 83 |  | 74 | 0 | 27301246 | High | 0.62 |  |  | 02/23/2023 | 206954712 | 02/23/2023
A.O. Smith Water Products Company | State | GTS-540P-PEH 1*1 | Federally-Regulated Consumer Product | LPG |  | 1 |  | 199000 |  |  |  | False | Instantaneous gas-fired |  | 5.8 | 96 | 34 | 17701647 | High | 0.95 |  | 0 | 02/23/2023 | 206703122 | 02/23/2023
A.O. Smith Water Products Company | A. O. SMITH | XCRX-55 2** | Federally-Regulated Consumer Product | Natural gas |  | 55 |  | 60000 | True |  |  | False | Gas-fired storage | 83 |  | 74 | 0 | 27301246 | High | 0.62 |  |  | 02/23/2023 | 206954645 | 02/23/2023
A.O. Smith Water Products Company | A. O. SMITH | FMDV-50 2** | Federally-Regulated Consumer Product | Natural gas |  | 47 |  | 40000 | True |  |  | True | Gas-fired storage | 67 |  | 77 | 0 | 19443870 | Medium | 0.57 |  |  | 02/23/2023 | 206438831 | 02/23/2023
A.O. Smith Water Products Company | A. O. SMITH | ATI-340HX3-N 1** | Federally-Regulated Consumer Product | Natural gas |  | 1 |  | 180000 |  |  |  | False | Instantaneous gas-fired |  | 5.4 | 97 | 37 | 17691411 | High | 0.95 |  | 0 | 02/23/2023 | 207861927 | 02/23/2023
A.O. Smith Water Products Company | A. O. SMITH | ATO-540HX3-P 1*1 | Federally-Regulated Consumer Product | LPG |  | 1 |  | 199000 |  |  |  | False | Instantaneous gas-fired |  | 5.8 | 96 | 34 | 17701647 | High | 0.95 |  | 0 | 02/23/2023 | 207209456 | 02/23/2023
A.O. Smith Water Products Company | A. O. SMITH | FMHR-40 4** | Federally-Regulated Consumer Product | LPG |  | 38 |  | 35500 | True |  |  | True | Gas-fired storage | 59 |  | 78 | 0 | 19108631 | Medium | 0.58 |  |  | 02/23/2023 | 206438828 | 02/23/2023
A.O. Smith Water Products Company | A. O. SMITH | FMDV-40 2** | Federally-Regulated Consumer Product | Natural gas |  | 38 |  | 32000 | True |  |  | True | Gas-fired storage | 57 |  | 76 | 0 | 18784755 | Medium | 0.59 |  |  | 02/23/2023 | 206438830 | 02/23/2023
A.O. Smith Water Products Company | A. O. SMITH | TK-540X3-NIH 1** | Federally-Regulated Consumer Product | Natural gas |  | 1 |  | 199000 |  |  |  | False | Instantaneous gas-fired |  | 5.8 | 96 | 47 | 18040466 | High | 0.93 |  | 0 | 02/23/2023 | 207209497 | 02/23/2023
A.O. Smith Water Products Company | A. O. SMITH | GCRX-55L 2*1 | Federally-Regulated Consumer Product | LPG |  | 55 |  | 60000 | True |  |  | False | Gas-fired storage | 83 |  | 74 | 0 | 27301246 | High | 0.62 |  |  | 02/23/2023 | 206954649 | 02/23/2023
A.O. Smith Water Products Company | A. O. SMITH | FMDV-50 2** | Federally-Regulated Consumer Product | LPG |  | 47 |  | 40000 | True |  |  | True | Gas-fired storage | 67 |  | 77 | 0 | 19443870 | Medium | 0.57 |  |  | 02/23/2023 | 206438831 | 02/23/2023
A.O. Smith Water Products Company | A. O. SMITH | ATI-540HX3-N 1** | Federally-Regulated Consumer Product | Natural gas |  | 1 |  | 199000 |  |  |  | False | Instantaneous gas-fired |  | 5.8 | 96 | 47 | 18040466 | High | 0.93 |  | 0 | 02/23/2023 | 207209489 | 02/23/2023
A.O. Smith Water Products Company | A. O. SMITH | ACT-199I-N 1** | Federally-Regulated Consumer Product | Natural gas |  | 1 |  | 199000 |  |  |  | False | Instantaneous gas-fired |  | 5.8 | 96 | 47 | 18040466 | High | 0.93 |  | 0 | 02/23/2023 | 208472212 | 02/23/2023
A.O. Smith Water Products Company | A. O. SMITH | GPCC-50L 1** | Federally-Regulated Consumer Product | Natural gas |  | 49 |  | 65000 | False |  |  | False | Gas-fired storage | 118 |  | 92 | 6 | 18787053 | High | 0.9 |  |  | 02/23/2023 | 207471180 | 02/23/2023
A.O. Smith Water Products Company | A. O. SMITH | GCRX-55 2*1 | Federally-Regulated Consumer Product | LPG |  | 55 |  | 60000 | True |  |  | False | Gas-fired storage | 83 |  | 74 | 0 | 27301246 | High | 0.62 |  |  | 02/23/2023 | 206954646 | 02/23/2023
A.O. Smith Water Products Company | A. O. SMITH | FMHR-30 4** | Federally-Regulated Consumer Product | Natural gas |  | 29 |  | 35500 | True |  |  | True | Gas-fired storage | 63 |  | 79 | 0 | 18168862 | Medium | 0.61 |  |  | 02/23/2023 | 206438827 | 02/23/2023
A.O. Smith Water Products Company | A. O. SMITH | G12-CADT4040NV 1** | Federally-Regulated Consumer Product | Natural gas |  | 38 |  | 40000 | True |  |  | False | Gas-fired storage | 82 |  | 75 | 0 | 24892312 | High | 0.68 |  |  | 02/23/2023 | 206350513 | 02/23/2023
A.O. Smith Water Products Company | A. O. SMITH | FMDV-30 2** | Federally-Regulated Consumer Product | Natural gas |  | 29 |  | 30000 | True |  |  | True | Gas-fired storage | 60 |  | 78 | 0 | 18168862 | Medium | 0.61 |  |  | 02/23/2023 | 206438829 | 02/23/2023
A.O. Smith Water Products Company | A. O. SMITH | HWRX-55 2*1 | Federally-Regulated Consumer Product | LPG |  | 55 |  | 60000 | True |  |  | False | Gas-fired storage | 83 |  | 74 | 0 | 27301246 | High | 0.62 |  |  | 02/23/2023 | 206954656 | 02/23/2023
A.O. Smith Water Products Company | A. O. SMITH | GCRX-55L 2** | Federally-Regulated Consumer Product | Natural gas |  | 55 |  | 60000 | True |  |  | False | Gas-fired storage | 83 |  | 74 | 0 | 27301246 | High | 0.62 |  |  | 02/23/2023 | 206954648 | 02/23/2023
A.O. Smith Water Products Company | A. O. SMITH | GT15C-540NI 1** | Federally-Regulated Consumer Product | Natural gas |  | 1 |  | 199000 |  |  |  | False | Instantaneous gas-fired |  | 5.8 | 96 | 47 | 18040466 | High | 0.93 |  | 0 | 02/23/2023 | 207524724 | 02/23/2023
A.O. Smith Water Products Company | A. O. SMITH | ATO-340HX3-N 1** | Federally-Regulated Consumer Product | Natural gas |  | 1 |  | 180000 |  |  |  | False | Instantaneous gas-fired |  | 5.3 | 97 | 23 | 17928729 | High | 0.94 |  | 0 | 02/23/2023 | 207861951 | 02/23/2023
A.O. Smith Water Products Company | A. O. SMITH | HWRX-55L 2*1 | Federally-Regulated Consumer Product | LPG |  | 55 |  | 60000 | True |  |  | False | Gas-fired storage | 83 |  | 74 | 0 | 27301246 | High | 0.62 |  |  | 02/23/2023 | 206954658 | 02/23/2023
A.O. Smith Water Products Company | A. O. SMITH | TK-540X3-PIH 1*1 | Federally-Regulated Consumer Product | LPG |  | 1 |  | 199000 |  |  |  | False | Instantaneous gas-fired |  | 5.8 | 96 | 47 | 18040466 | High | 0.93 |  | 0 | 02/23/2023 | 207209498 | 02/23/2023
A.O. Smith Water Products Company | A. O. SMITH | ATO-540HX3-N 1** | Federally-Regulated Consumer Product | Natural gas |  | 1 |  | 199000 |  |  |  | False | Instantaneous gas-fired |  | 5.8 | 96 | 34 | 17701647 | High | 0.95 |  | 0 | 02/23/2023 | 207209455 | 02/23/2023
A.O. Smith Water Products Company | A. O. SMITH | ATI-340HX3-P 1*1 | Federally-Regulated Consumer Product | LPG |  | 1 |  | 180000 |  |  |  | False | Instantaneous gas-fired |  | 5.4 | 97 | 37 | 17691411 | High | 0.95 |  | 0 | 02/23/2023 | 207861928 | 02/23/2023
A.O. Smith Water Products Company | A. O. SMITH | GC6-PS5065*V 1** | Federally-Regulated Consumer Product | Natural gas |  | 49 |  | 65000 | False |  |  | False | Gas-fired storage | 118 |  | 92 | 6 | 18787053 | High | 0.9 |  |  | 02/23/2023 | 207471179 | 02/23/2023
A.O. Smith Water Products Company | A. O. SMITH | HWRX-55 2** | Federally-Regulated Consumer Product | Natural gas |  | 55 |  | 60000 | True |  |  | False | Gas-fired storage | 83 |  | 74 | 0 | 27301246 | High | 0.62 |  |  | 02/23/2023 | 206954654 | 02/23/2023
A.O. Smith Water Products Company | A. O. SMITH | GPCT-40L 1** | Federally-Regulated Consumer Product | Natural gas |  | 38 |  | 50000 | False |  |  | False | Gas-fired storage | 86 |  | 91 | 3 | 18797289 | High | 0.9 |  |  | 02/23/2023 | 207471140 | 02/23/2023
A.O. Smith Water Products Company | A. O. SMITH | TK-540X3-PEH 1*1 | Federally-Regulated Consumer Product | LPG |  | 1 |  | 199000 |  |  |  | False | Instantaneous gas-fired |  | 5.8 | 96 | 34 | 17701647 | High | 0.95 |  | 0 | 02/23/2023 | 207209463 | 02/23/2023
A.O. Smith Water Products Company | A. O. SMITH | GCRX-55 2** | Federally-Regulated Consumer Product | Natural gas |  | 55 |  | 60000 | True |  |  | False | Gas-fired storage | 83 |  | 74 | 0 | 27301246 | High | 0.62 |  |  | 02/23/2023 | 206954554 | 02/23/2023
A.O. Smith Water Products Company | A. O. SMITH | XCRX-55L 2** | Federally-Regulated Consumer Product | Natural gas |  | 55 |  | 60000 | True |  |  | False | Gas-fired storage | 83 |  | 74 | 0 | 27301246 | High | 0.62 |  |  | 02/23/2023 | 206954659 | 02/23/2023
A.O. Smith Water Products Company | A. O. SMITH | XCRX-55 2*1 | Federally-Regulated Consumer Product | LPG |  | 55 |  | 60000 | True |  |  | False | Gas-fired storage | 83 |  | 74 | 0 | 27301246 | High | 0.62 |  |  | 02/23/2023 | 206954653 | 02/23/2023
A.O. Smith Water Products Company | A. O. SMITH | GC6-PS4050*V 1** | Federally-Regulated Consumer Product | Natural gas |  | 38 |  | 50000 | False |  |  | False | Gas-fired storage | 86 |  | 91 | 3 | 18797289 | High | 0.9 |  |  | 02/23/2023 | 207471174 | 02/23/2023
A.O. Smith Water Products Company | A. O. SMITH | ATO-240HX3-P 1*1 | Federally-Regulated Consumer Product | LPG |  | 1 |  | 160000 |  |  |  | False | Instantaneous gas-fired |  | 4.7 | 96 | 23 | 17739179 | High | 0.95 |  | 0 | 02/23/2023 | 207861940 | 02/23/2023
A.O. Smith Water Products Company | A. O. SMITH | ATO-240HX3-N 1** | Federally-Regulated Consumer Product | Natural gas |  | 1 |  | 160000 |  |  |  | False | Instantaneous gas-fired |  | 4.7 | 96 | 23 | 17739179 | High | 0.95 |  | 0 | 02/23/2023 | 207861939 | 02/23/2023
A.O. Smith Water Products Company | A. O. SMITH | BT-60 2*1 | Federally-Regulated Consumer Product | LPG |  | 55 |  | 60000 | True |  |  | False | Gas-fired storage | 83 |  | 74 | 0 | 27301246 | High | 0.62 |  |  | 02/23/2023 | 206954651 | 02/23/2023
A.O. Smith Water Products Company | A. O. SMITH | BT-60 2** | Federally-Regulated Consumer Product | Natural gas |  | 55 |  | 60000 | True |  |  | False | Gas-fired storage | 83 |  | 74 | 0 | 27301246 | High | 0.62 |  |  | 02/23/2023 | 206954650 | 02/23/2023
A.O. Smith Water Products Company | A. O. SMITH | G12-CADT5040NV 1** | Federally-Regulated Consumer Product | Natural gas |  | 48 |  | 40000 | True |  |  | False | Gas-fired storage | 75 |  | 75 | 249 | 24042724 | High | 0.68 |  |  | 02/23/2023 | 206350514 | 02/23/2023
A.O. Smith Water Products Company | A. O. SMITH | GPCC-40L 1** | Federally-Regulated Consumer Product | Natural gas |  | 38 |  | 50000 | False |  |  | False | Gas-fired storage | 86 |  | 91 | 3 | 18797289 | High | 0.9 |  |  | 02/23/2023 | 207471175 | 02/23/2023
A.O. Smith Water Products Company | A. O. SMITH | ATO-340HX3-P 1*1 | Federally-Regulated Consumer Product | LPG |  | 1 |  | 180000 |  |  |  | False | Instantaneous gas-fired |  | 5.3 | 97 | 23 | 17928729 | High | 0.94 |  | 0 | 02/23/2023 | 207861952 | 02/23/2023
A.O. Smith Water Products Company | A. O. SMITH | FMHR-30 4** | Federally-Regulated Consumer Product | LPG |  | 29 |  | 35500 | True |  |  | True | Gas-fired storage | 63 |  | 79 | 0 | 18168862 | Medium | 0.61 |  |  | 02/23/2023 | 206438827 | 02/23/2023
A.O. Smith Water Products Company | A. O. SMITH | FMDV-40 2** | Federally-Regulated Consumer Product | LPG |  | 38 |  | 32000 | True |  |  | True | Gas-fired storage | 57 |  | 76 | 0 | 18784755 | Medium | 0.59 |  |  | 02/23/2023 | 206438830 | 02/23/2023
A.O. Smith Water Products Company | A. O. SMITH | HWRX-55L 2** | Federally-Regulated Consumer Product | Natural gas |  | 55 |  | 60000 | True |  |  | False | Gas-fired storage | 83 |  | 74 | 0 | 27301246 | High | 0.62 |  |  | 02/23/2023 | 206954655 | 02/23/2023
A.O. Smith Water Products Company | A. O. SMITH | FMDV-30 2** | Federally-Regulated Consumer Product | LPG |  | 29 |  | 30000 | True |  |  | True | Gas-fired storage | 60 |  | 78 | 0 | 18168862 | Medium | 0.61 |  |  | 02/23/2023 | 206438829 | 02/23/2023
A.O. Smith Water Products Company | A. O. SMITH | TK-540X3-NEH 1** | Federally-Regulated Consumer Product | Natural gas |  | 1 |  | 199000 |  |  |  | False | Instantaneous gas-fired |  | 5.8 | 96 | 34 | 17701647 | High | 0.95 |  | 0 | 02/23/2023 | 207209462 | 02/23/2023
A.O. Smith Water Products Company | A. O. SMITH | ATI-240HX3-N 1** | Federally-Regulated Consumer Product | Natural gas |  | 1 |  | 160000 |  |  |  | False | Instantaneous gas-fired |  | 4.7 | 97 | 38 | 17877549 | High | 0.94 |  | 0 | 02/23/2023 | 207861915 | 02/23/2023
A.O. Smith Water Products Company | A. O. SMITH | ATI-540HX3-P 1*1 | Federally-Regulated Consumer Product | LPG |  | 1 |  | 199000 |  |  |  | False | Instantaneous gas-fired |  | 5.8 | 96 | 47 | 18040466 | High | 0.93 |  | 0 | 02/23/2023 | 207209490 | 02/23/2023
A.O. Smith Water Products Company | A. O. SMITH | ATI-240HX3-P 1*1 | Federally-Regulated Consumer Product | LPG |  | 1 |  | 160000 |  |  |  | False | Instantaneous gas-fired |  | 4.7 | 97 | 38 | 17877549 | High | 0.94 |  | 0 | 02/23/2023 | 207861916 | 02/23/2023
A.O. Smith Water Products Company | A. O. SMITH | FMHR-40 4** | Federally-Regulated Consumer Product | Natural gas |  | 38 |  | 35500 | True |  |  | True | Gas-fired storage | 59 |  | 78 | 0 | 19108631 | Medium | 0.58 |  |  | 02/23/2023 | 206438828 | 02/23/2023
A.O. Smith Water Products Company | A. O. SMITH | GPDNL-40 1** | Federally-Regulated Consumer Product | Natural gas |  | 38 |  | 40000 | True |  |  | False | Gas-fired storage | 75 |  | 77 | 78 | 23914968 | High | 0.7 |  |  | 02/23/2023 | 206860541 | 02/23/2023
A.O. Smith Water Products Company | A. O. SMITH | UPDVG62-50T40 1** | Federally-Regulated Consumer Product | Natural gas |  | 48 |  | 40000 | True |  |  | False | Gas-fired storage | 75 |  | 79 | 74 | 23928616 | High | 0.7 |  |  | 02/23/2023 | 206860756 | 02/23/2023
A.O. Smith Water Products Company | A. O. SMITH | GPDNT-50 1** | Federally-Regulated Consumer Product | Natural gas |  | 48 |  | 40000 | True |  |  | False | Gas-fired storage | 75 |  | 79 | 74 | 23928616 | High | 0.7 |  |  | 02/23/2023 | 206860692 | 02/23/2023
A.O. Smith Water Products Company | A. O. SMITH | GPCX-50L 1** | Federally-Regulated Consumer Product | Natural gas |  | 49 |  | 65000 | False |  |  | False | Gas-fired storage | 118 |  | 92 | 6 | 18787053 | High | 0.9 |  |  | 02/23/2023 | 207471141 | 02/23/2023
A.O. Smith Water Products Company | A. O. SMITH | G6-MH4035NVR 4** | Federally-Regulated Consumer Product | Natural gas |  | 38 |  | 35500 | True |  |  | True | Gas-fired storage | 59 |  | 78 | 0 | 19108631 | Medium | 0.58 |  |  | 02/23/2023 | 206438837 | 02/23/2023
A.O. Smith Water Products Company | A. O. SMITH | G6-MH4035NVR 4** | Federally-Regulated Consumer Product | LPG |  | 38 |  | 35500 | True |  |  | True | Gas-fired storage | 59 |  | 78 | 0 | 19108631 | Medium | 0.58 |  |  | 02/23/2023 | 206438837 | 02/23/2023
American Water Heater Co. | American | GU61 40T40R 4** | Federally-Regulated Consumer Product | Natural gas |  | 38 |  | 40000 | True |  |  | False | Gas-fired storage | 83 |  | 74 | 0 | 26448082 | High | 0.64 |  |  | 02/23/2023 | 206191820 | 02/23/2023
American Water Heater Co. | American | DVG6250T47PLV 3*1 | Federally-Regulated Consumer Product | LPG |  | 48 |  | 47000 | True |  |  | False | Gas-fired storage | 82 |  | 79 | 0 | 26041188 | High | 0.65 |  |  | 02/23/2023 | 206715074 | 02/23/2023
American Water Heater Co. | American | GU82 40T40R 4** | Federally-Regulated Consumer Product | Natural gas |  | 38 |  | 40000 | True |  |  | False | Gas-fired storage | 83 |  | 77 | 0 | 26448082 | High | 0.64 |  |  | 02/23/2023 | 206192548 | 02/23/2023
American Water Heater Co. | American | GT-240X3-NIH 1** | Federally-Regulated Consumer Product | Natural gas |  | 1 |  | 160000 |  |  |  | False | Instantaneous gas-fired |  | 4.7 | 97 | 38 | 17877549 | High | 0.94 |  | 0 | 02/23/2023 | 207861919 | 02/23/2023
American Water Heater Co. | American | GT-540P-NIH 1** | Federally-Regulated Consumer Product | Natural gas |  | 1 |  | 199000 |  |  |  | False | Instantaneous gas-fired |  | 5.8 | 96 | 47 | 18040466 | High | 0.93 |  | 0 | 02/23/2023 | 206703093 | 02/23/2023
American Water Heater Co. | American | GT-240-PIH 1*1 | Federally-Regulated Consumer Product | LPG |  | 1 |  | 160000 |  |  |  | False | Instantaneous gas-fired |  | 4.7 | 97 | 38 | 17877549 | High | 0.94 |  | 0 | 02/23/2023 | 206703154 | 02/23/2023
American Water Heater Co. | American | MHG62-30T35R 4** | Federally-Regulated Consumer Product | LPG |  | 29 |  | 35500 | True |  |  | True | Gas-fired storage | 63 |  | 79 | 0 | 18168862 | Medium | 0.61 |  |  | 02/23/2023 | 206438858 | 02/23/2023
American Water Heater Co. | American | G62-40T40R 4*1 | Federally-Regulated Consumer Product | LPG |  | 38 |  | 40000 | True |  |  | False | Gas-fired storage | 80 |  | 78 | 0 | 25646625 | High | 0.66 |  |  | 02/23/2023 | 206715208 | 02/23/2023
American Water Heater Co. | American | MCT-199O-P 1*1 | Federally-Regulated Consumer Product | LPG |  | 1 |  | 199000 |  |  |  | False | Instantaneous gas-fired |  | 5.8 | 96 | 34 | 17701647 | High | 0.95 |  | 0 | 02/23/2023 | 206703133 | 02/23/2023
American Water Heater Co. | American | G82-40S40R 4** | Federally-Regulated Consumer Product | Natural gas |  | 38 |  | 40000 | True |  |  | False | Gas-fired storage | 67 |  | 78 | 0 | 19108631 | Medium | 0.58 |  |  | 02/23/2023 | 206715116 | 02/23/2023
American Water Heater Co. | American | DVG6250T47NOLV 3** | Federally-Regulated Consumer Product | Natural gas |  | 48 |  | 47000 | True |  |  | False | Gas-fired storage | 82 |  | 79 | 0 | 26041188 | High | 0.65 |  |  | 02/23/2023 | 206715073 | 02/23/2023
American Water Heater Co. | American | G62-50T40 2*1 | Federally-Regulated Consumer Product | LPG |  | 48 |  | 40000 | True |  |  | False | Gas-fired storage | 81 |  | 80 | 0 | 26448082 | High | 0.64 |  |  | 02/23/2023 | 206715143 | 02/23/2023
American Water Heater Co. | American | CG32 55T60 2** | Federally-Regulated Consumer Product | Natural gas |  | 55 |  | 60000 | True |  |  | False | Gas-fired storage | 83 |  | 74 | 0 | 27301246 | High | 0.62 |  |  | 02/23/2023 | 206954667 | 02/23/2023
American Water Heater Co. | American | G62-40T40R 4** | Federally-Regulated Consumer Product | Natural gas |  | 38 |  | 40000 | True |  |  | False | Gas-fired storage | 80 |  | 78 | 0 | 25646625 | High | 0.66 |  |  | 02/23/2023 | 206715207 | 02/23/2023
American Water Heater Co. | American | GT-540X3-NEH 1** | Federally-Regulated Consumer Product | Natural gas |  | 1 |  | 199000 |  |  |  | False | Instantaneous gas-fired |  | 5.8 | 96 | 34 | 17701647 | High | 0.95 |  | 0 | 02/23/2023 | 207209460 | 02/23/2023
American Water Heater Co. | American | GT-340X3-NEH 1** | Federally-Regulated Consumer Product | Natural gas |  | 1 |  | 180000 |  |  |  | False | Instantaneous gas-fired |  | 5.3 | 97 | 23 | 17928729 | High | 0.94 |  | 0 | 02/23/2023 | 207861955 | 02/23/2023
American Water Heater Co. | American | MCT-199I-N 1** | Federally-Regulated Consumer Product | Natural gas |  | 1 |  | 199000 |  |  |  | False | Instantaneous gas-fired |  | 5.8 | 96 | 47 | 18040466 | High | 0.93 |  | 0 | 02/23/2023 | 206703094 | 02/23/2023
American Water Heater Co. | American | PCG62-40S50L 1** | Federally-Regulated Consumer Product | Natural gas |  | 38 |  | 50000 | False |  |  | False | Gas-fired storage | 86 |  | 91 | 3 | 18797289 | High | 0.9 |  |  | 02/23/2023 | 207471176 | 02/23/2023
American Water Heater Co. | American | GT-340X3-PIH 1*1 | Federally-Regulated Consumer Product | LPG |  | 1 |  | 180000 |  |  |  | False | Instantaneous gas-fired |  | 5.4 | 97 | 37 | 17691411 | High | 0.95 |  | 0 | 02/23/2023 | 207861932 | 02/23/2023
American Water Heater Co. | American | GT-240-NIH 1** | Federally-Regulated Consumer Product | Natural gas |  | 1 |  | 160000 |  |  |  | False | Instantaneous gas-fired |  | 4.7 | 97 | 38 | 17877549 | High | 0.94 |  | 0 | 02/23/2023 | 206703153 | 02/23/2023
American Water Heater Co. | American | MHDV-62-30T30 2** | Federally-Regulated Consumer Product | Natural gas |  | 29 |  | 30000 | True |  |  | True | Gas-fired storage | 60 |  | 78 | 0 | 18168862 | Medium | 0.61 |  |  | 02/23/2023 | 206438842 | 02/23/2023
American Water Heater Co. | American | DVG6250T40NOV 3** | Federally-Regulated Consumer Product | Natural gas |  | 48 |  | 40000 | True |  |  | False | Gas-fired storage | 77 |  | 79 | 0 | 25646625 | High | 0.66 |  |  | 02/23/2023 | 206715053 | 02/23/2023
American Water Heater Co. | American | GT-510C-NI 1** | Federally-Regulated Consumer Product | Natural gas |  | 1 |  | 199000 |  |  |  | False | Instantaneous gas-fired |  | 4.7 | 82 | 23 | 20818774 | High | 0.81 |  | 0 | 02/23/2023 | 206703168 | 02/23/2023
American Water Heater Co. | American | GT-540-PEH 1*1 | Federally-Regulated Consumer Product | LPG |  | 1 |  | 199000 |  |  |  | False | Instantaneous gas-fired |  | 5.8 | 96 | 34 | 17701647 | High | 0.95 |  | 0 | 02/23/2023 | 206703131 | 02/23/2023
American Water Heater Co. | American | MHG62-40T35R 4** | Federally-Regulated Consumer Product | Natural gas |  | 38 |  | 35500 | True |  |  | True | Gas-fired storage | 59 |  | 78 | 0 | 19108631 | Medium | 0.58 |  |  | 02/23/2023 | 206438836 | 02/23/2023
American Water Heater Co. | American | G62 50T40 2** | Federally-Regulated Consumer Product | Natural gas |  | 48 |  | 40000 | True |  |  | False | Gas-fired storage | 81 |  | 80 | 0 | 26448082 | High | 0.64 |  |  | 02/23/2023 | 206715141 | 02/23/2023
American Water Heater Co. | American | GT-540X3-PIH 1*1 | Federally-Regulated Consumer Product | LPG |  | 1 |  | 199000 |  |  |  | False | Instantaneous gas-fired |  | 5.8 | 96 | 47 | 18040466 | High | 0.93 |  | 0 | 02/23/2023 | 207209494 | 02/23/2023
American Water Heater Co. | American | GT-540-PIH 1*1 | Federally-Regulated Consumer Product | LPG |  | 1 |  | 199000 |  |  |  | False | Instantaneous gas-fired |  | 5.8 | 96 | 47 | 18040466 | High | 0.93 |  | 0 | 02/23/2023 | 206703095 | 02/23/2023
American Water Heater Co. | American | G6255T60L 2** | Federally-Regulated Consumer Product | Natural gas |  | 55 |  | 60000 | True |  |  | False | Gas-fired storage | 83 |  | 74 | 0 | 27301246 | High | 0.62 |  |  | 02/23/2023 | 206954664 | 02/23/2023
American Water Heater Co. | American | GT-340X3-NIH 1** | Federally-Regulated Consumer Product | Natural gas |  | 1 |  | 180000 |  |  |  | False | Instantaneous gas-fired |  | 5.4 | 97 | 37 | 17691411 | High | 0.95 |  | 0 | 02/23/2023 | 207861931 | 02/23/2023
American Water Heater Co. | American | GT-540-NEH 1** | Federally-Regulated Consumer Product | Natural gas |  | 1 |  | 199000 |  |  |  | False | Instantaneous gas-fired |  | 5.8 | 96 | 34 | 17701647 | High | 0.95 |  | 0 | 02/23/2023 | 206703128 | 02/23/2023
American Water Heater Co. | American | GT-340X3-PEH 1*1 | Federally-Regulated Consumer Product | LPG |  | 1 |  | 180000 |  |  |  | False | Instantaneous gas-fired |  | 5.3 | 97 | 23 | 17928729 | High | 0.94 |  | 0 | 02/23/2023 | 207861956 | 02/23/2023
American Water Heater Co. | American | DVG6250T47NOV 3** | Federally-Regulated Consumer Product | Natural gas |  | 48 |  | 47000 | True |  |  | False | Gas-fired storage | 82 |  | 79 | 0 | 26041188 | High | 0.65 |  |  | 02/23/2023 | 206715071 | 02/23/2023
American Water Heater Co. | American | MHDV-62-40T32 2** | Federally-Regulated Consumer Product | LPG |  | 38 |  | 32000 | True |  |  | True | Gas-fired storage | 57 |  | 76 | 0 | 18784755 | Medium | 0.59 |  |  | 02/23/2023 | 206438848 | 02/23/2023
American Water Heater Co. | American | G102-40S40R 4** | Federally-Regulated Consumer Product | Natural gas |  | 38 |  | 40000 | True |  |  | False | Gas-fired storage | 67 |  | 78 | 0 | 19108631 | Medium | 0.58 |  |  | 02/23/2023 | 206715114 | 02/23/2023
American Water Heater Co. | American | GT-540-NIH 1** | Federally-Regulated Consumer Product | Natural gas |  | 1 |  | 199000 |  |  |  | False | Instantaneous gas-fired |  | 5.8 | 96 | 47 | 18040466 | High | 0.93 |  | 0 | 02/23/2023 | 206703092 | 02/23/2023
American Water Heater Co. | American | MHDV-62-40T32 2** | Federally-Regulated Consumer Product | Natural gas |  | 38 |  | 32000 | True |  |  | True | Gas-fired storage | 57 |  | 76 | 0 | 18784755 | Medium | 0.59 |  |  | 02/23/2023 | 206438848 | 02/23/2023
American Water Heater Co. | American | G62 30T35 2** | Federally-Regulated Consumer Product | Natural gas |  | 29 |  | 35500 | True |  |  | False | Gas-fired storage | 63 |  | 77 | 0 | 17592073 | Medium | 0.63 |  |  | 02/23/2023 | 206715085 | 02/23/2023
American Water Heater Co. | American | GT-240X3-PEH 1*1 | Federally-Regulated Consumer Product | LPG |  | 1 |  | 160000 |  |  |  | False | Instantaneous gas-fired |  | 4.7 | 96 | 23 | 17739179 | High | 0.95 |  | 0 | 02/23/2023 | 207861944 | 02/23/2023
American Water Heater Co. | American | CG32 55T60 2*1 | Federally-Regulated Consumer Product | LPG |  | 55 |  | 60000 | True |  |  | False | Gas-fired storage | 83 |  | 74 | 0 | 27301246 | High | 0.62 |  |  | 02/23/2023 | 206954668 | 02/23/2023
American Water Heater Co. | American | G6250T40 2** | Federally-Regulated Consumer Product | Natural gas |  | 48 |  | 40000 | True |  |  | False | Gas-fired storage | 81 |  | 80 | 0 | 26448082 | High | 0.64 |  |  | 02/23/2023 | 206715142 | 02/23/2023
American Water Heater Co. | American | G6255T60L 2*1 | Federally-Regulated Consumer Product | LPG |  | 55 |  | 60000 | True |  |  | False | Gas-fired storage | 83 |  | 74 | 0 | 27301246 | High | 0.62 |  |  | 02/23/2023 | 206954665 | 02/23/2023
American Water Heater Co. | American | DVG6250T40PLV 3*1 | Federally-Regulated Consumer Product | LPG |  | 48 |  | 40000 | True |  |  | False | Gas-fired storage | 77 |  | 79 | 0 | 25646625 | High | 0.66 |  |  | 02/23/2023 | 206715056 | 02/23/2023
American Water Heater Co. | American | DVUG62-50T38-NV 1** | Federally-Regulated Consumer Product | Natural gas |  | 48 |  | 38000 | True |  |  | False | Gas-fired storage | 76 |  | 78 | 0 | 26041188 | High | 0.65 |  |  | 02/23/2023 | 206715023 | 02/23/2023
American Water Heater Co. | American | NG2H4040SR 4** | Federally-Regulated Consumer Product | Natural gas |  | 38 |  | 40000 | True |  |  | False | Gas-fired storage | 67 |  | 78 | 0 | 19108631 | Medium | 0.58 |  |  | 02/23/2023 | 206715115 | 02/23/2023
American Water Heater Co. | American | GT-240X3-NEH 1** | Federally-Regulated Consumer Product | Natural gas |  | 1 |  | 160000 |  |  |  | False | Instantaneous gas-fired |  | 4.7 | 96 | 23 | 17739179 | High | 0.95 |  | 0 | 02/23/2023 | 207861943 | 02/23/2023
American Water Heater Co. | American | MCT-199I-P 1*1 | Federally-Regulated Consumer Product | LPG |  | 1 |  | 199000 |  |  |  | False | Instantaneous gas-fired |  | 5.8 | 96 | 47 | 18040466 | High | 0.93 |  | 0 | 02/23/2023 | 206703097 | 02/23/2023
American Water Heater Co. | American | GT-540X3-PEH 1*1 | Federally-Regulated Consumer Product | LPG |  | 1 |  | 199000 |  |  |  | False | Instantaneous gas-fired |  | 5.8 | 96 | 34 | 17701647 | High | 0.95 |  | 0 | 02/23/2023 | 207209461 | 02/23/2023
American Water Heater Co. | American | MHDV-62-30T30 2** | Federally-Regulated Consumer Product | LPG |  | 29 |  | 30000 | True |  |  | True | Gas-fired storage | 60 |  | 78 | 0 | 18168862 | Medium | 0.61 |  |  | 02/23/2023 | 206438842 | 02/23/2023
American Water Heater Co. | American | G62-40T35R 4** | Federally-Regulated Consumer Product | Natural gas |  | 38 |  | 35500 | True |  |  | False | Gas-fired storage | 65 |  | 80 | 0 | 18784755 | Medium | 0.59 |  |  | 02/23/2023 | 206715094 | 02/23/2023
American Water Heater Co. | American | DVG6250T40NOLV 3** | Federally-Regulated Consumer Product | Natural gas |  | 48 |  | 40000 | True |  |  | False | Gas-fired storage | 77 |  | 79 | 0 | 25646625 | High | 0.66 |  |  | 02/23/2023 | 206715055 | 02/23/2023
American Water Heater Co. | American | GB61 40T40 4*1 | Federally-Regulated Consumer Product | LPG |  | 38 |  | 40000 | True |  |  | False | Gas-fired storage | 78 |  | 77 | 0 | 26041188 | High | 0.65 |  |  | 02/23/2023 | 206715183 | 02/23/2023
American Water Heater Co. | American | GT-540P-PEH 1*1 | Federally-Regulated Consumer Product | LPG |  | 1 |  | 199000 |  |  |  | False | Instantaneous gas-fired |  | 5.8 | 96 | 34 | 17701647 | High | 0.95 |  | 0 | 02/23/2023 | 206703132 | 02/23/2023
American Water Heater Co. | American | G102-40T40R 4** | Federally-Regulated Consumer Product | Natural gas |  | 38 |  | 40000 | True |  |  | False | Gas-fired storage | 80 |  | 78 | 0 | 25646625 | High | 0.66 |  |  | 02/23/2023 | 206715209 | 02/23/2023
American Water Heater Co. | American | GT-540X3-NIH 1** | Federally-Regulated Consumer Product | Natural gas |  | 1 |  | 199000 |  |  |  | False | Instantaneous gas-fired |  | 5.8 | 96 | 47 | 18040466 | High | 0.93 |  | 0 | 02/23/2023 | 207209493 | 02/23/2023
American Water Heater Co. | American | GT-510U-I 2** | Federally-Regulated Consumer Product | Natural gas |  | 1 |  | 199000 |  |  |  | False | Instantaneous gas-fired |  | 5 | 84 | 43 | 20750534 | High | 0.81 |  | 0 | 02/23/2023 | 206703161 | 02/23/2023
American Water Heater Co. | American | G62-30T35 2*1 | Federally-Regulated Consumer Product | LPG |  | 29 |  | 35500 | True |  |  | False | Gas-fired storage | 63 |  | 77 | 0 | 17592073 | Medium | 0.63 |  |  | 02/23/2023 | 206715086 | 02/23/2023
American Water Heater Co. | American | G102-40T40R 4*1 | Federally-Regulated Consumer Product | LPG |  | 38 |  | 40000 | True |  |  | False | Gas-fired storage | 80 |  | 78 | 0 | 25646625 | High | 0.66 |  |  | 02/23/2023 | 206715210 | 02/23/2023
American Water Heater Co. | American | DVG6250T47PV 3*1 | Federally-Regulated Consumer Product | LPG |  | 48 |  | 47000 | True |  |  | False | Gas-fired storage | 82 |  | 79 | 0 | 26041188 | High | 0.65 |  |  | 02/23/2023 | 206715072 | 02/23/2023
American Water Heater Co. | American | GT-310C-NI 1** | Federally-Regulated Consumer Product | Natural gas |  | 1 |  | 190000 |  |  |  | False | Instantaneous gas-fired |  | 4.6 | 85 | 24 | 20815362 | High | 0.81 |  | 0 | 02/23/2023 | 206703175 | 02/23/2023
American Water Heater Co. | American | DVUG62-40S36-NV 1** | Federally-Regulated Consumer Product | Natural gas |  | 39 |  | 36000 | True |  |  | False | Gas-fired storage | 64 |  | 74 | 0 | 18784755 | Medium | 0.59 |  |  | 02/23/2023 | 206667230 | 02/23/2023
American Water Heater Co. | American | MHDV-62-50T40 2** | Federally-Regulated Consumer Product | Natural gas |  | 47 |  | 40000 | True |  |  | True | Gas-fired storage | 67 |  | 77 | 0 | 19443870 | Medium | 0.57 |  |  | 02/23/2023 | 206438853 | 02/23/2023
American Water Heater Co. | American | G62-40S40R 4** | Federally-Regulated Consumer Product | Natural gas |  | 38 |  | 40000 | True |  |  | False | Gas-fired storage | 67 |  | 78 | 0 | 19108631 | Medium | 0.58 |  |  | 02/23/2023 | 206715113 | 02/23/2023
American Water Heater Co. | American | GU81 40T40R 4** | Federally-Regulated Consumer Product | Natural gas |  | 38 |  | 40000 | True |  |  | False | Gas-fired storage | 83 |  | 74 | 0 | 26448082 | High | 0.64 |  |  | 02/23/2023 | 206191821 | 02/23/2023
American Water Heater Co. | American | PCG62-50S65L 1** | Federally-Regulated Consumer Product | Natural gas |  | 49 |  | 65000 | False |  |  | False | Gas-fired storage | 118 |  | 92 | 6 | 18787053 | High | 0.9 |  |  | 02/23/2023 | 207471181 | 02/23/2023
American Water Heater Co. | American | GT-540P-NEH 1** | Federally-Regulated Consumer Product | Natural gas |  | 1 |  | 199000 |  |  |  | False | Instantaneous gas-fired |  | 5.8 | 96 | 34 | 17701647 | High | 0.95 |  | 0 | 02/23/2023 | 206703129 | 02/23/2023
American Water Heater Co. | American | MHG62-30T35R 4** | Federally-Regulated Consumer Product | Natural gas |  | 29 |  | 35500 | True |  |  | True | Gas-fired storage | 63 |  | 79 | 0 | 18168862 | Medium | 0.61 |  |  | 02/23/2023 | 206438858 | 02/23/2023
American Water Heater Co. | American | DVG6250T40PV 3*1 | Federally-Regulated Consumer Product | LPG |  | 48 |  | 40000 | True |  |  | False | Gas-fired storage | 77 |  | 79 | 0 | 25646625 | High | 0.66 |  |  | 02/23/2023 | 206715054 | 02/23/2023
American Water Heater Co. | American | DVG6240S38NOV 3** | Federally-Regulated Consumer Product | Natural gas |  | 39 |  | 38000 | True |  |  | False | Gas-fired storage | 64 |  | 75 | 0 | 18471676 | Medium | 0.6 |  |  | 02/23/2023 | 206715033 | 02/23/2023
American Water Heater Co. | American | MCT-199O-N 1** | Federally-Regulated Consumer Product | Natural gas |  | 1 |  | 199000 |  |  |  | False | Instantaneous gas-fired |  | 5.8 | 96 | 34 | 17701647 | High | 0.95 |  | 0 | 02/23/2023 | 206703130 | 02/23/2023
American Water Heater Co. | American | MHG62-40T35R 4** | Federally-Regulated Consumer Product | LPG |  | 38 |  | 35500 | True |  |  | True | Gas-fired storage | 59 |  | 78 | 0 | 19108631 | Medium | 0.58 |  |  | 02/23/2023 | 206438836 | 02/23/2023
American Water Heater Co. | American | G82-40S40R 4*1 | Federally-Regulated Consumer Product | LPG |  | 38 |  | 40000 | True |  |  | False | Gas-fired storage | 67 |  | 78 | 0 | 19108631 | Medium | 0.58 |  |  | 02/23/2023 | 206715118 | 02/23/2023
American Water Heater Co. | American | GU101-40T40R 4** | Federally-Regulated Consumer Product | Natural gas |  | 38 |  | 40000 | True |  |  | False | Gas-fired storage | 83 |  | 74 | 0 | 26448082 | High | 0.64 |  |  | 02/23/2023 | 207312261 | 02/23/2023
American Water Heater Co. | American | DVG6240S38NOLV 3** | Federally-Regulated Consumer Product | Natural gas |  | 39 |  | 38000 | True |  |  | False | Gas-fired storage | 64 |  | 75 | 0 | 18471676 | Medium | 0.6 |  |  | 02/23/2023 | 206715035 | 02/23/2023
American Water Heater Co. | American | GT-240X3-PIH 1*1 | Federally-Regulated Consumer Product | LPG |  | 1 |  | 160000 |  |  |  | False | Instantaneous gas-fired |  | 4.7 | 97 | 38 | 17877549 | High | 0.94 |  | 0 | 02/23/2023 | 207861920 | 02/23/2023
American Water Heater Co. | American | G6255T60 2** | Federally-Regulated Consumer Product | Natural gas |  | 55 |  | 60000 | True |  |  | False | Gas-fired storage | 83 |  | 74 | 0 | 27301246 | High | 0.62 |  |  | 02/23/2023 | 206954661 | 02/23/2023
American Water Heater Co. | American | MHDV-62-50T40 2** | Federally-Regulated Consumer Product | LPG |  | 47 |  | 40000 | True |  |  | True | Gas-fired storage | 67 |  | 77 | 0 | 19443870 | Medium | 0.57 |  |  | 02/23/2023 | 206438853 | 02/23/2023
American Water Heater Co. | American | GT-540P-PIH 1*1 | Federally-Regulated Consumer Product | LPG |  | 1 |  | 199000 |  |  |  | False | Instantaneous gas-fired |  | 5.8 | 96 | 47 | 18040466 | High | 0.93 |  | 0 | 02/23/2023 | 206703096 | 02/23/2023
American Water Heater Co. | American | G6255T60 2*1 | Federally-Regulated Consumer Product | LPG |  | 55 |  | 60000 | True |  |  | False | Gas-fired storage | 83 |  | 74 | 0 | 27301246 | High | 0.62 |  |  | 02/23/2023 | 206954662 | 02/23/2023
American Water Heater Co. | American | GU62 40T40R 4** | Federally-Regulated Consumer Product | Natural gas |  | 38 |  | 40000 | True |  |  | False | Gas-fired storage | 83 |  | 77 | 0 | 26448082 | High | 0.64 |  |  | 02/23/2023 | 206192547 | 02/23/2023
American Water Heater Co. | American | DVG6240S38PV 3*1 | Federally-Regulated Consumer Product | LPG |  | 39 |  | 38000 | True |  |  | False | Gas-fired storage | 64 |  | 75 | 0 | 18471676 | Medium | 0.6 |  |  | 02/23/2023 | 206715034 | 02/23/2023
American Water Heater Co. | American | G62-40S40R 4*1 | Federally-Regulated Consumer Product | LPG |  | 38 |  | 40000 | True |  |  | False | Gas-fired storage | 67 |  | 78 | 0 | 19108631 | Medium | 0.58 |  |  | 02/23/2023 | 206715117 | 02/23/2023
American Water Heater Co. | American | DVG6240S38PLV 3*1 | Federally-Regulated Consumer Product | LPG |  | 39 |  | 38000 | True |  |  | False | Gas-fired storage | 64 |  | 75 | 0 | 18471676 | Medium | 0.6 |  |  | 02/23/2023 | 206715036 | 02/23/2023
A.O. Smith Water Products Company | A. O. SMITH | HPVX 50L 2** | Federally-Regulated Consumer Product | Natural gas |  | 50 |  | 62000 | True |  |  | False | Gas-fired storage | 119 |  | 82 | 26 | 23098647 | High | 0.73 |  |  | 02/23/2023 | 207616330 | 02/23/2023
A.O. Smith Water Products Company | A. O. SMITH | HPVX 50L 2*1 | Federally-Regulated Consumer Product | LPG |  | 50 |  | 62000 | True |  |  | False | Gas-fired storage | 119 |  | 82 | 26 | 23098647 | High | 0.73 |  |  | 02/23/2023 | 207616331 | 02/23/2023
A.O. Smith Water Products Company | A. O. SMITH | HPVL 50 2** | Federally-Regulated Consumer Product | Natural gas |  | 49 |  | 40000 | True |  |  | False | Gas-fired storage | 79 |  | 80 | 40 | 23372926 | High | 0.72 |  |  | 02/23/2023 | 207616313 | 02/23/2023
A.O. Smith Water Products Company | A. O. SMITH | HPVL 50 2*1 | Federally-Regulated Consumer Product | LPG |  | 49 |  | 40000 | True |  |  | False | Gas-fired storage | 79 |  | 80 | 40 | 23372926 | High | 0.72 |  |  | 02/23/2023 | 207616314 | 02/23/2023
American Water Heater Co. | American | HPS10250H045DV 2** | Federally-Regulated Consumer Product | Heat pump |  | 46 |  | 4.5 | True |  | False | False | Electric storage | 65 |  | 452 | 831 |  | Medium | 3.8 |  |  | 02/23/2023 | 208531074 | 02/23/2023
American Water Heater Co. | American | G62-40T40 2*1 | Federally-Regulated Consumer Product | LPG |  | 38 |  | 40000 | True |  |  | False | Gas-fired storage | 80 |  | 74 | 0 | 26448082 | High | 0.64 |  |  | 02/23/2023 | 206715251 | 02/23/2023
American Water Heater Co. | American | GB61-30T32R 4** | Federally-Regulated Consumer Product | Natural gas |  | 29 |  | 32000 | True |  |  | False | Gas-fired storage | 62 |  | 74 | 0 | 18471676 | Medium | 0.6 |  |  | 02/23/2023 | 206715296 | 02/23/2023
American Water Heater Co. | American | GB61-30T32R 4*1 | Federally-Regulated Consumer Product | LPG |  | 29 |  | 32000 | True |  |  | False | Gas-fired storage | 62 |  | 74 | 0 | 18471676 | Medium | 0.6 |  |  | 02/23/2023 | 206715297 | 02/23/2023
American Water Heater Co. | American | G61-50-T38 2*1 | Federally-Regulated Consumer Product | LPG |  | 48 |  | 38000 | True |  |  | False | Gas-fired storage | 76 |  | 77 | 0 | 26867893 | High | 0.63 |  |  | 02/23/2023 | 206715263 | 02/23/2023
American Water Heater Co. | American | NG2J4040TR 4** | Federally-Regulated Consumer Product | Natural gas |  | 38 |  | 40000 | True |  |  | False | Gas-fired storage | 80 |  | 78 | 0 | 25646625 | High | 0.66 |  |  | 02/23/2023 | 206715213 | 02/23/2023
American Water Heater Co. | American | G62-40T40RL 411 | Federally-Regulated Consumer Product | LPG |  | 38 |  | 40000 | True |  |  | False | Gas-fired storage | 80 |  | 78 | 7688 | 216626 | High | 0.64 |  |  | 02/23/2023 | 210586299 | 02/23/2023
American Water Heater Co. | American | NG2F4040TR 410 | Federally-Regulated Consumer Product | Natural gas |  | 38 |  | 40000 | True |  |  | False | Gas-fired storage | 80 |  | 78 | 7688 | 216626 | High | 0.64 |  |  | 02/23/2023 | 210586293 | 02/23/2023
American Water Heater Co. | American | NG2J4040TR 410 | Federally-Regulated Consumer Product | Natural gas |  | 38 |  | 40000 | True |  |  | False | Gas-fired storage | 80 |  | 78 | 7688 | 216626 | High | 0.64 |  |  | 02/23/2023 | 210586295 | 02/23/2023
American Water Heater Co. | American | G62-30S32R 4*1 | Federally-Regulated Consumer Product | LPG |  | 29 |  | 32000 | True |  |  | False | Gas-fired storage | 55 |  | 75 | 0 | 18471676 | Medium | 0.6 |  |  | 02/23/2023 | 206715289 | 02/23/2023
American Water Heater Co. | American | HPS10280H045DV 2** | Federally-Regulated Consumer Product | Heat pump |  | 82 |  | 4.5 | True |  | False | False | Electric storage | 95 |  | 430 | 1279 |  | High | 3.88 |  |  | 02/23/2023 | 208531261 | 02/23/2023
American Water Heater Co. | American | G102-40T40R 410 | Federally-Regulated Consumer Product | Natural gas |  | 38 |  | 40000 | True |  |  | False | Gas-fired storage | 80 |  | 78 | 7688 | 216626 | High | 0.64 |  |  | 02/23/2023 | 210586291 | 02/23/2023
American Water Heater Co. | American | GU82-50T40R 4** | Federally-Regulated Consumer Product | Natural gas |  | 48 |  | 40000 | True |  |  | False | Gas-fired storage | 84 |  | 77 | 0 | 26448082 | High | 0.64 |  |  | 02/23/2023 | 206715160 | 02/23/2023
American Water Heater Co. | American | HPS10266H045DV 2** | Federally-Regulated Consumer Product | Heat pump |  | 67 |  | 4.5 | True |  | False | False | Electric storage | 82 |  | 425 | 1233 |  | High | 4.02 |  |  | 02/23/2023 | 208531196 | 02/23/2023
American Water Heater Co. | American | G62-40T40RL 410 | Federally-Regulated Consumer Product | Natural gas |  | 38 |  | 40000 | True |  |  | False | Gas-fired storage | 80 |  | 78 | 7688 | 216626 | High | 0.64 |  |  | 02/23/2023 | 210586298 | 02/23/2023
American Water Heater Co. | American | GB61 40T40 4** | Federally-Regulated Consumer Product | Natural gas |  | 38 |  | 40000 | True |  |  | False | Gas-fired storage | 78 |  | 77 | 0 | 26041188 | High | 0.65 |  |  | 02/23/2023 | 206715182 | 02/23/2023
American Water Heater Co. | American | G102-40T40R 411 | Federally-Regulated Consumer Product | LPG |  | 38 |  | 40000 | True |  |  | False | Gas-fired storage | 80 |  | 78 | 7688 | 216626 | High | 0.64 |  |  | 02/23/2023 | 210586292 | 02/23/2023
American Water Heater Co. | American | G62-30T32R 4*1 | Federally-Regulated Consumer Product | LPG |  | 29 |  | 32000 | True |  |  | False | Gas-fired storage | 62 |  | 73 | 0 | 18471676 | Medium | 0.6 |  |  | 02/23/2023 | 206715312 | 02/23/2023
American Water Heater Co. | American | G82-40T40R 4*1 | Federally-Regulated Consumer Product | LPG |  | 38 |  | 40000 | True |  |  | False | Gas-fired storage | 80 |  | 78 | 0 | 25646625 | High | 0.66 |  |  | 02/23/2023 | 206715215 | 02/23/2023
American Water Heater Co. | American | G102-30S32R 4** | Federally-Regulated Consumer Product | Natural gas |  | 29 |  | 32000 | True |  |  | False | Gas-fired storage | 55 |  | 75 | 0 | 18471676 | Medium | 0.6 |  |  | 02/23/2023 | 206715281 | 02/23/2023
American Water Heater Co. | American | G62 40S40 2** | Federally-Regulated Consumer Product | Natural gas |  | 38 |  | 40000 | True |  |  | False | Gas-fired storage | 70 |  | 74 | 0 | 19108631 | Medium | 0.58 |  |  | 02/23/2023 | 206715172 | 02/23/2023
American Water Heater Co. | American | G62-40T40RL 4** | Federally-Regulated Consumer Product | Natural gas |  | 38 |  | 40000 | True |  |  | False | Gas-fired storage | 80 |  | 78 | 0 | 25646625 | High | 0.66 |  |  | 02/23/2023 | 206715216 | 02/23/2023
American Water Heater Co. | American | NG2H4040TR 4** | Federally-Regulated Consumer Product | Natural gas |  | 38 |  | 40000 | True |  |  | False | Gas-fired storage | 80 |  | 78 | 0 | 25646625 | High | 0.66 |  |  | 02/23/2023 | 206715212 | 02/23/2023
American Water Heater Co. | American | G82-40T40R 410 | Federally-Regulated Consumer Product | Natural gas |  | 38 |  | 40000 | True |  |  | False | Gas-fired storage | 80 |  | 78 | 7688 | 216626 | High | 0.64 |  |  | 02/23/2023 | 210586296 | 02/23/2023
American Water Heater Co. | American | G62-40S40 2*1 | Federally-Regulated Consumer Product | LPG |  | 38 |  | 40000 | True |  |  | False | Gas-fired storage | 70 |  | 74 | 0 | 19108631 | Medium | 0.58 |  |  | 02/23/2023 | 206715178 | 02/23/2023
American Water Heater Co. | American | G62-40T40RL 4*1 | Federally-Regulated Consumer Product | LPG |  | 38 |  | 40000 | True |  |  | False | Gas-fired storage | 80 |  | 78 | 0 | 25646625 | High | 0.66 |  |  | 02/23/2023 | 206715217 | 02/23/2023
American Water Heater Co. | American | G62-30S32R 4** | Federally-Regulated Consumer Product | Natural gas |  | 29 |  | 32000 | True |  |  | False | Gas-fired storage | 55 |  | 75 | 0 | 18471676 | Medium | 0.6 |  |  | 02/23/2023 | 206715280 | 02/23/2023
American Water Heater Co. | American | G62-30T32R 4** | Federally-Regulated Consumer Product | Natural gas |  | 29 |  | 32000 | True |  |  | False | Gas-fired storage | 62 |  | 73 | 0 | 18471676 | Medium | 0.6 |  |  | 02/23/2023 | 206715311 | 02/23/2023
American Water Heater Co. | American | G62-40T40R 410 | Federally-Regulated Consumer Product | Natural gas |  | 38 |  | 40000 | True |  |  | False | Gas-fired storage | 80 |  | 78 | 7688 | 216626 | High | 0.64 |  |  | 02/23/2023 | 210586289 | 02/23/2023
American Water Heater Co. | American | GU62-50T40R 4** | Federally-Regulated Consumer Product | Natural gas |  | 48 |  | 40000 | True |  |  | False | Gas-fired storage | 84 |  | 77 | 0 | 26448082 | High | 0.64 |  |  | 02/23/2023 | 206715159 | 02/23/2023
American Water Heater Co. | American | G62-40T40 2** | Federally-Regulated Consumer Product | Natural gas |  | 38 |  | 40000 | True |  |  | False | Gas-fired storage | 80 |  | 74 | 0 | 26448082 | High | 0.64 |  |  | 02/23/2023 | 206715250 | 02/23/2023
American Water Heater Co. | American | G82-40T40R 411 | Federally-Regulated Consumer Product | LPG |  | 38 |  | 40000 | True |  |  | False | Gas-fired storage | 80 |  | 78 | 7688 | 216626 | High | 0.64 |  |  | 02/23/2023 | 210586297 | 02/23/2023
American Water Heater Co. | American | NG2F4040TR 4** | Federally-Regulated Consumer Product | Natural gas |  | 38 |  | 40000 | True |  |  | False | Gas-fired storage | 80 |  | 78 | 0 | 25646625 | High | 0.66 |  |  | 02/23/2023 | 206715211 | 02/23/2023
American Water Heater Co. | American | G62-40T40R 411 | Federally-Regulated Consumer Product | LPG |  | 38 |  | 40000 | True |  |  | False | Gas-fired storage | 80 |  | 78 | 7688 | 216626 | High | 0.64 |  |  | 02/23/2023 | 210586290 | 02/23/2023
American Water Heater Co. | American | G82-40T40R 4** | Federally-Regulated Consumer Product | Natural gas |  | 38 |  | 40000 | True |  |  | False | Gas-fired storage | 80 |  | 78 | 0 | 25646625 | High | 0.66 |  |  | 02/23/2023 | 206715214 | 02/23/2023
American Water Heater Co. | American | NG2H4040TR 410 | Federally-Regulated Consumer Product | Natural gas |  | 38 |  | 40000 | True |  |  | False | Gas-fired storage | 80 |  | 78 | 7688 | 216626 | High | 0.64 |  |  | 02/23/2023 | 210586294 | 02/23/2023
American Water Heater Co. | American | G61-50T38 2** | Federally-Regulated Consumer Product | Natural gas |  | 48 |  | 38000 | True |  |  | False | Gas-fired storage | 76 |  | 77 | 0 | 26867893 | High | 0.63 |  |  | 02/23/2023 | 206715262 | 02/23/2023
A.O. Smith Water Products Company | A. O. SMITH | G6-T3032NVR 4** | Federally-Regulated Consumer Product | Natural gas |  | 29 |  | 32000 | True |  |  | False | Gas-fired storage | 62 |  | 73 | 0 | 18471676 | Medium | 0.6 |  |  | 02/23/2023 | 206715308 | 02/23/2023
A.O. Smith Water Products Company | A. O. SMITH | GCRL-30R 4*1 | Federally-Regulated Consumer Product | LPG |  | 29 |  | 32000 | True |  |  | False | Gas-fired storage | 55 |  | 75 | 0 | 18471676 | Medium | 0.6 |  |  | 02/23/2023 | 206715288 | 02/23/2023
A.O. Smith Water Products Company | A. O. SMITH | G6N-UT4040NVR 5** | Federally-Regulated Consumer Product | Natural gas |  | 38 |  | 40000 | True |  |  | False | Gas-fired storage | 83 |  | 74 | 7735 | 56262 | High | 0.64 |  |  | 02/23/2023 | 211156077 | 02/23/2023
A.O. Smith Water Products Company | A. O. SMITH | GCR-30R 4*1 | Federally-Regulated Consumer Product | LPG |  | 29 |  | 32000 | True |  |  | False | Gas-fired storage | 62 |  | 73 | 0 | 18471676 | Medium | 0.6 |  |  | 02/23/2023 | 206715307 | 02/23/2023
A.O. Smith Water Products Company | A. O. SMITH | XCR-30R 4** | Federally-Regulated Consumer Product | Natural gas |  | 29 |  | 32000 | True |  |  | False | Gas-fired storage | 62 |  | 73 | 0 | 18471676 | Medium | 0.6 |  |  | 02/23/2023 | 206715310 | 02/23/2023
A.O. Smith Water Products Company | A. O. SMITH | G6-S3032PVR 4*1 | Federally-Regulated Consumer Product | LPG |  | 29 |  | 32000 | True |  |  | False | Gas-fired storage | 55 |  | 75 | 0 | 18471676 | Medium | 0.6 |  |  | 02/23/2023 | 206715287 | 02/23/2023
A.O. Smith Water Products Company | A. O. SMITH | G9-UT4040NVR 5** | Federally-Regulated Consumer Product | Natural gas |  | 38 |  | 40000 | True |  |  | False | Gas-fired storage | 83 |  | 77 | 7735 | 56262 | High | 0.64 |  |  | 02/23/2023 | 211156072 | 02/23/2023
A.O. Smith Water Products Company | A. O. SMITH | GCBL-30R 4*1 | Federally-Regulated Consumer Product | LPG |  | 29 |  | 32000 | True |  |  | False | Gas-fired storage | 65 |  | 75 | 0 | 18471676 | Medium | 0.6 |  |  | 02/23/2023 | 206715272 | 02/23/2023
A.O. Smith Water Products Company | A. O. SMITH | G12-UT4040NVR 5** | Federally-Regulated Consumer Product | Natural gas |  | 38 |  | 40000 | True |  |  | False | Gas-fired storage | 83 |  | 77 | 7735 | 56262 | High | 0.64 |  |  | 02/23/2023 | 211156073 | 02/23/2023
A.O. Smith Water Products Company | A. O. SMITH | GCR-40L 411 | Federally-Regulated Consumer Product | LPG |  | 38 |  | 40000 | True |  |  | False | Gas-fired storage | 80 |  | 78 | 7688 | 216626 | High | 0.64 |  |  | 02/23/2023 | 210586285 | 02/23/2023
A.O. Smith Water Products Company | A. O. SMITH | XCR-40L 410 | Federally-Regulated Consumer Product | Natural gas |  | 38 |  | 40000 | True |  |  | False | Gas-fired storage | 80 |  | 78 | 7688 | 216626 | High | 0.64 |  |  | 02/23/2023 | 210586283 | 02/23/2023
A.O. Smith Water Products Company | A. O. SMITH | HPS10-50H45DV 2** | Federally-Regulated Consumer Product | Heat pump |  | 46 |  | 4.5 | True |  | False | False | Electric storage | 65 |  | 452 | 831 |  | Medium | 3.8 |  |  | 02/23/2023 | 208531076 | 02/23/2023
A.O. Smith Water Products Company | A. O. SMITH | G9-T4040NVR 410 | Federally-Regulated Consumer Product | Natural gas |  | 38 |  | 40000 | True |  |  | False | Gas-fired storage | 80 |  | 78 | 7688 | 216626 | High | 0.64 |  |  | 02/23/2023 | 210586331 | 02/23/2023
A.O. Smith Water Products Company | A. O. SMITH | G6-T4040NVR 410 | Federally-Regulated Consumer Product | Natural gas |  | 38 |  | 40000 | True |  |  | False | Gas-fired storage | 80 |  | 78 | 7688 | 216626 | High | 0.64 |  |  | 02/23/2023 | 210586330 | 02/23/2023
A.O. Smith Water Products Company | A. O. SMITH | GCB-30R 4*1 | Federally-Regulated Consumer Product | LPG |  | 29 |  | 32000 | True |  |  | False | Gas-fired storage | 62 |  | 74 | 0 | 18471676 | Medium | 0.6 |  |  | 02/23/2023 | 206715295 | 02/23/2023
A.O. Smith Water Products Company | A. O. SMITH | HPTS-66 2** | Federally-Regulated Consumer Product | Heat pump |  | 67 |  | 4.5 | True |  | False | False | Electric storage | 82 |  | 425 | 1233 |  | High | 4.02 |  |  | 02/23/2023 | 208531171 | 02/23/2023
A.O. Smith Water Products Company | A. O. SMITH | XCR-40 410 | Federally-Regulated Consumer Product | Natural gas |  | 38 |  | 40000 | True |  |  | False | Gas-fired storage | 80 |  | 78 | 7688 | 216626 | High | 0.64 |  |  | 02/23/2023 | 210586281 | 02/23/2023
A.O. Smith Water Products Company | A. O. SMITH | HPS10-80H45DV 2** | Federally-Regulated Consumer Product | Heat pump |  | 82 |  | 4.5 | True |  | False | False | Electric storage | 95 |  | 430 | 1279 |  | High | 3.88 |  |  | 02/23/2023 | 208531263 | 02/23/2023
A.O. Smith Water Products Company | A. O. SMITH | GCRL-30R 4** | Federally-Regulated Consumer Product | Natural gas |  | 29 |  | 32000 | True |  |  | False | Gas-fired storage | 55 |  | 75 | 0 | 18471676 | Medium | 0.6 |  |  | 02/23/2023 | 206715277 | 02/23/2023
A.O. Smith Water Products Company | A. O. SMITH | G6-S3032NVR 4** | Federally-Regulated Consumer Product | Natural gas |  | 29 |  | 32000 | True |  |  | False | Gas-fired storage | 55 |  | 75 | 0 | 18471676 | Medium | 0.6 |  |  | 02/23/2023 | 206715278 | 02/23/2023
A.O. Smith Water Products Company | A. O. SMITH | XCRL-30R 4** | Federally-Regulated Consumer Product | Natural gas |  | 29 |  | 32000 | True |  |  | False | Gas-fired storage | 55 |  | 75 | 0 | 18471676 | Medium | 0.6 |  |  | 02/23/2023 | 206715279 | 02/23/2023
A.O. Smith Water Products Company | A. O. SMITH | HWR-40 410 | Federally-Regulated Consumer Product | Natural gas |  | 38 |  | 40000 | True |  |  | False | Gas-fired storage | 80 |  | 78 | 7688 | 216626 | High | 0.64 |  |  | 02/23/2023 | 210586286 | 02/23/2023
A.O. Smith Water Products Company | A. O. SMITH | GCR-40 410 | Federally-Regulated Consumer Product | Natural gas |  | 38 |  | 40000 | True |  |  | False | Gas-fired storage | 80 |  | 78 | 7688 | 216626 | High | 0.64 |  |  | 02/23/2023 | 210586273 | 02/23/2023
A.O. Smith Water Products Company | A. O. SMITH | HPTS-80 2** | Federally-Regulated Consumer Product | Heat pump |  | 82 |  | 4.5 | True |  | False | False | Electric storage | 95 |  | 430 | 1279 |  | High | 3.88 |  |  | 02/23/2023 | 208531220 | 02/23/2023
A.O. Smith Water Products Company | A. O. SMITH | GCR-40 411 | Federally-Regulated Consumer Product | LPG |  | 38 |  | 40000 | True |  |  | False | Gas-fired storage | 80 |  | 78 | 7688 | 216626 | High | 0.64 |  |  | 02/23/2023 | 210586280 | 02/23/2023
A.O. Smith Water Products Company | A. O. SMITH | G12-T4040NVR 410 | Federally-Regulated Consumer Product | Natural gas |  | 38 |  | 40000 | True |  |  | False | Gas-fired storage | 80 |  | 78 | 7688 | 216626 | High | 0.64 |  |  | 02/23/2023 | 210586332 | 02/23/2023
A.O. Smith Water Products Company | A. O. SMITH | HPTS-50 2** | Federally-Regulated Consumer Product | Heat pump |  | 46 |  | 4.5 | True |  | False | False | Electric storage | 65 |  | 452 | 831 |  | Medium | 3.8 |  |  | 02/23/2023 | 208531033 | 02/23/2023
A.O. Smith Water Products Company | A. O. SMITH | G6-T3032PVR 4*1 | Federally-Regulated Consumer Product | LPG |  | 29 |  | 32000 | True |  |  | False | Gas-fired storage | 62 |  | 73 | 0 | 18471676 | Medium | 0.6 |  |  | 02/23/2023 | 206715309 | 02/23/2023
A.O. Smith Water Products Company | A. O. SMITH | GCR-40L 410 | Federally-Regulated Consumer Product | Natural gas |  | 38 |  | 40000 | True |  |  | False | Gas-fired storage | 80 |  | 78 | 7688 | 216626 | High | 0.64 |  |  | 02/23/2023 | 210586284 | 02/23/2023
A.O. Smith Water Products Company | A. O. SMITH | HPS10-66H45DV 2** | Federally-Regulated Consumer Product | Heat pump |  | 67 |  | 4.5 | True |  | False | False | Electric storage | 82 |  | 425 | 1233 |  | High | 4.02 |  |  | 02/23/2023 | 210605782 | 02/23/2023
A.O. Smith Water Products Company | A. O. SMITH | GCR-30R 4** | Federally-Regulated Consumer Product | Natural gas |  | 29 |  | 32000 | True |  |  | False | Gas-fired storage | 62 |  | 73 | 0 | 18471676 | Medium | 0.6 |  |  | 02/23/2023 | 206715306 | 02/23/2023
A.O. Smith Water Products Company | A. O. SMITH | XCR-40 411 | Federally-Regulated Consumer Product | LPG |  | 38 |  | 40000 | True |  |  | False | Gas-fired storage | 80 |  | 78 | 7688 | 216626 | High | 0.64 |  |  | 02/23/2023 | 210586282 | 02/23/2023
A.O. Smith Water Products Company | A. O. SMITH | GCB-30R 4** | Federally-Regulated Consumer Product | Natural gas |  | 29 |  | 32000 | True |  |  | False | Gas-fired storage | 62 |  | 74 | 0 | 18471676 | Medium | 0.6 |  |  | 02/23/2023 | 206715294 | 02/23/2023
A.O. Smith Water Products Company | State | GS6-40-BCS 4** | Federally-Regulated Consumer Product | Natural gas |  | 38 |  | 40000 | True |  |  | False | Gas-fired storage | 67 |  | 78 | 0 | 19108631 | Medium | 0.58 |  |  | 02/23/2023 | 206715132 | 02/23/2023
A.O. Smith Water Products Company | State | GS6-30-OCTR 4** | Federally-Regulated Consumer Product | Natural gas |  | 29 |  | 32000 | True |  |  | False | Gas-fired storage | 62 |  | 73 | 0 | 18471676 | Medium | 0.6 |  |  | 02/23/2023 | 206715320 | 02/23/2023
A.O. Smith Water Products Company | State | GSX-40-BCS 4*1 | Federally-Regulated Consumer Product | LPG |  | 38 |  | 40000 | True |  |  | False | Gas-fired storage | 67 |  | 78 | 0 | 19108631 | Medium | 0.58 |  |  | 02/23/2023 | 206715136 | 02/23/2023
A.O. Smith Water Products Company | State | GTS-110U-I 2** | Federally-Regulated Consumer Product | Natural gas |  | 1 |  | 140000 |  |  |  | False | Instantaneous gas-fired |  | 3.5 | 85 | 35 | 13563303 | Medium | 0.81 |  | 0 | 02/23/2023 | 206908499 | 02/23/2023
A.O. Smith Water Products Company | State | GW8-40-BCS 4** | Federally-Regulated Consumer Product | Natural gas |  | 38 |  | 40000 | True |  |  | False | Gas-fired storage | 67 |  | 78 | 0 | 19108631 | Medium | 0.58 |  |  | 02/23/2023 | 206715134 | 02/23/2023
A.O. Smith Water Products Company | State | GS6-40-BCS 4*1 | Federally-Regulated Consumer Product | LPG |  | 38 |  | 40000 | True |  |  | False | Gas-fired storage | 67 |  | 78 | 0 | 19108631 | Medium | 0.58 |  |  | 02/23/2023 | 206715135 | 02/23/2023
A.O. Smith Water Products Company | State | GW8-40-BCS 4*1 | Federally-Regulated Consumer Product | LPG |  | 38 |  | 40000 | True |  |  | False | Gas-fired storage | 67 |  | 78 | 0 | 19108631 | Medium | 0.58 |  |  | 02/23/2023 | 206715137 | 02/23/2023
A.O. Smith Water Products Company | State | GS6-30-OCTR 4*1 | Federally-Regulated Consumer Product | LPG |  | 29 |  | 32000 | True |  |  | False | Gas-fired storage | 62 |  | 73 | 0 | 18471676 | Medium | 0.6 |  |  | 02/23/2023 | 206715321 | 02/23/2023
A.O. Smith Water Products Company | State | GSX-30-OCTR 4** | Federally-Regulated Consumer Product | Natural gas |  | 29 |  | 32000 | True |  |  | False | Gas-fired storage | 62 |  | 73 | 0 | 18471676 | Medium | 0.6 |  |  | 02/23/2023 | 206715323 | 02/23/2023
A.O. Smith Water Products Company | State | GSX-40-BCS 4** | Federally-Regulated Consumer Product | Natural gas |  | 38 |  | 40000 | True |  |  | False | Gas-fired storage | 67 |  | 78 | 0 | 19108631 | Medium | 0.58 |  |  | 02/23/2023 | 206715133 | 02/23/2023
A.O. Smith Water Products Company | GSW WATER HEATERS | G650S62N-PV-ES2 2** | Federally-Regulated Consumer Product | Natural gas |  | 50 |  | 62000 | True |  |  | False | Gas-fired storage | 119 |  | 82 | 26 | 23098647 | High | 0.73 |  |  | 02/23/2023 | 207616332 | 02/23/2023
A.O. Smith Water Products Company | GSW WATER HEATERS | G850S58N-PDV-ES2 3** | Federally-Regulated Consumer Product | Natural gas |  | 48 |  | 62000 | True |  |  | False | Gas-fired storage | 118 |  | 82 | 54 | 23003111 | High | 0.73 |  |  | 02/23/2023 | 207616303 | 02/23/2023
A.O. Smith Water Products Company | GSW WATER HEATERS | GSWT-540H-N 1** | Federally-Regulated Consumer Product | Natural gas |  | 1 |  | 199000 |  |  |  | False | Instantaneous gas-fired |  | 5.8 | 96 | 47 | 18040466 | High | 0.93 |  | 0 | 02/23/2023 | 207094235 | 02/23/2023
A.O. Smith Water Products Company | GSW WATER HEATERS | G640T50P-PV-ES2 2*1 | Federally-Regulated Consumer Product | LPG |  | 38 |  | 50000 | True |  |  | False | Gas-fired storage | 87 |  | 78 | 34 | 24065096 | High | 0.7 |  |  | 02/23/2023 | 207616321 | 02/23/2023
A.O. Smith Water Products Company | GSW WATER HEATERS | G850S45N-PDV-ES2 3** | Federally-Regulated Consumer Product | Natural gas |  | 48 |  | 45000 | True |  |  | False | Gas-fired storage | 79 |  | 79 | 68 | 23277390 | High | 0.72 |  |  | 02/23/2023 | 207616293 | 02/23/2023
A.O. Smith Water Products Company | GSW WATER HEATERS | G650T50P-PV-ES2 2*1 | Federally-Regulated Consumer Product | LPG |  | 48 |  | 50000 | True |  |  | False | Gas-fired storage | 97 |  | 81 | 35 | 23389986 | High | 0.72 |  |  | 02/23/2023 | 207616325 | 02/23/2023
A.O. Smith Water Products Company | GSW WATER HEATERS | G640S40P-PV-ES2 2*1 | Federally-Regulated Consumer Product | LPG |  | 38 |  | 40000 | True |  |  | False | Gas-fired storage | 73 |  | 79 | 30 | 16439440 | Medium | 0.67 |  |  | 02/23/2023 | 207616307 | 02/23/2023
A.O. Smith Water Products Company | GSW WATER HEATERS | G650T50N-PV-ES2 2** | Federally-Regulated Consumer Product | Natural gas |  | 48 |  | 50000 | True |  |  | False | Gas-fired storage | 97 |  | 81 | 35 | 23389986 | High | 0.72 |  |  | 02/23/2023 | 207616324 | 02/23/2023
A.O. Smith Water Products Company | GSW WATER HEATERS | GSWT-540P-P 1*1 | Federally-Regulated Consumer Product | LPG |  | 1 |  | 199000 |  |  |  | False | Instantaneous gas-fired |  | 5.8 | 96 | 47 | 18040466 | High | 0.93 |  | 0 | 02/23/2023 | 207094238 | 02/23/2023
A.O. Smith Water Products Company | GSW WATER HEATERS | G640T50N-PV-ES2 2** | Federally-Regulated Consumer Product | Natural gas |  | 38 |  | 50000 | True |  |  | False | Gas-fired storage | 87 |  | 78 | 34 | 24065096 | High | 0.7 |  |  | 02/23/2023 | 207616320 | 02/23/2023
A.O. Smith Water Products Company | GSW WATER HEATERS | G650S58N-PDV-ES2 3** | Federally-Regulated Consumer Product | Natural gas |  | 48 |  | 62000 | True |  |  | False | Gas-fired storage | 118 |  | 82 | 54 | 23003111 | High | 0.73 |  |  | 02/23/2023 | 207616301 | 02/23/2023
A.O. Smith Water Products Company | GSW WATER HEATERS | G650S45P-PDV-ES2 3*1 | Federally-Regulated Consumer Product | LPG |  | 48 |  | 45000 | True |  |  | False | Gas-fired storage | 79 |  | 79 | 68 | 23277390 | High | 0.72 |  |  | 02/23/2023 | 207616292 | 02/23/2023
A.O. Smith Water Products Company | GSW WATER HEATERS | G650S40P-PV-ES2 2*1 | Federally-Regulated Consumer Product | LPG |  | 49 |  | 40000 | True |  |  | False | Gas-fired storage | 79 |  | 80 | 40 | 23372926 | High | 0.72 |  |  | 02/23/2023 | 207616316 | 02/23/2023
A.O. Smith Water Products Company | GSW WATER HEATERS | GSWT-240H-N 1** | Federally-Regulated Consumer Product | Natural gas |  | 1 |  | 160000 |  |  |  | False | Instantaneous gas-fired |  | 4.7 | 97 | 38 | 17877549 | High | 0.94 |  | 0 | 02/23/2023 | 207094243 | 02/23/2023
A.O. Smith Water Products Company | GSW WATER HEATERS | G650S40N-PV-ES2 2** | Federally-Regulated Consumer Product | Natural gas |  | 49 |  | 40000 | True |  |  | False | Gas-fired storage | 79 |  | 80 | 40 | 23372926 | High | 0.72 |  |  | 02/23/2023 | 207616315 | 02/23/2023
A.O. Smith Water Products Company | GSW WATER HEATERS | G650S45N-PDV-ES2 3** | Federally-Regulated Consumer Product | Natural gas |  | 48 |  | 45000 | True |  |  | False | Gas-fired storage | 79 |  | 79 | 68 | 23277390 | High | 0.72 |  |  | 02/23/2023 | 207616291 | 02/23/2023
A.O. Smith Water Products Company | GSW WATER HEATERS | G840S40N-PV-ES2 2** | Federally-Regulated Consumer Product | Natural gas |  | 38 |  | 40000 | True |  |  | False | Gas-fired storage | 73 |  | 79 | 30 | 16439440 | Medium | 0.67 |  |  | 02/23/2023 | 207616308 | 02/23/2023
A.O. Smith Water Products Company | GSW WATER HEATERS | G850S40N-PV-ES2 2** | Federally-Regulated Consumer Product | Natural gas |  | 49 |  | 40000 | True |  |  | False | Gas-fired storage | 79 |  | 80 | 40 | 23372926 | High | 0.72 |  |  | 02/23/2023 | 207616317 | 02/23/2023
A.O. Smith Water Products Company | GSW WATER HEATERS | G650S58P-PDV-ES2 3*1 | Federally-Regulated Consumer Product | LPG |  | 48 |  | 62000 | True |  |  | False | Gas-fired storage | 118 |  | 82 | 54 | 23003111 | High | 0.73 |  |  | 02/23/2023 | 207616302 | 02/23/2023
A.O. Smith Water Products Company | GSW WATER HEATERS | G650S62P-PV-ES2 2*1 | Federally-Regulated Consumer Product | LPG |  | 50 |  | 62000 | True |  |  | False | Gas-fired storage | 119 |  | 82 | 26 | 23098647 | High | 0.73 |  |  | 02/23/2023 | 207616333 | 02/23/2023
A.O. Smith Water Products Company | GSW WATER HEATERS | G640S40N-PV-ES2 2** | Federally-Regulated Consumer Product | Natural gas |  | 38 |  | 40000 | True |  |  | False | Gas-fired storage | 73 |  | 79 | 30 | 16439440 | Medium | 0.67 |  |  | 02/23/2023 | 207616306 | 02/23/2023
A.O. Smith Water Products Company | GSW WATER HEATERS | GSWT-240H-P 1*1 | Federally-Regulated Consumer Product | LPG |  | 1 |  | 160000 |  |  |  | False | Instantaneous gas-fired |  | 4.7 | 97 | 38 | 17877549 | High | 0.94 |  | 0 | 02/23/2023 | 207094244 | 02/23/2023
A.O. Smith Water Products Company | GSW WATER HEATERS | G640S40N-PDV-ES2 3** | Federally-Regulated Consumer Product | Natural gas |  | 38 |  | 40000 | True |  |  | False | Gas-fired storage | 74 |  | 79 | 58 | 16100642 | Medium | 0.68 |  |  | 02/23/2023 | 207616296 | 02/23/2023
A.O. Smith Water Products Company | GSW WATER HEATERS | GSWT-340H-N 1** | Federally-Regulated Consumer Product | Natural gas |  | 1 |  | 180000 |  |  |  | False | Instantaneous gas-fired |  | 5.4 | 97 | 37 | 17691411 | High | 0.95 |  | 0 | 02/23/2023 | 207094248 | 02/23/2023
A.O. Smith Water Products Company | GSW WATER HEATERS | G840S40N-PDV-ES2 3** | Federally-Regulated Consumer Product | Natural gas |  | 38 |  | 40000 | True |  |  | False | Gas-fired storage | 74 |  | 79 | 58 | 16100642 | Medium | 0.68 |  |  | 02/23/2023 | 207616298 | 02/23/2023
A.O. Smith Water Products Company | GSW WATER HEATERS | G850S62N-PV-ES2 2** | Federally-Regulated Consumer Product | Natural gas |  | 50 |  | 62000 | True |  |  | False | Gas-fired storage | 119 |  | 82 | 26 | 23098647 | High | 0.73 |  |  | 02/23/2023 | 207616334 | 02/23/2023
A.O. Smith Water Products Company | GSW WATER HEATERS | G640S40P-PDV-ES2 3*1 | Federally-Regulated Consumer Product | LPG |  | 38 |  | 40000 | True |  |  | False | Gas-fired storage | 74 |  | 79 | 58 | 16100642 | Medium | 0.68 |  |  | 02/23/2023 | 207616297 | 02/23/2023
A.O. Smith Water Products Company | GSW WATER HEATERS | GSWT-540P-N 1** | Federally-Regulated Consumer Product | Natural gas |  | 1 |  | 199000 |  |  |  | False | Instantaneous gas-fired |  | 5.8 | 96 | 47 | 18040466 | High | 0.93 |  | 0 | 02/23/2023 | 207094237 | 02/23/2023
A.O. Smith Water Products Company | GSW WATER HEATERS | GSWT-540H-P 1*1 | Federally-Regulated Consumer Product | LPG |  | 1 |  | 199000 |  |  |  | False | Instantaneous gas-fired |  | 5.8 | 96 | 47 | 18040466 | High | 0.93 |  | 0 | 02/23/2023 | 207094236 | 02/23/2023
A.O. Smith Water Products Company | GSW WATER HEATERS | GSWT-340H-P 1*1 | Federally-Regulated Consumer Product | LPG |  | 1 |  | 180000 |  |  |  | False | Instantaneous gas-fired |  | 5.4 | 97 | 37 | 17691411 | High | 0.95 |  | 0 | 02/23/2023 | 207094249 | 02/23/2023
A.O. Smith Water Products Company | A. O. SMITH | GPDT-50L 3*1 | Federally-Regulated Consumer Product | LPG |  | 48 |  | 45000 | True |  |  | False | Gas-fired storage | 79 |  | 79 | 68 | 23277390 | High | 0.72 |  |  | 02/23/2023 | 206902216 | 02/23/2023
A.O. Smith Water Products Company | A. O. SMITH | G6-PVS5040NV 2** | Federally-Regulated Consumer Product | Natural gas |  | 49 |  | 40000 | True |  |  | False | Gas-fired storage | 79 |  | 80 | 40 | 23372926 | High | 0.72 |  |  | 02/23/2023 | 206861420 | 02/23/2023
A.O. Smith Water Products Company | A. O. SMITH | GPDL-40 3** | Federally-Regulated Consumer Product | Natural gas |  | 38 |  | 40000 | True |  |  | False | Gas-fired storage | 74 |  | 79 | 58 | 16100642 | Medium | 0.68 |  |  | 02/23/2023 | 206902194 | 02/23/2023
A.O. Smith Water Products Company | A. O. SMITH | GPVX-50L 2*1 | Federally-Regulated Consumer Product | LPG |  | 50 |  | 62000 | True |  |  | False | Gas-fired storage | 119 |  | 82 | 26 | 23098647 | High | 0.73 |  |  | 02/23/2023 | 206862000 | 02/23/2023
A.O. Smith Water Products Company | A. O. SMITH | GPVT-40 2** | Federally-Regulated Consumer Product | Natural gas |  | 38 |  | 50000 | True |  |  | False | Gas-fired storage | 87 |  | 78 | 34 | 24065096 | High | 0.7 |  |  | 02/23/2023 | 206861591 | 02/23/2023
A.O. Smith Water Products Company | A. O. SMITH | G6-PVS4040NV 2** | Federally-Regulated Consumer Product | Natural gas |  | 38 |  | 40000 | True |  |  | False | Gas-fired storage | 73 |  | 79 | 30 | 16439440 | Medium | 0.67 |  |  | 02/23/2023 | 206860920 | 02/23/2023
A.O. Smith Water Products Company | A. O. SMITH | GT15-510U-O 2** | Federally-Regulated Consumer Product | Natural gas |  | 1 |  | 199000 |  |  |  | False | Instantaneous gas-fired |  | 5 | 84 | 33 | 20784654 | High | 0.81 |  | 0 | 02/23/2023 | 206908518 | 02/23/2023
A.O. Smith Water Products Company | A. O. SMITH | G6-PVT4050PV 2*1 | Federally-Regulated Consumer Product | LPG |  | 38 |  | 50000 | True |  |  | False | Gas-fired storage | 87 |  | 78 | 34 | 24065096 | High | 0.7 |  |  | 02/23/2023 | 206861624 | 02/23/2023
A.O. Smith Water Products Company | A. O. SMITH | GPVT-40L 2*1 | Federally-Regulated Consumer Product | LPG |  | 38 |  | 50000 | True |  |  | False | Gas-fired storage | 87 |  | 78 | 34 | 24065096 | High | 0.7 |  |  | 02/23/2023 | 206861623 | 02/23/2023
A.O. Smith Water Products Company | A. O. SMITH | G6-PVT4050NV 2** | Federally-Regulated Consumer Product | Natural gas |  | 38 |  | 50000 | True |  |  | False | Gas-fired storage | 87 |  | 78 | 34 | 24065096 | High | 0.7 |  |  | 02/23/2023 | 206861621 | 02/23/2023
A.O. Smith Water Products Company | A. O. SMITH | ATO-110U 2** | Federally-Regulated Consumer Product | Natural gas |  | 1 |  | 140000 |  |  |  | False | Instantaneous gas-fired |  | 3.5 | 83 | 25 | 13597423 | Medium | 0.81 |  | 0 | 02/23/2023 | 206908487 | 02/23/2023
A.O. Smith Water Products Company | A. O. SMITH | GPVL-40 2** | Federally-Regulated Consumer Product | Natural gas |  | 38 |  | 40000 | True |  |  | False | Gas-fired storage | 73 |  | 79 | 30 | 16439440 | Medium | 0.67 |  |  | 02/23/2023 | 206860891 | 02/23/2023
A.O. Smith Water Products Company | A. O. SMITH | GPDL-40 3*1 | Federally-Regulated Consumer Product | LPG |  | 38 |  | 40000 | True |  |  | False | Gas-fired storage | 74 |  | 79 | 58 | 16100642 | Medium | 0.68 |  |  | 02/23/2023 | 206902195 | 02/23/2023
A.O. Smith Water Products Company | A. O. SMITH | GT15-110U-O 2** | Federally-Regulated Consumer Product | Natural gas |  | 1 |  | 140000 |  |  |  | False | Instantaneous gas-fired |  | 3.5 | 83 | 25 | 13597423 | Medium | 0.81 |  | 0 | 02/23/2023 | 206908488 | 02/23/2023
A.O. Smith Water Products Company | A. O. SMITH | GPVL-50 2*1 | Federally-Regulated Consumer Product | LPG |  | 49 |  | 40000 | True |  |  | False | Gas-fired storage | 79 |  | 80 | 40 | 23372926 | High | 0.72 |  |  | 02/23/2023 | 206861421 | 02/23/2023
A.O. Smith Water Products Company | A. O. SMITH | GPDL-40L 3*1 | Federally-Regulated Consumer Product | LPG |  | 38 |  | 40000 | True |  |  | False | Gas-fired storage | 74 |  | 79 | 58 | 16100642 | Medium | 0.68 |  |  | 02/23/2023 | 206902197 | 02/23/2023
A.O. Smith Water Products Company | A. O. SMITH | GPDT-50 3** | Federally-Regulated Consumer Product | Natural gas |  | 48 |  | 45000 | True |  |  | False | Gas-fired storage | 79 |  | 79 | 68 | 23277390 | High | 0.72 |  |  | 02/23/2023 | 206902213 | 02/23/2023
A.O. Smith Water Products Company | A. O. SMITH | GPDT-50 3*1 | Federally-Regulated Consumer Product | LPG |  | 48 |  | 45000 | True |  |  | False | Gas-fired storage | 79 |  | 79 | 68 | 23277390 | High | 0.72 |  |  | 02/23/2023 | 206902214 | 02/23/2023
A.O. Smith Water Products Company | A. O. SMITH | G6-PVT5050NV 2** | Federally-Regulated Consumer Product | Natural gas |  | 48 |  | 50000 | True |  |  | False | Gas-fired storage | 97 |  | 81 | 35 | 23389986 | High | 0.72 |  |  | 02/23/2023 | 206861798 | 02/23/2023
A.O. Smith Water Products Company | A. O. SMITH | GPDX-50L 3*1 | Federally-Regulated Consumer Product | LPG |  | 48 |  | 62000 | True |  |  | False | Gas-fired storage | 118 |  | 82 | 54 | 23003111 | High | 0.73 |  |  | 02/23/2023 | 206902233 | 02/23/2023
A.O. Smith Water Products Company | A. O. SMITH | GPVT-50 2** | Federally-Regulated Consumer Product | Natural gas |  | 48 |  | 50000 | True |  |  | False | Gas-fired storage | 97 |  | 81 | 35 | 23389986 | High | 0.72 |  |  | 02/23/2023 | 206861781 | 02/23/2023
A.O. Smith Water Products Company | A. O. SMITH | GPDL-40L 3** | Federally-Regulated Consumer Product | Natural gas |  | 38 |  | 40000 | True |  |  | False | Gas-fired storage | 74 |  | 79 | 58 | 16100642 | Medium | 0.68 |  |  | 02/23/2023 | 206902196 | 02/23/2023
A.O. Smith Water Products Company | A. O. SMITH | G6-PDT5045NV 3** | Federally-Regulated Consumer Product | Natural gas |  | 48 |  | 45000 | True |  |  | False | Gas-fired storage | 79 |  | 79 | 68 | 23277390 | High | 0.72 |  |  | 02/23/2023 | 206902217 | 02/23/2023
A.O. Smith Water Products Company | A. O. SMITH | GPVX-50L 2** | Federally-Regulated Consumer Product | Natural gas |  | 50 |  | 62000 | True |  |  | False | Gas-fired storage | 119 |  | 82 | 26 | 23098647 | High | 0.73 |  |  | 02/23/2023 | 206861959 | 02/23/2023
A.O. Smith Water Products Company | A. O. SMITH | UPDN04040Z 1** | Federally-Regulated Consumer Product | Natural gas |  | 38 |  | 40000 | True |  |  | False | Gas-fired storage | 75 |  | 77 | 78 | 23914968 | High | 0.7 |  |  | 02/23/2023 | 206860587 | 02/23/2023
A.O. Smith Water Products Company | A. O. SMITH | GPVT-40L 2** | Federally-Regulated Consumer Product | Natural gas |  | 38 |  | 50000 | True |  |  | False | Gas-fired storage | 87 |  | 78 | 34 | 24065096 | High | 0.7 |  |  | 02/23/2023 | 206861620 | 02/23/2023
A.O. Smith Water Products Company | A. O. SMITH | G6-PDS4040NV 3** | Federally-Regulated Consumer Product | Natural gas |  | 38 |  | 40000 | True |  |  | False | Gas-fired storage | 74 |  | 79 | 58 | 16100642 | Medium | 0.68 |  |  | 02/23/2023 | 206902198 | 02/23/2023
A.O. Smith Water Products Company | A. O. SMITH | GPVL-50 2** | Federally-Regulated Consumer Product | Natural gas |  | 49 |  | 40000 | True |  |  | False | Gas-fired storage | 79 |  | 80 | 40 | 23372926 | High | 0.72 |  |  | 02/23/2023 | 206861176 | 02/23/2023
A.O. Smith Water Products Company | A. O. SMITH | GPVL-40 2*1 | Federally-Regulated Consumer Product | LPG |  | 38 |  | 40000 | True |  |  | False | Gas-fired storage | 73 |  | 79 | 30 | 16439440 | Medium | 0.67 |  |  | 02/23/2023 | 206860921 | 02/23/2023
A.O. Smith Water Products Company | A. O. SMITH | GPVT-50 2*1 | Federally-Regulated Consumer Product | LPG |  | 48 |  | 50000 | True |  |  | False | Gas-fired storage | 97 |  | 81 | 35 | 23389986 | High | 0.72 |  |  | 02/23/2023 | 206861799 | 02/23/2023
A.O. Smith Water Products Company | A. O. SMITH | GPVT-40 2*1 | Federally-Regulated Consumer Product | LPG |  | 38 |  | 50000 | True |  |  | False | Gas-fired storage | 87 |  | 78 | 34 | 24065096 | High | 0.7 |  |  | 02/23/2023 | 206861622 | 02/23/2023
A.O. Smith Water Products Company | A. O. SMITH | GPVT-50L 2*1 | Federally-Regulated Consumer Product | LPG |  | 48 |  | 50000 | True |  |  | False | Gas-fired storage | 97 |  | 81 | 35 | 23389986 | High | 0.72 |  |  | 02/23/2023 | 206861800 | 02/23/2023
A.O. Smith Water Products Company | A. O. SMITH | ATI-310U 2** | Federally-Regulated Consumer Product | Natural gas |  | 1 |  | 190000 |  |  |  | False | Instantaneous gas-fired |  | 4.7 | 84 | 33 | 20784654 | High | 0.81 |  | 0 | 02/23/2023 | 206908510 | 02/23/2023
A.O. Smith Water Products Company | A. O. SMITH | GT15-310U-O 2** | Federally-Regulated Consumer Product | Natural gas |  | 1 |  | 190000 |  |  |  | False | Instantaneous gas-fired |  | 4.8 | 86 | 23 | 20818774 | High | 0.81 |  | 0 | 02/23/2023 | 206908503 | 02/23/2023
A.O. Smith Water Products Company | A. O. SMITH | GPDX-50L 3** | Federally-Regulated Consumer Product | Natural gas |  | 48 |  | 62000 | True |  |  | False | Gas-fired storage | 118 |  | 82 | 54 | 23003111 | High | 0.73 |  |  | 02/23/2023 | 206902232 | 02/23/2023
A.O. Smith Water Products Company | A. O. SMITH | ATI-110U 2** | Federally-Regulated Consumer Product | Natural gas |  | 1 |  | 140000 |  |  |  | False | Instantaneous gas-fired |  | 3.5 | 85 | 35 | 13563303 | Medium | 0.81 |  | 0 | 02/23/2023 | 206908495 | 02/23/2023
A.O. Smith Water Products Company | A. O. SMITH | UPDN05040 1** | Federally-Regulated Consumer Product | Natural gas |  | 48 |  | 40000 | True |  |  | False | Gas-fired storage | 75 |  | 79 | 74 | 23928616 | High | 0.7 |  |  | 02/23/2023 | 206860757 | 02/23/2023
A.O. Smith Water Products Company | A. O. SMITH | GPVT-50L 2** | Federally-Regulated Consumer Product | Natural gas |  | 48 |  | 50000 | True |  |  | False | Gas-fired storage | 97 |  | 81 | 35 | 23389986 | High | 0.72 |  |  | 02/23/2023 | 206861797 | 02/23/2023
A.O. Smith Water Products Company | A. O. SMITH | GPDT-50L 3** | Federally-Regulated Consumer Product | Natural gas |  | 48 |  | 45000 | True |  |  | False | Gas-fired storage | 79 |  | 79 | 68 | 23277390 | High | 0.72 |  |  | 02/23/2023 | 206902215 | 02/23/2023
A.O. Smith Water Products Company | A. O. SMITH | ATO-510U 2** | Federally-Regulated Consumer Product | Natural gas |  | 1 |  | 199000 |  |  |  | False | Instantaneous gas-fired |  | 5 | 84 | 33 | 20784654 | High | 0.81 |  | 0 | 02/23/2023 | 206908517 | 02/23/2023
A.O. Smith Water Products Company | A. O. SMITH | ATO-310U 2** | Federally-Regulated Consumer Product | Natural gas |  | 1 |  | 190000 |  |  |  | False | Instantaneous gas-fired |  | 4.8 | 86 | 23 | 20818774 | High | 0.81 |  | 0 | 02/23/2023 | 206908502 | 02/23/2023
A.O. Smith Water Products Company | State | GS6-40-YRVITL 2** | Federally-Regulated Consumer Product | Natural gas |  | 38 |  | 50000 | True |  |  | False | Gas-fired storage | 87 |  | 78 | 34 | 24065096 | High | 0.7 |  |  | 02/23/2023 | 206861636 | 02/23/2023
A.O. Smith Water Products Company | State | GTS-110U-E 2** | Federally-Regulated Consumer Product | Natural gas |  | 1 |  | 140000 |  |  |  | False | Instantaneous gas-fired |  | 3.5 | 83 | 25 | 13597423 | Medium | 0.81 |  | 0 | 02/23/2023 | 206908492 | 02/23/2023
A.O. Smith Water Products Company | State | GS6-40-HBPDS 3*1 | Federally-Regulated Consumer Product | LPG |  | 38 |  | 40000 | True |  |  | False | Gas-fired storage | 74 |  | 79 | 58 | 16100642 | Medium | 0.68 |  |  | 02/23/2023 | 206902209 | 02/23/2023
A.O. Smith Water Products Company | State | GTS-510U-E 2** | Federally-Regulated Consumer Product | Natural gas |  | 1 |  | 199000 |  |  |  | False | Instantaneous gas-fired |  | 5 | 84 | 33 | 20784654 | High | 0.81 |  | 0 | 02/23/2023 | 206908522 | 02/23/2023
A.O. Smith Water Products Company | State | GS6-50-YRVHSL 2** | Federally-Regulated Consumer Product | Natural gas |  | 50 |  | 62000 | True |  |  | False | Gas-fired storage | 119 |  | 82 | 26 | 23098647 | High | 0.73 |  |  | 02/23/2023 | 206862005 | 02/23/2023
A.O. Smith Water Products Company | State | GS6-50-HRVIT 2*1 | Federally-Regulated Consumer Product | LPG |  | 48 |  | 50000 | True |  |  | False | Gas-fired storage | 97 |  | 81 | 35 | 23389986 | High | 0.72 |  |  | 02/23/2023 | 206861815 | 02/23/2023
A.O. Smith Water Products Company | State | GS6-40-HRVITL 2*1 | Federally-Regulated Consumer Product | LPG |  | 38 |  | 50000 | True |  |  | False | Gas-fired storage | 87 |  | 78 | 34 | 24065096 | High | 0.7 |  |  | 02/23/2023 | 206861638 | 02/23/2023
A.O. Smith Water Products Company | State | GS6-50-UBPDT 1** | Federally-Regulated Consumer Product | Natural gas |  | 48 |  | 40000 | True |  |  | False | Gas-fired storage | 75 |  | 79 | 74 | 23928616 | High | 0.7 |  |  | 02/23/2023 | 206860759 | 02/23/2023
A.O. Smith Water Products Company | State | GS6-50-YBPDTL 3** | Federally-Regulated Consumer Product | Natural gas |  | 48 |  | 45000 | True |  |  | False | Gas-fired storage | 79 |  | 79 | 68 | 23277390 | High | 0.72 |  |  | 02/23/2023 | 206902229 | 02/23/2023
A.O. Smith Water Products Company | State | GS6-50-HRVHSL 2*1 | Federally-Regulated Consumer Product | LPG |  | 50 |  | 62000 | True |  |  | False | Gas-fired storage | 119 |  | 82 | 26 | 23098647 | High | 0.73 |  |  | 02/23/2023 | 206862006 | 02/23/2023
A.O. Smith Water Products Company | State | GS6-40-HBPDSL 3*1 | Federally-Regulated Consumer Product | LPG |  | 38 |  | 40000 | True |  |  | False | Gas-fired storage | 74 |  | 79 | 58 | 16100642 | Medium | 0.68 |  |  | 02/23/2023 | 206902210 | 02/23/2023
A.O. Smith Water Products Company | State | GS6-40-YBPDSL 3** | Federally-Regulated Consumer Product | Natural gas |  | 38 |  | 40000 | True |  |  | False | Gas-fired storage | 74 |  | 79 | 58 | 16100642 | Medium | 0.68 |  |  | 02/23/2023 | 206902212 | 02/23/2023
A.O. Smith Water Products Company | State | GS6-40-UBPDS 1** | Federally-Regulated Consumer Product | Natural gas |  | 38 |  | 40000 | True |  |  | False | Gas-fired storage | 75 |  | 77 | 78 | 23914968 | High | 0.7 |  |  | 02/23/2023 | 206860590 | 02/23/2023
A.O. Smith Water Products Company | State | GS6-50-YRPDTL5 3** | Federally-Regulated Consumer Product | Natural gas |  | 48 |  | 62000 | True |  |  | False | Gas-fired storage | 118 |  | 82 | 54 | 23003111 | High | 0.73 |  |  | 02/23/2023 | 206902238 | 02/23/2023
A.O. Smith Water Products Company | State | GS6-40-YBPDS 3** | Federally-Regulated Consumer Product | Natural gas |  | 38 |  | 40000 | True |  |  | False | Gas-fired storage | 74 |  | 79 | 58 | 16100642 | Medium | 0.68 |  |  | 02/23/2023 | 206902211 | 02/23/2023
A.O. Smith Water Products Company | State | GS6-50-YBPDT 3** | Federally-Regulated Consumer Product | Natural gas |  | 48 |  | 45000 | True |  |  | False | Gas-fired storage | 79 |  | 79 | 68 | 23277390 | High | 0.72 |  |  | 02/23/2023 | 206902228 | 02/23/2023
A.O. Smith Water Products Company | State | GS6-50-YBVIS 2** | Federally-Regulated Consumer Product | Natural gas |  | 49 |  | 40000 | True |  |  | False | Gas-fired storage | 79 |  | 80 | 40 | 23372926 | High | 0.72 |  |  | 02/23/2023 | 206861430 | 02/23/2023
A.O. Smith Water Products Company | State | GS6-50-HBPDT 3*1 | Federally-Regulated Consumer Product | LPG |  | 48 |  | 45000 | True |  |  | False | Gas-fired storage | 79 |  | 79 | 68 | 23277390 | High | 0.72 |  |  | 02/23/2023 | 206902226 | 02/23/2023
A.O. Smith Water Products Company | State | GS6-40-YRVIT 2** | Federally-Regulated Consumer Product | Natural gas |  | 38 |  | 50000 | True |  |  | False | Gas-fired storage | 87 |  | 78 | 34 | 24065096 | High | 0.7 |  |  | 02/23/2023 | 206861635 | 02/23/2023
A.O. Smith Water Products Company | State | GS6-40-HRVIT 2*1 | Federally-Regulated Consumer Product | LPG |  | 38 |  | 50000 | True |  |  | False | Gas-fired storage | 87 |  | 78 | 34 | 24065096 | High | 0.7 |  |  | 02/23/2023 | 206861637 | 02/23/2023
A.O. Smith Water Products Company | State | GS6-50-HBPDTL 3*1 | Federally-Regulated Consumer Product | LPG |  | 48 |  | 45000 | True |  |  | False | Gas-fired storage | 79 |  | 79 | 68 | 23277390 | High | 0.72 |  |  | 02/23/2023 | 206902227 | 02/23/2023
A.O. Smith Water Products Company | State | GTS-310U-I 2** | Federally-Regulated Consumer Product | Natural gas |  | 1 |  | 190000 |  |  |  | False | Instantaneous gas-fired |  | 4.7 | 84 | 33 | 20784654 | High | 0.81 |  | 0 | 02/23/2023 | 206908514 | 02/23/2023
A.O. Smith Water Products Company | State | GS6-50-HBVIS 2*1 | Federally-Regulated Consumer Product | LPG |  | 49 |  | 40000 | True |  |  | False | Gas-fired storage | 79 |  | 80 | 40 | 23372926 | High | 0.72 |  |  | 02/23/2023 | 206861431 | 02/23/2023
A.O. Smith Water Products Company | State | GS6-50-HRVITL 2*1 | Federally-Regulated Consumer Product | LPG |  | 48 |  | 50000 | True |  |  | False | Gas-fired storage | 97 |  | 81 | 35 | 23389986 | High | 0.72 |  |  | 02/23/2023 | 206861816 | 02/23/2023
A.O. Smith Water Products Company | State | GS6-50-YRVITL 2** | Federally-Regulated Consumer Product | Natural gas |  | 48 |  | 50000 | True |  |  | False | Gas-fired storage | 97 |  | 81 | 35 | 23389986 | High | 0.72 |  |  | 02/23/2023 | 206861813 | 02/23/2023
A.O. Smith Water Products Company | State | GTS-310U-E 2** | Federally-Regulated Consumer Product | Natural gas |  | 1 |  | 190000 |  |  |  | False | Instantaneous gas-fired |  | 4.8 | 86 | 23 | 20818774 | High | 0.81 |  | 0 | 02/23/2023 | 206908507 | 02/23/2023
A.O. Smith Water Products Company | State | GS6-50-YRVIT 2** | Federally-Regulated Consumer Product | Natural gas |  | 48 |  | 50000 | True |  |  | False | Gas-fired storage | 97 |  | 81 | 35 | 23389986 | High | 0.72 |  |  | 02/23/2023 | 206861812 | 02/23/2023
A.O. Smith Water Products Company | State | GS6-50-HRPDTL5 3*1 | Federally-Regulated Consumer Product | LPG |  | 48 |  | 62000 | True |  |  | False | Gas-fired storage | 118 |  | 82 | 54 | 23003111 | High | 0.73 |  |  | 02/23/2023 | 206902239 | 02/23/2023
A.O. Smith Water Products Company | A. O. SMITH | GCR-50 2** | Federally-Regulated Consumer Product | Natural gas |  | 48 |  | 40000 | True |  |  | False | Gas-fired storage | 81 |  | 80 | 0 | 26448082 | High | 0.64 |  |  | 02/23/2023 | 206715140 | 02/23/2023
A.O. Smith Water Products Company | A. O. SMITH | GDVT-50 3** | Federally-Regulated Consumer Product | Natural gas |  | 48 |  | 47000 | True |  |  | False | Gas-fired storage | 82 |  | 79 | 0 | 26041188 | High | 0.65 |  |  | 02/23/2023 | 206715067 | 02/23/2023
A.O. Smith Water Products Company | A. O. SMITH | GT15-240-PI 1*1 | Federally-Regulated Consumer Product | LPG |  | 1 |  | 160000 |  |  |  | False | Instantaneous gas-fired |  | 4.7 | 97 | 38 | 17877549 | High | 0.94 |  | 0 | 02/23/2023 | 206703148 | 02/23/2023
A.O. Smith Water Products Company | A. O. SMITH | XCR-40 4** | Federally-Regulated Consumer Product | Natural gas |  | 38 |  | 40000 | True |  |  | False | Gas-fired storage | 80 |  | 78 | 0 | 25646625 | High | 0.66 |  |  | 02/23/2023 | 206715196 | 02/23/2023
A.O. Smith Water Products Company | A. O. SMITH | HWR-40 4** | Federally-Regulated Consumer Product | Natural gas |  | 38 |  | 40000 | True |  |  | False | Gas-fired storage | 80 |  | 78 | 0 | 25646625 | High | 0.66 |  |  | 02/23/2023 | 206715201 | 02/23/2023
A.O. Smith Water Products Company | A. O. SMITH | G6-DMH4032NV 2** | Federally-Regulated Consumer Product | Natural gas |  | 38 |  | 32000 | True |  |  | True | Gas-fired storage | 57 |  | 76 | 0 | 18784755 | Medium | 0.59 |  |  | 02/23/2023 | 206438849 | 02/23/2023
A.O. Smith Water Products Company | A. O. SMITH | ATI-510U 2** | Federally-Regulated Consumer Product | Natural gas |  | 1 |  | 199000 |  |  |  | False | Instantaneous gas-fired |  | 5 | 84 | 43 | 20750534 | High | 0.81 |  | 0 | 02/23/2023 | 206703159 | 02/23/2023
A.O. Smith Water Products Company | A. O. SMITH | G6-DVS4038NVL 3** | Federally-Regulated Consumer Product | Natural gas |  | 39 |  | 38000 | True |  |  | False | Gas-fired storage | 64 |  | 75 | 0 | 18471676 | Medium | 0.6 |  |  | 02/23/2023 | 206715032 | 02/23/2023
A.O. Smith Water Products Company | A. O. SMITH | GCD-50 1** | Federally-Regulated Consumer Product | Natural gas |  | 48 |  | 40000 | True |  |  | False | Gas-fired storage | 75 |  | 75 | 249 | 24042724 | High | 0.68 |  |  | 02/23/2023 | 206628648 | 02/23/2023
A.O. Smith Water Products Company | A. O. SMITH | HWR-40 411 | Federally-Regulated Consumer Product | LPG |  | 38 |  | 40000 | True |  |  | False | Gas-fired storage | 80 |  | 78 | 7688 | 216626 | High | 0.64 |  |  | 02/23/2023 | 210586287 | 02/23/2023
A.O. Smith Water Products Company | A. O. SMITH | GDV-40 3*1 | Federally-Regulated Consumer Product | LPG |  | 39 |  | 38000 | True |  |  | False | Gas-fired storage | 64 |  | 75 | 0 | 18471676 | Medium | 0.6 |  |  | 02/23/2023 | 206715028 | 02/23/2023
A.O. Smith Water Products Company | A. O. SMITH | G12-T4040NVR 4** | Federally-Regulated Consumer Product | Natural gas |  | 38 |  | 40000 | True |  |  | False | Gas-fired storage | 80 |  | 78 | 0 | 25646625 | High | 0.66 |  |  | 02/23/2023 | 206715205 | 02/23/2023
A.O. Smith Water Products Company | A. O. SMITH | ATO-540P-P 1*1 | Federally-Regulated Consumer Product | LPG |  | 1 |  | 199000 |  |  |  | False | Instantaneous gas-fired |  | 5.8 | 96 | 34 | 17701647 | High | 0.95 |  | 0 | 02/23/2023 | 206703116 | 02/23/2023
A.O. Smith Water Products Company | A. O. SMITH | GCGH-50 2** | Federally-Regulated Consumer Product | Natural gas |  | 48 |  | 38000 | True |  |  | False | Gas-fired storage | 76 |  | 77 | 0 | 26867893 | High | 0.63 |  |  | 02/23/2023 | 206715260 | 02/23/2023
A.O. Smith Water Products Company | A. O. SMITH | ACT-199I-P 1*1 | Federally-Regulated Consumer Product | LPG |  | 1 |  | 199000 |  |  |  | False | Instantaneous gas-fired |  | 5.8 | 96 | 47 | 18040466 | High | 0.93 |  | 0 | 02/23/2023 | 206703080 | 02/23/2023
A.O. Smith Water Products Company | A. O. SMITH | GCGH-50 2*1 | Federally-Regulated Consumer Product | LPG |  | 48 |  | 38000 | True |  |  | False | Gas-fired storage | 76 |  | 77 | 0 | 26867893 | High | 0.63 |  |  | 02/23/2023 | 206715261 | 02/23/2023
A.O. Smith Water Products Company | A. O. SMITH | GDVT-50L 3** | Federally-Regulated Consumer Product | Natural gas |  | 48 |  | 47000 | True |  |  | False | Gas-fired storage | 82 |  | 79 | 0 | 26041188 | High | 0.65 |  |  | 02/23/2023 | 206715069 | 02/23/2023
A.O. Smith Water Products Company | A. O. SMITH | GCR-40 2*1 | Federally-Regulated Consumer Product | LPG |  | 38 |  | 40000 | True |  |  | False | Gas-fired storage | 80 |  | 74 | 0 | 26448082 | High | 0.64 |  |  | 02/23/2023 | 206715249 | 02/23/2023
A.O. Smith Water Products Company | A. O. SMITH | GUR-50 4** | Federally-Regulated Consumer Product | Natural gas |  | 48 |  | 40000 | True |  |  | False | Gas-fired storage | 84 |  | 77 | 0 | 26448082 | High | 0.64 |  |  | 02/23/2023 | 206715154 | 02/23/2023
A.O. Smith Water Products Company | A. O. SMITH | G6-UDVS4036NV 1** | Federally-Regulated Consumer Product | Natural gas |  | 39 |  | 36000 | True |  |  | False | Gas-fired storage | 64 |  | 74 | 0 | 18784755 | Medium | 0.59 |  |  | 02/23/2023 | 206667232 | 02/23/2023
A.O. Smith Water Products Company | A. O. SMITH | ATI-540H 1*1 | Federally-Regulated Consumer Product | LPG |  | 1 |  | 199000 |  |  |  | False | Instantaneous gas-fired |  | 5.8 | 96 | 47 | 18040466 | High | 0.93 |  | 0 | 02/23/2023 | 206703078 | 02/23/2023
A.O. Smith Water Products Company | A. O. SMITH | G6-UDVT5038NV 1** | Federally-Regulated Consumer Product | Natural gas |  | 48 |  | 38000 | True |  |  | False | Gas-fired storage | 76 |  | 78 | 0 | 26041188 | High | 0.65 |  |  | 02/23/2023 | 206715025 | 02/23/2023
A.O. Smith Water Products Company | A. O. SMITH | GCB-40 4*1 | Federally-Regulated Consumer Product | LPG |  | 38 |  | 40000 | True |  |  | False | Gas-fired storage | 78 |  | 77 | 0 | 26041188 | High | 0.65 |  |  | 02/23/2023 | 206715180 | 02/23/2023
A.O. Smith Water Products Company | A. O. SMITH | GT15-540-PI 1*1 | Federally-Regulated Consumer Product | LPG |  | 1 |  | 199000 |  |  |  | False | Instantaneous gas-fired |  | 5.8 | 96 | 47 | 18040466 | High | 0.93 |  | 0 | 02/23/2023 | 206703081 | 02/23/2023
A.O. Smith Water Products Company | A. O. SMITH | XCB-40 4** | Federally-Regulated Consumer Product | Natural gas |  | 38 |  | 40000 | True |  |  | False | Gas-fired storage | 78 |  | 77 | 0 | 26041188 | High | 0.65 |  |  | 02/23/2023 | 206715181 | 02/23/2023
A.O. Smith Water Products Company | A. O. SMITH | G6-DMH4032NV 2** | Federally-Regulated Consumer Product | LPG |  | 38 |  | 32000 | True |  |  | True | Gas-fired storage | 57 |  | 76 | 0 | 18784755 | Medium | 0.59 |  |  | 02/23/2023 | 206438849 | 02/23/2023
A.O. Smith Water Products Company | A. O. SMITH | G6-T4035NVR 4** | Federally-Regulated Consumer Product | Natural gas |  | 38 |  | 35500 | True |  |  | False | Gas-fired storage | 65 |  | 80 | 0 | 18784755 | Medium | 0.59 |  |  | 02/23/2023 | 206715093 | 02/23/2023
A.O. Smith Water Products Company | A. O. SMITH | GDNL-40L 1** | Federally-Regulated Consumer Product | Natural gas |  | 39 |  | 36000 | True |  |  | False | Gas-fired storage | 64 |  | 74 | 0 | 18784755 | Medium | 0.59 |  |  | 02/23/2023 | 206667231 | 02/23/2023
A.O. Smith Water Products Company | A. O. SMITH | G6-DVT5040NVL 3** | Federally-Regulated Consumer Product | Natural gas |  | 48 |  | 40000 | True |  |  | False | Gas-fired storage | 77 |  | 79 | 0 | 25646625 | High | 0.66 |  |  | 02/23/2023 | 206715052 | 02/23/2023
A.O. Smith Water Products Company | A. O. SMITH | XCR-40 4*1 | Federally-Regulated Consumer Product | LPG |  | 38 |  | 40000 | True |  |  | False | Gas-fired storage | 80 |  | 78 | 0 | 25646625 | High | 0.66 |  |  | 02/23/2023 | 206715197 | 02/23/2023
A.O. Smith Water Products Company | A. O. SMITH | HWRL-40 4** | Federally-Regulated Consumer Product | Natural gas |  | 38 |  | 40000 | True |  |  | False | Gas-fired storage | 67 |  | 78 | 0 | 19108631 | Medium | 0.58 |  |  | 02/23/2023 | 206715106 | 02/23/2023
A.O. Smith Water Products Company | A. O. SMITH | G6-S4040NVR 4** | Federally-Regulated Consumer Product | Natural gas |  | 38 |  | 40000 | True |  |  | False | Gas-fired storage | 67 |  | 78 | 0 | 19108631 | Medium | 0.58 |  |  | 02/23/2023 | 206715107 | 02/23/2023
A.O. Smith Water Products Company | A. O. SMITH | G9-UT5040NVR 4** | Federally-Regulated Consumer Product | Natural gas |  | 48 |  | 40000 | True |  |  | False | Gas-fired storage | 84 |  | 77 | 0 | 26448082 | High | 0.64 |  |  | 02/23/2023 | 206715157 | 02/23/2023
A.O. Smith Water Products Company | A. O. SMITH | GDV-40 3** | Federally-Regulated Consumer Product | Natural gas |  | 39 |  | 38000 | True |  |  | False | Gas-fired storage | 64 |  | 75 | 0 | 18471676 | Medium | 0.6 |  |  | 02/23/2023 | 206715027 | 02/23/2023
A.O. Smith Water Products Company | A. O. SMITH | HWR-40 4*1 | Federally-Regulated Consumer Product | LPG |  | 38 |  | 40000 | True |  |  | False | Gas-fired storage | 80 |  | 78 | 0 | 25646625 | High | 0.66 |  |  | 02/23/2023 | 206715202 | 02/23/2023
A.O. Smith Water Products Company | A. O. SMITH | G6-MH3035NVR 4** | Federally-Regulated Consumer Product | LPG |  | 29 |  | 35500 | True |  |  | True | Gas-fired storage | 63 |  | 79 | 0 | 18168862 | Medium | 0.61 |  |  | 02/23/2023 | 206438860 | 02/23/2023
A.O. Smith Water Products Company | A. O. SMITH | GT15-540P-NI 1** | Federally-Regulated Consumer Product | Natural gas |  | 1 |  | 199000 |  |  |  | False | Instantaneous gas-fired |  | 5.8 | 96 | 47 | 18040466 | High | 0.93 |  | 0 | 02/23/2023 | 206703076 | 02/23/2023
A.O. Smith Water Products Company | A. O. SMITH | GT15-540-NI 1** | Federally-Regulated Consumer Product | Natural gas |  | 1 |  | 199000 |  |  |  | False | Instantaneous gas-fired |  | 5.8 | 96 | 47 | 18040466 | High | 0.93 |  | 0 | 02/23/2023 | 206703077 | 02/23/2023
A.O. Smith Water Products Company | A. O. SMITH | G6-DVS4038NV 3** | Federally-Regulated Consumer Product | Natural gas |  | 39 |  | 38000 | True |  |  | False | Gas-fired storage | 64 |  | 75 | 0 | 18471676 | Medium | 0.6 |  |  | 02/23/2023 | 206715031 | 02/23/2023
A.O. Smith Water Products Company | A. O. SMITH | GCR-40L 4*1 | Federally-Regulated Consumer Product | LPG |  | 38 |  | 40000 | True |  |  | False | Gas-fired storage | 80 |  | 78 | 0 | 25646625 | High | 0.66 |  |  | 02/23/2023 | 206715200 | 02/23/2023
A.O. Smith Water Products Company | A. O. SMITH | GDNT-50L 1** | Federally-Regulated Consumer Product | Natural gas |  | 48 |  | 38000 | True |  |  | False | Gas-fired storage | 76 |  | 78 | 0 | 26041188 | High | 0.65 |  |  | 02/23/2023 | 206715024 | 02/23/2023
A.O. Smith Water Products Company | A. O. SMITH | GCRL-40 4** | Federally-Regulated Consumer Product | Natural gas |  | 38 |  | 40000 | True |  |  | False | Gas-fired storage | 67 |  | 78 | 0 | 19108631 | Medium | 0.58 |  |  | 02/23/2023 | 206715103 | 02/23/2023
A.O. Smith Water Products Company | A. O. SMITH | ATI-540P-N 1** | Federally-Regulated Consumer Product | Natural gas |  | 1 |  | 199000 |  |  |  | False | Instantaneous gas-fired |  | 5.8 | 96 | 47 | 18040466 | High | 0.93 |  | 0 | 02/23/2023 | 206703075 | 02/23/2023
A.O. Smith Water Products Company | A. O. SMITH | ATO-540H 1*1 | Federally-Regulated Consumer Product | LPG |  | 1 |  | 199000 |  |  |  | False | Instantaneous gas-fired |  | 5.8 | 96 | 34 | 17701647 | High | 0.95 |  | 0 | 02/23/2023 | 206703115 | 02/23/2023
A.O. Smith Water Products Company | A. O. SMITH | G9-S4040NVR 4** | Federally-Regulated Consumer Product | Natural gas |  | 38 |  | 40000 | True |  |  | False | Gas-fired storage | 67 |  | 78 | 0 | 19108631 | Medium | 0.58 |  |  | 02/23/2023 | 206715108 | 02/23/2023
A.O. Smith Water Products Company | A. O. SMITH | G6-S4040PVR 4*1 | Federally-Regulated Consumer Product | LPG |  | 38 |  | 40000 | True |  |  | False | Gas-fired storage | 67 |  | 78 | 0 | 19108631 | Medium | 0.58 |  |  | 02/23/2023 | 206715112 | 02/23/2023
A.O. Smith Water Products Company | A. O. SMITH | ATI-540P-P 1*1 | Federally-Regulated Consumer Product | LPG |  | 1 |  | 199000 |  |  |  | False | Instantaneous gas-fired |  | 5.8 | 96 | 47 | 18040466 | High | 0.93 |  | 0 | 02/23/2023 | 206703079 | 02/23/2023
A.O. Smith Water Products Company | A. O. SMITH | GDV-40L 3** | Federally-Regulated Consumer Product | Natural gas |  | 39 |  | 38000 | True |  |  | False | Gas-fired storage | 64 |  | 75 | 0 | 18471676 | Medium | 0.6 |  |  | 02/23/2023 | 206715029 | 02/23/2023
A.O. Smith Water Products Company | A. O. SMITH | XCRH-40 4** | Federally-Regulated Consumer Product | Natural gas |  | 38 |  | 35500 | True |  |  | False | Gas-fired storage | 65 |  | 80 | 0 | 18784755 | Medium | 0.59 |  |  | 02/23/2023 | 206715092 | 02/23/2023
A.O. Smith Water Products Company | A. O. SMITH | GDV-40L 3*1 | Federally-Regulated Consumer Product | LPG |  | 39 |  | 38000 | True |  |  | False | Gas-fired storage | 64 |  | 75 | 0 | 18471676 | Medium | 0.6 |  |  | 02/23/2023 | 206715030 | 02/23/2023
A.O. Smith Water Products Company | A. O. SMITH | GT15-310C-I 1** | Federally-Regulated Consumer Product | Natural gas |  | 1 |  | 190000 |  |  |  | False | Instantaneous gas-fired |  | 4.6 | 85 | 24 | 20815362 | High | 0.81 |  | 0 | 02/23/2023 | 206703172 | 02/23/2023
A.O. Smith Water Products Company | A. O. SMITH | G6-T4036PVR 4*1 | Federally-Regulated Consumer Product | LPG |  | 38 |  | 40000 | True |  |  | False | Gas-fired storage | 80 |  | 78 | 0 | 25646625 | High | 0.66 |  |  | 02/23/2023 | 206715206 | 02/23/2023
A.O. Smith Water Products Company | A. O. SMITH | GDVT-50L 3*1 | Federally-Regulated Consumer Product | LPG |  | 48 |  | 47000 | True |  |  | False | Gas-fired storage | 82 |  | 79 | 0 | 26041188 | High | 0.65 |  |  | 02/23/2023 | 206715070 | 02/23/2023
A.O. Smith Water Products Company | A. O. SMITH | GT15-510C-I 1** | Federally-Regulated Consumer Product | Natural gas |  | 1 |  | 199000 |  |  |  | False | Instantaneous gas-fired |  | 4.7 | 82 | 23 | 20818774 | High | 0.81 |  | 0 | 02/23/2023 | 206703165 | 02/23/2023
A.O. Smith Water Products Company | A. O. SMITH | GDV-50L 3*1 | Federally-Regulated Consumer Product | LPG |  | 48 |  | 40000 | True |  |  | False | Gas-fired storage | 77 |  | 79 | 0 | 25646625 | High | 0.66 |  |  | 02/23/2023 | 206715050 | 02/23/2023
A.O. Smith Water Products Company | A. O. SMITH | GCR-30 2** | Federally-Regulated Consumer Product | Natural gas |  | 29 |  | 35500 | True |  |  | False | Gas-fired storage | 63 |  | 77 | 0 | 17592073 | Medium | 0.63 |  |  | 02/23/2023 | 206715083 | 02/23/2023
A.O. Smith Water Products Company | A. O. SMITH | ACT-199O-N 1** | Federally-Regulated Consumer Product | Natural gas |  | 1 |  | 199000 |  |  |  | False | Instantaneous gas-fired |  | 5.8 | 96 | 34 | 17701647 | High | 0.95 |  | 0 | 02/23/2023 | 206703113 | 02/23/2023
A.O. Smith Water Products Company | A. O. SMITH | G6-DMH3030NV 2** | Federally-Regulated Consumer Product | Natural gas |  | 29 |  | 30000 | True |  |  | True | Gas-fired storage | 60 |  | 78 | 0 | 18168862 | Medium | 0.61 |  |  | 02/23/2023 | 206438843 | 02/23/2023
A.O. Smith Water Products Company | A. O. SMITH | GCD-40 1** | Federally-Regulated Consumer Product | Natural gas |  | 38 |  | 40000 | True |  |  | False | Gas-fired storage | 82 |  | 75 | 0 | 24892312 | High | 0.68 |  |  | 02/23/2023 | 206628530 | 02/23/2023
A.O. Smith Water Products Company | A. O. SMITH | ATI-240H 1** | Federally-Regulated Consumer Product | Natural gas |  | 1 |  | 160000 |  |  |  | False | Instantaneous gas-fired |  | 4.7 | 97 | 38 | 17877549 | High | 0.94 |  | 0 | 02/23/2023 | 206703145 | 02/23/2023
A.O. Smith Water Products Company | A. O. SMITH | G6-DMH3030NV 2** | Federally-Regulated Consumer Product | LPG |  | 29 |  | 30000 | True |  |  | True | Gas-fired storage | 60 |  | 78 | 0 | 18168862 | Medium | 0.61 |  |  | 02/23/2023 | 206438843 | 02/23/2023
A.O. Smith Water Products Company | A. O. SMITH | GDV-50 3** | Federally-Regulated Consumer Product | Natural gas |  | 48 |  | 40000 | True |  |  | False | Gas-fired storage | 77 |  | 79 | 0 | 25646625 | High | 0.66 |  |  | 02/23/2023 | 206715047 | 02/23/2023
A.O. Smith Water Products Company | A. O. SMITH | XCRL-40 4** | Federally-Regulated Consumer Product | Natural gas |  | 38 |  | 40000 | True |  |  | False | Gas-fired storage | 67 |  | 78 | 0 | 19108631 | Medium | 0.58 |  |  | 02/23/2023 | 206715104 | 02/23/2023
A.O. Smith Water Products Company | A. O. SMITH | GCR-40 4*1 | Federally-Regulated Consumer Product | LPG |  | 38 |  | 40000 | True |  |  | False | Gas-fired storage | 80 |  | 78 | 0 | 25646625 | High | 0.66 |  |  | 02/23/2023 | 206715195 | 02/23/2023
A.O. Smith Water Products Company | A. O. SMITH | ATI-240H 1*1 | Federally-Regulated Consumer Product | LPG |  | 1 |  | 160000 |  |  |  | False | Instantaneous gas-fired |  | 4.7 | 97 | 38 | 17877549 | High | 0.94 |  | 0 | 02/23/2023 | 206703147 | 02/23/2023
A.O. Smith Water Products Company | A. O. SMITH | XCR-40L 4** | Federally-Regulated Consumer Product | Natural gas |  | 38 |  | 40000 | True |  |  | False | Gas-fired storage | 80 |  | 78 | 0 | 25646625 | High | 0.66 |  |  | 02/23/2023 | 206715198 | 02/23/2023
A.O. Smith Water Products Company | A. O. SMITH | GCR-40 4** | Federally-Regulated Consumer Product | Natural gas |  | 38 |  | 40000 | True |  |  | False | Gas-fired storage | 80 |  | 78 | 0 | 25646625 | High | 0.66 |  |  | 02/23/2023 | 206715194 | 02/23/2023
A.O. Smith Water Products Company | A. O. SMITH | GCRL-40 2** | Federally-Regulated Consumer Product | Natural gas |  | 38 |  | 40000 | True |  |  | False | Gas-fired storage | 70 |  | 74 | 0 | 19108631 | Medium | 0.58 |  |  | 02/23/2023 | 206715170 | 02/23/2023
A.O. Smith Water Products Company | A. O. SMITH | GCB-40 4** | Federally-Regulated Consumer Product | Natural gas |  | 38 |  | 40000 | True |  |  | False | Gas-fired storage | 78 |  | 77 | 0 | 26041188 | High | 0.65 |  |  | 02/23/2023 | 206715179 | 02/23/2023
A.O. Smith Water Products Company | A. O. SMITH | XCRL-40 4*1 | Federally-Regulated Consumer Product | LPG |  | 38 |  | 40000 | True |  |  | False | Gas-fired storage | 67 |  | 78 | 0 | 19108631 | Medium | 0.58 |  |  | 02/23/2023 | 206715110 | 02/23/2023
A.O. Smith Water Products Company | A. O. SMITH | XUR 50 4** | Federally-Regulated Consumer Product | Natural gas |  | 48 |  | 40000 | True |  |  | False | Gas-fired storage | 84 |  | 77 | 0 | 26448082 | High | 0.64 |  |  | 02/23/2023 | 206715155 | 02/23/2023
A.O. Smith Water Products Company | A. O. SMITH | G12-UT5040NVR 4** | Federally-Regulated Consumer Product | Natural gas |  | 48 |  | 40000 | True |  |  | False | Gas-fired storage | 84 |  | 77 | 0 | 26448082 | High | 0.64 |  |  | 02/23/2023 | 206715158 | 02/23/2023
A.O. Smith Water Products Company | A. O. SMITH | GCR-30 2*1 | Federally-Regulated Consumer Product | LPG |  | 29 |  | 35500 | True |  |  | False | Gas-fired storage | 63 |  | 77 | 0 | 17592073 | Medium | 0.63 |  |  | 02/23/2023 | 206715084 | 02/23/2023
A.O. Smith Water Products Company | A. O. SMITH | ATI-310C 1** | Federally-Regulated Consumer Product | Natural gas |  | 1 |  | 190000 |  |  |  | False | Instantaneous gas-fired |  | 4.6 | 85 | 24 | 20815362 | High | 0.81 |  | 0 | 02/23/2023 | 206703171 | 02/23/2023
A.O. Smith Water Products Company | A. O. SMITH | GDV-50L 3** | Federally-Regulated Consumer Product | Natural gas |  | 48 |  | 40000 | True |  |  | False | Gas-fired storage | 77 |  | 79 | 0 | 25646625 | High | 0.66 |  |  | 02/23/2023 | 206715049 | 02/23/2023
A.O. Smith Water Products Company | A. O. SMITH | GDV-50 3*1 | Federally-Regulated Consumer Product | LPG |  | 48 |  | 40000 | True |  |  | False | Gas-fired storage | 77 |  | 79 | 0 | 25646625 | High | 0.66 |  |  | 02/23/2023 | 206715048 | 02/23/2023
A.O. Smith Water Products Company | A. O. SMITH | G6-MH3035NVR 4** | Federally-Regulated Consumer Product | Natural gas |  | 29 |  | 35500 | True |  |  | True | Gas-fired storage | 63 |  | 79 | 0 | 18168862 | Medium | 0.61 |  |  | 02/23/2023 | 206438860 | 02/23/2023
A.O. Smith Water Products Company | A. O. SMITH | ATI-540H 1** | Federally-Regulated Consumer Product | Natural gas |  | 1 |  | 199000 |  |  |  | False | Instantaneous gas-fired |  | 5.8 | 96 | 47 | 18040466 | High | 0.93 |  | 0 | 02/23/2023 | 206703074 | 02/23/2023
A.O. Smith Water Products Company | A. O. SMITH | G6-T4036PVR 411 | Federally-Regulated Consumer Product | LPG |  | 38 |  | 40000 | True |  |  | False | Gas-fired storage | 80 |  | 78 | 7688 | 216626 | High | 0.64 |  |  | 02/23/2023 | 210586288 | 02/23/2023
A.O. Smith Water Products Company | A. O. SMITH | ATI-510C 1** | Federally-Regulated Consumer Product | Natural gas |  | 1 |  | 199000 |  |  |  | False | Instantaneous gas-fired |  | 4.7 | 82 | 23 | 20818774 | High | 0.81 |  | 0 | 02/23/2023 | 206703164 | 02/23/2023
A.O. Smith Water Products Company | A. O. SMITH | GCRH-40 4** | Federally-Regulated Consumer Product | Natural gas |  | 38 |  | 35500 | True |  |  | False | Gas-fired storage | 65 |  | 80 | 0 | 18784755 | Medium | 0.59 |  |  | 02/23/2023 | 206715091 | 02/23/2023
A.O. Smith Water Products Company | A. O. SMITH | GT15-540-NO 1** | Federally-Regulated Consumer Product | Natural gas |  | 1 |  | 199000 |  |  |  | False | Instantaneous gas-fired |  | 5.8 | 96 | 34 | 17701647 | High | 0.95 |  | 0 | 02/23/2023 | 206703114 | 02/23/2023
A.O. Smith Water Products Company | A. O. SMITH | GCRL-40 2*1 | Federally-Regulated Consumer Product | LPG |  | 38 |  | 40000 | True |  |  | False | Gas-fired storage | 70 |  | 74 | 0 | 19108631 | Medium | 0.58 |  |  | 02/23/2023 | 206715176 | 02/23/2023
A.O. Smith Water Products Company | A. O. SMITH | GDVT-50 3*1 | Federally-Regulated Consumer Product | LPG |  | 48 |  | 47000 | True |  |  | False | Gas-fired storage | 82 |  | 79 | 0 | 26041188 | High | 0.65 |  |  | 02/23/2023 | 206715068 | 02/23/2023
A.O. Smith Water Products Company | A. O. SMITH | GT15-240-NI 1** | Federally-Regulated Consumer Product | Natural gas |  | 1 |  | 160000 |  |  |  | False | Instantaneous gas-fired |  | 4.7 | 97 | 38 | 17877549 | High | 0.94 |  | 0 | 02/23/2023 | 206703146 | 02/23/2023
A.O. Smith Water Products Company | A. O. SMITH | G12-S4040NVR 4** | Federally-Regulated Consumer Product | Natural gas |  | 38 |  | 40000 | True |  |  | False | Gas-fired storage | 67 |  | 78 | 0 | 19108631 | Medium | 0.58 |  |  | 02/23/2023 | 206715109 | 02/23/2023
A.O. Smith Water Products Company | A. O. SMITH | HUR-50 4** | Federally-Regulated Consumer Product | Natural gas |  | 48 |  | 40000 | True |  |  | False | Gas-fired storage | 84 |  | 77 | 0 | 26448082 | High | 0.64 |  |  | 02/23/2023 | 206715156 | 02/23/2023
A.O. Smith Water Products Company | A. O. SMITH | GCR-50 2*1 | Federally-Regulated Consumer Product | LPG |  | 48 |  | 40000 | True |  |  | False | Gas-fired storage | 81 |  | 80 | 0 | 26448082 | High | 0.64 |  |  | 02/23/2023 | 206715151 | 02/23/2023
A.O. Smith Water Products Company | A. O. SMITH | ACT-199O-P 1*1 | Federally-Regulated Consumer Product | LPG |  | 1 |  | 199000 |  |  |  | False | Instantaneous gas-fired |  | 5.8 | 96 | 34 | 17701647 | High | 0.95 |  | 0 | 02/23/2023 | 206703117 | 02/23/2023
A.O. Smith Water Products Company | A. O. SMITH | GCR-40 2** | Federally-Regulated Consumer Product | Natural gas |  | 38 |  | 40000 | True |  |  | False | Gas-fired storage | 80 |  | 74 | 0 | 26448082 | High | 0.64 |  |  | 02/23/2023 | 206715248 | 02/23/2023
A.O. Smith Water Products Company | A. O. SMITH | G9-T4040NVR 4** | Federally-Regulated Consumer Product | Natural gas |  | 38 |  | 40000 | True |  |  | False | Gas-fired storage | 80 |  | 78 | 0 | 25646625 | High | 0.66 |  |  | 02/23/2023 | 206715204 | 02/23/2023
A.O. Smith Water Products Company | A. O. SMITH | ATO-540P-N 1** | Federally-Regulated Consumer Product | Natural gas |  | 1 |  | 199000 |  |  |  | False | Instantaneous gas-fired |  | 5.8 | 96 | 34 | 17701647 | High | 0.95 |  | 0 | 02/23/2023 | 206703112 | 02/23/2023
A.O. Smith Water Products Company | A. O. SMITH | GCBL-30R 4** | Federally-Regulated Consumer Product | Natural gas |  | 29 |  | 32000 | True |  |  | False | Gas-fired storage | 65 |  | 75 | 0 | 18471676 | Medium | 0.6 |  |  | 02/23/2023 | 206715267 | 02/23/2023
A.O. Smith Water Products Company | A. O. SMITH | ATO-540H 1** | Federally-Regulated Consumer Product | Natural gas |  | 1 |  | 199000 |  |  |  | False | Instantaneous gas-fired |  | 5.8 | 96 | 34 | 17701647 | High | 0.95 |  | 0 | 02/23/2023 | 206703111 | 02/23/2023
A.O. Smith Water Products Company | A. O. SMITH | G6-DVT5040NV 3** | Federally-Regulated Consumer Product | Natural gas |  | 48 |  | 40000 | True |  |  | False | Gas-fired storage | 77 |  | 79 | 0 | 25646625 | High | 0.66 |  |  | 02/23/2023 | 206715051 | 02/23/2023
A.O. Smith Water Products Company | A. O. SMITH | GCR-40L 4** | Federally-Regulated Consumer Product | Natural gas |  | 38 |  | 40000 | True |  |  | False | Gas-fired storage | 80 |  | 78 | 0 | 25646625 | High | 0.66 |  |  | 02/23/2023 | 206715199 | 02/23/2023
A.O. Smith Water Products Company | A. O. SMITH | GCRL-40 4*1 | Federally-Regulated Consumer Product | LPG |  | 38 |  | 40000 | True |  |  | False | Gas-fired storage | 67 |  | 78 | 0 | 19108631 | Medium | 0.58 |  |  | 02/23/2023 | 206715105 | 02/23/2023
A.O. Smith Water Products Company | A. O. SMITH | HWRL-40 4*1 | Federally-Regulated Consumer Product | LPG |  | 38 |  | 40000 | True |  |  | False | Gas-fired storage | 67 |  | 78 | 0 | 19108631 | Medium | 0.58 |  |  | 02/23/2023 | 206715111 | 02/23/2023
A.O. Smith Water Products Company | A. O. SMITH | G6-T4040NVR 4** | Federally-Regulated Consumer Product | Natural gas |  | 38 |  | 40000 | True |  |  | False | Gas-fired storage | 80 |  | 78 | 0 | 25646625 | High | 0.66 |  |  | 02/23/2023 | 206715203 | 02/23/2023
A.O. Smith Water Products Company | U.S. Craftmaster | LG2F4040TR 4*1 | Federally-Regulated Consumer Product | LPG |  | 38 |  | 40000 | True |  |  | False | Gas-fired storage | 80 |  | 78 | 0 | 25646625 | High | 0.66 |  |  | 02/23/2023 | 206715246 | 02/23/2023
A.O. Smith Water Products Company | U.S. Craftmaster | GTU-540P-PIH 1*1 | Federally-Regulated Consumer Product | LPG |  | 1 |  | 199000 |  |  |  | False | Instantaneous gas-fired |  | 5.8 | 96 | 47 | 18040466 | High | 0.93 |  | 0 | 02/23/2023 | 206703099 | 02/23/2023
A.O. Smith Water Products Company | U.S. Craftmaster | NG2F4035TR 4** | Federally-Regulated Consumer Product | Natural gas |  | 38 |  | 35500 | True |  |  | False | Gas-fired storage | 65 |  | 80 | 0 | 18784755 | Medium | 0.59 |  |  | 02/23/2023 | 206715102 | 02/23/2023
A.O. Smith Water Products Company | U.S. Craftmaster | NG2F4040S 2** | Federally-Regulated Consumer Product | Natural gas |  | 38 |  | 40000 | True |  |  | False | Gas-fired storage | 70 |  | 74 | 0 | 19108631 | Medium | 0.58 |  |  | 02/23/2023 | 206715173 | 02/23/2023
A.O. Smith Water Products Company | U.S. Craftmaster | NG2F3032SR 4** | Federally-Regulated Consumer Product | Natural gas |  | 29 |  | 32000 | True |  |  | False | Gas-fired storage | 55 |  | 75 | 0 | 18471676 | Medium | 0.6 |  |  | 02/23/2023 | 206715286 | 02/23/2023
A.O. Smith Water Products Company | U.S. Craftmaster | GTU-110U-I 2** | Federally-Regulated Consumer Product | Natural gas |  | 1 |  | 140000 |  |  |  | False | Instantaneous gas-fired |  | 3.5 | 85 | 35 | 13563303 | Medium | 0.81 |  | 0 | 02/23/2023 | 206908500 | 02/23/2023
A.O. Smith Water Products Company | U.S. Craftmaster | LG2H4040TR 4*1 | Federally-Regulated Consumer Product | LPG |  | 38 |  | 40000 | True |  |  | False | Gas-fired storage | 80 |  | 78 | 0 | 25646625 | High | 0.66 |  |  | 02/23/2023 | 206715247 | 02/23/2023
A.O. Smith Water Products Company | U.S. Craftmaster | GTU-240-NIH 1** | Federally-Regulated Consumer Product | Natural gas |  | 1 |  | 160000 |  |  |  | False | Instantaneous gas-fired |  | 4.7 | 97 | 38 | 17877549 | High | 0.94 |  | 0 | 02/23/2023 | 206703155 | 02/23/2023
A.O. Smith Water Products Company | U.S. Craftmaster | GTU-510U-I 2** | Federally-Regulated Consumer Product | Natural gas |  | 1 |  | 199000 |  |  |  | False | Instantaneous gas-fired |  | 5 | 84 | 43 | 20750534 | High | 0.81 |  | 0 | 02/23/2023 | 206703162 | 02/23/2023
A.O. Smith Water Products Company | U.S. Craftmaster | LG2F4040TR 411 | Federally-Regulated Consumer Product | LPG |  | 38 |  | 40000 | True |  |  | False | Gas-fired storage | 80 |  | 78 | 7688 | 216626 | High | 0.64 |  |  | 02/23/2023 | 210586328 | 02/23/2023
A.O. Smith Water Products Company | U.S. Craftmaster | GTU-510C-NI 1** | Federally-Regulated Consumer Product | Natural gas |  | 1 |  | 199000 |  |  |  | False | Instantaneous gas-fired |  | 4.7 | 82 | 23 | 20818774 | High | 0.81 |  | 0 | 02/23/2023 | 206703169 | 02/23/2023
A.O. Smith Water Products Company | U.S. Craftmaster | GTU-540P-PEH 1*1 | Federally-Regulated Consumer Product | LPG |  | 1 |  | 199000 |  |  |  | False | Instantaneous gas-fired |  | 5.8 | 96 | 34 | 17701647 | High | 0.95 |  | 0 | 02/23/2023 | 206703137 | 02/23/2023
A.O. Smith Water Products Company | U.S. Craftmaster | GTU-110U-E 2** | Federally-Regulated Consumer Product | Natural gas |  | 1 |  | 140000 |  |  |  | False | Instantaneous gas-fired |  | 3.5 | 83 | 25 | 13597423 | Medium | 0.81 |  | 0 | 02/23/2023 | 206908493 | 02/23/2023
A.O. Smith Water Products Company | U.S. Craftmaster | GTU-310U-I 2** | Federally-Regulated Consumer Product | Natural gas |  | 1 |  | 190000 |  |  |  | False | Instantaneous gas-fired |  | 4.7 | 84 | 33 | 20784654 | High | 0.81 |  | 0 | 02/23/2023 | 206908515 | 02/23/2023
A.O. Smith Water Products Company | U.S. Craftmaster | GTU-540-PEH 1*1 | Federally-Regulated Consumer Product | LPG |  | 1 |  | 199000 |  |  |  | False | Instantaneous gas-fired |  | 5.8 | 96 | 34 | 17701647 | High | 0.95 |  | 0 | 02/23/2023 | 206703136 | 02/23/2023
A.O. Smith Water Products Company | U.S. Craftmaster | LG2F3032TR 4*1 | Federally-Regulated Consumer Product | LPG |  | 29 |  | 32000 | True |  |  | False | Gas-fired storage | 62 |  | 73 | 0 | 18471676 | Medium | 0.6 |  |  | 02/23/2023 | 206715325 | 02/23/2023
A.O. Smith Water Products Company | U.S. Craftmaster | GTU-540P-NIH 1** | Federally-Regulated Consumer Product | Natural gas |  | 1 |  | 199000 |  |  |  | False | Instantaneous gas-fired |  | 5.8 | 96 | 47 | 18040466 | High | 0.93 |  | 0 | 02/23/2023 | 206703098 | 02/23/2023
A.O. Smith Water Products Company | U.S. Craftmaster | LG2H4040TR 411 | Federally-Regulated Consumer Product | LPG |  | 38 |  | 40000 | True |  |  | False | Gas-fired storage | 80 |  | 78 | 7688 | 216626 | High | 0.64 |  |  | 02/23/2023 | 210586329 | 02/23/2023
A.O. Smith Water Products Company | U.S. Craftmaster | GTU-540-PIH 1*1 | Federally-Regulated Consumer Product | LPG |  | 1 |  | 199000 |  |  |  | False | Instantaneous gas-fired |  | 5.8 | 96 | 47 | 18040466 | High | 0.93 |  | 0 | 02/23/2023 | 207524726 | 02/23/2023
A.O. Smith Water Products Company | U.S. Craftmaster | GTU-540P-NEH 1** | Federally-Regulated Consumer Product | Natural gas |  | 1 |  | 199000 |  |  |  | False | Instantaneous gas-fired |  | 5.8 | 96 | 34 | 17701647 | High | 0.95 |  | 0 | 02/23/2023 | 206703135 | 02/23/2023
A.O. Smith Water Products Company | U.S. Craftmaster | NG1F3032SBR 4** | Federally-Regulated Consumer Product | Natural gas |  | 29 |  | 32000 | True |  |  | False | Gas-fired storage | 65 |  | 75 | 0 | 18471676 | Medium | 0.6 |  |  | 02/23/2023 | 206715271 | 02/23/2023
A.O. Smith Water Products Company | U.S. Craftmaster | NG2F4040SR 4** | Federally-Regulated Consumer Product | Natural gas |  | 38 |  | 40000 | True |  |  | False | Gas-fired storage | 67 |  | 78 | 0 | 19108631 | Medium | 0.58 |  |  | 02/23/2023 | 206715138 | 02/23/2023
A.O. Smith Water Products Company | U.S. Craftmaster | MHG2F3035TR 4** | Federally-Regulated Consumer Product | LPG |  | 29 |  | 35500 | True |  |  | True | Gas-fired storage | 63 |  | 79 | 0 | 18168862 | Medium | 0.61 |  |  | 02/23/2023 | 206438859 | 02/23/2023
A.O. Smith Water Products Company | U.S. Craftmaster | NG2F3032TR 4** | Federally-Regulated Consumer Product | Natural gas |  | 29 |  | 32000 | True |  |  | False | Gas-fired storage | 62 |  | 73 | 0 | 18471676 | Medium | 0.6 |  |  | 02/23/2023 | 206715324 | 02/23/2023
A.O. Smith Water Products Company | U.S. Craftmaster | 40T3-35NGR 4** | Federally-Regulated Consumer Product | Natural gas |  | 38 |  | 35500 | True |  |  | False | Gas-fired storage | 65 |  | 80 | 0 | 18784755 | Medium | 0.59 |  |  | 02/23/2023 | 206715100 | 02/23/2023
A.O. Smith Water Products Company | U.S. Craftmaster | NG2C4035TR 4** | Federally-Regulated Consumer Product | Natural gas |  | 38 |  | 35500 | True |  |  | False | Gas-fired storage | 65 |  | 80 | 0 | 18784755 | Medium | 0.59 |  |  | 02/23/2023 | 206715101 | 02/23/2023
A.O. Smith Water Products Company | U.S. Craftmaster | GTU-540-NIH 1** | Federally-Regulated Consumer Product | Natural gas |  | 1 |  | 199000 |  |  |  | False | Instantaneous gas-fired |  | 5.8 | 96 | 47 | 18040466 | High | 0.93 |  | 0 | 02/23/2023 | 207524725 | 02/23/2023
A.O. Smith Water Products Company | U.S. Craftmaster | LG2F3032SR 4*1 | Federally-Regulated Consumer Product | LPG |  | 29 |  | 32000 | True |  |  | False | Gas-fired storage | 55 |  | 75 | 0 | 18471676 | Medium | 0.6 |  |  | 02/23/2023 | 206715293 | 02/23/2023
A.O. Smith Water Products Company | U.S. Craftmaster | GTU-510U-E 2** | Federally-Regulated Consumer Product | Natural gas |  | 1 |  | 199000 |  |  |  | False | Instantaneous gas-fired |  | 5 | 84 | 33 | 20784654 | High | 0.81 |  | 0 | 02/23/2023 | 206908523 | 02/23/2023
A.O. Smith Water Products Company | U.S. Craftmaster | NG2F5040T 2** | Federally-Regulated Consumer Product | Natural gas |  | 48 |  | 40000 | True |  |  | False | Gas-fired storage | 81 |  | 80 | 0 | 26448082 | High | 0.64 |  |  | 02/23/2023 | 206715153 | 02/23/2023
A.O. Smith Water Products Company | U.S. Craftmaster | GTU-240-PIH 1*1 | Federally-Regulated Consumer Product | LPG |  | 1 |  | 160000 |  |  |  | False | Instantaneous gas-fired |  | 4.7 | 97 | 38 | 17877549 | High | 0.94 |  | 0 | 02/23/2023 | 206703156 | 02/23/2023
A.O. Smith Water Products Company | U.S. Craftmaster | GTU-540-NEH 1** | Federally-Regulated Consumer Product | Natural gas |  | 1 |  | 199000 |  |  |  | False | Instantaneous gas-fired |  | 5.8 | 96 | 34 | 17701647 | High | 0.95 |  | 0 | 02/23/2023 | 206703134 | 02/23/2023
A.O. Smith Water Products Company | U.S. Craftmaster | LG2F4040SR 4*1 | Federally-Regulated Consumer Product | LPG |  | 38 |  | 40000 | True |  |  | False | Gas-fired storage | 67 |  | 78 | 0 | 19108631 | Medium | 0.58 |  |  | 02/23/2023 | 206715139 | 02/23/2023
A.O. Smith Water Products Company | U.S. Craftmaster | LG1F4040TB 4*1 | Federally-Regulated Consumer Product | LPG |  | 38 |  | 40000 | True |  |  | False | Gas-fired storage | 78 |  | 77 | 0 | 26041188 | High | 0.65 |  |  | 02/23/2023 | 206715193 | 02/23/2023
A.O. Smith Water Products Company | U.S. Craftmaster | LG1F3032SBR 4*1 | Federally-Regulated Consumer Product | LPG |  | 29 |  | 32000 | True |  |  | False | Gas-fired storage | 65 |  | 75 | 0 | 18471676 | Medium | 0.6 |  |  | 02/23/2023 | 206715276 | 02/23/2023
A.O. Smith Water Products Company | U.S. Craftmaster | GTU-310C-NI 1** | Federally-Regulated Consumer Product | Natural gas |  | 1 |  | 190000 |  |  |  | False | Instantaneous gas-fired |  | 4.6 | 85 | 24 | 20815362 | High | 0.81 |  | 0 | 02/23/2023 | 206703176 | 02/23/2023
A.O. Smith Water Products Company | U.S. Craftmaster | NG2F4040T 2** | Federally-Regulated Consumer Product | Natural gas |  | 38 |  | 40000 | True |  |  | False | Gas-fired storage | 80 |  | 74 | 0 | 26448082 | High | 0.64 |  |  | 02/23/2023 | 206715259 | 02/23/2023
A.O. Smith Water Products Company | U.S. Craftmaster | MHG2F3035TR 4** | Federally-Regulated Consumer Product | Natural gas |  | 29 |  | 35500 | True |  |  | True | Gas-fired storage | 63 |  | 79 | 0 | 18168862 | Medium | 0.61 |  |  | 02/23/2023 | 206438859 | 02/23/2023
A.O. Smith Water Products Company | U.S. Craftmaster | NG1F4040TB 4** | Federally-Regulated Consumer Product | Natural gas |  | 38 |  | 40000 | True |  |  | False | Gas-fired storage | 78 |  | 77 | 0 | 26041188 | High | 0.65 |  |  | 02/23/2023 | 206715192 | 02/23/2023
A.O. Smith Water Products Company | U.S. Craftmaster | GTU-310U-E 2** | Federally-Regulated Consumer Product | Natural gas |  | 1 |  | 190000 |  |  |  | False | Instantaneous gas-fired |  | 4.8 | 86 | 23 | 20818774 | High | 0.81 |  | 0 | 02/23/2023 | 206908508 | 02/23/2023
A.O. Smith Water Products Company | RELIANCE WATER HEATERS | 6-50-HBPDT 3*1 | Federally-Regulated Consumer Product | LPG |  | 48 |  | 45000 | True |  |  | False | Gas-fired storage | 79 |  | 79 | 68 | 23277390 | High | 0.72 |  |  | 08/23/2022 | 206902231 | 02/23/2023
A.O. Smith Water Products Company | RELIANCE WATER HEATERS | TS-240X3-GIH 1** | Federally-Regulated Consumer Product | Natural gas |  | 1 |  | 160000 |  |  |  | False | Instantaneous gas-fired |  | 4.7 | 97 | 38 | 17877549 | High | 0.94 |  | 0 | 08/23/2022 | 207861923 | 02/23/2023
A.O. Smith Water Products Company | RELIANCE WATER HEATERS | 6-55-YXCTL 2** | Federally-Regulated Consumer Product | Natural gas |  | 55 |  | 60000 | True |  |  | False | Gas-fired storage | 83 |  | 74 | 0 | 27301246 | High | 0.62 |  |  | 08/23/2022 | 206954698 | 02/23/2023
A.O. Smith Water Products Company | RELIANCE WATER HEATERS | 6-55-HXCTL 2*1 | Federally-Regulated Consumer Product | LPG |  | 55 |  | 60000 | True |  |  | False | Gas-fired storage | 83 |  | 74 | 0 | 27301246 | High | 0.62 |  |  | 08/23/2022 | 206954699 | 02/23/2023
A.O. Smith Water Products Company | RELIANCE WATER HEATERS | TS-240X3-LEH 1*1 | Federally-Regulated Consumer Product | LPG |  | 1 |  | 160000 |  |  |  | False | Instantaneous gas-fired |  | 4.7 | 96 | 23 | 17739179 | High | 0.95 |  | 0 | 08/23/2022 | 207861948 | 02/23/2023
A.O. Smith Water Products Company | RELIANCE WATER HEATERS | TS-540P-GIH 1** | Federally-Regulated Consumer Product | Natural gas |  | 1 |  | 199000 |  |  |  | False | Instantaneous gas-fired |  | 5.8 | 96 | 47 | 18040466 | High | 0.93 |  | 0 | 08/23/2022 | 206703089 | 02/23/2023
A.O. Smith Water Products Company | RELIANCE WATER HEATERS | 6-40-*RPCS 1** | Federally-Regulated Consumer Product | Natural gas |  | 38 |  | 50000 | False |  |  | False | Gas-fired storage | 86 |  | 91 | 3 | 18797289 | High | 0.9 |  |  | 08/23/2022 | 207471177 | 02/23/2023
A.O. Smith Water Products Company | RELIANCE WATER HEATERS | TS-240X3-LIH 1*1 | Federally-Regulated Consumer Product | LPG |  | 1 |  | 160000 |  |  |  | False | Instantaneous gas-fired |  | 4.7 | 97 | 38 | 17877549 | High | 0.94 |  | 0 | 08/23/2022 | 207861924 | 02/23/2023
A.O. Smith Water Products Company | RELIANCE WATER HEATERS | 6 30 NOMT 4** | Federally-Regulated Consumer Product | Natural gas |  | 29 |  | 35500 | True |  |  | True | Gas-fired storage | 63 |  | 79 | 0 | 18168862 | Medium | 0.61 |  |  | 08/23/2022 | 206438856 | 02/23/2023
A.O. Smith Water Products Company | RELIANCE WATER HEATERS | TS-540X3-GIH 1** | Federally-Regulated Consumer Product | Natural gas |  | 1 |  | 199000 |  |  |  | False | Instantaneous gas-fired |  | 5.8 | 96 | 47 | 18040466 | High | 0.93 |  | 0 | 08/23/2022 | 207209496 | 02/23/2023
A.O. Smith Water Products Company | RELIANCE WATER HEATERS | 6-40-HRVIT 2*1 | Federally-Regulated Consumer Product | LPG |  | 38 |  | 50000 | True |  |  | False | Gas-fired storage | 87 |  | 78 | 34 | 24065096 | High | 0.7 |  |  | 08/23/2022 | 206861634 | 02/23/2023
A.O. Smith Water Products Company | RELIANCE WATER HEATERS | TS-340X3-GIH 1** | Federally-Regulated Consumer Product | Natural gas |  | 1 |  | 180000 |  |  |  | False | Instantaneous gas-fired |  | 5.4 | 97 | 37 | 17691411 | High | 0.95 |  | 0 | 08/23/2022 | 207861935 | 02/23/2023
A.O. Smith Water Products Company | RELIANCE WATER HEATERS | 6-40-YBPDS 3** | Federally-Regulated Consumer Product | Natural gas |  | 38 |  | 40000 | True |  |  | False | Gas-fired storage | 74 |  | 79 | 58 | 16100642 | Medium | 0.68 |  |  | 08/23/2022 | 206902208 | 02/23/2023
A.O. Smith Water Products Company | RELIANCE WATER HEATERS | TS-310U-I 2** | Federally-Regulated Consumer Product | Natural gas |  | 1 |  | 190000 |  |  |  | False | Instantaneous gas-fired |  | 4.7 | 84 | 33 | 20784654 | High | 0.81 |  | 0 | 08/23/2022 | 206908513 | 02/23/2023
A.O. Smith Water Products Company | RELIANCE WATER HEATERS | TS-110U-I 2** | Federally-Regulated Consumer Product | Natural gas |  | 1 |  | 140000 |  |  |  | False | Instantaneous gas-fired |  | 3.5 | 85 | 35 | 13563303 | Medium | 0.81 |  | 0 | 08/23/2022 | 206908498 | 02/23/2023
A.O. Smith Water Products Company | RELIANCE WATER HEATERS | 6-30-POCTR 4*1 | Federally-Regulated Consumer Product | LPG |  | 29 |  | 32000 | True |  |  | False | Gas-fired storage | 62 |  | 73 | 0 | 18471676 | Medium | 0.6 |  |  | 08/23/2022 | 206715317 | 02/23/2023
A.O. Smith Water Products Company | RELIANCE WATER HEATERS | 6-50-YBPDT 3** | Federally-Regulated Consumer Product | Natural gas |  | 48 |  | 45000 | True |  |  | False | Gas-fired storage | 79 |  | 79 | 68 | 23277390 | High | 0.72 |  |  | 08/23/2022 | 206902230 | 02/23/2023
A.O. Smith Water Products Company | RELIANCE WATER HEATERS | TS-540-LIH 1*1 | Federally-Regulated Consumer Product | LPG |  | 1 |  | 199000 |  |  |  | False | Instantaneous gas-fired |  | 5.8 | 96 | 47 | 18040466 | High | 0.93 |  | 0 | 08/23/2022 | 206703090 | 02/23/2023
A.O. Smith Water Products Company | RELIANCE WATER HEATERS | 6-50-YRVIT 2** | Federally-Regulated Consumer Product | Natural gas |  | 48 |  | 50000 | True |  |  | False | Gas-fired storage | 97 |  | 81 | 35 | 23389986 | High | 0.72 |  |  | 08/23/2022 | 206861810 | 02/23/2023
A.O. Smith Water Products Company | RELIANCE WATER HEATERS | 6-40-NDHT 1** | Federally-Regulated Consumer Product | Natural gas |  | 38 |  | 40000 | True |  |  | False | Gas-fired storage | 82 |  | 75 | 0 | 24892312 | High | 0.68 |  |  | 08/23/2022 | 206628532 | 02/23/2023
A.O. Smith Water Products Company | RELIANCE WATER HEATERS | 6-50-MDV 2** | Federally-Regulated Consumer Product | Natural gas |  | 47 |  | 40000 | True |  |  | True | Gas-fired storage | 67 |  | 77 | 0 | 19443870 | Medium | 0.57 |  |  | 08/23/2022 | 207615708 | 02/23/2023
A.O. Smith Water Products Company | RELIANCE WATER HEATERS | TS-240X3-GEH 1** | Federally-Regulated Consumer Product | Natural gas |  | 1 |  | 160000 |  |  |  | False | Instantaneous gas-fired |  | 4.7 | 96 | 23 | 17739179 | High | 0.95 |  | 0 | 08/23/2022 | 207861947 | 02/23/2023
A.O. Smith Water Products Company | RELIANCE WATER HEATERS | 6-50-NDHT 1** | Federally-Regulated Consumer Product | Natural gas |  | 48 |  | 40000 | True |  |  | False | Gas-fired storage | 75 |  | 75 | 249 | 24042724 | High | 0.68 |  |  | 08/23/2022 | 206628649 | 02/23/2023
A.O. Smith Water Products Company | RELIANCE WATER HEATERS | 6-40-YBVIS 2** | Federally-Regulated Consumer Product | LPG |  | 38 |  | 40000 | True |  |  | False | Gas-fired storage | 73 |  | 79 | 30 | 16439440 | Medium | 0.67 |  |  | 08/23/2022 | 206860927 | 02/23/2023
A.O. Smith Water Products Company | RELIANCE WATER HEATERS | 6-40-YRVIT 2** | Federally-Regulated Consumer Product | Natural gas |  | 38 |  | 50000 | True |  |  | False | Gas-fired storage | 87 |  | 78 | 34 | 24065096 | High | 0.7 |  |  | 08/23/2022 | 206861633 | 02/23/2023
A.O. Smith Water Products Company | RELIANCE WATER HEATERS | TS-540X3-LEH 1*1 | Federally-Regulated Consumer Product | LPG |  | 1 |  | 199000 |  |  |  | False | Instantaneous gas-fired |  | 5.8 | 96 | 34 | 17701647 | High | 0.95 |  | 0 | 08/23/2022 | 207209466 | 02/23/2023
A.O. Smith Water Products Company | RELIANCE WATER HEATERS | TS-540P-GEH 1** | Federally-Regulated Consumer Product | Natural gas |  | 1 |  | 199000 |  |  |  | False | Instantaneous gas-fired |  | 5.8 | 96 | 34 | 17701647 | High | 0.95 |  | 0 | 08/23/2022 | 206703125 | 02/23/2023
A.O. Smith Water Products Company | RELIANCE WATER HEATERS | TS-510U-E 2** | Federally-Regulated Consumer Product | Natural gas |  | 1 |  | 199000 |  |  |  | False | Instantaneous gas-fired |  | 5 | 84 | 33 | 20784654 | High | 0.81 |  | 0 | 08/23/2022 | 206908521 | 02/23/2023
A.O. Smith Water Products Company | RELIANCE WATER HEATERS | TS-310U-E 2** | Federally-Regulated Consumer Product | Natural gas |  | 1 |  | 190000 |  |  |  | False | Instantaneous gas-fired |  | 4.8 | 86 | 23 | 20818774 | High | 0.81 |  | 0 | 08/23/2022 | 206908506 | 02/23/2023
A.O. Smith Water Products Company | RELIANCE WATER HEATERS | 6 40HBPDS 3*1 | Federally-Regulated Consumer Product | LPG |  | 38 |  | 40000 | True |  |  | False | Gas-fired storage | 74 |  | 79 | 58 | 16100642 | Medium | 0.68 |  |  | 08/23/2022 | 206902207 | 02/23/2023
A.O. Smith Water Products Company | RELIANCE WATER HEATERS | 6-30-MDV 2** | Federally-Regulated Consumer Product | LPG |  | 29 |  | 30000 | True |  |  | True | Gas-fired storage | 60 |  | 78 | 0 | 18168862 | Medium | 0.61 |  |  | 08/23/2022 | 206438840 | 02/23/2023
A.O. Smith Water Products Company | RELIANCE WATER HEATERS | 6-50-HRVIT 2*1 | Federally-Regulated Consumer Product | LPG |  | 48 |  | 50000 | True |  |  | False | Gas-fired storage | 97 |  | 81 | 35 | 23389986 | High | 0.72 |  |  | 08/23/2022 | 206861811 | 02/23/2023
A.O. Smith Water Products Company | RELIANCE WATER HEATERS | 6-40-MDV 2** | Federally-Regulated Consumer Product | Natural gas |  | 38 |  | 32000 | True |  |  | True | Gas-fired storage | 57 |  | 76 | 0 | 18784755 | Medium | 0.59 |  |  | 08/23/2022 | 206438846 | 02/23/2023
A.O. Smith Water Products Company | RELIANCE WATER HEATERS | TS-540P-LIH 1*1 | Federally-Regulated Consumer Product | LPG |  | 1 |  | 199000 |  |  |  | False | Instantaneous gas-fired |  | 5.8 | 96 | 47 | 18040466 | High | 0.93 |  | 0 | 08/23/2022 | 206703091 | 02/23/2023
A.O. Smith Water Products Company | RELIANCE WATER HEATERS | 6-40-NOMT 4** | Federally-Regulated Consumer Product | Natural gas |  | 38 |  | 35500 | True |  |  | True | Gas-fired storage | 59 |  | 78 | 0 | 19108631 | Medium | 0.58 |  |  | 08/23/2022 | 206438834 | 02/23/2023
A.O. Smith Water Products Company | RELIANCE WATER HEATERS | 6-55-YXCT 2** | Federally-Regulated Consumer Product | Natural gas |  | 55 |  | 60000 | True |  |  | False | Gas-fired storage | 83 |  | 74 | 0 | 27301246 | High | 0.62 |  |  | 08/23/2022 | 206954695 | 02/23/2023
A.O. Smith Water Products Company | RELIANCE WATER HEATERS | 6-50-HBVIS 2*1 | Federally-Regulated Consumer Product | LPG |  | 49 |  | 40000 | True |  |  | False | Gas-fired storage | 79 |  | 80 | 40 | 23372926 | High | 0.72 |  |  | 08/23/2022 | 206861429 | 02/23/2023
A.O. Smith Water Products Company | RELIANCE WATER HEATERS | TS-310C-GI 1** | Federally-Regulated Consumer Product | Natural gas |  | 1 |  | 190000 |  |  |  | False | Instantaneous gas-fired |  | 4.6 | 85 | 24 | 20815362 | High | 0.81 |  | 0 | 08/23/2022 | 206703174 | 02/23/2023
A.O. Smith Water Products Company | RELIANCE WATER HEATERS | TS-340X3-GEH 1** | Federally-Regulated Consumer Product | Natural gas |  | 1 |  | 180000 |  |  |  | False | Instantaneous gas-fired |  | 5.3 | 97 | 23 | 17928729 | High | 0.94 |  | 0 | 08/23/2022 | 207861959 | 02/23/2023
A.O. Smith Water Products Company | RELIANCE WATER HEATERS | TS-540X3-GEH 1** | Federally-Regulated Consumer Product | Natural gas |  | 1 |  | 199000 |  |  |  | False | Instantaneous gas-fired |  | 5.8 | 96 | 34 | 17701647 | High | 0.95 |  | 0 | 08/23/2022 | 207209464 | 02/23/2023
A.O. Smith Water Products Company | RELIANCE WATER HEATERS | 9-40-UNKRT 4** | Federally-Regulated Consumer Product | Natural gas |  | 38 |  | 40000 | True |  |  | False | Gas-fired storage | 83 |  | 74 | 0 | 26448082 | High | 0.64 |  |  | 08/23/2022 | 207312260 | 02/23/2023
A.O. Smith Water Products Company | RELIANCE WATER HEATERS | TS-340X3-LEH 1*1 | Federally-Regulated Consumer Product | LPG |  | 1 |  | 180000 |  |  |  | False | Instantaneous gas-fired |  | 5.3 | 97 | 23 | 17928729 | High | 0.94 |  | 0 | 08/23/2022 | 207861960 | 02/23/2023
A.O. Smith Water Products Company | RELIANCE WATER HEATERS | 6-40-HBVIS 2*1 | Federally-Regulated Consumer Product | Natural gas |  | 38 |  | 40000 | True |  |  | False | Gas-fired storage | 73 |  | 79 | 30 | 16439440 | Medium | 0.67 |  |  | 08/23/2022 | 206860928 | 02/23/2023
A.O. Smith Water Products Company | RELIANCE WATER HEATERS | TS-110U-E 2** | Federally-Regulated Consumer Product | Natural gas |  | 1 |  | 140000 |  |  |  | False | Instantaneous gas-fired |  | 3.5 | 83 | 25 | 13597423 | Medium | 0.81 |  | 0 | 08/23/2022 | 206908491 | 02/23/2023
A.O. Smith Water Products Company | RELIANCE WATER HEATERS | TS-340X3-LIH 1*1 | Federally-Regulated Consumer Product | LPG |  | 1 |  | 180000 |  |  |  | False | Instantaneous gas-fired |  | 5.4 | 97 | 37 | 17691411 | High | 0.95 |  | 0 | 08/23/2022 | 207861936 | 02/23/2023
A.O. Smith Water Products Company | RELIANCE WATER HEATERS | TS-540-GEH 1** | Federally-Regulated Consumer Product | Natural gas |  | 1 |  | 199000 |  |  |  | False | Instantaneous gas-fired |  | 5.8 | 96 | 34 | 17701647 | High | 0.95 |  | 0 | 08/23/2022 | 206703124 | 02/23/2023
A.O. Smith Water Products Company | RELIANCE WATER HEATERS | 6-50-MDV 2** | Federally-Regulated Consumer Product | LPG |  | 47 |  | 40000 | True |  |  | True | Gas-fired storage | 67 |  | 77 | 0 | 19443870 | Medium | 0.57 |  |  | 08/23/2022 | 207615708 | 02/23/2023
A.O. Smith Water Products Company | RELIANCE WATER HEATERS | 6-30-MDV 2** | Federally-Regulated Consumer Product | Natural gas |  | 29 |  | 30000 | True |  |  | True | Gas-fired storage | 60 |  | 78 | 0 | 18168862 | Medium | 0.61 |  |  | 08/23/2022 | 206438840 | 02/23/2023
A.O. Smith Water Products Company | RELIANCE WATER HEATERS | 6-40-NOMT 4** | Federally-Regulated Consumer Product | LPG |  | 38 |  | 35500 | True |  |  | True | Gas-fired storage | 59 |  | 78 | 0 | 19108631 | Medium | 0.58 |  |  | 08/23/2022 | 206438834 | 02/23/2023
A.O. Smith Water Products Company | RELIANCE WATER HEATERS | 6 30 NOMT 4** | Federally-Regulated Consumer Product | LPG |  | 29 |  | 35500 | True |  |  | True | Gas-fired storage | 63 |  | 79 | 0 | 18168862 | Medium | 0.61 |  |  | 08/23/2022 | 206438856 | 02/23/2023
A.O. Smith Water Products Company | RELIANCE WATER HEATERS | 6-50-YBVIS 2** | Federally-Regulated Consumer Product | Natural gas |  | 49 |  | 40000 | True |  |  | False | Gas-fired storage | 79 |  | 80 | 40 | 23372926 | High | 0.72 |  |  | 08/23/2022 | 206861428 | 02/23/2023
A.O. Smith Water Products Company | RELIANCE WATER HEATERS | 6-40-UNBRT 4** | Federally-Regulated Consumer Product | Natural gas |  | 38 |  | 40000 | True |  |  | False | Gas-fired storage | 83 |  | 74 | 0 | 26448082 | High | 0.64 |  |  | 08/23/2022 | 207312259 | 02/23/2023
A.O. Smith Water Products Company | RELIANCE WATER HEATERS | 6-55-HXCT 2*1 | Federally-Regulated Consumer Product | LPG |  | 55 |  | 60000 | True |  |  | False | Gas-fired storage | 83 |  | 74 | 0 | 27301246 | High | 0.62 |  |  | 08/23/2022 | 206954696 | 02/23/2023
A.O. Smith Water Products Company | RELIANCE WATER HEATERS | TS-540-GIH 1** | Federally-Regulated Consumer Product | Natural gas |  | 1 |  | 199000 |  |  |  | False | Instantaneous gas-fired |  | 5.8 | 96 | 47 | 18040466 | High | 0.93 |  | 0 | 08/23/2022 | 206703088 | 02/23/2023
A.O. Smith Water Products Company | RELIANCE WATER HEATERS | TS-540X3-LIH 1*1 | Federally-Regulated Consumer Product | LPG |  | 1 |  | 199000 |  |  |  | False | Instantaneous gas-fired |  | 5.8 | 96 | 47 | 18040466 | High | 0.93 |  | 0 | 08/23/2022 | 207209499 | 02/23/2023
A.O. Smith Water Products Company | RELIANCE WATER HEATERS | 6-40-MDV 2** | Federally-Regulated Consumer Product | LPG |  | 38 |  | 32000 | True |  |  | True | Gas-fired storage | 57 |  | 76 | 0 | 18784755 | Medium | 0.59 |  |  | 08/23/2022 | 206438846 | 02/23/2023
A.O. Smith Water Products Company | Lochinvar | LTO-110U 2** | Federally-Regulated Consumer Product | Natural gas |  | 1 |  | 140000 |  |  |  | False | Instantaneous gas-fired |  | 3.5 | 83 | 25 | 13597423 | Medium | 0.81 |  | 0 | 08/23/2022 | 206908490 | 02/23/2023
A.O. Smith Water Products Company | Lochinvar | PVL04050 2*1 | Federally-Regulated Consumer Product | LPG |  | 38 |  | 50000 | True |  |  | False | Gas-fired storage | 87 |  | 78 | 34 | 24065096 | High | 0.7 |  |  | 08/23/2022 | 206861631 | 02/23/2023
A.O. Smith Water Products Company | Lochinvar | LTO-310U 2** | Federally-Regulated Consumer Product | Natural gas |  | 1 |  | 190000 |  |  |  | False | Instantaneous gas-fired |  | 4.8 | 86 | 23 | 20818774 | High | 0.81 |  | 0 | 08/23/2022 | 206908505 | 02/23/2023
A.O. Smith Water Products Company | Lochinvar | PVN04040Z 2** | Federally-Regulated Consumer Product | Natural gas |  | 38 |  | 40000 | True |  |  | False | Gas-fired storage | 73 |  | 79 | 30 | 16439440 | Medium | 0.67 |  |  | 08/23/2022 | 206860925 | 02/23/2023
A.O. Smith Water Products Company | Lochinvar | PVL05040 2*1 | Federally-Regulated Consumer Product | LPG |  | 49 |  | 40000 | True |  |  | False | Gas-fired storage | 79 |  | 80 | 40 | 23372926 | High | 0.72 |  |  | 08/23/2022 | 206861426 | 02/23/2023
A.O. Smith Water Products Company | Lochinvar | PRN04040ESST 3** | Federally-Regulated Consumer Product | Natural gas |  | 38 |  | 40000 | True |  |  | False | Gas-fired storage | 74 |  | 79 | 58 | 16100642 | Medium | 0.68 |  |  | 08/23/2022 | 206902206 | 02/23/2023
A.O. Smith Water Products Company | Lochinvar | PRL04040ES 3*1 | Federally-Regulated Consumer Product | LPG |  | 38 |  | 40000 | True |  |  | False | Gas-fired storage | 74 |  | 79 | 58 | 16100642 | Medium | 0.68 |  |  | 08/23/2022 | 206902203 | 02/23/2023
A.O. Smith Water Products Company | Lochinvar | PVN04050 2** | Federally-Regulated Consumer Product | Natural gas |  | 38 |  | 50000 | True |  |  | False | Gas-fired storage | 87 |  | 78 | 34 | 24065096 | High | 0.7 |  |  | 08/23/2022 | 206861629 | 02/23/2023
A.O. Smith Water Products Company | Lochinvar | PVN04040 2** | Federally-Regulated Consumer Product | Natural gas |  | 38 |  | 40000 | True |  |  | False | Gas-fired storage | 73 |  | 79 | 30 | 16439440 | Medium | 0.67 |  |  | 08/23/2022 | 206860924 | 02/23/2023
A.O. Smith Water Products Company | Lochinvar | PVL05065ST 2*1 | Federally-Regulated Consumer Product | LPG |  | 50 |  | 62000 | True |  |  | False | Gas-fired storage | 119 |  | 82 | 26 | 23098647 | High | 0.73 |  |  | 08/23/2022 | 206862003 | 02/23/2023
A.O. Smith Water Products Company | Lochinvar | GTN05560Z 2** | Federally-Regulated Consumer Product | Natural gas |  | 55 |  | 60000 | True |  |  | False | Gas-fired storage | 83 |  | 74 | 0 | 27301246 | High | 0.62 |  |  | 08/23/2022 | 206954677 | 02/23/2023
A.O. Smith Water Products Company | Lochinvar | PRN05045ESST 3** | Federally-Regulated Consumer Product | Natural gas |  | 48 |  | 45000 | True |  |  | False | Gas-fired storage | 79 |  | 79 | 68 | 23277390 | High | 0.72 |  |  | 08/23/2022 | 206902225 | 02/23/2023
A.O. Smith Water Products Company | Lochinvar | PRL04040ESST 3*1 | Federally-Regulated Consumer Product | LPG |  | 38 |  | 40000 | True |  |  | False | Gas-fired storage | 74 |  | 79 | 58 | 16100642 | Medium | 0.68 |  |  | 08/23/2022 | 206902204 | 02/23/2023
A.O. Smith Water Products Company | Lochinvar | UPDN05040Z 1** | Federally-Regulated Consumer Product | Natural gas |  | 48 |  | 40000 | True |  |  | False | Gas-fired storage | 75 |  | 79 | 74 | 23928616 | High | 0.7 |  |  | 08/23/2022 | 206860758 | 02/23/2023
A.O. Smith Water Products Company | Lochinvar | PVL04050ST 2*1 | Federally-Regulated Consumer Product | LPG |  | 38 |  | 50000 | True |  |  | False | Gas-fired storage | 87 |  | 78 | 34 | 24065096 | High | 0.7 |  |  | 08/23/2022 | 206861632 | 02/23/2023
A.O. Smith Water Products Company | Lochinvar | PVN04050ST 2** | Federally-Regulated Consumer Product | Natural gas |  | 38 |  | 50000 | True |  |  | False | Gas-fired storage | 87 |  | 78 | 34 | 24065096 | High | 0.7 |  |  | 08/23/2022 | 206861630 | 02/23/2023
A.O. Smith Water Products Company | Lochinvar | PVN05040 2** | Federally-Regulated Consumer Product | Natural gas |  | 49 |  | 40000 | True |  |  | False | Gas-fired storage | 79 |  | 80 | 40 | 23372926 | High | 0.72 |  |  | 08/23/2022 | 206861424 | 02/23/2023
A.O. Smith Water Products Company | Lochinvar | PVN05050 2** | Federally-Regulated Consumer Product | Natural gas |  | 48 |  | 50000 | True |  |  | False | Gas-fired storage | 97 |  | 81 | 35 | 23389986 | High | 0.72 |  |  | 08/23/2022 | 206861806 | 02/23/2023
A.O. Smith Water Products Company | Lochinvar | PRL05065ESST 3*1 | Federally-Regulated Consumer Product | LPG |  | 48 |  | 62000 | True |  |  | False | Gas-fired storage | 118 |  | 82 | 54 | 23003111 | High | 0.73 |  |  | 08/23/2022 | 206902237 | 02/23/2023
A.O. Smith Water Products Company | Lochinvar | PRN04040ES 3** | Federally-Regulated Consumer Product | Natural gas |  | 38 |  | 40000 | True |  |  | False | Gas-fired storage | 74 |  | 79 | 58 | 16100642 | Medium | 0.68 |  |  | 08/23/2022 | 206902205 | 02/23/2023
A.O. Smith Water Products Company | Lochinvar | PVN05040Z 2** | Federally-Regulated Consumer Product | Natural gas |  | 49 |  | 40000 | True |  |  | False | Gas-fired storage | 79 |  | 80 | 40 | 23372926 | High | 0.72 |  |  | 08/23/2022 | 206861425 | 02/23/2023
A.O. Smith Water Products Company | Lochinvar | LTI-310U 2** | Federally-Regulated Consumer Product | Natural gas |  | 1 |  | 190000 |  |  |  | False | Instantaneous gas-fired |  | 4.7 | 84 | 33 | 20784654 | High | 0.81 |  | 0 | 08/23/2022 | 206908512 | 02/23/2023
A.O. Smith Water Products Company | Lochinvar | LTO-510U 2** | Federally-Regulated Consumer Product | Natural gas |  | 1 |  | 199000 |  |  |  | False | Instantaneous gas-fired |  | 5 | 84 | 33 | 20784654 | High | 0.81 |  | 0 | 08/23/2022 | 206908520 | 02/23/2023
A.O. Smith Water Products Company | Lochinvar | PRL05045ES 3*1 | Federally-Regulated Consumer Product | LPG |  | 48 |  | 45000 | True |  |  | False | Gas-fired storage | 79 |  | 79 | 68 | 23277390 | High | 0.72 |  |  | 08/23/2022 | 206902222 | 02/23/2023
A.O. Smith Water Products Company | Lochinvar | PRL05045ESST 3*1 | Federally-Regulated Consumer Product | LPG |  | 48 |  | 45000 | True |  |  | False | Gas-fired storage | 79 |  | 79 | 68 | 23277390 | High | 0.72 |  |  | 08/23/2022 | 206902223 | 02/23/2023
A.O. Smith Water Products Company | Lochinvar | PVL05040Z 2*1 | Federally-Regulated Consumer Product | LPG |  | 49 |  | 40000 | True |  |  | False | Gas-fired storage | 79 |  | 80 | 40 | 23372926 | High | 0.72 |  |  | 08/23/2022 | 206861427 | 02/23/2023
A.O. Smith Water Products Company | Lochinvar | PVN05065ST 2** | Federally-Regulated Consumer Product | Natural gas |  | 50 |  | 62000 | True |  |  | False | Gas-fired storage | 119 |  | 82 | 26 | 23098647 | High | 0.73 |  |  | 08/23/2022 | 206862004 | 02/23/2023
A.O. Smith Water Products Company | Lochinvar | PRN05065ESST 3** | Federally-Regulated Consumer Product | Natural gas |  | 48 |  | 62000 | True |  |  | False | Gas-fired storage | 118 |  | 82 | 54 | 23003111 | High | 0.73 |  |  | 08/23/2022 | 206902236 | 02/23/2023
A.O. Smith Water Products Company | Lochinvar | LTI-110U 2** | Federally-Regulated Consumer Product | Natural gas |  | 1 |  | 140000 |  |  |  | False | Instantaneous gas-fired |  | 3.5 | 85 | 35 | 13563303 | Medium | 0.81 |  | 0 | 08/23/2022 | 206908497 | 02/23/2023
A.O. Smith Water Products Company | Lochinvar | PVL05050 2*1 | Federally-Regulated Consumer Product | LPG |  | 48 |  | 50000 | True |  |  | False | Gas-fired storage | 97 |  | 81 | 35 | 23389986 | High | 0.72 |  |  | 08/23/2022 | 206861808 | 02/23/2023
A.O. Smith Water Products Company | Lochinvar | PRN05045ES 3** | Federally-Regulated Consumer Product | Natural gas |  | 48 |  | 45000 | True |  |  | False | Gas-fired storage | 79 |  | 79 | 68 | 23277390 | High | 0.72 |  |  | 08/23/2022 | 206902224 | 02/23/2023
A.O. Smith Water Products Company | Lochinvar | PVL04040 2*1 | Federally-Regulated Consumer Product | LPG |  | 38 |  | 40000 | True |  |  | False | Gas-fired storage | 73 |  | 79 | 30 | 16439440 | Medium | 0.67 |  |  | 08/23/2022 | 206860926 | 02/23/2023
A.O. Smith Water Products Company | Lochinvar | PVN05050ST 2** | Federally-Regulated Consumer Product | Natural gas |  | 48 |  | 50000 | True |  |  | False | Gas-fired storage | 97 |  | 81 | 35 | 23389986 | High | 0.72 |  |  | 08/23/2022 | 206861807 | 02/23/2023
A.O. Smith Water Products Company | Lochinvar | UPDN04040 1** | Federally-Regulated Consumer Product | Natural gas |  | 38 |  | 40000 | True |  |  | False | Gas-fired storage | 75 |  | 77 | 78 | 23914968 | High | 0.7 |  |  | 08/23/2022 | 206860589 | 02/23/2023
A.O. Smith Water Products Company | Lochinvar | PVL05050ST 2*1 | Federally-Regulated Consumer Product | LPG |  | 48 |  | 50000 | True |  |  | False | Gas-fired storage | 97 |  | 81 | 35 | 23389986 | High | 0.72 |  |  | 08/23/2022 | 206861809 | 02/23/2023
A.O. Smith Water Products Company | RELIANCE WATER HEATERS | 6-50-HBPDT 3*1 | Federally-Regulated Consumer Product | LPG |  | 48 |  | 45000 | True |  |  | False | Gas-fired storage | 79 |  | 79 | 68 | 23277390 | High | 0.72 | 0.63 |  | 02/23/2023 | 206902231 | 02/23/2023
A.O. Smith Water Products Company | RELIANCE WATER HEATERS | TS-240X3-GIH 1** | Federally-Regulated Consumer Product | Natural gas |  | 0 |  | 160000 |  |  |  | False | Instantaneous gas-fired |  | 4.7 | 97 | 38 | 17877549 | High | 0.94 | 0.81 | 0 | 02/23/2023 | 207861923 | 02/23/2023
A.O. Smith Water Products Company | RELIANCE WATER HEATERS | 6-55-YXCTL 2** | Federally-Regulated Consumer Product | Natural gas |  | 55 |  | 60000 | True |  |  | False | Gas-fired storage | 83 |  | 74 | 0 | 27301246 | High | 0.62 | 0.62 |  | 02/23/2023 | 206954698 | 02/23/2023
A.O. Smith Water Products Company | RELIANCE WATER HEATERS | 6-55-HXCTL 2*1 | Federally-Regulated Consumer Product | LPG |  | 55 |  | 60000 | True |  |  | False | Gas-fired storage | 83 |  | 74 | 0 | 27301246 | High | 0.62 | 0.62 |  | 02/23/2023 | 206954699 | 02/23/2023
A.O. Smith Water Products Company | RELIANCE WATER HEATERS | TS-240X3-LEH 1*1 | Federally-Regulated Consumer Product | LPG |  | 0 |  | 160000 |  |  |  | False | Instantaneous gas-fired |  | 4.7 | 96 | 23 | 17739179 | High | 0.95 | 0.81 | 0 | 02/23/2023 | 207861948 | 02/23/2023
A.O. Smith Water Products Company | RELIANCE WATER HEATERS | TS-540P-GIH 1** | Federally-Regulated Consumer Product | Natural gas |  | 0 |  | 199000 |  |  |  | False | Instantaneous gas-fired |  | 5.8 | 96 | 47 | 18040466 | High | 0.93 | 0.81 | 0 | 02/23/2023 | 206703089 | 02/23/2023
A.O. Smith Water Products Company | RELIANCE WATER HEATERS | 6-40-*RPCS 1** | Federally-Regulated Consumer Product | Natural gas |  | 38 |  | 50000 | False |  |  | False | Gas-fired storage | 86 |  | 91 | 3 | 18797289 | High | 0.9 | 0.64 |  | 02/23/2023 | 207471177 | 02/23/2023
A.O. Smith Water Products Company | RELIANCE WATER HEATERS | TS-240X3-LIH 1*1 | Federally-Regulated Consumer Product | LPG |  | 0 |  | 160000 |  |  |  | False | Instantaneous gas-fired |  | 4.7 | 97 | 38 | 17877549 | High | 0.94 | 0.81 | 0 | 02/23/2023 | 207861924 | 02/23/2023
A.O. Smith Water Products Company | RELIANCE WATER HEATERS | 6 30 NOMT 4** | Federally-Regulated Consumer Product | Natural gas |  | 29 |  | 35500 | True |  |  | True | Gas-fired storage | 63 |  | 79 | 0 | 18168862 | Medium | 0.61 | 0.6 |  | 02/23/2023 | 206438856 | 02/23/2023
A.O. Smith Water Products Company | RELIANCE WATER HEATERS | TS-540X3-GIH 1** | Federally-Regulated Consumer Product | Natural gas |  | 0 |  | 199000 |  |  |  | False | Instantaneous gas-fired |  | 5.8 | 96 | 47 | 18040466 | High | 0.93 | 0.81 | 0 | 02/23/2023 | 207209496 | 02/23/2023
A.O. Smith Water Products Company | RELIANCE WATER HEATERS | 6-40-HRVIT 2*1 | Federally-Regulated Consumer Product | LPG |  | 38 |  | 50000 | True |  |  | False | Gas-fired storage | 87 |  | 78 | 34 | 24065096 | High | 0.7 | 0.64 |  | 02/23/2023 | 206861634 | 02/23/2023
A.O. Smith Water Products Company | RELIANCE WATER HEATERS | TS-340X3-GIH 1** | Federally-Regulated Consumer Product | Natural gas |  | 0 |  | 180000 |  |  |  | False | Instantaneous gas-fired |  | 5.4 | 97 | 37 | 17691411 | High | 0.95 | 0.81 | 0 | 02/23/2023 | 207861935 | 02/23/2023
A.O. Smith Water Products Company | RELIANCE WATER HEATERS | 6-40-YBPDS 3** | Federally-Regulated Consumer Product | Natural gas |  | 38 |  | 40000 | True |  |  | False | Gas-fired storage | 74 |  | 79 | 58 | 16100642 | Medium | 0.68 | 0.58 |  | 02/23/2023 | 206902208 | 02/23/2023
A.O. Smith Water Products Company | RELIANCE WATER HEATERS | TS-310U-I 2** | Federally-Regulated Consumer Product | Natural gas |  | 0 |  | 190000 |  |  |  | False | Instantaneous gas-fired |  | 4.7 | 84 | 33 | 20784654 | High | 0.81 | 0.81 | 0 | 02/23/2023 | 206908513 | 02/23/2023
A.O. Smith Water Products Company | RELIANCE WATER HEATERS | TS-110U-I 2** | Federally-Regulated Consumer Product | Natural gas |  | 0 |  | 140000 |  |  |  | False | Instantaneous gas-fired |  | 3.5 | 85 | 35 | 13563303 | Medium | 0.81 | 0.81 | 0 | 02/23/2023 | 206908498 | 02/23/2023
A.O. Smith Water Products Company | RELIANCE WATER HEATERS | 6-30-POCTR 4*1 | Federally-Regulated Consumer Product | LPG |  | 29 |  | 32000 | True |  |  | False | Gas-fired storage | 62 |  | 73 | 0 | 18471676 | Medium | 0.6 | 0.6 |  | 02/23/2023 | 206715317 | 02/23/2023
A.O. Smith Water Products Company | RELIANCE WATER HEATERS | 6-50-YBPDT 3** | Federally-Regulated Consumer Product | Natural gas |  | 48 |  | 45000 | True |  |  | False | Gas-fired storage | 79 |  | 79 | 68 | 23277390 | High | 0.72 | 0.63 |  | 02/23/2023 | 206902230 | 02/23/2023
A.O. Smith Water Products Company | RELIANCE WATER HEATERS | TS-540-LIH 1*1 | Federally-Regulated Consumer Product | LPG |  | 0 |  | 199000 |  |  |  | False | Instantaneous gas-fired |  | 5.8 | 96 | 47 | 18040466 | High | 0.93 | 0.81 | 0 | 02/23/2023 | 206703090 | 02/23/2023
A.O. Smith Water Products Company | RELIANCE WATER HEATERS | 6-50-YRVIT 2** | Federally-Regulated Consumer Product | Natural gas |  | 48 |  | 50000 | True |  |  | False | Gas-fired storage | 97 |  | 81 | 35 | 23389986 | High | 0.72 | 0.63 |  | 02/23/2023 | 206861810 | 02/23/2023
A.O. Smith Water Products Company | RELIANCE WATER HEATERS | 6-40-NDHT 1** | Federally-Regulated Consumer Product | Natural gas |  | 38 |  | 40000 | True |  |  | False | Gas-fired storage | 82 |  | 75 | 0 | 24892312 | High | 0.68 | 0.64 |  | 02/23/2023 | 206628532 | 02/23/2023
A.O. Smith Water Products Company | RELIANCE WATER HEATERS | 6-50-MDV 2** | Federally-Regulated Consumer Product | Natural gas |  | 47 |  | 40000 | True |  |  | True | Gas-fired storage | 67 |  | 77 | 0 | 19443870 | Medium | 0.57 | 0.57 |  | 02/23/2023 | 207615708 | 02/23/2023
A.O. Smith Water Products Company | RELIANCE WATER HEATERS | TS-240X3-GEH 1** | Federally-Regulated Consumer Product | Natural gas |  | 0 |  | 160000 |  |  |  | False | Instantaneous gas-fired |  | 4.7 | 96 | 23 | 17739179 | High | 0.95 | 0.81 | 0 | 02/23/2023 | 207861947 | 02/23/2023
A.O. Smith Water Products Company | RELIANCE WATER HEATERS | 6-50-NDHT 1** | Federally-Regulated Consumer Product | Natural gas |  | 48 |  | 40000 | True |  |  | False | Gas-fired storage | 75 |  | 75 | 249 | 24042724 | High | 0.68 | 0.63 |  | 02/23/2023 | 206628649 | 02/23/2023
A.O. Smith Water Products Company | RELIANCE WATER HEATERS | 6-40-YBVIS 2** | Federally-Regulated Consumer Product | LPG |  | 38 |  | 40000 | True |  |  | False | Gas-fired storage | 73 |  | 79 | 30 | 16439440 | Medium | 0.67 | 0.58 |  | 02/23/2023 | 206860927 | 02/23/2023
A.O. Smith Water Products Company | RELIANCE WATER HEATERS | 6-40-YRVIT 2** | Federally-Regulated Consumer Product | Natural gas |  | 38 |  | 50000 | True |  |  | False | Gas-fired storage | 87 |  | 78 | 34 | 24065096 | High | 0.7 | 0.64 |  | 02/23/2023 | 206861633 | 02/23/2023
A.O. Smith Water Products Company | RELIANCE WATER HEATERS | TS-540X3-LEH 1*1 | Federally-Regulated Consumer Product | LPG |  | 0 |  | 199000 |  |  |  | False | Instantaneous gas-fired |  | 5.8 | 96 | 34 | 17701647 | High | 0.95 | 0.81 | 0 | 02/23/2023 | 207209466 | 02/23/2023
A.O. Smith Water Products Company | RELIANCE WATER HEATERS | TS-540P-GEH 1** | Federally-Regulated Consumer Product | Natural gas |  | 0 |  | 199000 |  |  |  | False | Instantaneous gas-fired |  | 5.8 | 96 | 34 | 17701647 | High | 0.95 | 0.81 | 0 | 02/23/2023 | 206703125 | 02/23/2023
A.O. Smith Water Products Company | RELIANCE WATER HEATERS | TS-510U-E 2** | Federally-Regulated Consumer Product | Natural gas |  | 0 |  | 199000 |  |  |  | False | Instantaneous gas-fired |  | 5 | 84 | 33 | 20784654 | High | 0.81 | 0.81 | 0 | 02/23/2023 | 206908521 | 02/23/2023
A.O. Smith Water Products Company | RELIANCE WATER HEATERS | TS-310U-E 2** | Federally-Regulated Consumer Product | Natural gas |  | 0 |  | 190000 |  |  |  | False | Instantaneous gas-fired |  | 4.8 | 86 | 23 | 20818774 | High | 0.81 | 0.81 | 0 | 02/23/2023 | 206908506 | 02/23/2023
A.O. Smith Water Products Company | RELIANCE WATER HEATERS | 6 40HBPDS 3*1 | Federally-Regulated Consumer Product | LPG |  | 38 |  | 40000 | True |  |  | False | Gas-fired storage | 74 |  | 79 | 58 | 16100642 | Medium | 0.68 | 0.58 |  | 02/23/2023 | 206902207 | 02/23/2023
A.O. Smith Water Products Company | RELIANCE WATER HEATERS | 6-30-MDV 2** | Federally-Regulated Consumer Product | LPG |  | 29 |  | 30000 | True |  |  | True | Gas-fired storage | 60 |  | 78 | 0 | 18168862 | Medium | 0.61 | 0.6 |  | 02/23/2023 | 206438840 | 02/23/2023
A.O. Smith Water Products Company | RELIANCE WATER HEATERS | 6-50-HRVIT 2*1 | Federally-Regulated Consumer Product | LPG |  | 48 |  | 50000 | True |  |  | False | Gas-fired storage | 97 |  | 81 | 35 | 23389986 | High | 0.72 | 0.63 |  | 02/23/2023 | 206861811 | 02/23/2023
A.O. Smith Water Products Company | RELIANCE WATER HEATERS | 6-40-MDV 2** | Federally-Regulated Consumer Product | Natural gas |  | 38 |  | 32000 | True |  |  | True | Gas-fired storage | 57 |  | 76 | 0 | 18784755 | Medium | 0.59 | 0.58 |  | 02/23/2023 | 206438846 | 02/23/2023
A.O. Smith Water Products Company | RELIANCE WATER HEATERS | TS-540P-LIH 1*1 | Federally-Regulated Consumer Product | LPG |  | 0 |  | 199000 |  |  |  | False | Instantaneous gas-fired |  | 5.8 | 96 | 47 | 18040466 | High | 0.93 | 0.81 | 0 | 02/23/2023 | 206703091 | 02/23/2023
A.O. Smith Water Products Company | RELIANCE WATER HEATERS | 6-40-NOMT 4** | Federally-Regulated Consumer Product | Natural gas |  | 38 |  | 35500 | True |  |  | True | Gas-fired storage | 59 |  | 78 | 0 | 19108631 | Medium | 0.58 | 0.58 |  | 02/23/2023 | 206438834 | 02/23/2023
A.O. Smith Water Products Company | RELIANCE WATER HEATERS | 6-55-YXCT 2** | Federally-Regulated Consumer Product | Natural gas |  | 55 |  | 60000 | True |  |  | False | Gas-fired storage | 83 |  | 74 | 0 | 27301246 | High | 0.62 | 0.62 |  | 02/23/2023 | 206954695 | 02/23/2023
A.O. Smith Water Products Company | RELIANCE WATER HEATERS | 6-50-HBVIS 2*1 | Federally-Regulated Consumer Product | LPG |  | 49 |  | 40000 | True |  |  | False | Gas-fired storage | 79 |  | 80 | 40 | 23372926 | High | 0.72 | 0.63 |  | 02/23/2023 | 206861429 | 02/23/2023
A.O. Smith Water Products Company | RELIANCE WATER HEATERS | TS-310C-GI 1** | Federally-Regulated Consumer Product | Natural gas |  | 0 |  | 190000 |  |  |  | False | Instantaneous gas-fired |  | 4.6 | 85 | 24 | 20815362 | High | 0.81 | 0.81 | 0 | 02/23/2023 | 206703174 | 02/23/2023
A.O. Smith Water Products Company | RELIANCE WATER HEATERS | TS-340X3-GEH 1** | Federally-Regulated Consumer Product | Natural gas |  | 0 |  | 180000 |  |  |  | False | Instantaneous gas-fired |  | 5.3 | 97 | 23 | 17928729 | High | 0.94 | 0.81 | 0 | 02/23/2023 | 207861959 | 02/23/2023
A.O. Smith Water Products Company | RELIANCE WATER HEATERS | TS-540X3-GEH 1** | Federally-Regulated Consumer Product | Natural gas |  | 0 |  | 199000 |  |  |  | False | Instantaneous gas-fired |  | 5.8 | 96 | 34 | 17701647 | High | 0.95 | 0.81 | 0 | 02/23/2023 | 207209464 | 02/23/2023
A.O. Smith Water Products Company | RELIANCE WATER HEATERS | 9-40-UNKRT 4** | Federally-Regulated Consumer Product | Natural gas |  | 38 |  | 40000 | True |  |  | False | Gas-fired storage | 83 |  | 74 | 0 | 26448082 | High | 0.64 | 0.64 |  | 02/23/2023 | 207312260 | 02/23/2023
A.O. Smith Water Products Company | RELIANCE WATER HEATERS | TS-340X3-LEH 1*1 | Federally-Regulated Consumer Product | LPG |  | 0 |  | 180000 |  |  |  | False | Instantaneous gas-fired |  | 5.3 | 97 | 23 | 17928729 | High | 0.94 | 0.81 | 0 | 02/23/2023 | 207861960 | 02/23/2023
A.O. Smith Water Products Company | RELIANCE WATER HEATERS | 6-40-HBVIS 2*1 | Federally-Regulated Consumer Product | Natural gas |  | 38 |  | 40000 | True |  |  | False | Gas-fired storage | 73 |  | 79 | 30 | 16439440 | Medium | 0.67 | 0.58 |  | 02/23/2023 | 206860928 | 02/23/2023
A.O. Smith Water Products Company | RELIANCE WATER HEATERS | TS-110U-E 2** | Federally-Regulated Consumer Product | Natural gas |  | 0 |  | 140000 |  |  |  | False | Instantaneous gas-fired |  | 3.5 | 83 | 25 | 13597423 | Medium | 0.81 | 0.81 | 0 | 02/23/2023 | 206908491 | 02/23/2023
A.O. Smith Water Products Company | RELIANCE WATER HEATERS | TS-340X3-LIH 1*1 | Federally-Regulated Consumer Product | LPG |  | 0 |  | 180000 |  |  |  | False | Instantaneous gas-fired |  | 5.4 | 97 | 37 | 17691411 | High | 0.95 | 0.81 | 0 | 02/23/2023 | 207861936 | 02/23/2023
A.O. Smith Water Products Company | RELIANCE WATER HEATERS | TS-540-GEH 1** | Federally-Regulated Consumer Product | Natural gas |  | 0 |  | 199000 |  |  |  | False | Instantaneous gas-fired |  | 5.8 | 96 | 34 | 17701647 | High | 0.95 | 0.81 | 0 | 02/23/2023 | 206703124 | 02/23/2023
A.O. Smith Water Products Company | RELIANCE WATER HEATERS | 6-50-MDV 2** | Federally-Regulated Consumer Product | LPG |  | 47 |  | 40000 | True |  |  | True | Gas-fired storage | 67 |  | 77 | 0 | 19443870 | Medium | 0.57 | 0.57 |  | 02/23/2023 | 207615708 | 02/23/2023
A.O. Smith Water Products Company | RELIANCE WATER HEATERS | 6-30-MDV 2** | Federally-Regulated Consumer Product | Natural gas |  | 29 |  | 30000 | True |  |  | True | Gas-fired storage | 60 |  | 78 | 0 | 18168862 | Medium | 0.61 | 0.6 |  | 02/23/2023 | 206438840 | 02/23/2023
A.O. Smith Water Products Company | RELIANCE WATER HEATERS | 6-40-NOMT 4** | Federally-Regulated Consumer Product | LPG |  | 38 |  | 35500 | True |  |  | True | Gas-fired storage | 59 |  | 78 | 0 | 19108631 | Medium | 0.58 | 0.58 |  | 02/23/2023 | 206438834 | 02/23/2023
A.O. Smith Water Products Company | RELIANCE WATER HEATERS | 6 30 NOMT 4** | Federally-Regulated Consumer Product | LPG |  | 29 |  | 35500 | True |  |  | True | Gas-fired storage | 63 |  | 79 | 0 | 18168862 | Medium | 0.61 | 0.6 |  | 02/23/2023 | 206438856 | 02/23/2023
A.O. Smith Water Products Company | RELIANCE WATER HEATERS | 6-50-YBVIS 2** | Federally-Regulated Consumer Product | Natural gas |  | 49 |  | 40000 | True |  |  | False | Gas-fired storage | 79 |  | 80 | 40 | 23372926 | High | 0.72 | 0.63 |  | 02/23/2023 | 206861428 | 02/23/2023
A.O. Smith Water Products Company | RELIANCE WATER HEATERS | 6-40-UNBRT 4** | Federally-Regulated Consumer Product | Natural gas |  | 38 |  | 40000 | True |  |  | False | Gas-fired storage | 83 |  | 74 | 0 | 26448082 | High | 0.64 | 0.64 |  | 02/23/2023 | 207312259 | 02/23/2023
A.O. Smith Water Products Company | RELIANCE WATER HEATERS | 6-55-HXCT 2*1 | Federally-Regulated Consumer Product | LPG |  | 55 |  | 60000 | True |  |  | False | Gas-fired storage | 83 |  | 74 | 0 | 27301246 | High | 0.62 | 0.62 |  | 02/23/2023 | 206954696 | 02/23/2023
A.O. Smith Water Products Company | RELIANCE WATER HEATERS | TS-540-GIH 1** | Federally-Regulated Consumer Product | Natural gas |  | 0 |  | 199000 |  |  |  | False | Instantaneous gas-fired |  | 5.8 | 96 | 47 | 18040466 | High | 0.93 | 0.81 | 0 | 02/23/2023 | 206703088 | 02/23/2023
A.O. Smith Water Products Company | RELIANCE WATER HEATERS | TS-540X3-LIH 1*1 | Federally-Regulated Consumer Product | LPG |  | 0 |  | 199000 |  |  |  | False | Instantaneous gas-fired |  | 5.8 | 96 | 47 | 18040466 | High | 0.93 | 0.81 | 0 | 02/23/2023 | 207209499 | 02/23/2023
A.O. Smith Water Products Company | RELIANCE WATER HEATERS | 6-40-MDV 2** | Federally-Regulated Consumer Product | LPG |  | 38 |  | 32000 | True |  |  | True | Gas-fired storage | 57 |  | 76 | 0 | 18784755 | Medium | 0.59 | 0.58 |  | 02/23/2023 | 206438846 | 02/23/2023
A.O. Smith Water Products Company | Takagi | T-H3-OS-P 1*1 | Federally-Regulated Consumer Product | LPG |  | 1 |  | 199000 |  |  |  | False | Instantaneous gas-fired |  | 5.8 | 96 | 34 | 17701647 | High | 0.95 |  | 0 | 08/23/2022 | 206703108 | 02/23/2023
A.O. Smith Water Products Company | Takagi | TCT-199O-N 1** | Federally-Regulated Consumer Product | Natural gas |  | 1 |  | 199000 |  |  |  | False | Instantaneous gas-fired |  | 5.8 | 96 | 34 | 17701647 | High | 0.95 |  | 0 | 08/23/2022 | 206703107 | 02/23/2023
A.O. Smith Water Products Company | Takagi | TK-240X3-PIH 1*1 | Federally-Regulated Consumer Product | LPG |  | 1 |  | 160000 |  |  |  | False | Instantaneous gas-fired |  | 4.7 | 97 | 38 | 17877549 | High | 0.94 |  | 0 | 08/23/2022 | 207861922 | 02/23/2023
A.O. Smith Water Products Company | Takagi | T-H3-DV-N 1** | Federally-Regulated Consumer Product | Natural gas |  | 1 |  | 199000 |  |  |  | False | Instantaneous gas-fired |  | 5.8 | 96 | 47 | 18040466 | High | 0.93 |  | 0 | 08/23/2022 | 206703059 | 02/23/2023
A.O. Smith Water Products Company | Takagi | TK-510U-E 2** | Federally-Regulated Consumer Product | Natural gas |  | 1 |  | 199000 |  |  |  | False | Instantaneous gas-fired |  | 5 | 84 | 33 | 20784654 | High | 0.81 |  | 0 | 08/23/2022 | 206908516 | 02/23/2023
A.O. Smith Water Products Company | Takagi | TK-540P-NIH 1** | Federally-Regulated Consumer Product | Natural gas |  | 1 |  | 199000 |  |  |  | False | Instantaneous gas-fired |  | 5.8 | 96 | 47 | 18040466 | High | 0.93 |  | 0 | 08/23/2022 | 206703069 | 02/23/2023
A.O. Smith Water Products Company | Takagi | TCT-199I-P 1*1 | Federally-Regulated Consumer Product | LPG |  | 1 |  | 199000 |  |  |  | False | Instantaneous gas-fired |  | 5.8 | 96 | 47 | 18040466 | High | 0.93 |  | 0 | 08/23/2022 | 206703073 | 02/23/2023
A.O. Smith Water Products Company | Takagi | TCT-199I-N 1** | Federally-Regulated Consumer Product | Natural gas |  | 1 |  | 199000 |  |  |  | False | Instantaneous gas-fired |  | 5.8 | 96 | 47 | 18040466 | High | 0.93 |  | 0 | 08/23/2022 | 206703070 | 02/23/2023
A.O. Smith Water Products Company | Takagi | TK-110U-I 2** | Federally-Regulated Consumer Product | Natural gas |  | 1 |  | 140000 |  |  |  | False | Instantaneous gas-fired |  | 3.5 | 85 | 35 | 13563303 | Medium | 0.81 |  | 0 | 08/23/2022 | 206908494 | 02/23/2023
A.O. Smith Water Products Company | Takagi | TK-340X3-PIH 1*1 | Federally-Regulated Consumer Product | LPG |  | 1 |  | 180000 |  |  |  | False | Instantaneous gas-fired |  | 5.4 | 97 | 37 | 17691411 | High | 0.95 |  | 0 | 08/23/2022 | 207861934 | 02/23/2023
A.O. Smith Water Products Company | Takagi | TK-240X3-PEH 1*1 | Federally-Regulated Consumer Product | LPG |  | 1 |  | 160000 |  |  |  | False | Instantaneous gas-fired |  | 4.7 | 96 | 23 | 17739179 | High | 0.95 |  | 0 | 08/23/2022 | 207861946 | 02/23/2023
A.O. Smith Water Products Company | Takagi | TK-310C-NI 1** | Federally-Regulated Consumer Product | Natural gas |  | 1 |  | 190000 |  |  |  | False | Instantaneous gas-fired |  | 4.6 | 85 | 24 | 20815362 | High | 0.81 |  | 0 | 08/23/2022 | 206703063 | 02/23/2023
A.O. Smith Water Products Company | Takagi | TK-540P-NEH 1** | Federally-Regulated Consumer Product | Natural gas |  | 1 |  | 199000 |  |  |  | False | Instantaneous gas-fired |  | 5.8 | 96 | 34 | 17701647 | High | 0.95 |  | 0 | 08/23/2022 | 206703106 | 02/23/2023
A.O. Smith Water Products Company | Takagi | TCT-199O-P 1*1 | Federally-Regulated Consumer Product | LPG |  | 1 |  | 199000 |  |  |  | False | Instantaneous gas-fired |  | 5.8 | 96 | 34 | 17701647 | High | 0.95 |  | 0 | 08/23/2022 | 206703110 | 02/23/2023
A.O. Smith Water Products Company | Takagi | TK-340X3-NIH 1** | Federally-Regulated Consumer Product | Natural gas |  | 1 |  | 180000 |  |  |  | False | Instantaneous gas-fired |  | 5.4 | 97 | 37 | 17691411 | High | 0.95 |  | 0 | 08/23/2022 | 207861933 | 02/23/2023
A.O. Smith Water Products Company | Takagi | TK-240X3-NIH 1** | Federally-Regulated Consumer Product | Natural gas |  | 1 |  | 160000 |  |  |  | False | Instantaneous gas-fired |  | 4.7 | 97 | 38 | 17877549 | High | 0.94 |  | 0 | 08/23/2022 | 207861921 | 02/23/2023
A.O. Smith Water Products Company | Takagi | TK-510U-I 2** | Federally-Regulated Consumer Product | Natural gas |  | 1 |  | 199000 |  |  |  | False | Instantaneous gas-fired |  | 5 | 84 | 43 | 20750534 | High | 0.81 |  | 0 | 08/23/2022 | 206703061 | 02/23/2023
A.O. Smith Water Products Company | Takagi | T-H3J-DV-N 1** | Federally-Regulated Consumer Product | Natural gas |  | 1 |  | 160000 |  |  |  | False | Instantaneous gas-fired |  | 4.7 | 97 | 38 | 17877549 | High | 0.94 |  | 0 | 08/23/2022 | 206703064 | 02/23/2023
A.O. Smith Water Products Company | Takagi | T-H3-OS-N 1** | Federally-Regulated Consumer Product | Natural gas |  | 1 |  | 199000 |  |  |  | False | Instantaneous gas-fired |  | 5.8 | 96 | 34 | 17701647 | High | 0.95 |  | 0 | 08/23/2022 | 206703060 | 02/23/2023
A.O. Smith Water Products Company | Takagi | TK-510C-NI 1** | Federally-Regulated Consumer Product | Natural gas |  | 1 |  | 199000 |  |  |  | False | Instantaneous gas-fired |  | 4.7 | 82 | 23 | 20818774 | High | 0.81 |  | 0 | 08/23/2022 | 206703062 | 02/23/2023
A.O. Smith Water Products Company | Takagi | TK-310U-I 2** | Federally-Regulated Consumer Product | Natural gas |  | 1 |  | 190000 |  |  |  | False | Instantaneous gas-fired |  | 4.7 | 84 | 33 | 20784654 | High | 0.81 |  | 0 | 08/23/2022 | 206908509 | 02/23/2023
A.O. Smith Water Products Company | Takagi | TK-540P-PEH 1*1 | Federally-Regulated Consumer Product | LPG |  | 1 |  | 199000 |  |  |  | False | Instantaneous gas-fired |  | 5.8 | 96 | 34 | 17701647 | High | 0.95 |  | 0 | 08/23/2022 | 206703109 | 02/23/2023
A.O. Smith Water Products Company | Takagi | TK-110U-E 2** | Federally-Regulated Consumer Product | Natural gas |  | 1 |  | 140000 |  |  |  | False | Instantaneous gas-fired |  | 3.5 | 83 | 25 | 13597423 | Medium | 0.81 |  | 0 | 08/23/2022 | 206908486 | 02/23/2023
A.O. Smith Water Products Company | Takagi | TK-340X3-PEH 1*1 | Federally-Regulated Consumer Product | LPG |  | 1 |  | 180000 |  |  |  | False | Instantaneous gas-fired |  | 5.3 | 97 | 23 | 17928729 | High | 0.94 |  | 0 | 08/23/2022 | 207861958 | 02/23/2023
A.O. Smith Water Products Company | Takagi | TK-240X3-NEH 1** | Federally-Regulated Consumer Product | Natural gas |  | 1 |  | 160000 |  |  |  | False | Instantaneous gas-fired |  | 4.7 | 96 | 23 | 17739179 | High | 0.95 |  | 0 | 08/23/2022 | 207861945 | 02/23/2023
A.O. Smith Water Products Company | Takagi | T-H3J-DV-P 1*1 | Federally-Regulated Consumer Product | LPG |  | 1 |  | 160000 |  |  |  | False | Instantaneous gas-fired |  | 4.7 | 97 | 38 | 17877549 | High | 0.94 |  | 0 | 08/23/2022 | 206703144 | 02/23/2023
A.O. Smith Water Products Company | Takagi | T-H3-DV-P 1*1 | Federally-Regulated Consumer Product | LPG |  | 1 |  | 199000 |  |  |  | False | Instantaneous gas-fired |  | 5.8 | 96 | 47 | 18040466 | High | 0.93 |  | 0 | 08/23/2022 | 206703071 | 02/23/2023
A.O. Smith Water Products Company | Takagi | TK-310U-E 2** | Federally-Regulated Consumer Product | Natural gas |  | 1 |  | 190000 |  |  |  | False | Instantaneous gas-fired |  | 4.8 | 86 | 23 | 20818774 | High | 0.81 |  | 0 | 08/23/2022 | 206908501 | 02/23/2023
A.O. Smith Water Products Company | Takagi | TK-540P-PIH 1*1 | Federally-Regulated Consumer Product | LPG |  | 1 |  | 199000 |  |  |  | False | Instantaneous gas-fired |  | 5.8 | 96 | 47 | 18040466 | High | 0.93 |  | 0 | 08/23/2022 | 206703072 | 02/23/2023
A.O. Smith Water Products Company | Takagi | TK-340X3-NEH 1** | Federally-Regulated Consumer Product | Natural gas |  | 1 |  | 180000 |  |  |  | False | Instantaneous gas-fired |  | 5.3 | 97 | 23 | 17928729 | High | 0.94 |  | 0 | 08/23/2022 | 207861957 | 02/23/2023
A.O. Smith Water Products Company | Lochinvar | LTO-110U 2** | Federally-Regulated Consumer Product | Natural gas |  | 1 |  | 140000 |  |  |  | False | Instantaneous gas-fired |  | 3.5 | 83 | 25 | 13597423 | Medium | 0.81 |  | 0 | 02/23/2023 | 206908490 | 02/23/2023
A.O. Smith Water Products Company | Lochinvar | PVL04050 2*1 | Federally-Regulated Consumer Product | LPG |  | 38 |  | 50000 | True |  |  | False | Gas-fired storage | 87 |  | 78 | 34 | 24065096 | High | 0.7 |  |  | 02/23/2023 | 206861631 | 02/23/2023
A.O. Smith Water Products Company | Lochinvar | LTO-310U 2** | Federally-Regulated Consumer Product | Natural gas |  | 1 |  | 190000 |  |  |  | False | Instantaneous gas-fired |  | 4.8 | 86 | 23 | 20818774 | High | 0.81 |  | 0 | 02/23/2023 | 206908505 | 02/23/2023
A.O. Smith Water Products Company | Lochinvar | PVN04040Z 2** | Federally-Regulated Consumer Product | Natural gas |  | 38 |  | 40000 | True |  |  | False | Gas-fired storage | 73 |  | 79 | 30 | 16439440 | Medium | 0.67 |  |  | 02/23/2023 | 206860925 | 02/23/2023
A.O. Smith Water Products Company | Lochinvar | PVL05040 2*1 | Federally-Regulated Consumer Product | LPG |  | 49 |  | 40000 | True |  |  | False | Gas-fired storage | 79 |  | 80 | 40 | 23372926 | High | 0.72 |  |  | 02/23/2023 | 206861426 | 02/23/2023
A.O. Smith Water Products Company | Lochinvar | PRN04040ESST 3** | Federally-Regulated Consumer Product | Natural gas |  | 38 |  | 40000 | True |  |  | False | Gas-fired storage | 74 |  | 79 | 58 | 16100642 | Medium | 0.68 |  |  | 02/23/2023 | 206902206 | 02/23/2023
A.O. Smith Water Products Company | Lochinvar | PRL04040ES 3*1 | Federally-Regulated Consumer Product | LPG |  | 38 |  | 40000 | True |  |  | False | Gas-fired storage | 74 |  | 79 | 58 | 16100642 | Medium | 0.68 |  |  | 02/23/2023 | 206902203 | 02/23/2023
A.O. Smith Water Products Company | Lochinvar | PVN04050 2** | Federally-Regulated Consumer Product | Natural gas |  | 38 |  | 50000 | True |  |  | False | Gas-fired storage | 87 |  | 78 | 34 | 24065096 | High | 0.7 |  |  | 02/23/2023 | 206861629 | 02/23/2023
A.O. Smith Water Products Company | Lochinvar | PVN04040 2** | Federally-Regulated Consumer Product | Natural gas |  | 38 |  | 40000 | True |  |  | False | Gas-fired storage | 73 |  | 79 | 30 | 16439440 | Medium | 0.67 |  |  | 02/23/2023 | 206860924 | 02/23/2023
A.O. Smith Water Products Company | Lochinvar | PVL05065ST 2*1 | Federally-Regulated Consumer Product | LPG |  | 50 |  | 62000 | True |  |  | False | Gas-fired storage | 119 |  | 82 | 26 | 23098647 | High | 0.73 |  |  | 02/23/2023 | 206862003 | 02/23/2023
A.O. Smith Water Products Company | Lochinvar | GTN05560Z 2** | Federally-Regulated Consumer Product | Natural gas |  | 55 |  | 60000 | True |  |  | False | Gas-fired storage | 83 |  | 74 | 0 | 27301246 | High | 0.62 |  |  | 02/23/2023 | 206954677 | 02/23/2023
A.O. Smith Water Products Company | Lochinvar | PRN05045ESST 3** | Federally-Regulated Consumer Product | Natural gas |  | 48 |  | 45000 | True |  |  | False | Gas-fired storage | 79 |  | 79 | 68 | 23277390 | High | 0.72 |  |  | 02/23/2023 | 206902225 | 02/23/2023
A.O. Smith Water Products Company | Lochinvar | PRL04040ESST 3*1 | Federally-Regulated Consumer Product | LPG |  | 38 |  | 40000 | True |  |  | False | Gas-fired storage | 74 |  | 79 | 58 | 16100642 | Medium | 0.68 |  |  | 02/23/2023 | 206902204 | 02/23/2023
A.O. Smith Water Products Company | Lochinvar | UPDN05040Z 1** | Federally-Regulated Consumer Product | Natural gas |  | 48 |  | 40000 | True |  |  | False | Gas-fired storage | 75 |  | 79 | 74 | 23928616 | High | 0.7 |  |  | 02/23/2023 | 206860758 | 02/23/2023
A.O. Smith Water Products Company | Lochinvar | PVL04050ST 2*1 | Federally-Regulated Consumer Product | LPG |  | 38 |  | 50000 | True |  |  | False | Gas-fired storage | 87 |  | 78 | 34 | 24065096 | High | 0.7 |  |  | 02/23/2023 | 206861632 | 02/23/2023
A.O. Smith Water Products Company | Lochinvar | PVN04050ST 2** | Federally-Regulated Consumer Product | Natural gas |  | 38 |  | 50000 | True |  |  | False | Gas-fired storage | 87 |  | 78 | 34 | 24065096 | High | 0.7 |  |  | 02/23/2023 | 206861630 | 02/23/2023
A.O. Smith Water Products Company | Lochinvar | PVN05040 2** | Federally-Regulated Consumer Product | Natural gas |  | 49 |  | 40000 | True |  |  | False | Gas-fired storage | 79 |  | 80 | 40 | 23372926 | High | 0.72 |  |  | 02/23/2023 | 206861424 | 02/23/2023
A.O. Smith Water Products Company | Lochinvar | PVN05050 2** | Federally-Regulated Consumer Product | Natural gas |  | 48 |  | 50000 | True |  |  | False | Gas-fired storage | 97 |  | 81 | 35 | 23389986 | High | 0.72 |  |  | 02/23/2023 | 206861806 | 02/23/2023
A.O. Smith Water Products Company | Lochinvar | PRL05065ESST 3*1 | Federally-Regulated Consumer Product | LPG |  | 48 |  | 62000 | True |  |  | False | Gas-fired storage | 118 |  | 82 | 54 | 23003111 | High | 0.73 |  |  | 02/23/2023 | 206902237 | 02/23/2023
A.O. Smith Water Products Company | Lochinvar | PRN04040ES 3** | Federally-Regulated Consumer Product | Natural gas |  | 38 |  | 40000 | True |  |  | False | Gas-fired storage | 74 |  | 79 | 58 | 16100642 | Medium | 0.68 |  |  | 02/23/2023 | 206902205 | 02/23/2023
A.O. Smith Water Products Company | Lochinvar | PVN05040Z 2** | Federally-Regulated Consumer Product | Natural gas |  | 49 |  | 40000 | True |  |  | False | Gas-fired storage | 79 |  | 80 | 40 | 23372926 | High | 0.72 |  |  | 02/23/2023 | 206861425 | 02/23/2023
A.O. Smith Water Products Company | Lochinvar | LTI-310U 2** | Federally-Regulated Consumer Product | Natural gas |  | 1 |  | 190000 |  |  |  | False | Instantaneous gas-fired |  | 4.7 | 84 | 33 | 20784654 | High | 0.81 |  | 0 | 02/23/2023 | 206908512 | 02/23/2023
A.O. Smith Water Products Company | Lochinvar | LTO-510U 2** | Federally-Regulated Consumer Product | Natural gas |  | 1 |  | 199000 |  |  |  | False | Instantaneous gas-fired |  | 5 | 84 | 33 | 20784654 | High | 0.81 |  | 0 | 02/23/2023 | 206908520 | 02/23/2023
A.O. Smith Water Products Company | Lochinvar | PRL05045ES 3*1 | Federally-Regulated Consumer Product | LPG |  | 48 |  | 45000 | True |  |  | False | Gas-fired storage | 79 |  | 79 | 68 | 23277390 | High | 0.72 |  |  | 02/23/2023 | 206902222 | 02/23/2023
A.O. Smith Water Products Company | Lochinvar | PRL05045ESST 3*1 | Federally-Regulated Consumer Product | LPG |  | 48 |  | 45000 | True |  |  | False | Gas-fired storage | 79 |  | 79 | 68 | 23277390 | High | 0.72 |  |  | 02/23/2023 | 206902223 | 02/23/2023
A.O. Smith Water Products Company | Lochinvar | PVL05040Z 2*1 | Federally-Regulated Consumer Product | LPG |  | 49 |  | 40000 | True |  |  | False | Gas-fired storage | 79 |  | 80 | 40 | 23372926 | High | 0.72 |  |  | 02/23/2023 | 206861427 | 02/23/2023
A.O. Smith Water Products Company | Lochinvar | PVN05065ST 2** | Federally-Regulated Consumer Product | Natural gas |  | 50 |  | 62000 | True |  |  | False | Gas-fired storage | 119 |  | 82 | 26 | 23098647 | High | 0.73 |  |  | 02/23/2023 | 206862004 | 02/23/2023
A.O. Smith Water Products Company | Lochinvar | PRN05065ESST 3** | Federally-Regulated Consumer Product | Natural gas |  | 48 |  | 62000 | True |  |  | False | Gas-fired storage | 118 |  | 82 | 54 | 23003111 | High | 0.73 |  |  | 02/23/2023 | 206902236 | 02/23/2023
A.O. Smith Water Products Company | Lochinvar | LTI-110U 2** | Federally-Regulated Consumer Product | Natural gas |  | 1 |  | 140000 |  |  |  | False | Instantaneous gas-fired |  | 3.5 | 85 | 35 | 13563303 | Medium | 0.81 |  | 0 | 02/23/2023 | 206908497 | 02/23/2023
A.O. Smith Water Products Company | Lochinvar | PVL05050 2*1 | Federally-Regulated Consumer Product | LPG |  | 48 |  | 50000 | True |  |  | False | Gas-fired storage | 97 |  | 81 | 35 | 23389986 | High | 0.72 |  |  | 02/23/2023 | 206861808 | 02/23/2023
A.O. Smith Water Products Company | Lochinvar | PRN05045ES 3** | Federally-Regulated Consumer Product | Natural gas |  | 48 |  | 45000 | True |  |  | False | Gas-fired storage | 79 |  | 79 | 68 | 23277390 | High | 0.72 |  |  | 02/23/2023 | 206902224 | 02/23/2023
A.O. Smith Water Products Company | Lochinvar | PVL04040 2*1 | Federally-Regulated Consumer Product | LPG |  | 38 |  | 40000 | True |  |  | False | Gas-fired storage | 73 |  | 79 | 30 | 16439440 | Medium | 0.67 |  |  | 02/23/2023 | 206860926 | 02/23/2023
A.O. Smith Water Products Company | Lochinvar | PVN05050ST 2** | Federally-Regulated Consumer Product | Natural gas |  | 48 |  | 50000 | True |  |  | False | Gas-fired storage | 97 |  | 81 | 35 | 23389986 | High | 0.72 |  |  | 02/23/2023 | 206861807 | 02/23/2023
A.O. Smith Water Products Company | Lochinvar | UPDN04040 1** | Federally-Regulated Consumer Product | Natural gas |  | 38 |  | 40000 | True |  |  | False | Gas-fired storage | 75 |  | 77 | 78 | 23914968 | High | 0.7 |  |  | 02/23/2023 | 206860589 | 02/23/2023
A.O. Smith Water Products Company | Lochinvar | PVL05050ST 2*1 | Federally-Regulated Consumer Product | LPG |  | 48 |  | 50000 | True |  |  | False | Gas-fired storage | 97 |  | 81 | 35 | 23389986 | High | 0.72 |  |  | 02/23/2023 | 206861809 | 02/23/2023
Navien, Inc. | Navien | NPE-210S2 | Federally-Regulated Consumer Product | Natural gas |  | 1 |  | 180000 |  |  |  | True | Instantaneous gas-fired |  | 5.3 | 99 | 33 | 17519459 | High | 0.96 |  | 0 | 08/23/2022 | 206368361 | 02/23/2023
Navien, Inc. | Navien | NPE-180S2 | Federally-Regulated Consumer Product | LPG |  | 1 |  | 150000 |  |  |  | True | Instantaneous gas-fired |  | 4.4 | 99 | 35 | 17512635 | High | 0.96 |  | 0 | 08/23/2022 | 206368360 | 02/23/2023
Navien, Inc. | Navien | NPE-210A2 | Federally-Regulated Consumer Product | Natural gas |  | 1 |  | 180000 |  |  |  | True | Instantaneous gas-fired |  | 5 | 98 | 33 | 17705059 | High | 0.95 |  | 0 | 08/23/2022 | 206368358 | 02/23/2023
Navien, Inc. | Navien | NPE-240A2 | Federally-Regulated Consumer Product | LPG |  | 1 |  | 199900 |  |  |  | True | Instantaneous gas-fired |  | 5.6 | 98 | 32 | 17708471 | High | 0.95 |  | 0 | 08/23/2022 | 206368359 | 02/23/2023
Navien, Inc. | Navien | NPE-240S2 | Federally-Regulated Consumer Product | LPG |  | 1 |  | 199900 |  |  |  | True | Instantaneous gas-fired |  | 5.8 | 99 | 33 | 17519459 | High | 0.96 |  | 0 | 08/23/2022 | 206368362 | 02/23/2023
Navien, Inc. | Navien | NPN-180U-NG | Federally-Regulated Consumer Product | Natural gas |  | 0 |  | 180000 |  |  |  | True | Instantaneous gas-fired |  | 4.5 | 84 | 42 | 20753946 | High | 0.81 |  | 0 | 08/23/2022 | 204524353 | 02/23/2023
Navien, Inc. | Navien | NPN-199E-NG | Federally-Regulated Consumer Product | Natural gas |  | 0 |  | 199900 |  |  |  | True | Instantaneous gas-fired |  | 5 | 84 | 42 | 20753946 | High | 0.81 |  | 0 | 08/23/2022 | 204524351 | 02/23/2023
Navien, Inc. | Navien | NPN-160E-LP | Federally-Regulated Consumer Product | LPG |  | 0 |  | 160000 |  |  |  | True | Instantaneous gas-fired |  | 4 | 84 | 39 | 20764182 | High | 0.81 |  | 0 | 08/23/2022 | 205042077 | 02/23/2023
Navien, Inc. | Navien | NPN-180E-NG | Federally-Regulated Consumer Product | Natural gas |  | 0 |  | 180000 |  |  |  | True | Instantaneous gas-fired |  | 4.5 | 84 | 42 | 20753946 | High | 0.81 |  | 0 | 08/23/2022 | 204524355 | 02/23/2023
Navien, Inc. | Navien | NPE-210A2 | Federally-Regulated Consumer Product | LPG |  | 1 |  | 180000 |  |  |  | True | Instantaneous gas-fired |  | 5 | 98 | 33 | 17705059 | High | 0.95 |  | 0 | 08/23/2022 | 206368358 | 02/23/2023
Navien, Inc. | Navien | NPN-199U-NG | Federally-Regulated Consumer Product | Natural gas |  | 0 |  | 199900 |  |  |  | True | Instantaneous gas-fired |  | 5 | 84 | 42 | 20753946 | High | 0.81 |  | 0 | 08/23/2022 | 204524349 | 02/23/2023
Navien, Inc. | Navien | NPE-210S2 | Federally-Regulated Consumer Product | LPG |  | 1 |  | 180000 |  |  |  | True | Instantaneous gas-fired |  | 5.3 | 99 | 33 | 17519459 | High | 0.96 |  | 0 | 08/23/2022 | 206368361 | 02/23/2023
Navien, Inc. | Navien | NPN-199E-LP | Federally-Regulated Consumer Product | LPG |  | 0 |  | 199900 |  |  |  | True | Instantaneous gas-fired |  | 5 | 84 | 42 | 20753946 | High | 0.81 |  | 0 | 08/23/2022 | 204524352 | 02/23/2023
Navien, Inc. | Navien | NPN-160E-NG | Federally-Regulated Consumer Product | Natural gas |  | 0 |  | 160000 |  |  |  | True | Instantaneous gas-fired |  | 4 | 84 | 39 | 20764182 | High | 0.81 |  | 0 | 08/23/2022 | 205042076 | 02/23/2023
Navien, Inc. | Navien | NPE-240S2 | Federally-Regulated Consumer Product | Natural gas |  | 1 |  | 199900 |  |  |  | True | Instantaneous gas-fired |  | 5.8 | 99 | 33 | 17519459 | High | 0.96 |  | 0 | 08/23/2022 | 206368362 | 02/23/2023
Navien, Inc. | Navien | NPN-180U-LP | Federally-Regulated Consumer Product | LPG |  | 0 |  | 180000 |  |  |  | True | Instantaneous gas-fired |  | 4.5 | 84 | 42 | 20753946 | High | 0.81 |  | 0 | 08/23/2022 | 204524354 | 02/23/2023
Navien, Inc. | Navien | NPE-150S2 | Federally-Regulated Consumer Product | Natural gas |  | 1 |  | 120000 |  |  |  | True | Instantaneous gas-fired |  | 3.4 | 97 | 31 | 11811438 | Medium | 0.93 |  | 0 | 08/23/2022 | 206423843 | 02/23/2023
Navien, Inc. | Navien | NPN-180E-LP | Federally-Regulated Consumer Product | LPG |  | 0 |  | 180000 |  |  |  | True | Instantaneous gas-fired |  | 4.5 | 84 | 42 | 20753946 | High | 0.81 |  | 0 | 08/23/2022 | 204524356 | 02/23/2023
Navien, Inc. | Navien | NPE-150S2 | Federally-Regulated Consumer Product | LPG |  | 1 |  | 120000 |  |  |  | True | Instantaneous gas-fired |  | 3.4 | 97 | 31 | 11811438 | Medium | 0.93 |  | 0 | 08/23/2022 | 206423843 | 02/23/2023
Navien, Inc. | Navien | NPN-199U-LP | Federally-Regulated Consumer Product | LPG |  | 0 |  | 199900 |  |  |  | True | Instantaneous gas-fired |  | 5 | 84 | 42 | 20753946 | High | 0.81 |  | 0 | 08/23/2022 | 204524350 | 02/23/2023
Navien, Inc. | Navien | NPE-180A2 | Federally-Regulated Consumer Product | Natural gas |  | 1 |  | 150000 |  |  |  | True | Instantaneous gas-fired |  | 4.3 | 98 | 35 | 17698235 | High | 0.95 |  | 0 | 08/23/2022 | 206368357 | 02/23/2023
Navien, Inc. | Navien | NPE-180A2 | Federally-Regulated Consumer Product | LPG |  | 1 |  | 150000 |  |  |  | True | Instantaneous gas-fired |  | 4.3 | 98 | 35 | 17698235 | High | 0.95 |  | 0 | 08/23/2022 | 206368357 | 02/23/2023
Navien, Inc. | Navien | NPE-240A2 | Federally-Regulated Consumer Product | Natural gas |  | 1 |  | 199900 |  |  |  | True | Instantaneous gas-fired |  | 5.6 | 98 | 32 | 17708471 | High | 0.95 |  | 0 | 08/23/2022 | 206368359 | 02/23/2023
Navien, Inc. | Navien | NPE-180S2 | Federally-Regulated Consumer Product | Natural gas |  | 1 |  | 150000 |  |  |  | True | Instantaneous gas-fired |  | 4.4 | 99 | 35 | 17512635 | High | 0.96 |  | 0 | 08/23/2022 | 206368360 | 02/23/2023
Navien, Inc. | Navien | NPN-160U-NG | Federally-Regulated Consumer Product | Natural gas |  | 0 |  | 160000 |  |  |  | True | Instantaneous gas-fired |  | 4 | 84 | 39 | 20764182 | High | 0.81 |  | 0 | 08/23/2022 | 205042074 | 02/23/2023
Navien, Inc. | Navien | NPN-160U-LP | Federally-Regulated Consumer Product | LPG |  | 0 |  | 160000 |  |  |  | True | Instantaneous gas-fired |  | 4 | 84 | 39 | 20764182 | High | 0.81 |  | 0 | 08/23/2022 | 205042075 | 02/23/2023
Navien, Inc. | Navien | NPN-120E-NG | Federally-Regulated Consumer Product | Natural gas |  | 0 |  | 120000 |  |  |  | True | Instantaneous gas-fired |  | 2.9 | 84 | 35 | 13563303 | Medium | 0.81 |  | 0 | 08/23/2022 | 207236397 | 02/23/2023
Navien, Inc. | Navien | NPN-120E-LP | Federally-Regulated Consumer Product | LPG |  | 0 |  | 120000 |  |  |  | True | Instantaneous gas-fired |  | 2.9 | 84 | 35 | 13563303 | Medium | 0.81 |  | 0 | 08/23/2022 | 207236398 | 02/23/2023
A.O. Smith Water Products Company | Lochinvar | GBL05040 3*1 | Federally-Regulated Consumer Product | LPG |  | 48 |  | 40000 | True |  |  | False | Gas-fired storage | 77 |  | 79 | 0 | 25646625 | High | 0.66 |  |  | 08/23/2022 | 206715057 | 02/23/2023
A.O. Smith Water Products Company | Lochinvar | CGN055060M 2** | Federally-Regulated Consumer Product | Natural gas |  | 55 |  | 60000 | True |  |  | False | Gas-fired storage | 83 |  | 74 | 0 | 27301246 | High | 0.62 |  |  | 08/23/2022 | 206954686 | 02/23/2023
A.O. Smith Water Products Company | Lochinvar | GTN04040BTM 4** | Federally-Regulated Consumer Product | Natural gas |  | 38 |  | 40000 | True |  |  | False | Gas-fired storage | 78 |  | 77 | 0 | 26041188 | High | 0.65 |  |  | 08/23/2022 | 206715187 | 02/23/2023
A.O. Smith Water Products Company | Lochinvar | MGN05040 2** | Federally-Regulated Consumer Product | Natural gas |  | 47 |  | 40000 | True |  |  | True | Gas-fired storage | 67 |  | 77 | 0 | 19443870 | Medium | 0.57 |  |  | 08/23/2022 | 206438852 | 02/23/2023
A.O. Smith Water Products Company | Lochinvar | LTO-240X3-P 1*1 | Federally-Regulated Consumer Product | LPG |  | 1 |  | 160000 |  |  |  | False | Instantaneous gas-fired |  | 4.7 | 96 | 23 | 17739179 | High | 0.95 |  | 0 | 08/23/2022 | 207861949 | 02/23/2023
A.O. Smith Water Products Company | Lochinvar | GTL03032TM 4** | Federally-Regulated Consumer Product | Natural gas |  | 29 |  | 32000 | True |  |  | False | Gas-fired storage | 62 |  | 73 | 0 | 18471676 | Medium | 0.6 |  |  | 08/23/2022 | 207468208 | 02/23/2023
A.O. Smith Water Products Company | Lochinvar | MFN04035 4** | Federally-Regulated Consumer Product | Natural gas |  | 38 |  | 35500 | True |  |  | True | Gas-fired storage | 59 |  | 78 | 0 | 19108631 | Medium | 0.58 |  |  | 08/23/2022 | 206438835 | 02/23/2023
A.O. Smith Water Products Company | Lochinvar | UTN05040-8RT 4** | Federally-Regulated Consumer Product | Natural gas |  | 48 |  | 40000 | True |  |  | False | Gas-fired storage | 84 |  | 77 | 0 | 26448082 | High | 0.64 |  |  | 08/23/2022 | 206715163 | 02/23/2023
A.O. Smith Water Products Company | Lochinvar | GSN04040T 4** | Federally-Regulated Consumer Product | Natural gas |  | 38 |  | 40000 | True |  |  | False | Gas-fired storage | 67 |  | 78 | 0 | 19108631 | Medium | 0.58 |  |  | 08/23/2022 | 206715121 | 02/23/2023
A.O. Smith Water Products Company | Lochinvar | GSN03032BR 4** | Federally-Regulated Consumer Product | Natural gas |  | 29 |  | 32000 | True |  |  | False | Gas-fired storage | 65 |  | 75 | 0 | 18471676 | Medium | 0.6 |  |  | 08/23/2022 | 206715268 | 02/23/2023
A.O. Smith Water Products Company | Lochinvar | GTL04040B 4*1 | Federally-Regulated Consumer Product | LPG |  | 38 |  | 40000 | True |  |  | False | Gas-fired storage | 78 |  | 77 | 0 | 26041188 | High | 0.65 |  |  | 08/23/2022 | 206715184 | 02/23/2023
A.O. Smith Water Products Company | Lochinvar | LTI-540H-P 1*1 | Federally-Regulated Consumer Product | LPG |  | 1 |  | 199000 |  |  |  | False | Instantaneous gas-fired |  | 5.8 | 96 | 47 | 18040466 | High | 0.93 |  | 0 | 08/23/2022 | 206703103 | 02/23/2023
A.O. Smith Water Products Company | Lochinvar | LTI-240X3-P 1*1 | Federally-Regulated Consumer Product | LPG |  | 1 |  | 160000 |  |  |  | False | Instantaneous gas-fired |  | 4.7 | 97 | 38 | 17877549 | High | 0.94 |  | 0 | 08/23/2022 | 207861926 | 02/23/2023
A.O. Smith Water Products Company | Lochinvar | LTI-540H-N 1** | Federally-Regulated Consumer Product | Natural gas |  | 1 |  | 199000 |  |  |  | False | Instantaneous gas-fired |  | 5.8 | 96 | 47 | 18040466 | High | 0.93 |  | 0 | 08/23/2022 | 206703100 | 02/23/2023
A.O. Smith Water Products Company | Lochinvar | GTN05560 2** | Federally-Regulated Consumer Product | Natural gas |  | 55 |  | 60000 | True |  |  | False | Gas-fired storage | 83 |  | 74 | 0 | 27301246 | High | 0.62 |  |  | 08/23/2022 | 206954682 | 02/23/2023
A.O. Smith Water Products Company | Lochinvar | LCT-199O-P 1*1 | Federally-Regulated Consumer Product | LPG |  | 1 |  | 199000 |  |  |  | False | Instantaneous gas-fired |  | 5.8 | 96 | 34 | 17701647 | High | 0.95 |  | 0 | 08/23/2022 | 206703143 | 02/23/2023
A.O. Smith Water Products Company | Lochinvar | GBN05050 3** | Federally-Regulated Consumer Product | Natural gas |  | 48 |  | 47000 | True |  |  | False | Gas-fired storage | 82 |  | 79 | 0 | 26041188 | High | 0.65 |  |  | 08/23/2022 | 206715076 | 02/23/2023
A.O. Smith Water Products Company | Lochinvar | LTO-340X3-N 1** | Federally-Regulated Consumer Product | Natural gas |  | 1 |  | 180000 |  |  |  | False | Instantaneous gas-fired |  | 5.3 | 97 | 23 | 17928729 | High | 0.94 |  | 0 | 08/23/2022 | 207861961 | 02/23/2023
A.O. Smith Water Products Company | Lochinvar | GTN04035 4** | Federally-Regulated Consumer Product | Natural gas |  | 38 |  | 35500 | True |  |  | False | Gas-fired storage | 65 |  | 80 | 0 | 18784755 | Medium | 0.59 |  |  | 08/23/2022 | 206715095 | 02/23/2023
A.O. Smith Water Products Company | Lochinvar | MFN030 35 4** | Federally-Regulated Consumer Product | LPG |  | 29 |  | 35500 | True |  |  | True | Gas-fired storage | 63 |  | 79 | 0 | 18168862 | Medium | 0.61 |  |  | 08/23/2022 | 206438857 | 02/23/2023
A.O. Smith Water Products Company | Lochinvar | LTI-540P-P 1*1 | Federally-Regulated Consumer Product | LPG |  | 1 |  | 199000 |  |  |  | False | Instantaneous gas-fired |  | 5.8 | 96 | 47 | 18040466 | High | 0.93 |  | 0 | 08/23/2022 | 206703104 | 02/23/2023
A.O. Smith Water Products Company | Lochinvar | LTI-540HX3-N 1** | Federally-Regulated Consumer Product | Natural gas |  | 1 |  | 199000 |  |  |  | False | Instantaneous gas-fired |  | 5.8 | 96 | 47 | 18040466 | High | 0.93 |  | 0 | 08/23/2022 | 207209500 | 02/23/2023
A.O. Smith Water Products Company | Lochinvar | LTI-540P-N 1** | Federally-Regulated Consumer Product | Natural gas |  | 1 |  | 199000 |  |  |  | False | Instantaneous gas-fired |  | 5.8 | 96 | 47 | 18040466 | High | 0.93 |  | 0 | 08/23/2022 | 206703101 | 02/23/2023
A.O. Smith Water Products Company | Lochinvar | UTN05040-8R 4** | Federally-Regulated Consumer Product | Natural gas |  | 48 |  | 40000 | True |  |  | False | Gas-fired storage | 84 |  | 77 | 0 | 26448082 | High | 0.64 |  |  | 08/23/2022 | 206715162 | 02/23/2023
A.O. Smith Water Products Company | Lochinvar | GSL04040Z 4*1 | Federally-Regulated Consumer Product | LPG |  | 38 |  | 40000 | True |  |  | False | Gas-fired storage | 67 |  | 78 | 0 | 19108631 | Medium | 0.58 |  |  | 08/23/2022 | 206715126 | 02/23/2023
A.O. Smith Water Products Company | Lochinvar | LTO-540HX3-P 1*1 | Federally-Regulated Consumer Product | LPG |  | 1 |  | 199000 |  |  |  | False | Instantaneous gas-fired |  | 5.8 | 96 | 34 | 17701647 | High | 0.95 |  | 0 | 08/23/2022 | 207209468 | 02/23/2023
A.O. Smith Water Products Company | Lochinvar | GTN05040MTWR 2** | Federally-Regulated Consumer Product | Natural gas |  | 48 |  | 40000 | True |  |  | False | Gas-fired storage | 81 |  | 80 | 0 | 26448082 | High | 0.64 |  |  | 08/23/2022 | 206715146 | 02/23/2023
A.O. Smith Water Products Company | Lochinvar | LTI-240H-N 1** | Federally-Regulated Consumer Product | Natural gas |  | 1 |  | 160000 |  |  |  | False | Instantaneous gas-fired |  | 4.7 | 97 | 38 | 17877549 | High | 0.94 |  | 0 | 08/23/2022 | 206703157 | 02/23/2023
A.O. Smith Water Products Company | Lochinvar | LTI-510C 1** | Federally-Regulated Consumer Product | Natural gas |  | 1 |  | 199000 |  |  |  | False | Instantaneous gas-fired |  | 4.7 | 82 | 23 | 20818774 | High | 0.81 |  | 0 | 08/23/2022 | 206703170 | 02/23/2023
A.O. Smith Water Products Company | Lochinvar | GSL04040 4*1 | Federally-Regulated Consumer Product | LPG |  | 38 |  | 40000 | True |  |  | False | Gas-fired storage | 67 |  | 78 | 0 | 19108631 | Medium | 0.58 |  |  | 08/23/2022 | 206715124 | 02/23/2023
A.O. Smith Water Products Company | Lochinvar | GTN03035WR 2** | Federally-Regulated Consumer Product | Natural gas |  | 29 |  | 35500 | True |  |  | False | Gas-fired storage | 63 |  | 77 | 0 | 17592073 | Medium | 0.63 |  |  | 08/23/2022 | 206715087 | 02/23/2023
A.O. Smith Water Products Company | Lochinvar | GBL05040ST 3*1 | Federally-Regulated Consumer Product | LPG |  | 48 |  | 40000 | True |  |  | False | Gas-fired storage | 77 |  | 79 | 0 | 25646625 | High | 0.66 |  |  | 08/23/2022 | 206715059 | 02/23/2023
A.O. Smith Water Products Company | Lochinvar | LTI-310C 1** | Federally-Regulated Consumer Product | Natural gas |  | 1 |  | 190000 |  |  |  | False | Instantaneous gas-fired |  | 4.6 | 85 | 24 | 20815362 | High | 0.81 |  | 0 | 08/23/2022 | 206703177 | 02/23/2023
A.O. Smith Water Products Company | Lochinvar | GSL04040-8 4*1 | Federally-Regulated Consumer Product | LPG |  | 38 |  | 40000 | True |  |  | False | Gas-fired storage | 67 |  | 78 | 0 | 19108631 | Medium | 0.58 |  |  | 08/23/2022 | 206715125 | 02/23/2023
A.O. Smith Water Products Company | Lochinvar | MGN04030 2** | Federally-Regulated Consumer Product | Natural gas |  | 38 |  | 32000 | True |  |  | True | Gas-fired storage | 57 |  | 76 | 0 | 18784755 | Medium | 0.59 |  |  | 08/23/2022 | 206438847 | 02/23/2023
A.O. Smith Water Products Company | Lochinvar | GBN05040 3** | Federally-Regulated Consumer Product | Natural gas |  | 48 |  | 40000 | True |  |  | False | Gas-fired storage | 77 |  | 79 | 0 | 25646625 | High | 0.66 |  |  | 08/23/2022 | 206715058 | 02/23/2023
A.O. Smith Water Products Company | Lochinvar | GBL05050ST 3*1 | Federally-Regulated Consumer Product | LPG |  | 48 |  | 47000 | True |  |  | False | Gas-fired storage | 82 |  | 79 | 0 | 26041188 | High | 0.65 |  |  | 08/23/2022 | 206715077 | 02/23/2023
A.O. Smith Water Products Company | Lochinvar | LTI-340X3-N 1** | Federally-Regulated Consumer Product | Natural gas |  | 1 |  | 180000 |  |  |  | False | Instantaneous gas-fired |  | 5.4 | 97 | 37 | 17691411 | High | 0.95 |  | 0 | 08/23/2022 | 207861937 | 02/23/2023
A.O. Smith Water Products Company | Lochinvar | GSN04040-8 4** | Federally-Regulated Consumer Product | Natural gas |  | 38 |  | 40000 | True |  |  | False | Gas-fired storage | 67 |  | 78 | 0 | 19108631 | Medium | 0.58 |  |  | 08/23/2022 | 206715123 | 02/23/2023
A.O. Smith Water Products Company | Lochinvar | GBN04040 3** | Federally-Regulated Consumer Product | Natural gas |  | 39 |  | 38000 | True |  |  | False | Gas-fired storage | 64 |  | 75 | 0 | 18471676 | Medium | 0.6 |  |  | 08/23/2022 | 206715038 | 02/23/2023
A.O. Smith Water Products Company | Lochinvar | MGN03030 2** | Federally-Regulated Consumer Product | LPG |  | 29 |  | 30000 | True |  |  | True | Gas-fired storage | 60 |  | 78 | 0 | 18168862 | Medium | 0.61 |  |  | 08/23/2022 | 206438841 | 02/23/2023
A.O. Smith Water Products Company | Lochinvar | GBN05050ST 3** | Federally-Regulated Consumer Product | Natural gas |  | 48 |  | 47000 | True |  |  | False | Gas-fired storage | 82 |  | 79 | 0 | 26041188 | High | 0.65 |  |  | 08/23/2022 | 206715078 | 02/23/2023
A.O. Smith Water Products Company | Lochinvar | UTN05040R 4** | Federally-Regulated Consumer Product | Natural gas |  | 48 |  | 40000 | True |  |  | False | Gas-fired storage | 84 |  | 77 | 0 | 26448082 | High | 0.64 |  |  | 08/23/2022 | 206715161 | 02/23/2023
A.O. Smith Water Products Company | Lochinvar | LTI-540HX3-P 1*1 | Federally-Regulated Consumer Product | LPG |  | 1 |  | 199000 |  |  |  | False | Instantaneous gas-fired |  | 5.8 | 96 | 47 | 18040466 | High | 0.93 |  | 0 | 08/23/2022 | 207209501 | 02/23/2023
A.O. Smith Water Products Company | Lochinvar | MGN04030 2** | Federally-Regulated Consumer Product | LPG |  | 38 |  | 32000 | True |  |  | True | Gas-fired storage | 57 |  | 76 | 0 | 18784755 | Medium | 0.59 |  |  | 08/23/2022 | 206438847 | 02/23/2023
A.O. Smith Water Products Company | Lochinvar | LTO-540H-N 1** | Federally-Regulated Consumer Product | Natural gas |  | 1 |  | 199000 |  |  |  | False | Instantaneous gas-fired |  | 5.8 | 96 | 34 | 17701647 | High | 0.95 |  | 0 | 08/23/2022 | 206703138 | 02/23/2023
A.O. Smith Water Products Company | Lochinvar | GSN04040 4** | Federally-Regulated Consumer Product | Natural gas |  | 38 |  | 40000 | True |  |  | False | Gas-fired storage | 67 |  | 78 | 0 | 19108631 | Medium | 0.58 |  |  | 08/23/2022 | 206715119 | 02/23/2023
A.O. Smith Water Products Company | Lochinvar | GTN05040WR 2** | Federally-Regulated Consumer Product | Natural gas |  | 48 |  | 40000 | True |  |  | False | Gas-fired storage | 81 |  | 80 | 0 | 26448082 | High | 0.64 |  |  | 08/23/2022 | 206715144 | 02/23/2023
A.O. Smith Water Products Company | Lochinvar | GTN03035MWR 2** | Federally-Regulated Consumer Product | Natural gas |  | 29 |  | 35500 | True |  |  | False | Gas-fired storage | 63 |  | 77 | 0 | 17592073 | Medium | 0.63 |  |  | 08/23/2022 | 206715088 | 02/23/2023
A.O. Smith Water Products Company | Lochinvar | GTL05560 2*1 | Federally-Regulated Consumer Product | LPG |  | 55 |  | 60000 | True |  |  | False | Gas-fired storage | 83 |  | 74 | 0 | 27301246 | High | 0.62 |  |  | 08/23/2022 | 206954680 | 02/23/2023
A.O. Smith Water Products Company | Lochinvar | LTO-540P-N 1** | Federally-Regulated Consumer Product | Natural gas |  | 1 |  | 199000 |  |  |  | False | Instantaneous gas-fired |  | 5.8 | 96 | 34 | 17701647 | High | 0.95 |  | 0 | 08/23/2022 | 206703139 | 02/23/2023
A.O. Smith Water Products Company | Lochinvar | MGN03030 2** | Federally-Regulated Consumer Product | Natural gas |  | 29 |  | 30000 | True |  |  | True | Gas-fired storage | 60 |  | 78 | 0 | 18168862 | Medium | 0.61 |  |  | 08/23/2022 | 206438841 | 02/23/2023
A.O. Smith Water Products Company | Lochinvar | GBL04040ST 3*1 | Federally-Regulated Consumer Product | LPG |  | 39 |  | 38000 | True |  |  | False | Gas-fired storage | 64 |  | 75 | 0 | 18471676 | Medium | 0.6 |  |  | 08/23/2022 | 206715039 | 02/23/2023
A.O. Smith Water Products Company | Lochinvar | CGL055060M 2*1 | Federally-Regulated Consumer Product | LPG |  | 55 |  | 60000 | True |  |  | False | Gas-fired storage | 83 |  | 74 | 0 | 27301246 | High | 0.62 |  |  | 08/23/2022 | 206954689 | 02/23/2023
A.O. Smith Water Products Company | Lochinvar | GTN04040BT 4** | Federally-Regulated Consumer Product | Natural gas |  | 38 |  | 40000 | True |  |  | False | Gas-fired storage | 78 |  | 77 | 0 | 26041188 | High | 0.65 |  |  | 08/23/2022 | 206715186 | 02/23/2023
A.O. Smith Water Products Company | Lochinvar | LTO-540HX3-N 1** | Federally-Regulated Consumer Product | Natural gas |  | 1 |  | 199000 |  |  |  | False | Instantaneous gas-fired |  | 5.8 | 96 | 34 | 17701647 | High | 0.95 |  | 0 | 08/23/2022 | 207209467 | 02/23/2023
A.O. Smith Water Products Company | Lochinvar | GSN04040WR 2** | Federally-Regulated Consumer Product | Natural gas |  | 38 |  | 40000 | True |  |  | False | Gas-fired storage | 70 |  | 74 | 0 | 19108631 | Medium | 0.58 |  |  | 08/23/2022 | 206715174 | 02/23/2023
A.O. Smith Water Products Company | Lochinvar | GTN05040TWRZ 2** | Federally-Regulated Consumer Product | Natural gas |  | 48 |  | 40000 | True |  |  | False | Gas-fired storage | 81 |  | 80 | 0 | 26448082 | High | 0.64 |  |  | 08/23/2022 | 206715147 | 02/23/2023
A.O. Smith Water Products Company | Lochinvar | GTN05040WRZ 2** | Federally-Regulated Consumer Product | Natural gas |  | 48 |  | 40000 | True |  |  | False | Gas-fired storage | 81 |  | 80 | 0 | 26448082 | High | 0.64 |  |  | 08/23/2022 | 206715148 | 02/23/2023
A.O. Smith Water Products Company | Lochinvar | GSN03032R 4** | Federally-Regulated Consumer Product | Natural gas |  | 29 |  | 32000 | True |  |  | False | Gas-fired storage | 55 |  | 75 | 0 | 18471676 | Medium | 0.6 |  |  | 09/08/2022 | 209272032 | 02/23/2023
A.O. Smith Water Products Company | Lochinvar | GSN03032BRTM 4** | Federally-Regulated Consumer Product | Natural gas |  | 29 |  | 32000 | True |  |  | False | Gas-fired storage | 65 |  | 75 | 0 | 18471676 | Medium | 0.6 |  |  | 08/23/2022 | 207468207 | 02/23/2023
A.O. Smith Water Products Company | Lochinvar | LTO-240X3-N 1** | Federally-Regulated Consumer Product | Natural gas |  | 1 |  | 160000 |  |  |  | False | Instantaneous gas-fired |  | 4.7 | 96 | 23 | 17739179 | High | 0.95 |  | 0 | 08/23/2022 | 207861950 | 02/23/2023
A.O. Smith Water Products Company | Lochinvar | GTN05560-8 2** | Federally-Regulated Consumer Product | Natural gas |  | 55 |  | 60000 | True |  |  | False | Gas-fired storage | 83 |  | 74 | 0 | 27301246 | High | 0.62 |  |  | 08/23/2022 | 206954690 | 02/23/2023
A.O. Smith Water Products Company | Lochinvar | LTO-540P-P 1*1 | Federally-Regulated Consumer Product | LPG |  | 1 |  | 199000 |  |  |  | False | Instantaneous gas-fired |  | 5.8 | 96 | 34 | 17701647 | High | 0.95 |  | 0 | 08/23/2022 | 206703142 | 02/23/2023
A.O. Smith Water Products Company | Lochinvar | GTL05560ST 2*1 | Federally-Regulated Consumer Product | LPG |  | 55 |  | 60000 | True |  |  | False | Gas-fired storage | 83 |  | 74 | 0 | 27301246 | High | 0.62 |  |  | 08/23/2022 | 206954678 | 02/23/2023
A.O. Smith Water Products Company | Lochinvar | LCT-199I-N 1** | Federally-Regulated Consumer Product | Natural gas |  | 1 |  | 199000 |  |  |  | False | Instantaneous gas-fired |  | 5.8 | 96 | 47 | 18040466 | High | 0.93 |  | 0 | 08/23/2022 | 206703102 | 02/23/2023
A.O. Smith Water Products Company | Lochinvar | GTN05560-8T 2** | Federally-Regulated Consumer Product | Natural gas |  | 55 |  | 60000 | True |  |  | False | Gas-fired storage | 83 |  | 74 | 0 | 27301246 | High | 0.62 |  |  | 08/23/2022 | 206954694 | 02/23/2023
A.O. Smith Water Products Company | Lochinvar | GBL04040 3*1 | Federally-Regulated Consumer Product | LPG |  | 39 |  | 38000 | True |  |  | False | Gas-fired storage | 64 |  | 75 | 0 | 18471676 | Medium | 0.6 |  |  | 08/23/2022 | 206715037 | 02/23/2023
A.O. Smith Water Products Company | Lochinvar | LCT-199O-N 1** | Federally-Regulated Consumer Product | Natural gas |  | 1 |  | 199000 |  |  |  | False | Instantaneous gas-fired |  | 5.8 | 96 | 34 | 17701647 | High | 0.95 |  | 0 | 08/23/2022 | 206703140 | 02/23/2023
A.O. Smith Water Products Company | Lochinvar | LCT-199I-P 1*1 | Federally-Regulated Consumer Product | LPG |  | 1 |  | 199000 |  |  |  | False | Instantaneous gas-fired |  | 5.8 | 96 | 47 | 18040466 | High | 0.93 |  | 0 | 08/23/2022 | 206703105 | 02/23/2023
A.O. Smith Water Products Company | Lochinvar | GTN05560ST 2** | Federally-Regulated Consumer Product | Natural gas |  | 55 |  | 60000 | True |  |  | False | Gas-fired storage | 83 |  | 74 | 0 | 27301246 | High | 0.62 |  |  | 08/23/2022 | 206954683 | 02/23/2023
A.O. Smith Water Products Company | Lochinvar | GBN04040ST 3** | Federally-Regulated Consumer Product | Natural gas |  | 39 |  | 38000 | True |  |  | False | Gas-fired storage | 64 |  | 75 | 0 | 18471676 | Medium | 0.6 |  |  | 08/23/2022 | 206715040 | 02/23/2023
A.O. Smith Water Products Company | Lochinvar | GSN04040TM 4** | Federally-Regulated Consumer Product | Natural gas |  | 38 |  | 40000 | True |  |  | False | Gas-fired storage | 67 |  | 78 | 0 | 19108631 | Medium | 0.58 |  |  | 08/23/2022 | 206715122 | 02/23/2023
A.O. Smith Water Products Company | Lochinvar | LTI-510U 2** | Federally-Regulated Consumer Product | Natural gas |  | 1 |  | 199000 |  |  |  | False | Instantaneous gas-fired |  | 5 | 84 | 43 | 20750534 | High | 0.81 |  | 0 | 08/23/2022 | 206703163 | 02/23/2023
A.O. Smith Water Products Company | Lochinvar | GTN05040MWR 2** | Federally-Regulated Consumer Product | Natural gas |  | 48 |  | 40000 | True |  |  | False | Gas-fired storage | 81 |  | 80 | 0 | 26448082 | High | 0.64 |  |  | 08/23/2022 | 206715145 | 02/23/2023
A.O. Smith Water Products Company | Lochinvar | MGN05040 2** | Federally-Regulated Consumer Product | LPG |  | 47 |  | 40000 | True |  |  | True | Gas-fired storage | 67 |  | 77 | 0 | 19443870 | Medium | 0.57 |  |  | 08/23/2022 | 206438852 | 02/23/2023
A.O. Smith Water Products Company | Lochinvar | LTI-340X3-P 1*1 | Federally-Regulated Consumer Product | LPG |  | 1 |  | 180000 |  |  |  | False | Instantaneous gas-fired |  | 5.4 | 97 | 37 | 17691411 | High | 0.95 |  | 0 | 08/23/2022 | 207861938 | 02/23/2023
A.O. Smith Water Products Company | Lochinvar | GTN05560-8ST 2** | Federally-Regulated Consumer Product | Natural gas |  | 55 |  | 60000 | True |  |  | False | Gas-fired storage | 83 |  | 74 | 0 | 27301246 | High | 0.62 |  |  | 08/23/2022 | 206954691 | 02/23/2023
A.O. Smith Water Products Company | Lochinvar | MFN04035 4** | Federally-Regulated Consumer Product | LPG |  | 38 |  | 35500 | True |  |  | True | Gas-fired storage | 59 |  | 78 | 0 | 19108631 | Medium | 0.58 |  |  | 08/23/2022 | 206438835 | 02/23/2023
A.O. Smith Water Products Company | Lochinvar | LTO-340X3-P 1*1 | Federally-Regulated Consumer Product | LPG |  | 1 |  | 180000 |  |  |  | False | Instantaneous gas-fired |  | 5.3 | 97 | 23 | 17928729 | High | 0.94 |  | 0 | 08/23/2022 | 207861962 | 02/23/2023
A.O. Smith Water Products Company | Lochinvar | LTO-540H-P 1*1 | Federally-Regulated Consumer Product | LPG |  | 1 |  | 199000 |  |  |  | False | Instantaneous gas-fired |  | 5.8 | 96 | 34 | 17701647 | High | 0.95 |  | 0 | 08/23/2022 | 206703141 | 02/23/2023
A.O. Smith Water Products Company | Lochinvar | GSN04040Z 4** | Federally-Regulated Consumer Product | Natural gas |  | 38 |  | 40000 | True |  |  | False | Gas-fired storage | 67 |  | 78 | 0 | 19108631 | Medium | 0.58 |  |  | 08/23/2022 | 206715120 | 02/23/2023
A.O. Smith Water Products Company | Lochinvar | GTL05560-8ST 2*1 | Federally-Regulated Consumer Product | LPG |  | 55 |  | 60000 | True |  |  | False | Gas-fired storage | 83 |  | 74 | 0 | 27301246 | High | 0.62 |  |  | 08/23/2022 | 206954693 | 02/23/2023
A.O. Smith Water Products Company | Lochinvar | LTI-240H-P 1*1 | Federally-Regulated Consumer Product | LPG |  | 1 |  | 160000 |  |  |  | False | Instantaneous gas-fired |  | 4.7 | 97 | 38 | 17877549 | High | 0.94 |  | 0 | 08/23/2022 | 206703158 | 02/23/2023
A.O. Smith Water Products Company | Lochinvar | CGN055060 2** | Federally-Regulated Consumer Product | Natural gas |  | 55 |  | 60000 | True |  |  | False | Gas-fired storage | 83 |  | 74 | 0 | 27301246 | High | 0.62 |  |  | 08/23/2022 | 206954685 | 02/23/2023
A.O. Smith Water Products Company | Lochinvar | GBL05050 3*1 | Federally-Regulated Consumer Product | LPG |  | 48 |  | 47000 | True |  |  | False | Gas-fired storage | 82 |  | 79 | 0 | 26041188 | High | 0.65 |  |  | 08/23/2022 | 206715075 | 02/23/2023
A.O. Smith Water Products Company | Lochinvar | LTI-240X3-N 1** | Federally-Regulated Consumer Product | Natural gas |  | 1 |  | 160000 |  |  |  | False | Instantaneous gas-fired |  | 4.7 | 97 | 38 | 17877549 | High | 0.94 |  | 0 | 08/23/2022 | 207861925 | 02/23/2023
A.O. Smith Water Products Company | Lochinvar | CGL055060 2*1 | Federally-Regulated Consumer Product | LPG |  | 55 |  | 60000 | True |  |  | False | Gas-fired storage | 83 |  | 74 | 0 | 27301246 | High | 0.62 |  |  | 08/23/2022 | 206954688 | 02/23/2023
A.O. Smith Water Products Company | Lochinvar | MFN030 35 4** | Federally-Regulated Consumer Product | Natural gas |  | 29 |  | 35500 | True |  |  | True | Gas-fired storage | 63 |  | 79 | 0 | 18168862 | Medium | 0.61 |  |  | 08/23/2022 | 206438857 | 02/23/2023
A.O. Smith Water Products Company | Lochinvar | GSN04040MWR 2** | Federally-Regulated Consumer Product | Natural gas |  | 38 |  | 40000 | True |  |  | False | Gas-fired storage | 70 |  | 74 | 0 | 19108631 | Medium | 0.58 |  |  | 08/23/2022 | 206715175 | 02/23/2023
A.O. Smith Water Products Company | Lochinvar | GTN04040B 4** | Federally-Regulated Consumer Product | Natural gas |  | 38 |  | 40000 | True |  |  | False | Gas-fired storage | 78 |  | 77 | 0 | 26041188 | High | 0.65 |  |  | 08/23/2022 | 206715185 | 02/23/2023
GE Appliances, a Haier company | GE | GP30S**BXR01 | Federally-Regulated Consumer Product | LPG |  | 30 |  | 31000 | True |  |  | False | Gas-fired storage | 64 |  | 74 | 0 | 18471676 | Medium | 0.6 |  |  | 08/23/2022 | 209480470 | 02/23/2023
GE Appliances, a Haier company | GE | GG50S**BXR01 | Federally-Regulated Consumer Product | Natural gas |  | 50 |  | 40000 | True |  |  | False | Gas-fired storage | 77 |  | 74 | 0 | 26867893 | High | 0.63 |  |  | 08/23/2022 | 209050370 | 02/23/2023
GE Appliances, a Haier company | GE | GG50T**BXR01 | Federally-Regulated Consumer Product | Natural gas |  | 50 |  | 40000 | True |  |  | False | Gas-fired storage | 82 |  | 77 | 0 | 26448082 | High | 0.64 |  |  | 08/23/2022 | 208122031 | 02/23/2023
GE Appliances, a Haier company | GE | GG40S**BXR01 | Federally-Regulated Consumer Product | Natural gas |  | 40 |  | 38000 | True |  |  | False | Gas-fired storage | 78 |  | 75 | 0 | 26448082 | High | 0.64 |  |  | 08/23/2022 | 208136333 | 02/23/2023
GE Appliances, a Haier company | GE | GP40T10BXR01 | Federally-Regulated Consumer Product | LPG |  | 40 |  | 36000 | True |  |  | False | Gas-fired storage | 83 |  | 76 | 0 | 26448082 | High | 0.64 |  |  | 08/23/2022 | 208101965 | 02/23/2023
GE Appliances, a Haier company | GE | GP40T08BXR01 | Federally-Regulated Consumer Product | LPG |  | 40 |  | 36000 | True |  |  | False | Gas-fired storage | 83 |  | 76 | 0 | 26448082 | High | 0.64 |  |  | 08/23/2022 | 208101964 | 02/23/2023
GE Appliances, a Haier company | GE | GP40T12BXR01 | Federally-Regulated Consumer Product | LPG |  | 40 |  | 36000 | True |  |  | False | Gas-fired storage | 83 |  | 76 | 0 | 26448082 | High | 0.64 |  |  | 08/23/2022 | 208101966 | 02/23/2023
GE Appliances, a Haier company | GE | GP50T**BXR01 | Federally-Regulated Consumer Product | LPG |  | 50 |  | 36000 | True |  |  | False | Gas-fired storage | 82 |  | 77 | 0 | 26448082 | High | 0.64 |  |  | 08/23/2022 | 208122032 | 02/23/2023
GE Appliances, a Haier company | GE | GG30T**BXR01 | Federally-Regulated Consumer Product | Natural gas |  | 30 |  | 34000 | True |  |  | False | Gas-fired storage | 62 |  | 75 | 0 | 18471676 | Medium | 0.6 |  |  | 08/23/2022 | 208449542 | 02/23/2023
GE Appliances, a Haier company | GE | GG40T**BXR01 | Federally-Regulated Consumer Product | Natural gas |  | 40 |  | 40000 | True |  |  | False | Gas-fired storage | 83 |  | 76 | 0 | 26448082 | High | 0.64 |  |  | 08/23/2022 | 208061897 | 02/23/2023
GE Appliances, a Haier company | GE | GG30S**BXR01 | Federally-Regulated Consumer Product | Natural gas |  | 30 |  | 34000 | True |  |  | False | Gas-fired storage | 64 |  | 74 | 0 | 18471676 | Medium | 0.6 |  |  | 08/23/2022 | 209480462 | 02/23/2023
GE Appliances, a Haier company | GE | GP40S**BXR01 | Federally-Regulated Consumer Product | LPG |  | 40 |  | 34500 | True |  |  | False | Gas-fired storage | 78 |  | 75 | 0 | 26448082 | High | 0.64 |  |  | 08/23/2022 | 208260088 | 02/23/2023
GE Appliances, a Haier company | GE | GP30T**BXR01 | Federally-Regulated Consumer Product | LPG |  | 30 |  | 28000 | True |  |  | False | Gas-fired storage | 52 |  | 74 | 0 | 18471676 | Medium | 0.6 |  |  | 08/23/2022 | 209050371 | 02/23/2023
IBC Technologies | IBC Technologies | SFT 199-1 | Federally-Regulated Consumer Product | LPG |  | 0 |  | 199000 |  |  |  | True | Instantaneous gas-fired |  | 5.3 | 93 | 17 | 18749521 | High | 0.9 |  | 0 | 09/16/2022 | 209852183 | 02/23/2023
IBC Technologies | IBC Technologies | SFT 199-1 | Federally-Regulated Consumer Product | Natural gas |  | 0 |  | 199000 |  |  |  | True | Instantaneous gas-fired |  | 5.3 | 93 | 17 | 18749521 | High | 0.9 |  | 0 | 09/16/2022 | 209852183 | 02/23/2023
IBC Technologies | IBC Technologies | SFT 199 | Federally-Regulated Consumer Product | Natural gas |  | 0 |  | 199000 |  |  |  | True | Instantaneous gas-fired |  | 5.4 | 92 | 16 | 18964253 | High | 0.89 |  | 0 | 08/23/2022 | 203136637 | 02/23/2023
IBC Technologies | IBC Technologies | SFT 199 | Federally-Regulated Consumer Product | LPG |  | 0 |  | 199000 |  |  |  | True | Instantaneous gas-fired |  | 5.4 | 92 | 16 | 18964253 | High | 0.89 |  | 0 | 08/23/2022 | 203136637 | 02/23/2023
Rheem Sales Company, Inc. | Rheem | XP50T12UHC50* | Federally-Regulated Consumer Product | LPG |  | 50 |  | 50000 | True |  |  | False | Gas-fired storage | 95 |  | 94 | 127 | 18801645 | High | 0.88 |  |  | 11/15/2022 | 210605704 | 02/23/2023
Rheem Sales Company, Inc. | Rheem | PROG50-40N RH62 | Federally-Regulated Consumer Product | Natural gas |  | 48 |  | 40000 | True |  |  | False | Gas-fired storage | 76 |  | 81 | 0 | 26041188 | High | 0.65 |  |  | 08/23/2022 | 6518265 | 02/23/2023
Rheem Sales Company, Inc. | Rheem | PRO+G38-36P RH69 PD | Federally-Regulated Consumer Product | LPG |  | 37 |  | 36000 | True |  |  | False | Gas-fired storage | 66 |  | 77 | 19 | 24116276 | Medium | 0.68 |  |  | 08/23/2022 | 6539852 | 02/23/2023
Rheem Sales Company, Inc. | Rheem | XG50T12DM40U0 | Federally-Regulated Consumer Product | Natural gas |  | 48 |  | 40000 | True |  |  | False | Gas-fired storage | 79 |  | 77 | 22 | 24456490 | High | 0.69 |  |  | 01/17/2023 | 7002043 | 02/23/2023
Rheem Sales Company, Inc. | Rheem | RTG-70DVLPWA-1 | Federally-Regulated Consumer Product | LPG |  | 0 |  | 160000 |  |  |  | False | Instantaneous gas-fired |  | 4.1 | 85 | 31 | 20536633 | High | 0.82 |  | 0 | 08/23/2022 | 205706981 | 02/23/2023
Rheem Sales Company, Inc. | Rheem | PROG50S-40U RH60 EC1* | Federally-Regulated Consumer Product | Natural gas |  | 48 |  | 40000 | True |  |  | False | Gas-fired storage | 85 |  | 83 | 0 | 26867893 | High | 0.63 |  |  | 08/23/2022 | 205417876 | 02/23/2023
Rheem Sales Company, Inc. | Rheem | XP50T12DM36U0 | Federally-Regulated Consumer Product | LPG |  | 48 |  | 36000 | True |  |  | False | Gas-fired storage | 79 |  | 77 | 22 | 24456490 | High | 0.69 |  |  | 01/17/2023 | 7002036 | 02/23/2023
Rheem Sales Company, Inc. | Rheem | PROG40S-36N RH67 PV | Federally-Regulated Consumer Product | Natural gas |  | 39 |  | 36000 | True |  |  | False | Gas-fired storage | 64 |  | 74 | 68 | 16818762 | Medium | 0.65 | 0.58 |  | 05/07/2019 |  | 02/23/2023
Rheem Sales Company, Inc. | Rheem | XG29T06EN30U* | Federally-Regulated Consumer Product | Natural gas |  | 28 |  | 30000 | True |  |  | False | Gas-fired storage | 51 |  | 78 | 0 | 18471676 | Medium | 0.6 |  |  | 08/23/2022 | 205417904 | 02/23/2023
Rheem Sales Company, Inc. | Rheem | ECOH200XLP-2 | Federally-Regulated Consumer Product | LPG |  | 0 |  | 199900 |  |  |  | False | Instantaneous gas-fired |  | 5.6 | 96 | 32 | 18091646 | High | 0.93 |  | 0 | 08/23/2022 | 205628299 | 02/23/2023
Rheem Sales Company, Inc. | Rheem | PRO+G40-38U RH62 EC1* | Federally-Regulated Consumer Product | Natural gas |  | 38 |  | 38000 | True |  |  | False | Gas-fired storage | 71 |  | 76 | 0 | 19108631 | Medium | 0.58 |  |  | 08/23/2022 | 205417909 | 02/23/2023
Rheem Sales Company, Inc. | Rheem | PRO+G55-45U RH59 EC1* | Federally-Regulated Consumer Product | Natural gas |  | 55 |  | 45000 | True |  |  | False | Gas-fired storage | 99 |  | 76 | 0 | 27301246 | High | 0.62 |  |  | 08/23/2022 | 205417877 | 02/23/2023
Rheem Sales Company, Inc. | Rheem | XG40T09EN38U* | Federally-Regulated Consumer Product | Natural gas |  | 38 |  | 38000 | True |  |  | False | Gas-fired storage | 71 |  | 76 | 0 | 19108631 | Medium | 0.58 |  |  | 08/23/2022 | 205417912 | 02/23/2023
Rheem Sales Company, Inc. | Rheem | XG50T06PV42U0 | Federally-Regulated Consumer Product | Natural gas |  | 48 |  | 42000 | True |  |  | False | Gas-fired storage | 78 |  | 75 | 0 | 24892312 | High | 0.68 |  |  | 08/23/2022 | 7002040 | 02/23/2023
Rheem Sales Company, Inc. | Rheem | PROG40-40N RH67 PDV | Federally-Regulated Consumer Product | Natural gas |  | 38 |  | 40000 | True |  |  | False | Gas-fired storage | 67 |  | 79 | 240 | 16773193 | Medium | 0.63 |  |  | 01/17/2023 | 6521082 | 02/23/2023
Rheem Sales Company, Inc. | Rheem | PROG50-42N RH67 PV | Federally-Regulated Consumer Product | Natural gas |  | 48 |  | 42000 | True |  |  | False | Gas-fired storage | 78 |  | 75 | 0 | 24892312 | High | 0.68 |  |  | 08/23/2022 | 6518277 | 02/23/2023
Rheem Sales Company, Inc. | Rheem | RHE50P | Federally-Regulated Consumer Product | LPG |  | 46 |  | 36000 | True |  |  | False | Gas-fired storage | 87 |  | 89 | 0 | 21158466 | High | 0.8 |  |  | 08/23/2022 | 5609874 | 02/23/2023
Rheem Sales Company, Inc. | Rheem | XG40T12EN38U* | Federally-Regulated Consumer Product | Natural gas |  | 38 |  | 38000 | True |  |  | False | Gas-fired storage | 71 |  | 76 | 0 | 19108631 | Medium | 0.58 |  |  | 08/23/2022 | 205417913 | 02/23/2023
Rheem Sales Company, Inc. | Rheem | XG40S12UHN50* | Federally-Regulated Consumer Product | Natural gas |  | 40 |  | 50000 | True |  |  | False | Gas-fired storage | 88 |  | 97 | 83 | 18524329 | High | 0.9 |  |  | 11/15/2022 | 210605697 | 02/23/2023
Rheem Sales Company, Inc. | Rheem | RTG-70XLP-1 | Federally-Regulated Consumer Product | LPG |  | 0 |  | 160000 |  |  |  | False | Instantaneous gas-fired |  | 4 | 84 | 30 | 20794890 | High | 0.81 |  | 0 | 09/09/2022 | 205706987 | 02/23/2023
Rheem Sales Company, Inc. | Rheem | XP40T06PV36U0 | Federally-Regulated Consumer Product | LPG |  | 38 |  | 36000 | True |  |  | False | Gas-fired storage | 71 |  | 79 | 110 | 24156234 | Medium | 0.68 |  |  | 08/23/2022 | 7002039 | 02/23/2023
Rheem Sales Company, Inc. | Rheem | XG40T06PV40U0 | Federally-Regulated Consumer Product | Natural gas |  | 38 |  | 40000 | True |  |  | False | Gas-fired storage | 86 |  | 79 | 110 | 24156234 | High | 0.69 |  |  | 08/23/2022 | 7002038 | 02/23/2023
Rheem Sales Company, Inc. | Rheem | ECOH180DVRHLN * | Federally-Regulated Consumer Product | Natural gas |  | 0 |  | 180000 |  |  |  | False | Instantaneous gas-fired |  | 5.2 | 97 | 29 | 17908257 | High | 0.94 |  | 0 | 08/23/2022 | 206076876 | 02/23/2023
Rheem Sales Company, Inc. | Rheem | PROG40-36P RH67 PV | Federally-Regulated Consumer Product | LPG |  | 38 |  | 36000 | True |  |  | False | Gas-fired storage | 71 |  | 79 | 110 | 24156234 | Medium | 0.68 |  |  | 08/23/2022 | 6518269 | 02/23/2023
Rheem Sales Company, Inc. | Rheem | CRTGH-90DVLP-2 | Federally-Regulated Consumer Product | LPG |  | 0 |  | 180000 |  |  |  | False | Instantaneous gas-fired |  | 5.2 | 97 | 33 | 18088234 | High | 0.93 |  | 0 | 08/23/2022 | 206076873 | 02/23/2023
Rheem Sales Company, Inc. | Rheem | ECOH200XLN-2 | Federally-Regulated Consumer Product | Natural gas |  | 0 |  | 199900 |  |  |  | False | Instantaneous gas-fired |  | 5.6 | 96 | 32 | 18091646 | High | 0.93 |  | 0 | 08/23/2022 | 205628297 | 02/23/2023
Rheem Sales Company, Inc. | Rheem | ECE G40-50U CN HE* | Federally-Regulated Consumer Product | Natural gas |  | 40 |  | 50000 | True |  |  | False | Gas-fired storage | 88 |  | 97 | 83 | 18524329 | High | 0.9 |  |  | 11/15/2022 | 210605699 | 02/23/2023
Rheem Sales Company, Inc. | Rheem | XG50T12UHN50* | Federally-Regulated Consumer Product | Natural gas |  | 50 |  | 50000 | True |  |  | False | Gas-fired storage | 95 |  | 94 | 127 | 18801645 | High | 0.88 |  |  | 11/15/2022 | 210605703 | 02/23/2023
Rheem Sales Company, Inc. | Rheem | PROP G50-50* RH HE EC3 | Federally-Regulated Consumer Product | LPG |  | 50 |  | 50000 | True |  |  | False | Gas-fired storage | 95 |  | 94 | 127 | 18801645 | High | 0.88 |  |  | 11/08/2022 | 210547592 | 02/23/2023
Rheem Sales Company, Inc. | Rheem | XG50S12HE40U0 | Federally-Regulated Consumer Product | Natural gas |  | 48 |  | 40000 | True |  |  | False | Gas-fired storage | 86 |  | 78 | 0 | 26448082 | High | 0.64 |  |  | 08/23/2022 | 205814010 | 02/23/2023
Rheem Sales Company, Inc. | Rheem | PROG50-40N RH62 TT | Federally-Regulated Consumer Product | Natural gas |  | 48 |  | 40000 | True |  |  | False | Gas-fired storage | 76 |  | 81 | 0 | 26041188 | High | 0.65 |  |  | 08/23/2022 | 206214380 | 02/23/2023
Rheem Sales Company, Inc. | Rheem | XP40S12UHC50* | Federally-Regulated Consumer Product | LPG |  | 40 |  | 50000 | True |  |  | False | Gas-fired storage | 88 |  | 97 | 83 | 18524329 | High | 0.9 |  |  | 11/15/2022 | 210605698 | 02/23/2023
Rheem Sales Company, Inc. | Rheem | PROG50-36P RH62 | Federally-Regulated Consumer Product | LPG |  | 48 |  | 36000 | True |  |  | False | Gas-fired storage | 76 |  | 81 | 0 | 26041188 | High | 0.65 |  |  | 08/23/2022 | 6518267 | 02/23/2023
Rheem Sales Company, Inc. | Rheem | ECOH160XLP-2 | Federally-Regulated Consumer Product | LPG |  | 0 |  | 157000 |  |  |  | False | Instantaneous gas-fired |  | 4.5 | 96 | 32 | 18091646 | High | 0.93 |  | 0 | 08/23/2022 | 205628326 | 02/23/2023
Rheem Sales Company, Inc. | Rheem | PROG50S-36N RH67 PV | Federally-Regulated Consumer Product | Natural gas |  | 48 |  | 36000 | True |  |  | False | Gas-fired storage | 78 |  | 79 | 93 | 23863788 | High | 0.7 | 0.63 |  | 05/07/2019 |  | 02/23/2023
Rheem Sales Company, Inc. | Rheem | PROG40-40N RH62 TT | Federally-Regulated Consumer Product | Natural gas |  | 38 |  | 40000 | True |  |  | False | Gas-fired storage | 84 |  | 80 | 0 | 25646625 | High | 0.66 |  |  | 08/23/2022 | 206214376 | 02/23/2023
Rheem Sales Company, Inc. | Rheem | XP50S12DM36U0 | Federally-Regulated Consumer Product | LPG |  | 48 |  | 36000 | True |  |  | False | Gas-fired storage | 78 |  | 77 | 0 | 25646625 | High | 0.66 | 0.63 |  | 03/14/2019 |  | 02/23/2023
Rheem Sales Company, Inc. | Rheem | XG40T12DM40U0 | Federally-Regulated Consumer Product | Natural gas |  | 37 |  | 40000 | True |  |  | False | Gas-fired storage | 66 |  | 77 | 19 | 24116276 | Medium | 0.68 |  |  | 08/23/2022 | 7002042 | 02/23/2023
Rheem Sales Company, Inc. | Rheem | RTGH-95XLN-2 | Federally-Regulated Consumer Product | Natural gas |  | 0 |  | 199900 |  |  |  | False | Instantaneous gas-fired |  | 5.6 | 96 | 32 | 18091646 | High | 0.93 |  | 0 | 08/23/2022 | 205622521 | 02/23/2023
Rheem Sales Company, Inc. | Rheem | XP50T06PV42U0 | Federally-Regulated Consumer Product | LPG |  | 48 |  | 42000 | True |  |  | False | Gas-fired storage | 78 |  | 75 | 0 | 24892312 | High | 0.68 |  |  | 08/23/2022 | 7002041 | 02/23/2023
Rheem Sales Company, Inc. | Rheem | PROP G50-50* CN HE** | Federally-Regulated Consumer Product | LPG |  | 50 |  | 50000 | True |  |  | False | Gas-fired storage | 95 |  | 94 | 127 | 18801645 | High | 0.88 |  |  | 11/15/2022 | 210605702 | 02/23/2023
Rheem Sales Company, Inc. | Rheem | RTG-70XLPWA-1 | Federally-Regulated Consumer Product | LPG |  | 0 |  | 160000 |  |  |  | False | Instantaneous gas-fired |  | 4 | 84 | 30 | 20794890 | High | 0.81 |  | 0 | 09/09/2022 | 205706988 | 02/23/2023
Rheem Sales Company, Inc. | Rheem | P2R-40SF | Federally-Regulated Consumer Product | Natural gas |  | 39 |  | 40000 | True |  |  | False | Gas-fired storage | 66 |  | 75 | 0 | 19443870 | Medium | 0.58 |  |  | 08/23/2022 | 2112749 | 02/23/2023
Rheem Sales Company, Inc. | Rheem | PROG40-38N RH62 TT | Federally-Regulated Consumer Product | Natural gas |  | 38 |  | 38000 | True |  |  | False | Gas-fired storage | 64 |  | 74 | 0 | 19108631 | Medium | 0.58 |  |  | 08/23/2022 | 206194990 | 02/23/2023
Rheem Sales Company, Inc. | Rheem | PROG39S-38U RH62 EC1* | Federally-Regulated Consumer Product | Natural gas |  | 37 |  | 38000 | True |  |  | False | Gas-fired storage | 68 |  | 75 | 0 | 18784755 | Medium | 0.59 |  |  | 08/23/2022 | 205417875 | 02/23/2023
Rheem Sales Company, Inc. | Rheem | 24X30FN* | Federally-Regulated Consumer Product | Natural gas |  | 28 |  | 30000 | True |  |  | False | Gas-fired storage | 51 |  | 78 | 0 | 18471676 | Medium | 0.6 |  |  | 08/23/2022 | 205417903 | 02/23/2023
Rheem Sales Company, Inc. | Rheem | PROG50-40N RH67 PDV | Federally-Regulated Consumer Product | Natural gas |  | 47 |  | 40000 | True |  |  | False | Gas-fired storage | 82 |  | 81 | 96 | 24204002 | High | 0.69 |  |  | 08/23/2022 | 6521084 | 02/23/2023
Rheem Sales Company, Inc. | Rheem | RTGH-90XLN-2 | Federally-Regulated Consumer Product | Natural gas |  | 0 |  | 180000 |  |  |  | False | Instantaneous gas-fired |  | 5.2 | 95 | 32 | 18091646 | High | 0.93 |  | 0 | 08/23/2022 | 205622522 | 02/23/2023
Rheem Sales Company, Inc. | Rheem | PROG40S-32P RH67 PV | Federally-Regulated Consumer Product | LPG |  | 39 |  | 32400 | True |  |  | False | Gas-fired storage | 64 |  | 74 | 68 | 16818762 | Medium | 0.65 | 0.58 |  | 03/14/2019 |  | 02/23/2023
Rheem Sales Company, Inc. | Rheem | PRO+G50-36P RH67 PD | Federally-Regulated Consumer Product | LPG |  | 48 |  | 36000 | True |  |  | False | Gas-fired storage | 79 |  | 77 | 22 | 24456490 | High | 0.69 |  |  | 01/17/2023 | 6528459 | 02/23/2023
Rheem Sales Company, Inc. | Rheem | PROP G40-50* RH HE EC3 | Federally-Regulated Consumer Product | Natural gas |  | 40 |  | 50000 | True |  |  | False | Gas-fired storage | 88 |  | 97 | 83 | 18524329 | High | 0.9 |  |  | 11/08/2022 | 210547590 | 02/23/2023
Rheem Sales Company, Inc. | Rheem | RHE40SP | Federally-Regulated Consumer Product | LPG |  | 37 |  | 36000 | True |  |  | False | Gas-fired storage | 68 |  | 87 | 75 | 20137802 | Medium | 0.75 |  |  | 08/23/2022 | 5609872 | 02/23/2023
Rheem Sales Company, Inc. | Rheem | PROP G40-50* CN HE** | Federally-Regulated Consumer Product | Natural gas |  | 40 |  | 50000 | True |  |  | False | Gas-fired storage | 88 |  | 97 | 83 | 18524329 | High | 0.9 |  |  | 11/15/2022 | 210605696 | 02/23/2023
Rheem Sales Company, Inc. | Rheem | XG40T06EN38U* | Federally-Regulated Consumer Product | Natural gas |  | 38 |  | 38000 | True |  |  | False | Gas-fired storage | 71 |  | 76 | 0 | 19108631 | Medium | 0.58 |  |  | 08/23/2022 | 205417911 | 02/23/2023
Rheem Sales Company, Inc. | Rheem | PROG40-40N RH67 PV | Federally-Regulated Consumer Product | Natural gas |  | 38 |  | 40000 | True |  |  | False | Gas-fired storage | 86 |  | 79 | 110 | 24156234 | High | 0.69 |  |  | 08/23/2022 | 6518268 | 02/23/2023
Rheem Sales Company, Inc. | Rheem | PDV50 | Federally-Regulated Consumer Product | Natural gas |  | 47 |  | 40000 | True |  |  | False | Gas-fired storage | 82 |  | 81 | 96 | 24204002 | High | 0.69 |  |  | 08/23/2022 | 2111826 | 02/23/2023
Rheem Sales Company, Inc. | Rheem | PRO+G29-30U RH63 EC1* | Federally-Regulated Consumer Product | Natural gas |  | 28 |  | 30000 | True |  |  | False | Gas-fired storage | 51 |  | 78 | 0 | 18471676 | Medium | 0.6 |  |  | 08/23/2022 | 205417902 | 02/23/2023
Rheem Sales Company, Inc. | Rheem | PRO+G50S-40N RH67 PD | Federally-Regulated Consumer Product | Natural gas |  | 48 |  | 40000 | True |  |  | False | Gas-fired storage | 78 |  | 77 | 93 | 24214238 | High | 0.69 |  |  | 01/17/2023 | 6528550 | 02/23/2023
Rheem Sales Company, Inc. | Rheem | PRO+G38-40N RH69 PD | Federally-Regulated Consumer Product | Natural gas |  | 37 |  | 40000 | True |  |  | False | Gas-fired storage | 66 |  | 77 | 19 | 24116276 | Medium | 0.68 |  |  | 08/23/2022 | 6528348 | 02/23/2023
Rheem Sales Company, Inc. | Rheem | PROP G50-50* CN HE** | Federally-Regulated Consumer Product | Natural gas |  | 50 |  | 50000 | True |  |  | False | Gas-fired storage | 95 |  | 94 | 127 | 18801645 | High | 0.88 |  |  | 11/15/2022 | 210605702 | 02/23/2023
Rheem Sales Company, Inc. | Rheem | ECOH160XLN-2 | Federally-Regulated Consumer Product | Natural gas |  | 0 |  | 157000 |  |  |  | False | Instantaneous gas-fired |  | 4.5 | 96 | 32 | 18091646 | High | 0.93 |  | 0 | 08/23/2022 | 205628325 | 02/23/2023
Rheem Sales Company, Inc. | Rheem | XG50T06TH40U0 | Federally-Regulated Consumer Product | Natural gas |  | 48 |  | 40000 | True |  |  | False | Gas-fired storage | 77 |  | 78 | 0 | 26448082 | High | 0.64 |  |  | 11/15/2022 | 210594818 | 02/23/2023
Rheem Sales Company, Inc. | Rheem | PROG40-38P RH67 PDV | Federally-Regulated Consumer Product | LPG |  | 38 |  | 38000 | True |  |  | False | Gas-fired storage | 67 |  | 79 | 240 | 16773193 | Medium | 0.63 |  |  | 01/17/2023 | 6521083 | 02/23/2023
Rheem Sales Company, Inc. | Rheem | RHE50 | Federally-Regulated Consumer Product | Natural gas |  | 46 |  | 40000 | True |  |  | False | Gas-fired storage | 87 |  | 89 | 0 | 21158466 | High | 0.8 |  |  | 08/23/2022 | 5609873 | 02/23/2023
Rheem Sales Company, Inc. | Rheem | PROG50-38U RH62 EC1* | Federally-Regulated Consumer Product | Natural gas |  | 48 |  | 38000 | True |  |  | False | Gas-fired storage | 84 |  | 79 | 0 | 26448082 | High | 0.64 |  |  | 08/23/2022 | 205417874 | 02/23/2023
Rheem Sales Company, Inc. | Rheem | CRTGH-90DVLN-2 | Federally-Regulated Consumer Product | Natural gas |  | 0 |  | 180000 |  |  |  | False | Instantaneous gas-fired |  | 5.2 | 97 | 33 | 18088234 | High | 0.93 |  | 0 | 08/23/2022 | 206076872 | 02/23/2023
Rheem Sales Company, Inc. | Rheem | PROG40-40N RH62 | Federally-Regulated Consumer Product | Natural gas |  | 38 |  | 40000 | True |  |  | False | Gas-fired storage | 84 |  | 80 | 0 | 25646625 | High | 0.66 |  |  | 08/23/2022 | 6518260 | 02/23/2023
Rheem Sales Company, Inc. | Rheem | ECOH180DVRHLP * | Federally-Regulated Consumer Product | LPG |  | 0 |  | 180000 |  |  |  | False | Instantaneous gas-fired |  | 5.2 | 97 | 29 | 17908257 | High | 0.94 |  | 0 | 08/23/2022 | 206076877 | 02/23/2023
Rheem Sales Company, Inc. | Rheem | XG40T06TC36U1 | Federally-Regulated Consumer Product | Natural gas |  | 38 |  | 36000 | True |  |  | False | Gas-fired storage | 68 |  | 77 | 0 | 19108631 | Medium | 0.58 |  |  | 11/15/2022 | 210594810 | 02/23/2023
Rheem Sales Company, Inc. | Rheem | PRO+G50-40N RH67 PD | Federally-Regulated Consumer Product | Natural gas |  | 48 |  | 40000 | True |  |  | False | Gas-fired storage | 79 |  | 77 | 22 | 24456490 | High | 0.69 |  |  | 01/17/2023 | 6528444 | 02/23/2023
Rheem Sales Company, Inc. | Rheem | XG40T06TH40U0 | Federally-Regulated Consumer Product | Natural gas |  | 38 |  | 40000 | True |  |  | False | Gas-fired storage | 78 |  | 77 | 0 | 26041188 | High | 0.65 |  |  | 11/15/2022 | 210594816 | 02/23/2023
Rheem Sales Company, Inc. | Rheem | RTGH-84XLN-2 | Federally-Regulated Consumer Product | Natural gas |  | 0 |  | 157000 |  |  |  | False | Instantaneous gas-fired |  | 4.5 | 96 | 32 | 18091646 | High | 0.93 |  | 0 | 08/23/2022 | 205622523 | 02/23/2023
Rheem Sales Company, Inc. | Rheem | ECOH180XLP-2 | Federally-Regulated Consumer Product | LPG |  | 0 |  | 180000 |  |  |  | False | Instantaneous gas-fired |  | 5.2 | 95 | 32 | 18091646 | High | 0.93 |  | 0 | 08/23/2022 | 205628313 | 02/23/2023
Rheem Sales Company, Inc. | Rheem | DCRTGH95DVLN-2 | Federally-Regulated Consumer Product | Natural gas |  | 0 |  | 199900 |  |  |  | False | Instantaneous gas-fired |  | 5.7 | 97 | 32 | 18091646 | High | 0.93 |  | 0 | 08/23/2022 | 206076874 | 02/23/2023
Rheem Sales Company, Inc. | Rheem | DCRTGH95DVLP-2 | Federally-Regulated Consumer Product | LPG |  | 0 |  | 199900 |  |  |  | False | Instantaneous gas-fired |  | 5.7 | 97 | 32 | 18091646 | High | 0.93 |  | 0 | 08/23/2022 | 206076875 | 02/23/2023
Rheem Sales Company, Inc. | Rheem | CRTGH-84DVLP-2 | Federally-Regulated Consumer Product | LPG |  | 0 |  | 157000 |  |  |  | False | Instantaneous gas-fired |  | 4.6 | 97 | 33 | 18088234 | High | 0.93 |  | 0 | 08/23/2022 | 206076871 | 02/23/2023
Rheem Sales Company, Inc. | Rheem | PROG50S-32P RH67 PV | Federally-Regulated Consumer Product | LPG |  | 48 |  | 32400 | True |  |  | False | Gas-fired storage | 78 |  | 79 | 93 | 23863788 | High | 0.7 | 0.63 |  | 05/07/2019 |  | 02/23/2023
Rheem Sales Company, Inc. | Rheem | PROP G40-50* CN HE** | Federally-Regulated Consumer Product | LPG |  | 40 |  | 50000 | True |  |  | False | Gas-fired storage | 88 |  | 97 | 83 | 18524329 | High | 0.9 |  |  | 11/15/2022 | 210605696 | 02/23/2023
Rheem Sales Company, Inc. | Rheem | PROP G40-50* RH HE EC3 | Federally-Regulated Consumer Product | LPG |  | 40 |  | 50000 | True |  |  | False | Gas-fired storage | 88 |  | 97 | 83 | 18524329 | High | 0.9 |  |  | 11/08/2022 | 210547590 | 02/23/2023
Rheem Sales Company, Inc. | Rheem | ECE G50-50U CN HE* | Federally-Regulated Consumer Product | Natural gas |  | 50 |  | 50000 | True |  |  | False | Gas-fired storage | 95 |  | 94 | 127 | 18801645 | High | 0.88 |  |  | 11/15/2022 | 210605705 | 02/23/2023
Rheem Sales Company, Inc. | Rheem | PROG40S-40N RH62 | Federally-Regulated Consumer Product | Natural gas |  | 39 |  | 40000 | True |  |  | False | Gas-fired storage | 66 |  | 75 | 0 | 19443870 | Medium | 0.58 |  |  | 08/23/2022 | 6518263 | 02/23/2023
Rheem Sales Company, Inc. | Rheem | PRO+G50-65N RH62 PDV | Federally-Regulated Consumer Product | Natural gas |  | 48 |  | 65000 | True |  |  | False | Gas-fired storage | 111 |  | 72 | 75 | 25785288 | High | 0.65 |  |  | 08/23/2022 | 6528552 | 02/23/2023
Rheem Sales Company, Inc. | Rheem | RTGH-90XLP-2 | Federally-Regulated Consumer Product | LPG |  | 0 |  | 180000 |  |  |  | False | Instantaneous gas-fired |  | 5.2 | 95 | 32 | 18091646 | High | 0.93 |  | 0 | 08/23/2022 | 205628311 | 02/23/2023
Rheem Sales Company, Inc. | Rheem | PROG50-38N RH60 TT | Federally-Regulated Consumer Product | Natural gas |  | 48 |  | 38000 | True |  |  | False | Gas-fired storage | 85 |  | 83 | 0 | 26448082 | High | 0.64 |  |  | 08/23/2022 | 206214378 | 02/23/2023
Rheem Sales Company, Inc. | Rheem | ECOH180XLN-2 | Federally-Regulated Consumer Product | Natural gas |  | 0 |  | 180000 |  |  |  | False | Instantaneous gas-fired |  | 5.2 | 95 | 32 | 18091646 | High | 0.93 |  | 0 | 08/23/2022 | 205628312 | 02/23/2023
Rheem Sales Company, Inc. | Rheem | RTG-70DVLP-1 | Federally-Regulated Consumer Product | LPG |  | 0 |  | 160000 |  |  |  | False | Instantaneous gas-fired |  | 4.1 | 85 | 31 | 20536633 | High | 0.82 |  | 0 | 08/23/2022 | 205706980 | 02/23/2023
Rheem Sales Company, Inc. | Rheem | XG50T06TC38U1 | Federally-Regulated Consumer Product | Natural gas |  | 48 |  | 38000 | True |  |  | False | Gas-fired storage | 85 |  | 83 | 0 | 26867893 | High | 0.63 |  |  | 11/15/2022 | 210594813 | 02/23/2023
Rheem Sales Company, Inc. | Rheem | PROG50-40P RH67 PDV | Federally-Regulated Consumer Product | LPG |  | 47 |  | 40000 | True |  |  | False | Gas-fired storage | 82 |  | 81 | 96 | 24204002 | High | 0.69 |  |  | 08/23/2022 | 6521085 | 02/23/2023
Rheem Sales Company, Inc. | Rheem | 24X40FN* | Federally-Regulated Consumer Product | Natural gas |  | 38 |  | 38000 | True |  |  | False | Gas-fired storage | 71 |  | 76 | 0 | 19108631 | Medium | 0.58 |  |  | 08/23/2022 | 205417910 | 02/23/2023
Rheem Sales Company, Inc. | Rheem | PROG50-42P RH67 PV | Federally-Regulated Consumer Product | LPG |  | 48 |  | 42000 | True |  |  | False | Gas-fired storage | 78 |  | 75 | 0 | 24892312 | High | 0.68 |  |  | 08/23/2022 | 6518278 | 02/23/2023
Rheem Sales Company, Inc. | Rheem | CRTGH-84DVLN-2 | Federally-Regulated Consumer Product | Natural gas |  | 0 |  | 157000 |  |  |  | False | Instantaneous gas-fired |  | 4.6 | 97 | 33 | 18088234 | High | 0.93 |  | 0 | 08/23/2022 | 206076870 | 02/23/2023
Rheem Sales Company, Inc. | Rheem | PROP G50-50* RH HE EC3 | Federally-Regulated Consumer Product | Natural gas |  | 50 |  | 50000 | True |  |  | False | Gas-fired storage | 95 |  | 94 | 127 | 18801645 | High | 0.88 |  |  | 11/08/2022 | 210547592 | 02/23/2023
Rheem Sales Company, Inc. | Rheem | RTGH-95XLP-2 | Federally-Regulated Consumer Product | LPG |  | 0 |  | 199900 |  |  |  | False | Instantaneous gas-fired |  | 5.6 | 96 | 32 | 18091646 | High | 0.93 |  | 0 | 08/23/2022 | 205628294 | 02/23/2023
Rheem Sales Company, Inc. | Rheem | RTGH-84XLP-2 | Federally-Regulated Consumer Product | LPG |  | 0 |  | 157000 |  |  |  | False | Instantaneous gas-fired |  | 4.5 | 96 | 32 | 18091646 | High | 0.93 |  | 0 | 08/23/2022 | 205628323 | 02/23/2023
Rheem Sales Company, Inc. | Rheem | PRO+G50S-36P RH67 PD | Federally-Regulated Consumer Product | LPG |  | 48 |  | 36000 | True |  |  | False | Gas-fired storage | 78 |  | 77 | 93 | 24214238 | High | 0.69 |  |  | 01/17/2023 | 6528551 | 02/23/2023
Rheem Sales Company, Inc. | Rheem | RHE40S | Federally-Regulated Consumer Product | Natural gas |  | 37 |  | 40000 | True |  |  | False | Gas-fired storage | 87 |  | 92 | 75 | 20137802 | High | 0.83 |  |  | 08/23/2022 | 5609871 | 02/23/2023
Rheem Sales Company, Inc. | Rheem | PRO+G29-60N RH70 ID | Federally-Regulated Consumer Product | Natural gas |  | 28 |  | 60000 | True |  |  | False | Gas-fired storage | 93 |  | 78 | 33 | 23727929 | High | 0.71 |  |  | 08/23/2022 | 6528345 | 02/23/2023
Noritz America Corp. | THERMALUX | NER66OD (GQ-2039WS ET US) | Federally-Regulated Consumer Product | LPG |  | 1 |  | 140000 |  |  |  | True | Instantaneous gas-fired |  | 3.6 | 84 | 137 | 13048416 | Medium | 0.82 |  | 0 | 08/23/2022 | 205040812 | 02/23/2023
Noritz America Corp. | THERMALUX | NERC11DV (GQ-C3257WX-FF ET US) | Federally-Regulated Consumer Product | Natural gas |  | 1 |  | 199900 |  |  |  | True | Instantaneous gas-fired |  | 5.7 | 94 | 161 | 18051517 | High | 0.91 |  | 0 | 08/23/2022 | 205040809 | 02/23/2023
Noritz America Corp. | THERMALUX | NERC98DV (GQ-C2857WS-FF ET US) | Federally-Regulated Consumer Product | LPG |  | 1 |  | 180000 |  |  |  | False | Instantaneous gas-fired |  | 5.1 | 94 | 161 | 18051517 | High | 0.91 |  | 0 | 08/23/2022 | 205040811 | 02/23/2023
Noritz America Corp. | THERMALUX | NERC11DV (GQ-C3257WX-FF ET US) | Federally-Regulated Consumer Product | LPG |  | 1 |  | 199900 |  |  |  | True | Instantaneous gas-fired |  | 5.7 | 94 | 161 | 18051517 | High | 0.91 |  | 0 | 08/23/2022 | 205040809 | 02/23/2023
Noritz America Corp. | THERMALUX | NER66OD (GQ-2039WS ET US) | Federally-Regulated Consumer Product | Natural gas |  | 1 |  | 140000 |  |  |  | True | Instantaneous gas-fired |  | 3.6 | 84 | 137 | 13048416 | Medium | 0.82 |  | 0 | 08/23/2022 | 205040812 | 02/23/2023
Noritz America Corp. | THERMALUX | NERC98DV (GQ-C2857WS-FF ET US) | Federally-Regulated Consumer Product | Natural gas |  | 1 |  | 180000 |  |  |  | False | Instantaneous gas-fired |  | 5.1 | 94 | 161 | 18051517 | High | 0.91 |  | 0 | 08/23/2022 | 205040811 | 02/23/2023
A.O. Smith Water Products Company | U.S. Craftmaster | LG1F3032TBR 4*1 | Federally-Regulated Consumer Product | LPG |  | 29 |  | 32000 | True |  |  | False | Gas-fired storage | 62 |  | 74 | 0 | 18471676 | Medium | 0.6 |  |  | 08/23/2022 | 206715305 | 02/23/2023
A.O. Smith Water Products Company | U.S. Craftmaster | NG1F3032TBR 4** | Federally-Regulated Consumer Product | Natural gas |  | 29 |  | 32000 | True |  |  | False | Gas-fired storage | 62 |  | 74 | 0 | 18471676 | Medium | 0.6 |  |  | 08/23/2022 | 206715304 | 02/23/2023
Rheem Sales Company, Inc. | Rheem | 44X40SFN* | Federally-Regulated Consumer Product | Natural gas |  | 37 |  | 38000 | True |  |  | False | Gas-fired storage | 68 |  | 75 | 0 | 18784755 | Medium | 0.59 |  |  | 08/23/2022 | 205417948 | 02/23/2023
Rheem Sales Company, Inc. | Rheem | PRO+G40-36P RH AX | Federally-Regulated Consumer Product | LPG |  | 38 |  | 36000 | True |  |  | False | Gas-fired storage | 84 |  | 80 | 0 | 25646625 | High | 0.66 |  |  | 09/08/2022 | 209403932 | 02/23/2023
Rheem Sales Company, Inc. | Rheem | RTGH-90DVLN-2 | Federally-Regulated Consumer Product | Natural gas |  | 0 |  | 180000 |  |  |  | False | Instantaneous gas-fired |  | 5.2 | 97 | 33 | 18088234 | High | 0.93 |  | 0 | 08/23/2022 | 202067549 | 02/23/2023
Rheem Sales Company, Inc. | Rheem | 24X50FN* | Federally-Regulated Consumer Product | Natural gas |  | 48 |  | 38000 | True |  |  | False | Gas-fired storage | 86 |  | 83 | 0 | 26867893 | High | 0.63 |  |  | 08/23/2022 | 205417927 | 02/23/2023
Rheem Sales Company, Inc. | Rheem | RTGH-RH11DVLP * | Federally-Regulated Consumer Product | LPG |  | 0 |  | 199000 |  |  |  | False | Instantaneous gas-fired |  | 6 | 97 | 57 | 17812721 | High | 0.94 |  | 0 | 08/23/2022 | 203303903 | 02/23/2023
Rheem Sales Company, Inc. | Rheem | RTGH-68XLN-2 | Federally-Regulated Consumer Product | Natural gas |  | 0 |  | 120000 |  |  |  | False | Instantaneous gas-fired |  | 3.6 | 95 | 31 | 12073355 | Medium | 0.91 |  | 0 | 08/23/2022 | 202067511 | 02/23/2023
Rheem Sales Company, Inc. | Rheem | RTGH-RH10DVLP * | Federally-Regulated Consumer Product | LPG |  | 0 |  | 180000 |  |  |  | False | Instantaneous gas-fired |  | 5.2 | 97 | 29 | 17908257 | High | 0.94 |  | 0 | 08/23/2022 | 203303914 | 02/23/2023
Rheem Sales Company, Inc. | Rheem | RTGH-95DVLP-2 | Federally-Regulated Consumer Product | LPG |  | 0 |  | 199900 |  |  |  | False | Instantaneous gas-fired |  | 5.7 | 97 | 32 | 18091646 | High | 0.93 |  | 0 | 08/23/2022 | 202068317 | 02/23/2023
Rheem Sales Company, Inc. | Rheem | XG50T06TN38U* | Federally-Regulated Consumer Product | Natural gas |  | 48 |  | 38000 | True |  |  | False | Gas-fired storage | 86 |  | 83 | 0 | 26867893 | High | 0.63 |  |  | 08/23/2022 | 205417941 | 02/23/2023
Rheem Sales Company, Inc. | Rheem | RTGH-68DVLP-2 | Federally-Regulated Consumer Product | LPG |  | 0 |  | 120000 |  |  |  | False | Instantaneous gas-fired |  | 3.5 | 96 | 33 | 12066531 | Medium | 0.91 |  | 0 | 08/23/2022 | 202067224 | 02/23/2023
Rheem Sales Company, Inc. | Rheem | XG40T12DU38U*W | Federally-Regulated Consumer Product | Natural gas |  | 38 |  | 38000 | True |  |  | False | Gas-fired storage | 67 |  | 75 | 12 | 17276252 | Medium | 0.64 |  |  | 08/23/2022 | 205400787 | 02/23/2023
Rheem Sales Company, Inc. | Rheem | RTG-84XLPWA-1 | Federally-Regulated Consumer Product | LPG |  | 0 |  | 180000 |  |  |  | False | Instantaneous gas-fired |  | 4.5 | 83 | 30 | 20794890 | High | 0.81 |  | 0 | 08/25/2022 | 8552308 | 02/23/2023
Rheem Sales Company, Inc. | Rheem | RTGH-C95DVLN | Federally-Regulated Consumer Product | Natural gas |  | 0 |  | 199900 |  |  |  | False | Instantaneous gas-fired |  | 5.7 | 96 | 34 | 18084822 | High | 0.93 | 0.81 | 0 | 02/17/2023 | 10345346 | 02/23/2023
Rheem Sales Company, Inc. | Rheem | PRO+G40-38U RH67 PD* | Federally-Regulated Consumer Product | Natural gas |  | 38 |  | 38000 | True |  |  | False | Gas-fired storage | 67 |  | 75 | 12 | 17276252 | Medium | 0.64 |  |  | 08/23/2022 | 205363521 | 02/23/2023
Rheem Sales Company, Inc. | Rheem | RTGH-S*11* | Federally-Regulated Consumer Product | Natural gas |  | 0 |  | 199900 |  |  |  | True | Instantaneous gas-fired |  | 5.8 | 98 | 19 | 17567227 | High | 0.96 |  | 0 | 08/23/2022 | 208798106 | 02/23/2023
Rheem Sales Company, Inc. | Rheem | XG50T09EN38U* | Federally-Regulated Consumer Product | Natural gas |  | 48 |  | 38000 | True |  |  | False | Gas-fired storage | 86 |  | 83 | 0 | 26867893 | High | 0.63 |  |  | 08/23/2022 | 205417936 | 02/23/2023
Rheem Sales Company, Inc. | Rheem | ECO160DVLN3-1 | Federally-Regulated Consumer Product | Natural gas |  | 0 |  | 160000 |  |  |  | False | Instantaneous gas-fired |  | 4.1 | 85 | 31 | 20536633 | High | 0.82 |  | 0 | 09/27/2022 | 201920585 | 02/23/2023
Rheem Sales Company, Inc. | Rheem | CECOH160DVLN-2 | Federally-Regulated Consumer Product | Natural gas |  | 0 |  | 157000 |  |  |  | False | Instantaneous gas-fired |  | 4.6 | 97 | 33 | 18088234 | High | 0.93 |  | 0 | 08/23/2022 | 202067548 | 02/23/2023
Rheem Sales Company, Inc. | Rheem | PRO+G50-38U RH62 EC1 TT* | Federally-Regulated Consumer Product | Natural gas |  | 48 |  | 38000 | True |  |  | False | Gas-fired storage | 84 |  | 79 | 0 | 26448082 | High | 0.64 |  |  | 08/23/2022 | 205417946 | 02/23/2023
Rheem Sales Company, Inc. | Rheem | PROG40-38U RH62 EC1* | Federally-Regulated Consumer Product | Natural gas |  | 38 |  | 38000 | True |  |  | False | Gas-fired storage | 71 |  | 76 | 0 | 19108631 | Medium | 0.58 |  |  | 08/23/2022 | 205417872 | 02/23/2023
Rheem Sales Company, Inc. | Rheem | PROPG50-38U RH67 PD* | Federally-Regulated Consumer Product | Natural gas |  | 48 |  | 38000 | True |  |  | False | Gas-fired storage | 86 |  | 78 | 19 | 24827484 | High | 0.68 |  |  | 08/23/2022 | 205400777 | 02/23/2023
Rheem Sales Company, Inc. | Rheem | ECOH200DVRHLN * | Federally-Regulated Consumer Product | Natural gas |  | 0 |  | 199000 |  |  |  | False | Instantaneous gas-fired |  | 6 | 97 | 57 | 17812721 | High | 0.94 |  | 0 | 08/23/2022 | 203303904 | 02/23/2023
Rheem Sales Company, Inc. | Rheem | PROPG40-38U RH67 PD* | Federally-Regulated Consumer Product | Natural gas |  | 38 |  | 38000 | True |  |  | False | Gas-fired storage | 67 |  | 75 | 12 | 17276252 | Medium | 0.64 |  |  | 08/23/2022 | 205400785 | 02/23/2023
Rheem Sales Company, Inc. | Rheem | PROG29-30U RH63 EC1* | Federally-Regulated Consumer Product | Natural gas |  | 28 |  | 30000 | True |  |  | False | Gas-fired storage | 51 |  | 78 | 0 | 18471676 | Medium | 0.6 |  |  | 08/23/2022 | 205417871 | 02/23/2023
Rheem Sales Company, Inc. | Rheem | RTGH-68DVLN-2 | Federally-Regulated Consumer Product | Natural gas |  | 0 |  | 120000 |  |  |  | False | Instantaneous gas-fired |  | 3.5 | 96 | 33 | 12066531 | Medium | 0.91 |  | 0 | 08/23/2022 | 202066946 | 02/23/2023
Rheem Sales Company, Inc. | Rheem | CECOH160DVLP-2 | Federally-Regulated Consumer Product | LPG |  | 0 |  | 157000 |  |  |  | False | Instantaneous gas-fired |  | 4.6 | 97 | 33 | 18088234 | High | 0.93 |  | 0 | 08/23/2022 | 202067520 | 02/23/2023
Rheem Sales Company, Inc. | Rheem | XG39S06EN38U* | Federally-Regulated Consumer Product | Natural gas |  | 37 |  | 38000 | True |  |  | False | Gas-fired storage | 68 |  | 75 | 0 | 18784755 | Medium | 0.59 |  |  | 08/23/2022 | 205417953 | 02/23/2023
Rheem Sales Company, Inc. | Rheem | ECOH200DVRHLP * | Federally-Regulated Consumer Product | LPG |  | 0 |  | 199000 |  |  |  | False | Instantaneous gas-fired |  | 6 | 97 | 57 | 17812721 | High | 0.94 |  | 0 | 08/23/2022 | 203303905 | 02/23/2023
Rheem Sales Company, Inc. | Rheem | XG50T12EN38U* | Federally-Regulated Consumer Product | Natural gas |  | 48 |  | 38000 | True |  |  | False | Gas-fired storage | 86 |  | 83 | 0 | 26867893 | High | 0.63 |  |  | 08/23/2022 | 205417935 | 02/23/2023
Rheem Sales Company, Inc. | Rheem | RTGH-S*10* | Federally-Regulated Consumer Product | LPG |  | 0 |  | 180000 |  |  |  | True | Instantaneous gas-fired |  | 5.2 | 98 | 19 | 17567227 | High | 0.96 |  | 0 | 08/23/2022 | 208798107 | 02/23/2023
Rheem Sales Company, Inc. | Rheem | DCRTGH84DVLN-2 | Federally-Regulated Consumer Product | Natural gas |  | 0 |  | 157000 |  |  |  | False | Instantaneous gas-fired |  | 4.6 | 97 | 33 | 18088234 | High | 0.93 |  | 0 | 08/23/2022 | 202067523 | 02/23/2023
Rheem Sales Company, Inc. | Rheem | XG50S06EN40U* | Federally-Regulated Consumer Product | Natural gas |  | 48 |  | 40000 | True |  |  | False | Gas-fired storage | 85 |  | 83 | 0 | 26867893 | High | 0.63 |  |  | 08/23/2022 | 205417958 | 02/23/2023
Rheem Sales Company, Inc. | Rheem | PROG50-38U RH60 EC1 TT* | Federally-Regulated Consumer Product | Natural gas |  | 48 |  | 38000 | True |  |  | False | Gas-fired storage | 86 |  | 83 | 0 | 26867893 | High | 0.63 |  |  | 08/23/2022 | 205417938 | 02/23/2023
Rheem Sales Company, Inc. | Rheem | XG50T12HN38U* | Federally-Regulated Consumer Product | Natural gas |  | 48 |  | 38000 | True |  |  | False | Gas-fired storage | 84 |  | 79 | 0 | 26448082 | High | 0.64 |  |  | 08/23/2022 | 205417945 | 02/23/2023
Rheem Sales Company, Inc. | Rheem | PRO+G40-40N RH AX | Federally-Regulated Consumer Product | Natural gas |  | 38 |  | 40000 | True |  |  | False | Gas-fired storage | 84 |  | 80 | 0 | 25646625 | High | 0.66 |  |  | 09/08/2022 | 209403933 | 02/23/2023
Rheem Sales Company, Inc. | Rheem | PRO+G40-38U RH62 EC1 TT* | Federally-Regulated Consumer Product | Natural gas |  | 38 |  | 38000 | True |  |  | False | Gas-fired storage | 71 |  | 76 | 0 | 19108631 | Medium | 0.58 |  |  | 08/23/2022 | 205417923 | 02/23/2023
Rheem Sales Company, Inc. | Rheem | RTGH-84DVLP-2 | Federally-Regulated Consumer Product | LPG |  | 0 |  | 157000 |  |  |  | False | Instantaneous gas-fired |  | 4.6 | 97 | 33 | 18088234 | High | 0.93 |  | 0 | 08/23/2022 | 202067529 | 02/23/2023
Rheem Sales Company, Inc. | Rheem | XG55T06EN45U* | Federally-Regulated Consumer Product | Natural gas |  | 55 |  | 45000 | True |  |  | False | Gas-fired storage | 99 |  | 76 | 0 | 27301246 | High | 0.62 |  |  | 08/23/2022 | 205417959 | 02/23/2023
Rheem Sales Company, Inc. | Rheem | CRTGH-95DVLP-2 | Federally-Regulated Consumer Product | LPG |  | 0 |  | 199900 |  |  |  | False | Instantaneous gas-fired |  | 5.7 | 97 | 32 | 18091646 | High | 0.93 |  | 0 | 08/23/2022 | 202068310 | 02/23/2023
Rheem Sales Company, Inc. | Rheem | XG50T09HN38U* | Federally-Regulated Consumer Product | Natural gas |  | 48 |  | 38000 | True |  |  | False | Gas-fired storage | 84 |  | 79 | 0 | 26448082 | High | 0.64 |  |  | 08/23/2022 | 205417944 | 02/23/2023
Rheem Sales Company, Inc. | Rheem | RTGH-95DVLN-2 | Federally-Regulated Consumer Product | Natural gas |  | 0 |  | 199900 |  |  |  | False | Instantaneous gas-fired |  | 5.7 | 97 | 32 | 18091646 | High | 0.93 |  | 0 | 08/23/2022 | 202067565 | 02/23/2023
Rheem Sales Company, Inc. | Rheem | PROPG38-40N RH69 PD* | Federally-Regulated Consumer Product | Natural gas |  | 37 |  | 40000 | True |  |  | False | Gas-fired storage | 66 |  | 77 | 201 | 23495292 | Medium | 0.68 |  |  | 08/23/2022 | 206900644 | 02/23/2023
Rheem Sales Company, Inc. | Rheem | XP50T06PVX42U0 | Federally-Regulated Consumer Product | LPG |  | 48 |  | 42000 | True |  |  | False | Gas-fired storage | 78 |  | 75 | 291 | 23899420 | High | 0.68 |  |  | 01/17/2023 | 209403953 | 02/23/2023
Rheem Sales Company, Inc. | Rheem | XG40T06PN36U* | Federally-Regulated Consumer Product | Natural gas |  | 39 |  | 36000 | True |  |  | False | Gas-fired storage | 67 |  | 74 | 61 | 17109064 | Medium | 0.64 |  |  | 08/23/2022 | 205406730 | 02/23/2023
Rheem Sales Company, Inc. | Rheem | PROPG38-36P RH69 PD* | Federally-Regulated Consumer Product | LPG |  | 37 |  | 36000 | True |  |  | False | Gas-fired storage | 66 |  | 77 | 201 | 23495292 | Medium | 0.68 |  |  | 08/23/2022 | 206900645 | 02/23/2023
Rheem Sales Company, Inc. | Rheem | RTGH-84DVLN-2 | Federally-Regulated Consumer Product | Natural gas |  | 0 |  | 157000 |  |  |  | False | Instantaneous gas-fired |  | 4.6 | 97 | 33 | 18088234 | High | 0.93 |  | 0 | 08/23/2022 | 202067519 | 02/23/2023
Rheem Sales Company, Inc. | Rheem | RTG-70XLNWA-1 | Federally-Regulated Consumer Product | Natural gas |  | 0 |  | 160000 |  |  |  | False | Instantaneous gas-fired |  | 4 | 84 | 30 | 20794890 | High | 0.81 |  | 0 | 09/27/2022 | 201921183 | 02/23/2023
Rheem Sales Company, Inc. | Rheem | XG40T12DU38U* | Federally-Regulated Consumer Product | Natural gas |  | 38 |  | 38000 | True |  |  | False | Gas-fired storage | 67 |  | 75 | 12 | 17276252 | Medium | 0.64 |  |  | 08/23/2022 | 205400786 | 02/23/2023
Rheem Sales Company, Inc. | Rheem | PROPG50-36P RH67 PD* | Federally-Regulated Consumer Product | LPG |  | 48 |  | 36000 | True |  |  | False | Gas-fired storage | 79 |  | 77 | 194 | 23869626 | High | 0.69 |  |  | 08/23/2022 | 206900649 | 02/23/2023
Rheem Sales Company, Inc. | Rheem | ECO160XLN3-1 | Federally-Regulated Consumer Product | Natural gas |  | 0 |  | 160000 |  |  |  | False | Instantaneous gas-fired |  | 4 | 84 | 30 | 20794890 | High | 0.81 |  | 0 | 09/27/2022 | 201921168 | 02/23/2023
Rheem Sales Company, Inc. | Rheem | XG50T06HN38U* | Federally-Regulated Consumer Product | Natural gas |  | 48 |  | 38000 | True |  |  | False | Gas-fired storage | 84 |  | 79 | 0 | 26448082 | High | 0.64 |  |  | 08/23/2022 | 205417943 | 02/23/2023
Rheem Sales Company, Inc. | Rheem | ECOH200DVLP-2 | Federally-Regulated Consumer Product | LPG |  | 0 |  | 199900 |  |  |  | False | Instantaneous gas-fired |  | 5.7 | 97 | 32 | 18091646 | High | 0.93 |  | 0 | 08/23/2022 | 202068314 | 02/23/2023
Rheem Sales Company, Inc. | Rheem | RTGH-68XLP-2 | Federally-Regulated Consumer Product | LPG |  | 0 |  | 120000 |  |  |  | False | Instantaneous gas-fired |  | 3.6 | 95 | 31 | 12073355 | Medium | 0.91 |  | 0 | 08/23/2022 | 202067514 | 02/23/2023
Rheem Sales Company, Inc. | Rheem | RTGH-90DVLP-2 | Federally-Regulated Consumer Product | LPG |  | 0 |  | 180000 |  |  |  | False | Instantaneous gas-fired |  | 5.2 | 97 | 33 | 18088234 | High | 0.93 |  | 0 | 08/23/2022 | 202067553 | 02/23/2023
Rheem Sales Company, Inc. | Rheem | RUTGH-RH10DVLP * | Federally-Regulated Consumer Product | Natural gas |  | 0 |  | 180000 |  |  |  | False | Instantaneous gas-fired |  | 5.2 | 97 | 29 | 17908257 | High | 0.94 |  | 0 | 08/23/2022 | 203303913 | 02/23/2023
Rheem Sales Company, Inc. | Rheem | PROG50-42P RH PV AX | Federally-Regulated Consumer Product | LPG |  | 48 |  | 42000 | True |  |  | False | Gas-fired storage | 78 |  | 75 | 291 | 23899420 | High | 0.68 |  |  | 01/17/2023 | 209403951 | 02/23/2023
Rheem Sales Company, Inc. | Rheem | XG50T06PN38U* | Federally-Regulated Consumer Product | Natural gas |  | 48 |  | 38000 | True |  |  | False | Gas-fired storage | 86 |  | 77 | 80 | 24619352 | High | 0.68 |  |  | 08/23/2022 | 205406733 | 02/23/2023
Rheem Sales Company, Inc. | Rheem | RTG-70DVLNWA-1 | Federally-Regulated Consumer Product | Natural gas |  | 0 |  | 160000 |  |  |  | False | Instantaneous gas-fired |  | 4.1 | 85 | 31 | 20536633 | High | 0.82 |  | 0 | 09/27/2022 | 201920591 | 02/23/2023
Rheem Sales Company, Inc. | Rheem | PROG40-36U RH67 PV* | Federally-Regulated Consumer Product | Natural gas |  | 39 |  | 36000 | True |  |  | False | Gas-fired storage | 67 |  | 74 | 61 | 17109064 | Medium | 0.64 |  |  | 08/23/2022 | 205363522 | 02/23/2023
Rheem Sales Company, Inc. | Rheem | XG50T06PVX42U0 | Federally-Regulated Consumer Product | Natural gas |  | 48 |  | 42000 | True |  |  | False | Gas-fired storage | 78 |  | 75 | 291 | 23899420 | High | 0.68 |  |  | 01/17/2023 | 209403952 | 02/23/2023
Rheem Sales Company, Inc. | Rheem | PRO+G50-38U RH67 PD* | Federally-Regulated Consumer Product | Natural gas |  | 48 |  | 38000 | True |  |  | False | Gas-fired storage | 86 |  | 78 | 19 | 24827484 | High | 0.68 |  |  | 08/23/2022 | 205363520 | 02/23/2023
Rheem Sales Company, Inc. | Rheem | DCRTGH84DVLP-2 | Federally-Regulated Consumer Product | LPG |  | 0 |  | 157000 |  |  |  | False | Instantaneous gas-fired |  | 4.6 | 97 | 33 | 18088234 | High | 0.93 |  | 0 | 08/23/2022 | 202067524 | 02/23/2023
Rheem Sales Company, Inc. | Rheem | RTG-84XLP-1 | Federally-Regulated Consumer Product | LPG |  | 0 |  | 180000 |  |  |  | False | Instantaneous gas-fired |  | 4.5 | 83 | 30 | 20794890 | High | 0.81 |  | 0 | 08/25/2022 | 8552307 | 02/23/2023
Rheem Sales Company, Inc. | Rheem | PRO+G50-38U RH62 EC1* | Federally-Regulated Consumer Product | Natural gas |  | 48 |  | 38000 | True |  |  | False | Gas-fired storage | 86 |  | 83 | 0 | 26867893 | High | 0.63 |  |  | 08/23/2022 | 205417934 | 02/23/2023
Rheem Sales Company, Inc. | Rheem | ECO160XLP3-1 | Federally-Regulated Consumer Product | LPG |  | 0 |  | 160000 |  |  |  | False | Instantaneous gas-fired |  | 4 | 84 | 30 | 20794890 | High | 0.81 |  | 0 | 09/27/2022 | 201921169 | 02/23/2023
Rheem Sales Company, Inc. | Rheem | PROPG50-40N RH67 PD* | Federally-Regulated Consumer Product | Natural gas |  | 48 |  | 40000 | True |  |  | False | Gas-fired storage | 79 |  | 77 | 194 | 23869626 | High | 0.69 |  |  | 08/23/2022 | 206900648 | 02/23/2023
Rheem Sales Company, Inc. | Rheem | RTGH-RH10DVLN * | Federally-Regulated Consumer Product | Natural gas |  | 0 |  | 180000 |  |  |  | False | Instantaneous gas-fired |  | 5.2 | 97 | 29 | 17908257 | High | 0.94 |  | 0 | 08/23/2022 | 203303879 | 02/23/2023
Rheem Sales Company, Inc. | Rheem | PROG40-38U RH62 EC1 TT* | Federally-Regulated Consumer Product | Natural gas |  | 38 |  | 38000 | True |  |  | False | Gas-fired storage | 71 |  | 76 | 0 | 19108631 | Medium | 0.58 |  |  | 08/23/2022 | 205417921 | 02/23/2023
Rheem Sales Company, Inc. | Rheem | XG40T06TN38U* | Federally-Regulated Consumer Product | Natural gas |  | 38 |  | 38000 | True |  |  | False | Gas-fired storage | 71 |  | 76 | 0 | 19108631 | Medium | 0.58 |  |  | 08/23/2022 | 205417926 | 02/23/2023
Rheem Sales Company, Inc. | Rheem | ECO160DVLP3-1 | Federally-Regulated Consumer Product | LPG |  | 0 |  | 160000 |  |  |  | False | Instantaneous gas-fired |  | 4.1 | 85 | 31 | 20536633 | High | 0.82 |  | 0 | 09/27/2022 | 201920586 | 02/23/2023
Rheem Sales Company, Inc. | Rheem | XG50T12DU38U*W | Federally-Regulated Consumer Product | Natural gas |  | 48 |  | 38000 | True |  |  | False | Gas-fired storage | 86 |  | 78 | 19 | 24827484 | High | 0.68 |  |  | 08/23/2022 | 205400779 | 02/23/2023
Rheem Sales Company, Inc. | Rheem | ECOH180DVLP-2 | Federally-Regulated Consumer Product | LPG |  | 0 |  | 180000 |  |  |  | False | Instantaneous gas-fired |  | 5.2 | 97 | 33 | 18088234 | High | 0.93 |  | 0 | 08/23/2022 | 202067555 | 02/23/2023
Rheem Sales Company, Inc. | Rheem | RTGH-S*11* | Federally-Regulated Consumer Product | LPG |  | 0 |  | 199900 |  |  |  | True | Instantaneous gas-fired |  | 5.8 | 98 | 19 | 17567227 | High | 0.96 |  | 0 | 08/23/2022 | 208798106 | 02/23/2023
Rheem Sales Company, Inc. | Rheem | RUTGH-RH10DVLN * | Federally-Regulated Consumer Product | Natural gas |  | 0 |  | 180000 |  |  |  | False | Instantaneous gas-fired |  | 5.2 | 97 | 29 | 17908257 | High | 0.94 |  | 0 | 08/23/2022 | 203303912 | 02/23/2023
Rheem Sales Company, Inc. | Rheem | PROG50-42N RH PV AX | Federally-Regulated Consumer Product | Natural gas |  | 48 |  | 42000 | True |  |  | False | Gas-fired storage | 78 |  | 75 | 291 | 23899420 | High | 0.68 |  |  | 01/17/2023 | 209403950 | 02/23/2023
Rheem Sales Company, Inc. | Rheem | PROG40-36P RH AX | Federally-Regulated Consumer Product | LPG |  | 38 |  | 36000 | True |  |  | False | Gas-fired storage | 84 |  | 80 | 0 | 25646625 | High | 0.66 |  |  | 09/08/2022 | 209403934 | 02/23/2023
Rheem Sales Company, Inc. | Rheem | XG50T12DU38U* | Federally-Regulated Consumer Product | Natural gas |  | 48 |  | 38000 | True |  |  | False | Gas-fired storage | 86 |  | 78 | 19 | 24827484 | High | 0.68 |  |  | 08/23/2022 | 205400778 | 02/23/2023
Rheem Sales Company, Inc. | Rheem | PROG40-40N RH AX | Federally-Regulated Consumer Product | Natural gas |  | 38 |  | 40000 | True |  |  | False | Gas-fired storage | 84 |  | 80 | 0 | 25646625 | High | 0.66 |  |  | 09/08/2022 | 209403935 | 02/23/2023
Rheem Sales Company, Inc. | Rheem | RTG-70XLN-1 | Federally-Regulated Consumer Product | Natural gas |  | 0 |  | 160000 |  |  |  | False | Instantaneous gas-fired |  | 4 | 84 | 30 | 20794890 | High | 0.81 |  | 0 | 09/27/2022 | 201920656 | 02/23/2023
Rheem Sales Company, Inc. | Rheem | PROG50-38U RH67 PV* | Federally-Regulated Consumer Product | Natural gas |  | 48 |  | 38000 | True |  |  | False | Gas-fired storage | 86 |  | 77 | 80 | 24619352 | High | 0.68 |  |  | 08/23/2022 | 205363523 | 02/23/2023
Rheem Sales Company, Inc. | Rheem | RTG-70DVLN-1 | Federally-Regulated Consumer Product | Natural gas |  | 0 |  | 160000 |  |  |  | False | Instantaneous gas-fired |  | 4.1 | 85 | 31 | 20536633 | High | 0.82 |  | 0 | 09/27/2022 | 201874868 | 02/23/2023
Rheem Sales Company, Inc. | Rheem | ECOH160DVLN-2 | Federally-Regulated Consumer Product | Natural gas |  | 0 |  | 157000 |  |  |  | False | Instantaneous gas-fired |  | 4.6 | 97 | 33 | 18088234 | High | 0.93 |  | 0 | 08/23/2022 | 202067525 | 02/23/2023
Rheem Sales Company, Inc. | Rheem | XG50T06EN38U* | Federally-Regulated Consumer Product | Natural gas |  | 48 |  | 38000 | True |  |  | False | Gas-fired storage | 86 |  | 83 | 0 | 26867893 | High | 0.63 |  |  | 08/23/2022 | 205417928 | 02/23/2023
Rheem Sales Company, Inc. | Rheem | ECOH200DVLN-2 | Federally-Regulated Consumer Product | Natural gas |  | 0 |  | 199900 |  |  |  | False | Instantaneous gas-fired |  | 5.7 | 97 | 32 | 18091646 | High | 0.93 |  | 0 | 08/23/2022 | 202068313 | 02/23/2023
Rheem Sales Company, Inc. | Rheem | ECOH180DVLN-2 | Federally-Regulated Consumer Product | Natural gas |  | 0 |  | 180000 |  |  |  | False | Instantaneous gas-fired |  | 5.2 | 97 | 33 | 18088234 | High | 0.93 |  | 0 | 08/23/2022 | 202067550 | 02/23/2023
Rheem Sales Company, Inc. | Rheem | ECOH160DVLP-2 | Federally-Regulated Consumer Product | LPG |  | 0 |  | 157000 |  |  |  | False | Instantaneous gas-fired |  | 4.6 | 97 | 33 | 18088234 | High | 0.93 |  | 0 | 08/23/2022 | 202067526 | 02/23/2023
Rheem Sales Company, Inc. | Rheem | RTGH-RH11DVLN * | Federally-Regulated Consumer Product | Natural gas |  | 0 |  | 199000 |  |  |  | False | Instantaneous gas-fired |  | 6 | 97 | 57 | 17812721 | High | 0.94 |  | 0 | 08/23/2022 | 203303878 | 02/23/2023
Rheem Sales Company, Inc. | Rheem | PROG50-38U RH60 EC1* | Federally-Regulated Consumer Product | Natural gas |  | 48 |  | 38000 | True |  |  | False | Gas-fired storage | 86 |  | 83 | 0 | 26867893 | High | 0.63 |  |  | 08/23/2022 | 205417873 | 02/23/2023
Rheem Sales Company, Inc. | Rheem | RTGH-S*10* | Federally-Regulated Consumer Product | Natural gas |  | 0 |  | 180000 |  |  |  | True | Instantaneous gas-fired |  | 5.2 | 98 | 19 | 17567227 | High | 0.96 |  | 0 | 08/23/2022 | 208798107 | 02/23/2023
Rheem Sales Company, Inc. | Richmond | 12G50-38E2FN* | Federally-Regulated Consumer Product | Natural gas |  | 48 |  | 38000 | True |  |  | False | Gas-fired storage | 86 |  | 78 | 19 | 24827484 | High | 0.68 |  |  | 08/23/2022 | 205400782 | 02/23/2023
Rheem Sales Company, Inc. | Richmond | 6GRX50PVE2-42 | Federally-Regulated Consumer Product | Natural gas |  | 48 |  | 42000 | True |  |  | False | Gas-fired storage | 78 |  | 75 | 291 | 23899420 | High | 0.68 |  |  | 01/17/2023 | 209403954 | 02/23/2023
Rheem Sales Company, Inc. | Richmond | 9CG40-40E2 | Federally-Regulated Consumer Product | Natural gas |  | 37 |  | 40000 | True |  |  | False | Gas-fired storage | 70 |  | 76 | 104 | 16437585 | Medium | 0.66 |  |  | 01/17/2023 | 206730807 | 02/23/2023
Rheem Sales Company, Inc. | Richmond | 9G40S-36PE2 | Federally-Regulated Consumer Product | LPG |  | 39 |  | 36000 | True |  |  | False | Gas-fired storage | 69 |  | 75 | 26 | 16962066 | Medium | 0.65 |  |  | 01/17/2023 | 4644901 | 02/23/2023
Rheem Sales Company, Inc. | Richmond | 6GT40-38FN* | Federally-Regulated Consumer Product | Natural gas |  | 38 |  | 38000 | True |  |  | False | Gas-fired storage | 71 |  | 76 | 0 | 19108631 | Medium | 0.58 |  |  | 08/23/2022 | 205417925 | 02/23/2023
Rheem Sales Company, Inc. | Richmond | 12G50S-40E2 | Federally-Regulated Consumer Product | Natural gas |  | 48 |  | 40000 | True |  |  | False | Gas-fired storage | 78 |  | 77 | 93 | 24214238 | High | 0.69 |  |  | 01/17/2023 | 4648396 | 02/23/2023
Rheem Sales Company, Inc. | Richmond | RMTGH95XLN-2 | Federally-Regulated Consumer Product | Natural gas |  | 0 |  | 199900 |  |  |  | False | Instantaneous gas-fired |  | 5.6 | 96 | 34 | 18084822 | High | 0.93 |  | 0 | 01/17/2023 | 205628307 | 02/23/2023
Rheem Sales Company, Inc. | Richmond | 6G50S-40FN* | Federally-Regulated Consumer Product | Natural gas |  | 48 |  | 40000 | True |  |  | False | Gas-fired storage | 85 |  | 83 | 0 | 26867893 | High | 0.63 |  |  | 08/23/2022 | 205417954 | 02/23/2023
Rheem Sales Company, Inc. | Richmond | 9G50-40E2 | Federally-Regulated Consumer Product | Natural gas |  | 48 |  | 40000 | True |  |  | False | Gas-fired storage | 79 |  | 77 | 22 | 24456490 | High | 0.69 |  |  | 01/17/2023 | 4663105 | 02/23/2023
Rheem Sales Company, Inc. | Richmond | 9G40-36PE2 | Federally-Regulated Consumer Product | LPG |  | 37 |  | 36000 | True |  |  | False | Gas-fired storage | 66 |  | 77 | 25 | 16213238 | Medium | 0.68 |  |  | 01/17/2023 | 4663097 | 02/23/2023
Rheem Sales Company, Inc. | Richmond | 9G40S-40E2 | Federally-Regulated Consumer Product | Natural gas |  | 39 |  | 40000 | True |  |  | False | Gas-fired storage | 69 |  | 75 | 26 | 16962066 | Medium | 0.65 |  |  | 01/17/2023 | 4648390 | 02/23/2023
Rheem Sales Company, Inc. | Richmond | 6G40-38E2FN* | Federally-Regulated Consumer Product | Natural gas |  | 38 |  | 38000 | True |  |  | False | Gas-fired storage | 67 |  | 75 | 12 | 17276252 | Medium | 0.64 |  |  | 08/23/2022 | 205400788 | 02/23/2023
Rheem Sales Company, Inc. | Richmond | RMTGH95DVLN-2 | Federally-Regulated Consumer Product | Natural gas |  | 0 |  | 199900 |  |  |  | False | Instantaneous gas-fired |  | 5.7 | 97 | 32 | 18091646 | High | 0.93 |  | 0 | 08/23/2022 | 202068315 | 02/23/2023
Rheem Sales Company, Inc. | Richmond | 6GRX40-40F | Federally-Regulated Consumer Product | Natural gas |  | 38 |  | 40000 | True |  |  | False | Gas-fired storage | 84 |  | 80 | 0 | 25646625 | High | 0.66 |  |  | 09/08/2022 | 209403927 | 02/23/2023
Rheem Sales Company, Inc. | Richmond | 12GRX40-40F | Federally-Regulated Consumer Product | Natural gas |  | 38 |  | 40000 | True |  |  | False | Gas-fired storage | 84 |  | 80 | 0 | 25646625 | High | 0.66 |  |  | 09/08/2022 | 209403937 | 02/23/2023
Rheem Sales Company, Inc. | Richmond | 6GR40PVE2-36P | Federally-Regulated Consumer Product | LPG |  | 38 |  | 36000 | True |  |  | False | Gas-fired storage | 71 |  | 79 | 219 | 15551310 | Medium | 0.68 |  |  | 01/17/2023 | 4645178 | 02/23/2023
Rheem Sales Company, Inc. | Richmond | 12GRX40-36PF | Federally-Regulated Consumer Product | LPG |  | 38 |  | 36000 | True |  |  | False | Gas-fired storage | 84 |  | 80 | 0 | 25646625 | High | 0.66 |  |  | 09/08/2022 | 209403936 | 02/23/2023
Rheem Sales Company, Inc. | Richmond | 12GUH40-50F* | Federally-Regulated Consumer Product | LPG |  | 40 |  | 50000 | True |  |  | False | Gas-fired storage | 88 |  | 97 | 60 | 18602805 | High | 0.9 |  |  | 01/17/2023 | 210605701 | 02/23/2023
Rheem Sales Company, Inc. | Richmond | 12G30-60 | Federally-Regulated Consumer Product | Natural gas |  | 28 |  | 60000 | True |  |  | False | Gas-fired storage | 93 |  | 78 | 123 | 23420849 | High | 0.71 |  |  | 01/17/2023 | 4663092 | 02/23/2023
Rheem Sales Company, Inc. | Richmond | 6GT50-38F3 | Federally-Regulated Consumer Product | Natural gas |  | 48 |  | 38000 | True |  |  | False | Gas-fired storage | 85 |  | 83 | 0 | 26448082 | High | 0.64 |  |  | 01/17/2023 | 210594812 | 02/23/2023
Rheem Sales Company, Inc. | Richmond | 6G55-45FN* | Federally-Regulated Consumer Product | Natural gas |  | 55 |  | 45000 | True |  |  | False | Gas-fired storage | 99 |  | 76 | 0 | 27301246 | High | 0.62 |  |  | 08/23/2022 | 205417961 | 02/23/2023
Rheem Sales Company, Inc. | Richmond | RMTGH84DVLP-2 | Federally-Regulated Consumer Product | LPG |  | 0 |  | 157000 |  |  |  | False | Instantaneous gas-fired |  | 4.6 | 97 | 34 | 18084822 | High | 0.93 |  | 0 | 01/17/2023 | 202067528 | 02/23/2023
Rheem Sales Company, Inc. | Richmond | RMTGHRH111DVLN * | Federally-Regulated Consumer Product | Natural gas |  | 0 |  | 199000 |  |  |  | False | Instantaneous gas-fired |  | 6 | 97 | 196 | 17338453 | High | 0.94 |  | 0 | 01/17/2023 | 203303901 | 02/23/2023
Rheem Sales Company, Inc. | Richmond | RMTG70XLN-1 | Federally-Regulated Consumer Product | Natural gas |  | 0 |  | 160000 |  |  |  | False | Instantaneous gas-fired |  | 4 | 84 | 31 | 20791478 | High | 0.81 |  | 0 | 01/17/2023 | 201921172 | 02/23/2023
Rheem Sales Company, Inc. | Richmond | 6GR50PVE2-42 | Federally-Regulated Consumer Product | Natural gas |  | 48 |  | 42000 | True |  |  | False | Gas-fired storage | 78 |  | 75 | 291 | 23899420 | High | 0.68 |  |  | 01/17/2023 | 4648425 | 02/23/2023
Rheem Sales Company, Inc. | Richmond | 6CG40-40E2 | Federally-Regulated Consumer Product | Natural gas |  | 37 |  | 40000 | True |  |  | False | Gas-fired storage | 70 |  | 76 | 104 | 16437585 | Medium | 0.66 |  |  | 01/17/2023 | 206730805 | 02/23/2023
Rheem Sales Company, Inc. | Richmond | RMTGH95DVLP-2 | Federally-Regulated Consumer Product | LPG |  | 0 |  | 199900 |  |  |  | False | Instantaneous gas-fired |  | 5.7 | 97 | 32 | 18091646 | High | 0.93 |  | 0 | 08/23/2022 | 202068316 | 02/23/2023
Rheem Sales Company, Inc. | Richmond | 12G40-40E2 | Federally-Regulated Consumer Product | Natural gas |  | 37 |  | 40000 | True |  |  | False | Gas-fired storage | 70 |  | 76 | 104 | 16437585 | Medium | 0.66 |  |  | 01/17/2023 | 4663098 | 02/23/2023
Rheem Sales Company, Inc. | Richmond | 12G40S-40E2 | Federally-Regulated Consumer Product | Natural gas |  | 39 |  | 40000 | True |  |  | False | Gas-fired storage | 69 |  | 75 | 26 | 16962066 | Medium | 0.65 |  |  | 01/17/2023 | 4648391 | 02/23/2023
Rheem Sales Company, Inc. | Richmond | 6G40-40E2 | Federally-Regulated Consumer Product | Natural gas |  | 37 |  | 40000 | True |  |  | False | Gas-fired storage | 70 |  | 76 | 104 | 16437585 | Medium | 0.66 |  |  | 01/17/2023 | 4663094 | 02/23/2023
Rheem Sales Company, Inc. | Richmond | 12GUH40-50F* | Federally-Regulated Consumer Product | Natural gas |  | 40 |  | 50000 | True |  |  | False | Gas-fired storage | 88 |  | 97 | 60 | 18602805 | High | 0.9 |  |  | 01/17/2023 | 210605701 | 02/23/2023
Rheem Sales Company, Inc. | Richmond | 12GUH50-50F* | Federally-Regulated Consumer Product | LPG |  | 50 |  | 50000 | True |  |  | False | Gas-fired storage | 95 |  | 94 | 133 | 18781173 | High | 0.88 |  |  | 01/17/2023 | 210605707 | 02/23/2023
Rheem Sales Company, Inc. | Richmond | 6G40S-36PE2 | Federally-Regulated Consumer Product | LPG |  | 39 |  | 36000 | True |  |  | False | Gas-fired storage | 69 |  | 75 | 26 | 16962066 | Medium | 0.65 |  |  | 01/17/2023 | 4644900 | 02/23/2023
Rheem Sales Company, Inc. | Richmond | 12G50-38FN* | Federally-Regulated Consumer Product | Natural gas |  | 48 |  | 38000 | True |  |  | False | Gas-fired storage | 86 |  | 83 | 0 | 26867893 | High | 0.63 |  |  | 08/23/2022 | 205417929 | 02/23/2023
Rheem Sales Company, Inc. | Richmond | 12CG40-40E2 | Federally-Regulated Consumer Product | Natural gas |  | 37 |  | 40000 | True |  |  | False | Gas-fired storage | 70 |  | 76 | 104 | 16437585 | Medium | 0.66 |  |  | 01/17/2023 | 206730809 | 02/23/2023
Rheem Sales Company, Inc. | Richmond | RMTGH90XLP-2 | Federally-Regulated Consumer Product | LPG |  | 0 |  | 180000 |  |  |  | False | Instantaneous gas-fired |  | 5.2 | 95 | 34 | 18084822 | High | 0.93 |  | 0 | 01/17/2023 | 205628320 | 02/23/2023
Rheem Sales Company, Inc. | Richmond | RMTG84XLP-1 | Federally-Regulated Consumer Product | LPG |  | 0 |  | 180000 |  |  |  | False | Instantaneous gas-fired |  | 4.5 | 83 | 30 | 20794890 | High | 0.81 |  | 0 | 08/25/2022 | 8552312 | 02/23/2023
Rheem Sales Company, Inc. | Richmond | 6G50-40E2 | Federally-Regulated Consumer Product | Natural gas |  | 48 |  | 40000 | True |  |  | False | Gas-fired storage | 79 |  | 77 | 22 | 24456490 | High | 0.69 |  |  | 01/17/2023 | 4663104 | 02/23/2023
Rheem Sales Company, Inc. | Richmond | RMTG70XLP-1 | Federally-Regulated Consumer Product | LPG |  | 0 |  | 160000 |  |  |  | False | Instantaneous gas-fired |  | 4 | 84 | 31 | 20791478 | High | 0.81 |  | 0 | 01/17/2023 | 201921173 | 02/23/2023
Rheem Sales Company, Inc. | Richmond | 12G50S-36PE2 | Federally-Regulated Consumer Product | LPG |  | 48 |  | 36000 | True |  |  | False | Gas-fired storage | 78 |  | 77 | 93 | 24214238 | High | 0.69 |  |  | 01/17/2023 | 4644902 | 02/23/2023
Rheem Sales Company, Inc. | Richmond | 12G40-38E2FN* | Federally-Regulated Consumer Product | Natural gas |  | 38 |  | 38000 | True |  |  | False | Gas-fired storage | 67 |  | 75 | 12 | 17276252 | Medium | 0.64 |  |  | 08/23/2022 | 205400790 | 02/23/2023
Rheem Sales Company, Inc. | Richmond | 6G40S-38FN* | Federally-Regulated Consumer Product | Natural gas |  | 37 |  | 38000 | True |  |  | False | Gas-fired storage | 68 |  | 75 | 0 | 18784755 | Medium | 0.59 |  |  | 08/23/2022 | 205417951 | 02/23/2023
Rheem Sales Company, Inc. | Richmond | RMTG70DVLN-1 | Federally-Regulated Consumer Product | Natural gas |  | 0 |  | 160000 |  |  |  | False | Instantaneous gas-fired |  | 4.1 | 85 | 31 | 20536633 | High | 0.82 |  | 0 | 09/27/2022 | 201920589 | 02/23/2023
Rheem Sales Company, Inc. | Richmond | 6G40S-40E2 | Federally-Regulated Consumer Product | Natural gas |  | 39 |  | 40000 | True |  |  | False | Gas-fired storage | 69 |  | 75 | 26 | 16962066 | Medium | 0.65 |  |  | 01/17/2023 | 4648392 | 02/23/2023
Rheem Sales Company, Inc. | Richmond | 12G55-45FN* | Federally-Regulated Consumer Product | Natural gas |  | 55 |  | 45000 | True |  |  | False | Gas-fired storage | 99 |  | 76 | 0 | 27301246 | High | 0.62 |  |  | 08/23/2022 | 205417962 | 02/23/2023
Rheem Sales Company, Inc. | Richmond | 9G40S-38FN* | Federally-Regulated Consumer Product | Natural gas |  | 37 |  | 38000 | True |  |  | False | Gas-fired storage | 68 |  | 75 | 0 | 18784755 | Medium | 0.59 |  |  | 08/23/2022 | 205417952 | 02/23/2023
Rheem Sales Company, Inc. | Richmond | 6G50-38E2FN* | Federally-Regulated Consumer Product | Natural gas |  | 48 |  | 38000 | True |  |  | False | Gas-fired storage | 86 |  | 78 | 19 | 24827484 | High | 0.68 |  |  | 08/23/2022 | 205400780 | 02/23/2023
Rheem Sales Company, Inc. | Richmond | 6GR50PVE2-42P | Federally-Regulated Consumer Product | LPG |  | 48 |  | 42000 | True |  |  | False | Gas-fired storage | 78 |  | 75 | 291 | 23899420 | High | 0.68 |  |  | 01/17/2023 | 4645379 | 02/23/2023
Rheem Sales Company, Inc. | Richmond | 6G40PV-36FN* | Federally-Regulated Consumer Product | Natural gas |  | 39 |  | 36000 | True |  |  | False | Gas-fired storage | 67 |  | 74 | 61 | 17109064 | Medium | 0.64 |  |  | 08/23/2022 | 205406731 | 02/23/2023
Rheem Sales Company, Inc. | Richmond | 6GRT40-40F3 | Federally-Regulated Consumer Product | LPG |  | 38 |  | 36000 | True |  |  | False | Gas-fired storage | 84 |  | 80 | 0 | 25646625 | High | 0.66 |  |  | 01/17/2023 | 210594815 | 02/23/2023
Rheem Sales Company, Inc. | Richmond | 6G40-38FN* | Federally-Regulated Consumer Product | Natural gas |  | 38 |  | 38000 | True |  |  | False | Gas-fired storage | 71 |  | 76 | 0 | 19108631 | Medium | 0.58 |  |  | 08/23/2022 | 205417917 | 02/23/2023
Rheem Sales Company, Inc. | Richmond | 6G50PDVP-40 | Federally-Regulated Consumer Product | LPG |  | 47 |  | 40000 | True |  |  | False | Gas-fired storage | 82 |  | 81 | 93 | 24214238 | High | 0.69 |  |  | 01/17/2023 | 4645618 | 02/23/2023
Rheem Sales Company, Inc. | Richmond | 6G40PDV-40 | Federally-Regulated Consumer Product | Natural gas |  | 38 |  | 40000 | True |  |  | False | Gas-fired storage | 67 |  | 79 | 240 | 16773193 | Medium | 0.63 |  |  | 01/17/2023 | 4645603 | 02/23/2023
Rheem Sales Company, Inc. | Richmond | 6G40-36PE2 | Federally-Regulated Consumer Product | LPG |  | 37 |  | 36000 | True |  |  | False | Gas-fired storage | 66 |  | 77 | 25 | 16213238 | Medium | 0.68 |  |  | 01/17/2023 | 4663095 | 02/23/2023
Rheem Sales Company, Inc. | Richmond | 6G30-30FN* | Federally-Regulated Consumer Product | Natural gas |  | 28 |  | 30000 | True |  |  | False | Gas-fired storage | 51 |  | 78 | 0 | 18471676 | Medium | 0.6 |  |  | 08/23/2022 | 205417908 | 02/23/2023
Rheem Sales Company, Inc. | Richmond | 12G40-36PE2 | Federally-Regulated Consumer Product | LPG |  | 37 |  | 36000 | True |  |  | False | Gas-fired storage | 66 |  | 77 | 25 | 16213238 | Medium | 0.68 |  |  | 01/17/2023 | 4663099 | 02/23/2023
Rheem Sales Company, Inc. | Richmond | 12GR40S-40F | Federally-Regulated Consumer Product | Natural gas |  | 39 |  | 40000 | True |  |  | False | Gas-fired storage | 66 |  | 75 | 0 | 19443870 | Medium | 0.58 |  |  | 08/23/2022 | 4648378 | 02/23/2023
Rheem Sales Company, Inc. | Richmond | RMTGH90XLN-2 | Federally-Regulated Consumer Product | Natural gas |  | 0 |  | 180000 |  |  |  | False | Instantaneous gas-fired |  | 5.2 | 95 | 34 | 18084822 | High | 0.93 |  | 0 | 01/17/2023 | 205628319 | 02/23/2023
Rheem Sales Company, Inc. | Richmond | 6GR40PVE2-40 | Federally-Regulated Consumer Product | Natural gas |  | 38 |  | 40000 | True |  |  | False | Gas-fired storage | 86 |  | 79 | 198 | 23855978 | High | 0.69 |  |  | 01/17/2023 | 4648423 | 02/23/2023
Rheem Sales Company, Inc. | Richmond | 9G50-38E2FN* | Federally-Regulated Consumer Product | Natural gas |  | 48 |  | 38000 | True |  |  | False | Gas-fired storage | 86 |  | 78 | 19 | 24827484 | High | 0.68 |  |  | 08/23/2022 | 205400781 | 02/23/2023
Rheem Sales Company, Inc. | Richmond | 6G50S-36PE2 | Federally-Regulated Consumer Product | LPG |  | 48 |  | 36000 | True |  |  | False | Gas-fired storage | 78 |  | 77 | 93 | 24214238 | High | 0.69 |  |  | 01/17/2023 | 4644903 | 02/23/2023
Rheem Sales Company, Inc. | Richmond | RMTGH90DVLN-2 | Federally-Regulated Consumer Product | Natural gas |  | 0 |  | 180000 |  |  |  | False | Instantaneous gas-fired |  | 5.2 | 97 | 34 | 18084822 | High | 0.93 |  | 0 | 01/17/2023 | 202067551 | 02/23/2023
Rheem Sales Company, Inc. | Richmond | RMTGHRH111DVLP * | Federally-Regulated Consumer Product | LPG |  | 0 |  | 199000 |  |  |  | False | Instantaneous gas-fired |  | 6 | 97 | 196 | 17338453 | High | 0.94 |  | 0 | 01/17/2023 | 203303902 | 02/23/2023
Rheem Sales Company, Inc. | Richmond | 6GRT50-40F3 | Federally-Regulated Consumer Product | Natural gas |  | 48 |  | 40000 | True |  |  | False | Gas-fired storage | 76 |  | 81 | 0 | 26041188 | High | 0.65 |  |  | 01/17/2023 | 210594817 | 02/23/2023
Rheem Sales Company, Inc. | Richmond | 6G50PV-38FN* | Federally-Regulated Consumer Product | Natural gas |  | 48 |  | 38000 | True |  |  | False | Gas-fired storage | 86 |  | 77 | 80 | 24619352 | High | 0.68 |  |  | 08/23/2022 | 205406734 | 02/23/2023
Rheem Sales Company, Inc. | Richmond | 9G50S-36PE2 | Federally-Regulated Consumer Product | LPG |  | 48 |  | 36000 | True |  |  | False | Gas-fired storage | 78 |  | 77 | 93 | 24214238 | High | 0.69 |  |  | 01/17/2023 | 4644904 | 02/23/2023
Rheem Sales Company, Inc. | Richmond | 12G50-36PE2 | Federally-Regulated Consumer Product | LPG |  | 48 |  | 36000 | True |  |  | False | Gas-fired storage | 79 |  | 77 | 22 | 24456490 | High | 0.69 |  |  | 01/17/2023 | 4663109 | 02/23/2023
Rheem Sales Company, Inc. | Richmond | 6G50PDV-40 | Federally-Regulated Consumer Product | Natural gas |  | 47 |  | 40000 | True |  |  | False | Gas-fired storage | 82 |  | 81 | 93 | 24214238 | High | 0.69 |  |  | 01/17/2023 | 4645604 | 02/23/2023
Rheem Sales Company, Inc. | Richmond | 6RHE50 | Federally-Regulated Consumer Product | Natural gas |  | 46 |  | 40000 | True |  |  | False | Gas-fired storage | 87 |  | 89 | 258 | 20278170 | High | 0.8 |  |  | 01/17/2023 | 5609885 | 02/23/2023
Rheem Sales Company, Inc. | Richmond | 6GT40-36F3 | Federally-Regulated Consumer Product | Natural gas |  | 38 |  | 36000 | True |  |  | False | Gas-fired storage | 64 |  | 74 | 0 | 19108631 | Medium | 0.58 |  |  | 01/17/2023 | 210594811 | 02/23/2023
Rheem Sales Company, Inc. | Richmond | 9G50S-40FN* | Federally-Regulated Consumer Product | Natural gas |  | 48 |  | 40000 | True |  |  | False | Gas-fired storage | 85 |  | 83 | 0 | 26867893 | High | 0.63 |  |  | 08/23/2022 | 205417955 | 02/23/2023
Rheem Sales Company, Inc. | Richmond | 9G40-38FN* | Federally-Regulated Consumer Product | Natural gas |  | 38 |  | 38000 | True |  |  | False | Gas-fired storage | 71 |  | 76 | 0 | 19108631 | Medium | 0.58 |  |  | 08/23/2022 | 205417918 | 02/23/2023
Rheem Sales Company, Inc. | Richmond | 9G50-36PE2 | Federally-Regulated Consumer Product | LPG |  | 48 |  | 36000 | True |  |  | False | Gas-fired storage | 79 |  | 77 | 22 | 24456490 | High | 0.69 |  |  | 01/17/2023 | 4663108 | 02/23/2023
Rheem Sales Company, Inc. | Richmond | TPDV50-65* | Federally-Regulated Consumer Product | Natural gas |  | 48 |  | 65000 | True |  |  | False | Gas-fired storage | 111 |  | 72 | 75 | 25785288 | High | 0.65 |  |  | 08/23/2022 | 4691433 | 02/23/2023
Rheem Sales Company, Inc. | Richmond | 6G50PDV-65 | Federally-Regulated Consumer Product | Natural gas |  | 48 |  | 65000 | True |  |  | False | Gas-fired storage | 111 |  | 72 | 75 | 25785288 | High | 0.65 |  |  | 08/23/2022 | 4645605 | 02/23/2023
Rheem Sales Company, Inc. | Richmond | 6G40S-38F3 | Federally-Regulated Consumer Product | Natural gas |  | 39 |  | 38000 | True |  |  | False | Gas-fired storage | 65 |  | 77 | 0 | 19108631 | Medium | 0.58 |  |  | 08/23/2022 | 10599339 | 02/23/2023
Rheem Sales Company, Inc. | Richmond | 6G50-38FN* | Federally-Regulated Consumer Product | Natural gas |  | 48 |  | 38000 | True |  |  | False | Gas-fired storage | 86 |  | 83 | 0 | 26867893 | High | 0.63 |  |  | 08/23/2022 | 205417930 | 02/23/2023
Rheem Sales Company, Inc. | Richmond | 12GUH50-50F* | Federally-Regulated Consumer Product | Natural gas |  | 50 |  | 50000 | True |  |  | False | Gas-fired storage | 95 |  | 94 | 133 | 18781173 | High | 0.88 |  |  | 01/17/2023 | 210605707 | 02/23/2023
Rheem Sales Company, Inc. | Richmond | 9G50S-40E2 | Federally-Regulated Consumer Product | Natural gas |  | 48 |  | 40000 | True |  |  | False | Gas-fired storage | 78 |  | 77 | 93 | 24214238 | High | 0.69 |  |  | 01/17/2023 | 6503988 | 02/23/2023
Rheem Sales Company, Inc. | Richmond | RMTGH90DVLP-2 | Federally-Regulated Consumer Product | LPG |  | 0 |  | 180000 |  |  |  | False | Instantaneous gas-fired |  | 5.2 | 97 | 34 | 18084822 | High | 0.93 |  | 0 | 01/17/2023 | 202067552 | 02/23/2023
Rheem Sales Company, Inc. | Richmond | RMTGH84DVLN-2 | Federally-Regulated Consumer Product | Natural gas |  | 0 |  | 157000 |  |  |  | False | Instantaneous gas-fired |  | 4.6 | 97 | 34 | 18084822 | High | 0.93 |  | 0 | 01/17/2023 | 202067527 | 02/23/2023
Rheem Sales Company, Inc. | Richmond | 6GRX50PVE2-42P | Federally-Regulated Consumer Product | LPG |  | 48 |  | 42000 | True |  |  | False | Gas-fired storage | 78 |  | 75 | 291 | 23899420 | High | 0.68 |  |  | 01/17/2023 | 209403955 | 02/23/2023
Rheem Sales Company, Inc. | Richmond | 6GT50-38FN* | Federally-Regulated Consumer Product | Natural gas |  | 48 |  | 38000 | True |  |  | False | Gas-fired storage | 86 |  | 83 | 0 | 26867893 | High | 0.63 |  |  | 08/23/2022 | 205417940 | 02/23/2023
Rheem Sales Company, Inc. | Richmond | 6G30-60 | Federally-Regulated Consumer Product | Natural gas |  | 28 |  | 60000 | True |  |  | False | Gas-fired storage | 93 |  | 78 | 123 | 23420849 | High | 0.71 |  |  | 01/17/2023 | 4663043 | 02/23/2023
Rheem Sales Company, Inc. | Richmond | RMTGH84XLP-2 | Federally-Regulated Consumer Product | LPG |  | 0 |  | 157000 |  |  |  | False | Instantaneous gas-fired |  | 4.5 | 96 | 27 | 18108706 | High | 0.93 |  | 0 | 01/17/2023 | 205628330 | 02/23/2023
Rheem Sales Company, Inc. | Richmond | 12G40S-36PE2 | Federally-Regulated Consumer Product | LPG |  | 39 |  | 36000 | True |  |  | False | Gas-fired storage | 69 |  | 75 | 26 | 16962066 | Medium | 0.65 |  |  | 01/17/2023 | 4644899 | 02/23/2023
Rheem Sales Company, Inc. | Richmond | 12G50S-40FN* | Federally-Regulated Consumer Product | Natural gas |  | 48 |  | 40000 | True |  |  | False | Gas-fired storage | 85 |  | 83 | 0 | 26867893 | High | 0.63 |  |  | 08/23/2022 | 205417956 | 02/23/2023
Rheem Sales Company, Inc. | Richmond | 9G50-38FN* | Federally-Regulated Consumer Product | Natural gas |  | 48 |  | 38000 | True |  |  | False | Gas-fired storage | 86 |  | 83 | 0 | 26867893 | High | 0.63 |  |  | 08/23/2022 | 205417931 | 02/23/2023
Rheem Sales Company, Inc. | Richmond | RMTGH84XLN-2 | Federally-Regulated Consumer Product | Natural gas |  | 0 |  | 157000 |  |  |  | False | Instantaneous gas-fired |  | 4.5 | 96 | 27 | 18108706 | High | 0.93 |  | 0 | 01/17/2023 | 205628329 | 02/23/2023
Rheem Sales Company, Inc. | Richmond | 12G40-38FN* | Federally-Regulated Consumer Product | Natural gas |  | 38 |  | 38000 | True |  |  | False | Gas-fired storage | 71 |  | 76 | 0 | 19108631 | Medium | 0.58 |  |  | 08/23/2022 | 205417919 | 02/23/2023
Rheem Sales Company, Inc. | Richmond | RMTGH95XLP-2 | Federally-Regulated Consumer Product | LPG |  | 0 |  | 199900 |  |  |  | False | Instantaneous gas-fired |  | 5.6 | 96 | 34 | 18084822 | High | 0.93 |  | 0 | 01/17/2023 | 205628308 | 02/23/2023
Rheem Sales Company, Inc. | Richmond | 9G40-38E2FN* | Federally-Regulated Consumer Product | Natural gas |  | 38 |  | 38000 | True |  |  | False | Gas-fired storage | 67 |  | 75 | 12 | 17276252 | Medium | 0.64 |  |  | 08/23/2022 | 205400789 | 02/23/2023
Rheem Sales Company, Inc. | Richmond | 6G50S-40E2 | Federally-Regulated Consumer Product | Natural gas |  | 48 |  | 40000 | True |  |  | False | Gas-fired storage | 78 |  | 77 | 93 | 24214238 | High | 0.69 |  |  | 01/17/2023 | 4648397 | 02/23/2023
Rheem Sales Company, Inc. | Richmond | 6G50-36PE2 | Federally-Regulated Consumer Product | LPG |  | 48 |  | 36000 | True |  |  | False | Gas-fired storage | 79 |  | 77 | 22 | 24456490 | High | 0.69 |  |  | 01/17/2023 | 4663107 | 02/23/2023
Rheem Sales Company, Inc. | Richmond | 9G40-40E2 | Federally-Regulated Consumer Product | Natural gas |  | 37 |  | 40000 | True |  |  | False | Gas-fired storage | 70 |  | 76 | 104 | 16437585 | Medium | 0.66 |  |  | 01/17/2023 | 4663096 | 02/23/2023
Rheem Sales Company, Inc. | Richmond | 6RHE50P | Federally-Regulated Consumer Product | LPG |  | 46 |  | 36000 | True |  |  | False | Gas-fired storage | 87 |  | 89 | 258 | 20278170 | High | 0.8 |  |  | 01/17/2023 | 5609886 | 02/23/2023
Rheem Sales Company, Inc. | Richmond | RMTG70DVLP-1 | Federally-Regulated Consumer Product | LPG |  | 0 |  | 160000 |  |  |  | False | Instantaneous gas-fired |  | 4.1 | 85 | 31 | 20536633 | High | 0.82 |  | 0 | 09/27/2022 | 201920590 | 02/23/2023
Rheem Sales Company, Inc. | Sure Comfort | 3G40-36F3 | Federally-Regulated Consumer Product | Natural gas |  | 38 |  | 36000 | True |  |  | False | Gas-fired storage | 64 |  | 74 | 0 | 19108631 | Medium | 0.58 |  |  | 08/23/2022 | 8086844 | 02/23/2023
Rheem Sales Company, Inc. | Sure Comfort | SCG40T03UN38U* | Federally-Regulated Consumer Product | Natural gas |  | 38 |  | 38000 | True |  |  | False | Gas-fired storage | 71 |  | 76 | 0 | 19108631 | Medium | 0.58 |  |  | 08/23/2022 | 205417920 | 02/23/2023
Rheem Sales Company, Inc. | Ruud | PROG50S-36N RU67 PV | Federally-Regulated Consumer Product | Natural gas |  | 48 |  | 36000 | True |  |  | False | Gas-fired storage | 78 |  | 78 | 86 | 23887672 | High | 0.7 |  |  | 01/17/2023 | 6582064 | 02/23/2023
Rheem Sales Company, Inc. | Ruud | PROG40-36U RU67 PV1* | Federally-Regulated Consumer Product | Natural gas |  | 39 |  | 36000 | True |  |  | False | Gas-fired storage | 67 |  | 74 | 61 | 17109064 | Medium | 0.64 |  |  | 08/23/2022 | 205406732 | 02/23/2023
Rheem Sales Company, Inc. | Ruud | PROG50-38U RU60 EC1* | Federally-Regulated Consumer Product | Natural gas |  | 48 |  | 38000 | True |  |  | False | Gas-fired storage | 86 |  | 83 | 0 | 26867893 | High | 0.63 |  |  | 08/23/2022 | 205417933 | 02/23/2023
Rheem Sales Company, Inc. | Ruud | RUTGH-95XLP-2 | Federally-Regulated Consumer Product | LPG |  | 0 |  | 199900 |  |  |  | False | Instantaneous gas-fired |  | 5.6 | 96 | 34 | 18084822 | High | 0.93 |  | 0 | 01/17/2023 | 205628303 | 02/23/2023
Rheem Sales Company, Inc. | Ruud | M4-40FN* | Federally-Regulated Consumer Product | Natural gas |  | 38 |  | 38000 | True |  |  | False | Gas-fired storage | 71 |  | 76 | 0 | 19108631 | Medium | 0.58 |  |  | 08/23/2022 | 205417916 | 02/23/2023
Rheem Sales Company, Inc. | Ruud | RUTGH-CM95DVLN | Federally-Regulated Consumer Product | Natural gas |  | 0 |  | 199900 |  |  |  | False | Instantaneous gas-fired |  | 5.7 | 96 | 34 | 18084822 | High | 0.93 |  | 0 | 01/17/2023 | 205746304 | 02/23/2023
Rheem Sales Company, Inc. | Ruud | RUTGH-CM95XLN | Federally-Regulated Consumer Product | Natural gas |  | 0 |  | 199900 |  |  |  | False | Instantaneous gas-fired |  | 5.6 | 95 | 34 | 18084822 | High | 0.93 |  | 0 | 01/17/2023 | 205746308 | 02/23/2023
Rheem Sales Company, Inc. | Ruud | PROU G40-50* RU HE EC3 | Federally-Regulated Consumer Product | LPG |  | 40 |  | 50000 | True |  |  | False | Gas-fired storage | 88 |  | 97 | 60 | 18602805 | High | 0.9 |  |  | 01/17/2023 | 210605700 | 02/23/2023
Rheem Sales Company, Inc. | Ruud | RUTGH-90XLN-2 | Federally-Regulated Consumer Product | Natural gas |  | 0 |  | 180000 |  |  |  | False | Instantaneous gas-fired |  | 5.2 | 95 | 34 | 18084822 | High | 0.93 |  | 0 | 01/17/2023 | 205628317 | 02/23/2023
Rheem Sales Company, Inc. | Ruud | RUTGH-84XLN-2 | Federally-Regulated Consumer Product | Natural gas |  | 0 |  | 157000 |  |  |  | False | Instantaneous gas-fired |  | 4.5 | 96 | 27 | 18108706 | High | 0.93 |  | 0 | 01/17/2023 | 205628327 | 02/23/2023
Rheem Sales Company, Inc. | Ruud | PRO+G50-38U RU67 PD* | Federally-Regulated Consumer Product | Natural gas |  | 48 |  | 38000 | True |  |  | False | Gas-fired storage | 86 |  | 78 | 19 | 24827484 | High | 0.68 |  |  | 08/23/2022 | 205400783 | 02/23/2023
Rheem Sales Company, Inc. | Ruud | PRO+G50-38U RU62 EC1 TT* | Federally-Regulated Consumer Product | Natural gas |  | 48 |  | 38000 | True |  |  | False | Gas-fired storage | 84 |  | 79 | 0 | 26448082 | High | 0.64 |  |  | 08/23/2022 | 205417947 | 02/23/2023
Rheem Sales Company, Inc. | Ruud | RUTG-70XLP-1 | Federally-Regulated Consumer Product | LPG |  | 0 |  | 160000 |  |  |  | False | Instantaneous gas-fired |  | 4 | 84 | 31 | 20791478 | High | 0.81 |  | 0 | 01/17/2023 | 205706991 | 02/23/2023
Rheem Sales Company, Inc. | Ruud | PRO+G40-38U RU67 PD* | Federally-Regulated Consumer Product | Natural gas |  | 38 |  | 38000 | True |  |  | False | Gas-fired storage | 67 |  | 75 | 12 | 17276252 | Medium | 0.64 |  |  | 08/23/2022 | 205400791 | 02/23/2023
Rheem Sales Company, Inc. | Ruud | RUTGH-S*11* | Federally-Regulated Consumer Product | LPG |  | 0 |  | 199900 |  |  |  | True | Instantaneous gas-fired |  | 5.8 | 98 | 19 | 17567227 | High | 0.96 |  | 0 | 08/23/2022 | 208798126 | 02/23/2023
Rheem Sales Company, Inc. | Ruud | PROG29-30U RU63 EC1* | Federally-Regulated Consumer Product | Natural gas |  | 28 |  | 30000 | True |  |  | False | Gas-fired storage | 51 |  | 78 | 0 | 18471676 | Medium | 0.6 |  |  | 08/23/2022 | 205417905 | 02/23/2023
Rheem Sales Company, Inc. | Ruud | M4-50FN* | Federally-Regulated Consumer Product | Natural gas |  | 48 |  | 38000 | True |  |  | False | Gas-fired storage | 86 |  | 83 | 0 | 26867893 | High | 0.63 |  |  | 08/23/2022 | 205417932 | 02/23/2023
Rheem Sales Company, Inc. | Ruud | PRO+G55-45U RU59 EC1* | Federally-Regulated Consumer Product | Natural gas |  | 55 |  | 45000 | True |  |  | False | Gas-fired storage | 99 |  | 76 | 0 | 27301246 | High | 0.62 |  |  | 08/23/2022 | 205417960 | 02/23/2023
Rheem Sales Company, Inc. | Ruud | RUTGH-C95XLN | Federally-Regulated Consumer Product | Natural gas |  | 0 |  | 199900 |  |  |  | False | Instantaneous gas-fired |  | 5.6 | 95 | 34 | 18084822 | High | 0.93 |  | 0 | 01/17/2023 | 205746306 | 02/23/2023
Rheem Sales Company, Inc. | Ruud | RUTGH-68DVLN-2 | Federally-Regulated Consumer Product | Natural gas |  | 0 |  | 120000 |  |  |  | False | Instantaneous gas-fired |  | 3.5 | 96 | 33 | 12066531 | Medium | 0.91 |  | 0 | 08/23/2022 | 202067225 | 02/23/2023
Rheem Sales Company, Inc. | Ruud | PROG40-36P RU AX | Federally-Regulated Consumer Product | LPG |  | 38 |  | 36000 | True |  |  | False | Gas-fired storage | 84 |  | 80 | 0 | 25646625 | High | 0.66 | 0.64 |  | 09/08/2022 | 209403930 | 02/23/2023
Rheem Sales Company, Inc. | Ruud | RUTG-70DVLNWA-1 | Federally-Regulated Consumer Product | Natural gas |  | 0 |  | 160000 |  |  |  | False | Instantaneous gas-fired |  | 4.1 | 85 | 31 | 20536633 | High | 0.82 |  | 0 | 08/23/2022 | 205706983 | 02/23/2023
Rheem Sales Company, Inc. | Ruud | RUTGH-84DVLP-2 | Federally-Regulated Consumer Product | LPG |  | 0 |  | 157000 |  |  |  | False | Instantaneous gas-fired |  | 4.6 | 97 | 34 | 18084822 | High | 0.93 |  | 0 | 01/17/2023 | 202067531 | 02/23/2023
Rheem Sales Company, Inc. | Ruud | RUTGH-CM95DVLP | Federally-Regulated Consumer Product | LPG |  | 0 |  | 199900 |  |  |  | False | Instantaneous gas-fired |  | 5.7 | 96 | 34 | 18084822 | High | 0.93 |  | 0 | 01/17/2023 | 205746305 | 02/23/2023
Rheem Sales Company, Inc. | Ruud | M4-40SFN* | Federally-Regulated Consumer Product | Natural gas |  | 37 |  | 38000 | True |  |  | False | Gas-fired storage | 68 |  | 75 | 0 | 18784755 | Medium | 0.59 |  |  | 08/23/2022 | 205417949 | 02/23/2023
Rheem Sales Company, Inc. | Ruud | PRO+G40-36P RU AX | Federally-Regulated Consumer Product | LPG |  | 38 |  | 36000 | True |  |  | False | Gas-fired storage | 84 |  | 80 | 0 | 25646625 | High | 0.66 | 0.64 |  | 09/08/2022 | 209403928 | 02/23/2023
Rheem Sales Company, Inc. | Ruud | PROG50-42P RU PV AX | Federally-Regulated Consumer Product | LPG |  | 48 |  | 42000 | True |  |  | False | Gas-fired storage | 78 |  | 75 | 291 | 23899420 | High | 0.68 |  |  | 01/17/2023 | 209403949 | 02/23/2023
Rheem Sales Company, Inc. | Ruud | PROG50S-40U RU60 EC1* | Federally-Regulated Consumer Product | Natural gas |  | 48 |  | 40000 | True |  |  | False | Gas-fired storage | 85 |  | 83 | 0 | 26867893 | High | 0.63 |  |  | 08/23/2022 | 205417957 | 02/23/2023
Rheem Sales Company, Inc. | Ruud | RUTGH-S*11* | Federally-Regulated Consumer Product | Natural gas |  | 0 |  | 199900 |  |  |  | True | Instantaneous gas-fired |  | 5.8 | 98 | 19 | 17567227 | High | 0.96 |  | 0 | 08/23/2022 | 208798126 | 02/23/2023
Rheem Sales Company, Inc. | Ruud | RUTG-70DVLPWA-1 | Federally-Regulated Consumer Product | LPG |  | 0 |  | 160000 |  |  |  | False | Instantaneous gas-fired |  | 4.1 | 85 | 31 | 20536633 | High | 0.82 |  | 0 | 08/23/2022 | 205706985 | 02/23/2023
Rheem Sales Company, Inc. | Ruud | PROUG50-38U RU67 PD* | Federally-Regulated Consumer Product | Natural gas |  | 48 |  | 38000 | True |  |  | False | Gas-fired storage | 86 |  | 78 | 19 | 24827484 | High | 0.68 |  |  | 08/23/2022 | 205400784 | 02/23/2023
Rheem Sales Company, Inc. | Ruud | PROG40-40N RU62 TT | Federally-Regulated Consumer Product | Natural gas |  | 38 |  | 40000 | True |  |  | False | Gas-fired storage | 84 |  | 80 | 0 | 25646625 | High | 0.66 |  |  | 08/23/2022 | 206214377 | 02/23/2023
Rheem Sales Company, Inc. | Ruud | RUTGH-CM95XLP | Federally-Regulated Consumer Product | LPG |  | 0 |  | 199900 |  |  |  | False | Instantaneous gas-fired |  | 5.6 | 95 | 34 | 18084822 | High | 0.93 |  | 0 | 01/17/2023 | 205746309 | 02/23/2023
Rheem Sales Company, Inc. | Ruud | RUTGH-C95DVLN | Federally-Regulated Consumer Product | Natural gas |  | 0 |  | 199900 |  |  |  | False | Instantaneous gas-fired |  | 5.7 | 96 | 34 | 18084822 | High | 0.93 |  | 0 | 01/17/2023 | 205746302 | 02/23/2023
Rheem Sales Company, Inc. | Ruud | PRO+G40-38U RU62 EC1 TT* | Federally-Regulated Consumer Product | Natural gas |  | 38 |  | 38000 | True |  |  | False | Gas-fired storage | 71 |  | 76 | 0 | 19108631 | Medium | 0.58 |  |  | 08/23/2022 | 205417924 | 02/23/2023
Rheem Sales Company, Inc. | Ruud | RUTGH-S*10* | Federally-Regulated Consumer Product | LPG |  | 0 |  | 180000 |  |  |  | True | Instantaneous gas-fired |  | 5.2 | 98 | 19 | 17567227 | High | 0.96 |  | 0 | 08/23/2022 | 208798125 | 02/23/2023
Rheem Sales Company, Inc. | Ruud | PROU G50-50* RU HE EC3 | Federally-Regulated Consumer Product | LPG |  | 50 |  | 50000 | True |  |  | False | Gas-fired storage | 95 |  | 94 | 133 | 18781173 | High | 0.88 |  |  | 01/17/2023 | 210605706 | 02/23/2023
Rheem Sales Company, Inc. | Ruud | PRO+G40-38U RU62 EC1* | Federally-Regulated Consumer Product | Natural gas |  | 38 |  | 38000 | True |  |  | False | Gas-fired storage | 71 |  | 76 | 0 | 19108631 | Medium | 0.58 |  |  | 08/23/2022 | 205417915 | 02/23/2023
Rheem Sales Company, Inc. | Ruud | RUTG-70XLNWA-1 | Federally-Regulated Consumer Product | Natural gas |  | 0 |  | 160000 |  |  |  | False | Instantaneous gas-fired |  | 4 | 84 | 31 | 20791478 | High | 0.81 |  | 0 | 01/17/2023 | 205706990 | 02/23/2023
Rheem Sales Company, Inc. | Ruud | PROG50-38N RU60 TT | Federally-Regulated Consumer Product | Natural gas |  | 48 |  | 38000 | True |  |  | False | Gas-fired storage | 85 |  | 83 | 0 | 26448082 | High | 0.64 |  |  | 08/23/2022 | 206214379 | 02/23/2023
Rheem Sales Company, Inc. | Ruud | RUTGH-S*84* | Federally-Regulated Consumer Product | LPG |  | 0 |  | 157000 |  |  |  | True | Instantaneous gas-fired |  | 4.6 | 97 | 12 | 17591111 | High | 0.96 |  | 0 | 01/17/2023 | 210627641 | 02/23/2023
Rheem Sales Company, Inc. | Ruud | RUTGH-84DVLN-2 | Federally-Regulated Consumer Product | Natural gas |  | 0 |  | 157000 |  |  |  | False | Instantaneous gas-fired |  | 4.6 | 97 | 34 | 18084822 | High | 0.93 |  | 0 | 01/17/2023 | 202067530 | 02/23/2023
Rheem Sales Company, Inc. | Ruud | RUTGH-95XLN-2 | Federally-Regulated Consumer Product | Natural gas |  | 0 |  | 199900 |  |  |  | False | Instantaneous gas-fired |  | 5.6 | 96 | 34 | 18084822 | High | 0.93 |  | 0 | 01/17/2023 | 205628302 | 02/23/2023
Rheem Sales Company, Inc. | Ruud | RUTG-70XLN-1 | Federally-Regulated Consumer Product | Natural gas |  | 0 |  | 160000 |  |  |  | False | Instantaneous gas-fired |  | 4 | 84 | 31 | 20791478 | High | 0.81 |  | 0 | 01/17/2023 | 205706989 | 02/23/2023
Rheem Sales Company, Inc. | Ruud | RUTGH-C95XLP | Federally-Regulated Consumer Product | LPG |  | 0 |  | 199900 |  |  |  | False | Instantaneous gas-fired |  | 5.6 | 95 | 34 | 18084822 | High | 0.93 |  | 0 | 01/17/2023 | 205746307 | 02/23/2023
Rheem Sales Company, Inc. | Ruud | RUTGH-95DVLN-2 | Federally-Regulated Consumer Product | Natural gas |  | 0 |  | 199900 |  |  |  | False | Instantaneous gas-fired |  | 5.7 | 97 | 32 | 18091646 | High | 0.93 |  | 0 | 08/23/2022 | 202068318 | 02/23/2023
Rheem Sales Company, Inc. | Ruud | RUTG-70DVLP-1 | Federally-Regulated Consumer Product | LPG |  | 0 |  | 160000 |  |  |  | False | Instantaneous gas-fired |  | 4.1 | 85 | 31 | 20536633 | High | 0.82 |  | 0 | 08/23/2022 | 205706984 | 02/23/2023
Rheem Sales Company, Inc. | Ruud | PROU G50-50* RU HE EC3 | Federally-Regulated Consumer Product | Natural gas |  | 50 |  | 50000 | True |  |  | False | Gas-fired storage | 95 |  | 94 | 133 | 18781173 | High | 0.88 |  |  | 01/17/2023 | 210605706 | 02/23/2023
Rheem Sales Company, Inc. | Ruud | PH2R40-40F* | Federally-Regulated Consumer Product | Natural gas |  | 38 |  | 40000 | True |  |  | False | Gas-fired storage | 84 |  | 80 | 0 | 25646625 | High | 0.66 | 0.64 |  | 09/08/2022 | 209439639 | 02/23/2023
Rheem Sales Company, Inc. | Ruud | PROG50-38U RU60 EC1 TT* | Federally-Regulated Consumer Product | Natural gas |  | 48 |  | 38000 | True |  |  | False | Gas-fired storage | 86 |  | 83 | 0 | 26867893 | High | 0.63 |  |  | 08/23/2022 | 205417939 | 02/23/2023
Rheem Sales Company, Inc. | Ruud | PROG40-38N RU62 TT | Federally-Regulated Consumer Product | Natural gas |  | 38 |  | 38000 | True |  |  | False | Gas-fired storage | 64 |  | 74 | 0 | 19108631 | Medium | 0.58 |  |  | 08/23/2022 | 206214418 | 02/23/2023
Rheem Sales Company, Inc. | Ruud | RUTGH-S*84* | Federally-Regulated Consumer Product | Natural gas |  | 0 |  | 157000 |  |  |  | True | Instantaneous gas-fired |  | 4.6 | 97 | 12 | 17591111 | High | 0.96 |  | 0 | 01/17/2023 | 210627641 | 02/23/2023
Rheem Sales Company, Inc. | Ruud | PROG40-38U RU62 EC1* | Federally-Regulated Consumer Product | Natural gas |  | 38 |  | 38000 | True |  |  | False | Gas-fired storage | 71 |  | 76 | 0 | 19108631 | Medium | 0.58 |  |  | 08/23/2022 | 205708845 | 02/23/2023
Rheem Sales Company, Inc. | Ruud | PROG40-38U RU62 EC1 TT* | Federally-Regulated Consumer Product | Natural gas |  | 38 |  | 38000 | True |  |  | False | Gas-fired storage | 71 |  | 76 | 0 | 19108631 | Medium | 0.58 |  |  | 08/23/2022 | 205417922 | 02/23/2023
Rheem Sales Company, Inc. | Ruud | PROG50-38U RU62 EC1* | Federally-Regulated Consumer Product | Natural gas |  | 48 |  | 38000 | True |  |  | False | Gas-fired storage | 84 |  | 79 | 0 | 26448082 | High | 0.64 |  |  | 08/23/2022 | 205417942 | 02/23/2023
Rheem Sales Company, Inc. | Ruud | RUTGH-RH11DVLN * | Federally-Regulated Consumer Product | Natural gas |  | 0 |  | 199000 |  |  |  | False | Instantaneous gas-fired |  | 6 | 97 | 196 | 17338453 | High | 0.94 |  | 0 | 01/17/2023 | 203303906 | 02/23/2023
Rheem Sales Company, Inc. | Ruud | M4-30FN* | Federally-Regulated Consumer Product | Natural gas |  | 28 |  | 30000 | True |  |  | False | Gas-fired storage | 51 |  | 78 | 0 | 18471676 | Medium | 0.6 |  |  | 08/23/2022 | 205417907 | 02/23/2023
Rheem Sales Company, Inc. | Ruud | RUTGH-90DVLP-2 | Federally-Regulated Consumer Product | LPG |  | 0 |  | 180000 |  |  |  | False | Instantaneous gas-fired |  | 5.2 | 97 | 34 | 18084822 | High | 0.93 |  | 0 | 01/17/2023 | 202067560 | 02/23/2023
Rheem Sales Company, Inc. | Ruud | PROG39S-38U RU62 EC1* | Federally-Regulated Consumer Product | Natural gas |  | 37 |  | 38000 | True |  |  | False | Gas-fired storage | 68 |  | 75 | 0 | 18784755 | Medium | 0.59 |  |  | 08/23/2022 | 205417950 | 02/23/2023
Rheem Sales Company, Inc. | Ruud | RUTGH-90DVLN-2 | Federally-Regulated Consumer Product | Natural gas |  | 0 |  | 180000 |  |  |  | False | Instantaneous gas-fired |  | 5.2 | 97 | 34 | 18084822 | High | 0.93 |  | 0 | 01/17/2023 | 202067554 | 02/23/2023
Rheem Sales Company, Inc. | Ruud | RUTGH-90XLP-2 | Federally-Regulated Consumer Product | LPG |  | 0 |  | 180000 |  |  |  | False | Instantaneous gas-fired |  | 5.2 | 95 | 34 | 18084822 | High | 0.93 |  | 0 | 01/17/2023 | 205628318 | 02/23/2023
Rheem Sales Company, Inc. | Ruud | RUTG-70DVLN-1 | Federally-Regulated Consumer Product | Natural gas |  | 0 |  | 160000 |  |  |  | False | Instantaneous gas-fired |  | 4.1 | 85 | 31 | 20536633 | High | 0.82 |  | 0 | 08/23/2022 | 205706982 | 02/23/2023
Rheem Sales Company, Inc. | Ruud | PROG40-40N RU AX | Federally-Regulated Consumer Product | Natural gas |  | 38 |  | 40000 | True |  |  | False | Gas-fired storage | 84 |  | 80 | 0 | 25646625 | High | 0.66 | 0.64 |  | 09/08/2022 | 209403931 | 02/23/2023
Rheem Sales Company, Inc. | Ruud | RUTGH-68XLN-2 | Federally-Regulated Consumer Product | Natural gas |  | 0 |  | 120000 |  |  |  | False | Instantaneous gas-fired |  | 3.6 | 95 | 31 | 12073355 | Medium | 0.91 |  | 0 | 08/23/2022 | 202067515 | 02/23/2023
Rheem Sales Company, Inc. | Ruud | RUTG-84XLPWA-1 | Federally-Regulated Consumer Product | LPG |  | 0 |  | 180000 |  |  |  | False | Instantaneous gas-fired |  | 4.5 | 83 | 30 | 20794890 | High | 0.81 |  | 0 | 08/25/2022 | 8552310 | 02/23/2023
Rheem Sales Company, Inc. | Ruud | RUTGH-68XLP-2 | Federally-Regulated Consumer Product | LPG |  | 0 |  | 120000 |  |  |  | False | Instantaneous gas-fired |  | 3.6 | 95 | 31 | 12073355 | Medium | 0.91 |  | 0 | 08/23/2022 | 202067516 | 02/23/2023
Rheem Sales Company, Inc. | Ruud | RUTGH-C95DVLP | Federally-Regulated Consumer Product | LPG |  | 0 |  | 199900 |  |  |  | False | Instantaneous gas-fired |  | 5.7 | 96 | 34 | 18084822 | High | 0.93 |  | 0 | 01/17/2023 | 205746303 | 02/23/2023
Rheem Sales Company, Inc. | Ruud | RUTGH-S*10* | Federally-Regulated Consumer Product | Natural gas |  | 0 |  | 180000 |  |  |  | True | Instantaneous gas-fired |  | 5.2 | 98 | 19 | 17567227 | High | 0.96 |  | 0 | 08/23/2022 | 208798125 | 02/23/2023
Rheem Sales Company, Inc. | Ruud | PROG50-42N RU PV AX | Federally-Regulated Consumer Product | Natural gas |  | 48 |  | 42000 | True |  |  | False | Gas-fired storage | 78 |  | 75 | 291 | 23899420 | High | 0.68 |  |  | 01/17/2023 | 209403956 | 02/23/2023
Rheem Sales Company, Inc. | Ruud | RUTG-70XLPWA-1 | Federally-Regulated Consumer Product | LPG |  | 0 |  | 160000 |  |  |  | False | Instantaneous gas-fired |  | 4 | 84 | 31 | 20791478 | High | 0.81 |  | 0 | 01/17/2023 | 205706992 | 02/23/2023
Rheem Sales Company, Inc. | Ruud | PRO+G29-30U RU63 EC1* | Federally-Regulated Consumer Product | Natural gas |  | 28 |  | 30000 | True |  |  | False | Gas-fired storage | 51 |  | 78 | 0 | 18471676 | Medium | 0.6 |  |  | 08/23/2022 | 205417906 | 02/23/2023
Rheem Sales Company, Inc. | Ruud | RUTGH-95DVLP-2 | Federally-Regulated Consumer Product | LPG |  | 0 |  | 199900 |  |  |  | False | Instantaneous gas-fired |  | 5.7 | 97 | 32 | 18091646 | High | 0.93 |  | 0 | 08/23/2022 | 202068319 | 02/23/2023
Rheem Sales Company, Inc. | Ruud | PROG50-40N RU62 TT | Federally-Regulated Consumer Product | Natural gas |  | 48 |  | 40000 | True |  |  | False | Gas-fired storage | 76 |  | 81 | 0 | 26041188 | High | 0.65 |  |  | 08/23/2022 | 206214381 | 02/23/2023
Rheem Sales Company, Inc. | Ruud | PRO+G40-40N RU AX | Federally-Regulated Consumer Product | Natural gas |  | 38 |  | 40000 | True |  |  | False | Gas-fired storage | 84 |  | 80 | 0 | 25646625 | High | 0.66 | 0.64 |  | 09/08/2022 | 209403929 | 02/23/2023
Rheem Sales Company, Inc. | Ruud | PRO+G50-38U RU62 EC1* | Federally-Regulated Consumer Product | Natural gas |  | 48 |  | 38000 | True |  |  | False | Gas-fired storage | 86 |  | 83 | 0 | 26867893 | High | 0.63 |  |  | 08/23/2022 | 205417937 | 02/23/2023
Rheem Sales Company, Inc. | Ruud | PROG50-38U RU67 PV* | Federally-Regulated Consumer Product | Natural gas |  | 48 |  | 38000 | True |  |  | False | Gas-fired storage | 86 |  | 77 | 80 | 24619352 | High | 0.68 |  |  | 08/23/2022 | 205406735 | 02/23/2023
Rheem Sales Company, Inc. | Ruud | PROU G40-50* RU HE EC3 | Federally-Regulated Consumer Product | Natural gas |  | 40 |  | 50000 | True |  |  | False | Gas-fired storage | 88 |  | 97 | 60 | 18602805 | High | 0.9 |  |  | 01/17/2023 | 210605700 | 02/23/2023
Rheem Sales Company, Inc. | Ruud | RUTGH-68DVLP-2 | Federally-Regulated Consumer Product | LPG |  | 0 |  | 120000 |  |  |  | False | Instantaneous gas-fired |  | 3.5 | 96 | 33 | 12066531 | Medium | 0.91 |  | 0 | 08/23/2022 | 202067226 | 02/23/2023
Rheem Sales Company, Inc. | Ruud | RUTGH-84XLP-2 | Federally-Regulated Consumer Product | LPG |  | 0 |  | 157000 |  |  |  | False | Instantaneous gas-fired |  | 4.5 | 96 | 27 | 18108706 | High | 0.93 |  | 0 | 01/17/2023 | 205628328 | 02/23/2023
Rheem Sales Company, Inc. | Ruud | RUTGH-RH11DVLP * | Federally-Regulated Consumer Product | LPG |  | 0 |  | 199000 |  |  |  | False | Instantaneous gas-fired |  | 6 | 97 | 196 | 17338453 | High | 0.94 |  | 0 | 01/17/2023 | 203303907 | 02/23/2023
Rheem Sales Company, Inc. | Richmond | 10E40-HP120M* | Federally-Regulated Consumer Product | Heat pump |  | 36 |  | 1 | False |  | False | True | Electric storage | 45 |  | 387 | 780 |  | Low | 2.8 |  |  | 08/23/2022 | 208105661 | 02/23/2023
Rheem Sales Company, Inc. | Richmond | 6G40-36F3 | Federally-Regulated Consumer Product | Natural gas |  | 38 |  | 36000 | True |  |  | False | Gas-fired storage | 64 |  | 74 | 0 | 19108631 | Medium | 0.58 |  |  | 08/23/2022 | 8086843 | 02/23/2023
Rheem Sales Company, Inc. | Richmond | 10E80-HP120M* | Federally-Regulated Consumer Product | Heat pump |  | 72 |  | 1 | False |  | False | True | Electric storage | 72 |  | 437 | 932 |  | Medium | 3.5 |  |  | 08/23/2022 | 208105670 | 02/23/2023
Rheem Sales Company, Inc. | Richmond | 6RHE40SP | Federally-Regulated Consumer Product | LPG |  | 37 |  | 36000 | True |  |  | False | Gas-fired storage | 68 |  | 87 | 181 | 14159769 | Medium | 0.75 |  |  | 01/17/2023 | 5609884 | 02/23/2023
Rheem Sales Company, Inc. | Richmond | MV40FDVX3 | Federally-Regulated Consumer Product | Natural gas |  | 38 |  | 36000 | True |  |  | True | Gas-fired storage | 63 |  | 74 | 0 | 18471676 | Medium | 0.6 |  |  | 08/23/2022 | 7451992 | 02/23/2023
Rheem Sales Company, Inc. | Richmond | 6G55-50F3 | Federally-Regulated Consumer Product | Natural gas |  | 55 |  | 50000 | True |  |  | False | Gas-fired storage | 91 |  | 75 | 0 | 27301246 | High | 0.62 |  |  | 08/23/2022 | 8077759 | 02/23/2023
Rheem Sales Company, Inc. | Richmond | 6V30FT3 * | Federally-Regulated Consumer Product | Natural gas |  | 28 |  | 32000 | True |  |  | True | Gas-fired storage | 52 |  | 75 | 0 | 18471676 | Medium | 0.6 |  |  | 08/23/2022 | 8107236 | 02/23/2023
Rheem Sales Company, Inc. | Richmond | 9G40-38F3 | Federally-Regulated Consumer Product | Natural gas |  | 38 |  | 38000 | True |  |  | False | Gas-fired storage | 64 |  | 74 | 0 | 19108631 | Medium | 0.58 |  |  | 08/23/2022 | 8077754 | 02/23/2023
Rheem Sales Company, Inc. | Richmond | 9G50S-36PF3 | Federally-Regulated Consumer Product | LPG |  | 48 |  | 36000 | True |  |  | False | Gas-fired storage | 87 |  | 75 | 0 | 26867893 | High | 0.63 |  |  | 08/23/2022 | 8087601 | 02/23/2023
Rheem Sales Company, Inc. | Richmond | MV50FDVX3 | Federally-Regulated Consumer Product | Natural gas |  | 48 |  | 36000 | True |  |  | True | Gas-fired storage | 65 |  | 73 | 0 | 19108631 | Medium | 0.58 |  |  | 08/23/2022 | 7451988 | 02/23/2023
Rheem Sales Company, Inc. | Richmond | MVR30DV3 | Federally-Regulated Consumer Product | Natural gas |  | 29 |  | 30000 | True |  |  | True | Gas-fired storage | 46 |  | 78 | 0 | 13433946 | Low | 0.57 |  |  | 08/23/2022 | 8068484 | 02/23/2023
Rheem Sales Company, Inc. | Richmond | 12G55-50F3 | Federally-Regulated Consumer Product | Natural gas |  | 55 |  | 50000 | True |  |  | False | Gas-fired storage | 91 |  | 75 | 0 | 27301246 | High | 0.62 |  |  | 08/23/2022 | 8077761 | 02/23/2023
Rheem Sales Company, Inc. | Richmond | 6G55-45PF3 | Federally-Regulated Consumer Product | LPG |  | 55 |  | 45000 | True |  |  | False | Gas-fired storage | 91 |  | 75 | 0 | 27301246 | High | 0.62 |  |  | 08/23/2022 | 8077760 | 02/23/2023
Rheem Sales Company, Inc. | Richmond | 6GR40-36PF3 | Federally-Regulated Consumer Product | LPG |  | 38 |  | 36000 | True |  |  | False | Gas-fired storage | 84 |  | 80 | 0 | 25646625 | High | 0.66 |  |  | 08/23/2022 | 8225020 | 02/23/2023
Rheem Sales Company, Inc. | Richmond | 10E65-HP120M* | Federally-Regulated Consumer Product | Heat pump |  | 59 |  | 1 | False |  | False | True | Electric storage | 55 |  | 405 | 955 |  | Medium | 3.3 |  |  | 08/23/2022 | 208105667 | 02/23/2023
Rheem Sales Company, Inc. | Richmond | 12GR40-36PF3 | Federally-Regulated Consumer Product | LPG |  | 38 |  | 36000 | True |  |  | False | Gas-fired storage | 84 |  | 80 | 0 | 25646625 | High | 0.66 |  |  | 08/23/2022 | 8225021 | 02/23/2023
Rheem Sales Company, Inc. | Richmond | 12GR40-40F3 | Federally-Regulated Consumer Product | Natural gas |  | 38 |  | 40000 | True |  |  | False | Gas-fired storage | 84 |  | 80 | 0 | 25646625 | High | 0.66 |  |  | 08/23/2022 | 8225022 | 02/23/2023
Rheem Sales Company, Inc. | Richmond | 6G30S-30F3 | Federally-Regulated Consumer Product | Natural gas |  | 29 |  | 30000 | True |  |  | False | Gas-fired storage | 51 |  | 75 | 0 | 18471676 | Medium | 0.6 |  |  | 08/23/2022 | 8086840 | 02/23/2023
Rheem Sales Company, Inc. | Richmond | 6G50S-40F3 | Federally-Regulated Consumer Product | Natural gas |  | 48 |  | 40000 | True |  |  | False | Gas-fired storage | 87 |  | 75 | 0 | 26867893 | High | 0.63 |  |  | 08/23/2022 | 8065142 | 02/23/2023
Rheem Sales Company, Inc. | Richmond | 12GR50-40F3 | Federally-Regulated Consumer Product | Natural gas |  | 48 |  | 40000 | True |  |  | False | Gas-fired storage | 76 |  | 81 | 0 | 26041188 | High | 0.65 |  |  | 08/23/2022 | 8225032 | 02/23/2023
Rheem Sales Company, Inc. | Richmond | 9G50S-40F3 | Federally-Regulated Consumer Product | Natural gas |  | 48 |  | 40000 | True |  |  | False | Gas-fired storage | 87 |  | 75 | 0 | 26867893 | High | 0.63 |  |  | 08/23/2022 | 8065144 | 02/23/2023
Rheem Sales Company, Inc. | Richmond | 10E50-HP120 | Federally-Regulated Consumer Product | Heat pump |  | 46 |  | 1.3 | False |  | False | True | Electric storage | 51 |  | 350 | 1082 |  | Medium | 3 |  |  | 08/23/2022 | 208676267 | 02/23/2023
Rheem Sales Company, Inc. | Richmond | 6GR50SPVE2-32P | Federally-Regulated Consumer Product | LPG |  | 48 |  | 32400 | True |  |  | False | Gas-fired storage | 78 |  | 79 | 86 | 23887672 | High | 0.7 |  |  | 01/17/2023 | 5536908 | 02/23/2023
Rheem Sales Company, Inc. | Richmond | 6G30-32F3 * | Federally-Regulated Consumer Product | Natural gas |  | 28 |  | 32000 | True |  |  | False | Gas-fired storage | 63 |  | 74 | 0 | 18471676 | Medium | 0.6 |  |  | 08/23/2022 | 8087962 | 02/23/2023
Rheem Sales Company, Inc. | Richmond | 6GR40-40F3 | Federally-Regulated Consumer Product | Natural gas |  | 38 |  | 40000 | True |  |  | False | Gas-fired storage | 84 |  | 80 | 0 | 25646625 | High | 0.66 |  |  | 08/23/2022 | 8225019 | 02/23/2023
Rheem Sales Company, Inc. | Richmond | RMTG84DVLP-1 | Federally-Regulated Consumer Product | LPG |  | 0 |  | 180000 |  |  |  | False | Instantaneous gas-fired |  | 4.5 | 84 | 31 | 20536633 | High | 0.82 |  | 0 | 09/09/2022 | 8552263 | 02/23/2023
Rheem Sales Company, Inc. | Richmond | 9G40S-35PF3 | Federally-Regulated Consumer Product | LPG |  | 39 |  | 35000 | True |  |  | False | Gas-fired storage | 65 |  | 77 | 0 | 19108631 | Medium | 0.58 |  |  | 08/23/2022 | 8065173 | 02/23/2023
Rheem Sales Company, Inc. | Richmond | 12GR50-36PF3 | Federally-Regulated Consumer Product | LPG |  | 48 |  | 36000 | True |  |  | False | Gas-fired storage | 76 |  | 81 | 0 | 26041188 | High | 0.65 |  |  | 08/23/2022 | 8225033 | 02/23/2023
Rheem Sales Company, Inc. | Richmond | 6G30-30PF3 | Federally-Regulated Consumer Product | LPG |  | 28 |  | 30000 | True |  |  | False | Gas-fired storage | 63 |  | 74 | 0 | 18471676 | Medium | 0.6 |  |  | 08/23/2022 | 8065163 | 02/23/2023
Rheem Sales Company, Inc. | Richmond | 12G55-45PF3 | Federally-Regulated Consumer Product | Natural gas |  | 55 |  | 45000 | True |  |  | False | Gas-fired storage | 91 |  | 75 | 0 | 27301246 | High | 0.62 |  |  | 08/23/2022 | 8077762 | 02/23/2023
Rheem Sales Company, Inc. | Richmond | 6G40S-35PF3 | Federally-Regulated Consumer Product | LPG |  | 39 |  | 35000 | True |  |  | False | Gas-fired storage | 65 |  | 77 | 0 | 19108631 | Medium | 0.58 |  |  | 08/23/2022 | 8236143 | 02/23/2023
Rheem Sales Company, Inc. | Richmond | MVR40DV3 | Federally-Regulated Consumer Product | Natural gas |  | 38 |  | 30000 | True |  |  | True | Gas-fired storage | 58 |  | 80 | 0 | 18784755 | Medium | 0.59 |  |  | 08/23/2022 | 8068488 | 02/23/2023
Rheem Sales Company, Inc. | Richmond | 6GR50-40F3 | Federally-Regulated Consumer Product | Natural gas |  | 48 |  | 40000 | True |  |  | False | Gas-fired storage | 76 |  | 81 | 0 | 26041188 | High | 0.65 |  |  | 08/23/2022 | 8225031 | 02/23/2023
Rheem Sales Company, Inc. | Richmond | 6G50S-36PF3 | Federally-Regulated Consumer Product | LPG |  | 48 |  | 36000 | True |  |  | False | Gas-fired storage | 87 |  | 75 | 0 | 26867893 | High | 0.63 |  |  | 08/23/2022 | 8087586 | 02/23/2023
Rheem Sales Company, Inc. | Richmond | 6GR50-36PF3 | Federally-Regulated Consumer Product | LPG |  | 48 |  | 36000 | True |  |  | False | Gas-fired storage | 76 |  | 81 | 0 | 26041188 | High | 0.65 |  |  | 08/23/2022 | 8225034 | 02/23/2023
Rheem Sales Company, Inc. | Richmond | 6RHE40S | Federally-Regulated Consumer Product | Natural gas |  | 37 |  | 40000 | True |  |  | False | Gas-fired storage | 87 |  | 92 | 219 | 19646474 | High | 0.83 |  |  | 01/17/2023 | 5609883 | 02/23/2023
Rheem Sales Company, Inc. | Richmond | 6GR50SPVE2-36 | Federally-Regulated Consumer Product | Natural gas |  | 48 |  | 36000 | True |  |  | False | Gas-fired storage | 78 |  | 79 | 86 | 23887672 | High | 0.7 |  |  | 01/17/2023 | 5536892 | 02/23/2023
Rheem Sales Company, Inc. | Richmond | 9G40S-38F3 | Federally-Regulated Consumer Product | Natural gas |  | 39 |  | 38000 | True |  |  | False | Gas-fired storage | 65 |  | 77 | 0 | 19108631 | Medium | 0.58 |  |  | 08/23/2022 | 8065172 | 02/23/2023
Rheem Sales Company, Inc. | Richmond | 10E40-HP120 | Federally-Regulated Consumer Product | Heat pump |  | 37 |  | 1.3 | False |  | False | True | Electric storage | 51 |  | 355 | 1082 |  | Medium | 3 |  |  | 08/23/2022 | 208629407 | 02/23/2023
Rheem Sales Company, Inc. | Richmond | RMTG84DVLN-1 | Federally-Regulated Consumer Product | Natural gas |  | 0 |  | 180000 |  |  |  | False | Instantaneous gas-fired |  | 4.5 | 84 | 31 | 20536633 | High | 0.82 |  | 0 | 09/09/2022 | 8552256 | 02/23/2023
Rheem Sales Company, Inc. | Richmond | 10E50-HP120M* | Federally-Regulated Consumer Product | Heat pump |  | 46 |  | 1 | False |  | False | True | Electric storage | 55 |  | 367 | 1072 |  | Medium | 3 |  |  | 08/23/2022 | 208105664 | 02/23/2023
Rheem Sales Company, Inc. | Richmond | 6GR40SPVE2-32P | Federally-Regulated Consumer Product | LPG |  | 39 |  | 32400 | True |  |  | False | Gas-fired storage | 66 |  | 74 | 61 | 16842646 | Medium | 0.65 |  |  | 01/17/2023 | 5536903 | 02/23/2023
Rheem Sales Company, Inc. | Richmond | 6V40FT3 | Federally-Regulated Consumer Product | Natural gas |  | 38 |  | 34000 | True |  |  | True | Gas-fired storage | 57 |  | 75 | 0 | 18784755 | Medium | 0.59 |  |  | 08/23/2022 | 8077637 | 02/23/2023
Noritz America Corp. | NORITZ | NCC199CDV (GQ-C3260WZ-FF US) | Federally-Regulated Consumer Product | Natural gas |  | 1 |  | 199900 |  |  |  | True | Instantaneous gas-fired |  | 5.6 | 98 | 32 | 17522871 | High | 0.96 |  | 0 | 01/17/2023 | 204237879 | 02/23/2023
Noritz America Corp. | NORITZ | NR98SV (GQ-2857WX-F US) | Federally-Regulated Consumer Product | Natural gas |  | 1 |  | 199900 |  |  |  | False | Instantaneous gas-fired |  | 5.1 | 85 | 208 | 19932709 | High | 0.82 |  | 0 | 08/23/2022 | 10445893 | 02/23/2023
Noritz America Corp. | NORITZ | NRC711-DV-NG | Federally-Regulated Consumer Product | Natural gas |  | 1 |  | 157000 |  |  |  | True | Instantaneous gas-fired |  | 4.3 | 92 | 189 | 18373977 | High | 0.89 |  | 0 | 08/23/2022 | 7169557 | 02/23/2023
Noritz America Corp. | NORITZ | EZ111DV (GQ-C3259WX-FF US) | Federally-Regulated Consumer Product | LPG |  | 1 |  | 199900 |  |  |  | True | Instantaneous gas-fired |  | 5.8 | 99 | 154 | 17106607 | High | 0.96 |  | 0 | 08/23/2022 | 10445914 | 02/23/2023
Noritz America Corp. | NORITZ | NRC111DV (GQ-C3257WX-FF US) | Federally-Regulated Consumer Product | LPG |  | 1 |  | 199900 |  |  |  | False | Instantaneous gas-fired |  | 5.7 | 94 | 161 | 18051517 | High | 0.91 |  | 0 | 08/23/2022 | 10445899 | 02/23/2023
Noritz America Corp. | NORITZ | NR83OD (GQ-2457WS US) | Federally-Regulated Consumer Product | Natural gas |  | 0 |  | 180000 |  |  |  | False | Instantaneous gas-fired |  | 4.6 | 85 | 209 | 19929297 | High | 0.82 |  | 0 | 08/23/2022 | 10568695 | 02/23/2023
Noritz America Corp. | NORITZ | NCC199CDV (GQ-C3260WZ-FF US) | Federally-Regulated Consumer Product | LPG |  | 1 |  | 199900 |  |  |  | True | Instantaneous gas-fired |  | 5.6 | 98 | 32 | 17522871 | High | 0.96 |  | 0 | 01/17/2023 | 204237879 | 02/23/2023
Noritz America Corp. | NORITZ | NRC661A-OD-LP | Federally-Regulated Consumer Product | LPG |  | 1 |  | 120000 |  |  |  | True | Instantaneous gas-fired |  | 3.4 | 92 | 123 | 12033139 | Medium | 0.89 |  | 0 | 08/23/2022 | 7170858 | 02/23/2023
Noritz America Corp. | NORITZ | EZ111DV (GQ-C3259WX-FF US) | Federally-Regulated Consumer Product | Natural gas |  | 1 |  | 199900 |  |  |  | True | Instantaneous gas-fired |  | 5.8 | 99 | 154 | 17106607 | High | 0.96 |  | 0 | 08/23/2022 | 10445914 | 02/23/2023
Noritz America Corp. | NORITZ | NRC711-OD-NG | Federally-Regulated Consumer Product | Natural gas |  | 1 |  | 157000 |  |  |  | True | Instantaneous gas-fired |  | 4.3 | 91 | 188 | 18377389 | High | 0.89 |  | 0 | 08/23/2022 | 7169554 | 02/23/2023
Noritz America Corp. | NORITZ | NRC711-OD-LP | Federally-Regulated Consumer Product | LPG |  | 1 |  | 157000 |  |  |  | True | Instantaneous gas-fired |  | 4.3 | 91 | 188 | 18377389 | High | 0.89 |  | 0 | 08/23/2022 | 7169556 | 02/23/2023
Noritz America Corp. | NORITZ | NRC98OD (GQ-C2857WS US) | Federally-Regulated Consumer Product | LPG |  | 1 |  | 180000 |  |  |  | False | Instantaneous gas-fired |  | 5.2 | 94 | 161 | 17849334 | High | 0.92 |  | 0 | 08/23/2022 | 202326840 | 02/23/2023
Noritz America Corp. | NORITZ | NR98DVC (GQ-2857WX-FFA US) | Federally-Regulated Consumer Product | Natural gas |  | 1 |  | 199900 |  |  |  | False | Instantaneous gas-fired |  | 5.1 | 85 | 208 | 19932709 | High | 0.82 |  | 0 | 08/23/2022 | 10445894 | 02/23/2023
Noritz America Corp. | NORITZ | NR98DVC (GQ-2857WX-FFA US) | Federally-Regulated Consumer Product | LPG |  | 1 |  | 199900 |  |  |  | False | Instantaneous gas-fired |  | 5.1 | 85 | 208 | 19932709 | High | 0.82 |  | 0 | 08/23/2022 | 10445894 | 02/23/2023
Noritz America Corp. | NORITZ | NR98SV (GQ-2857WX-F US) | Federally-Regulated Consumer Product | LPG |  | 1 |  | 199900 |  |  |  | False | Instantaneous gas-fired |  | 5.1 | 85 | 208 | 19932709 | High | 0.82 |  | 0 | 08/23/2022 | 10445893 | 02/23/2023
Noritz America Corp. | NORITZ | NRC661A-DV-LP | Federally-Regulated Consumer Product | LPG |  | 1 |  | 120000 |  |  |  | True | Instantaneous gas-fired |  | 3.4 | 92 | 124 | 12029727 | Medium | 0.89 |  | 0 | 08/23/2022 | 7170856 | 02/23/2023
Noritz America Corp. | NORITZ | NRCP1112-DV-LP | Federally-Regulated Consumer Product | LPG |  | 1 |  | 199000 |  |  |  | False | Instantaneous gas-fired |  | 5.7 | 99 | 177 | 17403281 | High | 0.94 |  | 0 | 08/23/2022 | 7432744 | 02/23/2023
Noritz America Corp. | NORITZ | NRC661A-DV-NG | Federally-Regulated Consumer Product | Natural gas |  | 1 |  | 120000 |  |  |  | True | Instantaneous gas-fired |  | 3.4 | 92 | 124 | 12029727 | Medium | 0.89 |  | 0 | 08/23/2022 | 7170855 | 02/23/2023
Noritz America Corp. | NORITZ | NR501-OD-LP | Federally-Regulated Consumer Product | LPG |  | 1 |  | 120000 |  |  |  | True | Instantaneous gas-fired |  | 3.1 | 84 | 136 | 13051828 | Medium | 0.82 |  | 0 | 08/23/2022 | 7169506 | 02/23/2023
Noritz America Corp. | NORITZ | NR83OD (GQ-2457WS US) | Federally-Regulated Consumer Product | LPG |  | 0 |  | 180000 |  |  |  | False | Instantaneous gas-fired |  | 4.6 | 85 | 209 | 19929297 | High | 0.82 |  | 0 | 08/23/2022 | 10568695 | 02/23/2023
Noritz America Corp. | NORITZ | NRCP111-DV | Federally-Regulated Consumer Product | Natural gas |  | 1 |  | 199000 |  |  |  | False | Instantaneous gas-fired |  | 5.7 | 99 | 177 | 17403281 | High | 0.94 |  | 0 | 08/23/2022 | 202607449 | 02/23/2023
Noritz America Corp. | NORITZ | NRCP982-DV-NG | Federally-Regulated Consumer Product | Natural gas |  | 1 |  | 180000 |  |  |  | False | Instantaneous gas-fired |  | 5.4 | 99 | 177 | 17403281 | High | 0.94 |  | 0 | 08/23/2022 | 7432737 | 02/23/2023
Noritz America Corp. | NORITZ | NRC661A-OD-NG | Federally-Regulated Consumer Product | Natural gas |  | 1 |  | 120000 |  |  |  | True | Instantaneous gas-fired |  | 3.4 | 92 | 123 | 12033139 | Medium | 0.89 |  | 0 | 08/23/2022 | 7170857 | 02/23/2023
Noritz America Corp. | NORITZ | NRC711-DV-LP | Federally-Regulated Consumer Product | LPG |  | 1 |  | 157000 |  |  |  | True | Instantaneous gas-fired |  | 4.3 | 92 | 189 | 18373977 | High | 0.89 |  | 0 | 08/23/2022 | 7169555 | 02/23/2023
Noritz America Corp. | NORITZ | NRC98DV (GQ-C2857WS-FF US) | Federally-Regulated Consumer Product | LPG |  | 1 |  | 180000 |  |  |  | False | Instantaneous gas-fired |  | 5.1 | 94 | 161 | 18051517 | High | 0.91 |  | 0 | 08/23/2022 | 10445896 | 02/23/2023
Noritz America Corp. | NORITZ | EZ98DV (GQ-C2859WX-FF US) | Federally-Regulated Consumer Product | Natural gas |  | 1 |  | 180000 |  |  |  | True | Instantaneous gas-fired |  | 5.3 | 99 | 154 | 17106607 | High | 0.96 |  | 0 | 08/23/2022 | 10445897 | 02/23/2023
Noritz America Corp. | NORITZ | NCC199CDV (GQ-C3259WZ-FF US) | Federally-Regulated Consumer Product | Natural gas |  | 1 |  | 199900 |  |  |  | True | Instantaneous gas-fired |  | 5.8 | 99 | 154 | 17106607 | High | 0.96 |  | 0 | 08/23/2022 | 202395896 | 02/23/2023
Noritz America Corp. | NORITZ | NRCP98-DV | Federally-Regulated Consumer Product | Natural gas |  | 1 |  | 180000 |  |  |  | False | Instantaneous gas-fired |  | 5.4 | 99 | 177 | 17403281 | High | 0.94 |  | 0 | 08/23/2022 | 202607450 | 02/23/2023
Noritz America Corp. | NORITZ | NRCR111DV (GQ-C3260WXQ-FF US) | Federally-Regulated Consumer Product | Natural gas |  | 1 |  | 199900 |  |  |  | True | Instantaneous gas-fired |  | 5.6 | 98 | 32 | 17522871 | High | 0.96 |  | 0 | 01/17/2023 | 204237882 | 02/23/2023
Noritz America Corp. | NORITZ | NRC98DV (GQ-C2857WS-FF US) | Federally-Regulated Consumer Product | Natural gas |  | 1 |  | 180000 |  |  |  | False | Instantaneous gas-fired |  | 5.1 | 94 | 161 | 18051517 | High | 0.91 |  | 0 | 08/23/2022 | 10445896 | 02/23/2023
Noritz America Corp. | NORITZ | NR83DVC (GQ-2457WS-FFA US) | Federally-Regulated Consumer Product | LPG |  | 0 |  | 180000 |  |  |  | False | Instantaneous gas-fired |  | 4.6 | 85 | 207 | 19936121 | High | 0.82 |  | 0 | 08/23/2022 | 10445890 | 02/23/2023
Noritz America Corp. | NORITZ | NRC111OD (GQ-C3257WX US) | Federally-Regulated Consumer Product | LPG |  | 1 |  | 199900 |  |  |  | False | Instantaneous gas-fired |  | 5.7 | 96 | 161 | 18051517 | High | 0.91 |  | 0 | 08/23/2022 | 10445900 | 02/23/2023
Noritz America Corp. | NORITZ | NRCR92DV (GQ-C2660WXQ-FF US) | Federally-Regulated Consumer Product | Natural gas |  | 1 |  | 165000 |  |  |  | True | Instantaneous gas-fired |  | 4.9 | 97 | 32 | 17708471 | High | 0.95 |  | 0 | 08/23/2022 | 204237880 | 02/23/2023
Noritz America Corp. | NORITZ | NRC98OD (GQ-C2857WS US) | Federally-Regulated Consumer Product | Natural gas |  | 1 |  | 180000 |  |  |  | False | Instantaneous gas-fired |  | 5.2 | 94 | 161 | 17849334 | High | 0.92 |  | 0 | 08/23/2022 | 202326840 | 02/23/2023
Noritz America Corp. | NORITZ | EZ111DV (GQ-C3260WX-FF US) | Federally-Regulated Consumer Product | LPG |  | 1 |  | 199900 |  |  |  | True | Instantaneous gas-fired |  | 5.6 | 98 | 32 | 17522871 | High | 0.96 |  | 0 | 11/11/2022 | 204039928 | 02/23/2023
Noritz America Corp. | NORITZ | NR662-OD-LP | Federally-Regulated Consumer Product | LPG |  | 1 |  | 140000 |  |  |  | True | Instantaneous gas-fired |  | 3.6 | 84 | 137 | 13048416 | Medium | 0.82 |  | 0 | 08/23/2022 | 7169533 | 02/23/2023
Noritz America Corp. | NORITZ | NR98OD (GQ-2857WX US) | Federally-Regulated Consumer Product | Natural gas |  | 1 |  | 199900 |  |  |  | False | Instantaneous gas-fired |  | 5.1 | 85 | 208 | 19932709 | High | 0.82 |  | 0 | 08/23/2022 | 10445891 | 02/23/2023
Noritz America Corp. | NORITZ | NR98OD (GQ-2857WX US) | Federally-Regulated Consumer Product | LPG |  | 1 |  | 199900 |  |  |  | False | Instantaneous gas-fired |  | 5.1 | 85 | 208 | 19932709 | High | 0.82 |  | 0 | 08/23/2022 | 10445891 | 02/23/2023
Noritz America Corp. | NORITZ | EZ98DV (GQ-C2859WX-FF US) | Federally-Regulated Consumer Product | LPG |  | 1 |  | 180000 |  |  |  | True | Instantaneous gas-fired |  | 5.3 | 99 | 154 | 17106607 | High | 0.96 |  | 0 | 08/23/2022 | 10445897 | 02/23/2023
Noritz America Corp. | NORITZ | EZ98DV (GQ-C2860WX-FF US) | Federally-Regulated Consumer Product | Natural gas |  | 1 |  | 180000 |  |  |  | True | Instantaneous gas-fired |  | 5.6 | 98 | 32 | 17522871 | High | 0.96 |  | 0 | 01/17/2023 | 204237881 | 02/23/2023
Noritz America Corp. | NORITZ | NRC111OD (GQ-C3257WX US) | Federally-Regulated Consumer Product | Natural gas |  | 1 |  | 199900 |  |  |  | False | Instantaneous gas-fired |  | 5.7 | 96 | 161 | 18051517 | High | 0.91 |  | 0 | 08/23/2022 | 10445900 | 02/23/2023
Noritz America Corp. | NORITZ | NRCP98-DV | Federally-Regulated Consumer Product | LPG |  | 1 |  | 180000 |  |  |  | False | Instantaneous gas-fired |  | 5.4 | 99 | 177 | 17403281 | High | 0.94 |  | 0 | 08/23/2022 | 202607450 | 02/23/2023
Noritz America Corp. | NORITZ | NR83DVC (GQ-2457WS-FFA US) | Federally-Regulated Consumer Product | Natural gas |  | 0 |  | 180000 |  |  |  | False | Instantaneous gas-fired |  | 4.6 | 85 | 207 | 19936121 | High | 0.82 |  | 0 | 08/23/2022 | 10445890 | 02/23/2023
Noritz America Corp. | NORITZ | NR662-OD-NG | Federally-Regulated Consumer Product | Natural gas |  | 1 |  | 140000 |  |  |  | True | Instantaneous gas-fired |  | 3.6 | 84 | 137 | 13048416 | Medium | 0.82 |  | 0 | 08/23/2022 | 7169530 | 02/23/2023
Noritz America Corp. | NORITZ | NRCP1112-DV-NG | Federally-Regulated Consumer Product | Natural gas |  | 1 |  | 199000 |  |  |  | False | Instantaneous gas-fired |  | 5.7 | 99 | 177 | 17403281 | High | 0.94 |  | 0 | 08/23/2022 | 7432741 | 02/23/2023
Noritz America Corp. | NORITZ | NRCP982-DV-LP | Federally-Regulated Consumer Product | LPG |  | 1 |  | 180000 |  |  |  | False | Instantaneous gas-fired |  | 5.4 | 99 | 177 | 17403281 | High | 0.94 |  | 0 | 08/23/2022 | 7432740 | 02/23/2023
Noritz America Corp. | NORITZ | EZ111DV (GQ-C3260WX-FF US) | Federally-Regulated Consumer Product | Natural gas |  | 1 |  | 199900 |  |  |  | True | Instantaneous gas-fired |  | 5.6 | 98 | 32 | 17522871 | High | 0.96 |  | 0 | 11/11/2022 | 204039928 | 02/23/2023
Noritz America Corp. | NORITZ | NCC199CDV (GQ-C3259WZ-FF US) | Federally-Regulated Consumer Product | LPG |  | 1 |  | 199900 |  |  |  | True | Instantaneous gas-fired |  | 5.8 | 99 | 154 | 17106607 | High | 0.96 |  | 0 | 08/23/2022 | 202395896 | 02/23/2023
Noritz America Corp. | NORITZ | NRC111DV (GQ-C3257WX-FF US) | Federally-Regulated Consumer Product | Natural gas |  | 1 |  | 199900 |  |  |  | False | Instantaneous gas-fired |  | 5.7 | 94 | 161 | 18051517 | High | 0.91 |  | 0 | 08/23/2022 | 10445899 | 02/23/2023
Noritz America Corp. | NORITZ | NRC663-FSV-LP | Federally-Regulated Consumer Product | LPG |  | 1 |  | 120000 |  |  |  | True | Instantaneous gas-fired |  | 3.4 | 91 | 125 | 12312587 | Medium | 0.87 |  | 0 | 08/23/2022 | 7290859 | 02/23/2023
Noritz America Corp. | NORITZ | NRCR111DV (GQ-C3260WXQ-FF US) | Federally-Regulated Consumer Product | LPG |  | 1 |  | 199900 |  |  |  | True | Instantaneous gas-fired |  | 5.6 | 98 | 32 | 17522871 | High | 0.96 |  | 0 | 01/17/2023 | 204237882 | 02/23/2023
Noritz America Corp. | NORITZ | NRCR92DV (GQ-C2660WXQ-FF US) | Federally-Regulated Consumer Product | LPG |  | 1 |  | 165000 |  |  |  | True | Instantaneous gas-fired |  | 4.9 | 97 | 32 | 17708471 | High | 0.95 |  | 0 | 08/23/2022 | 204237880 | 02/23/2023
Noritz America Corp. | NORITZ | EZ98DV (GQ-C2860WX-FF US) | Federally-Regulated Consumer Product | LPG |  | 1 |  | 180000 |  |  |  | True | Instantaneous gas-fired |  | 5.6 | 98 | 32 | 17522871 | High | 0.96 |  | 0 | 01/17/2023 | 204237881 | 02/23/2023
Noritz America Corp. | NORITZ | NRCP111-DV | Federally-Regulated Consumer Product | LPG |  | 1 |  | 199000 |  |  |  | False | Instantaneous gas-fired |  | 5.7 | 99 | 177 | 17403281 | High | 0.94 |  | 0 | 08/23/2022 | 202607449 | 02/23/2023
Noritz America Corp. | NORITZ | NRC663-FSV-NG | Federally-Regulated Consumer Product | Natural gas |  | 1 |  | 120000 |  |  |  | False | Instantaneous gas-fired |  | 3.4 | 91 | 125 | 12312587 | Medium | 0.87 |  | 0 | 08/23/2022 | 7290427 | 02/23/2023
Noritz America Corp. | NORITZ | NR501-OD-NG | Federally-Regulated Consumer Product | Natural gas |  | 1 |  | 120000 |  |  |  | True | Instantaneous gas-fired |  | 3.1 | 84 | 136 | 13051828 | Medium | 0.82 |  | 0 | 08/23/2022 | 7169523 | 02/23/2023
Bradford White Corporation | BRADFORD WHITE | RG2PV50S*N19 | Federally-Regulated Consumer Product | Natural gas |  | 48 |  | 40000 | True |  |  | False | Gas-fired storage | 78 |  | 80 | 78 | 23243270 | High | 0.72 | 0.63 |  | 01/17/2023 | 205134947 | 02/23/2023
Bradford White Corporation | BRADFORD WHITE | RG1PV50S*N19 | Federally-Regulated Consumer Product | Natural gas |  | 48 |  | 40000 | True |  |  | False | Gas-fired storage | 78 |  | 79 | 81 | 24255182 | High | 0.69 | 0.63 |  | 01/17/2023 | 205134944 | 02/23/2023
Bradford White Corporation | BRADFORD WHITE | RG1PV40S*N19 | Federally-Regulated Consumer Product | Natural gas |  | 38 |  | 40000 | True |  |  | False | Gas-fired storage | 75 |  | 79 | 82 | 24612528 | High | 0.68 | 0.64 |  | 01/17/2023 | 205134943 | 02/23/2023
Bradford White Corporation | BRADFORD WHITE | RE2H80T*-***** | Federally-Regulated Consumer Product | Heat pump |  | 75 |  | 4.5 | True |  | False | True | Electric storage | 88 |  | 392 | 1382 |  | High | 3.59 | 2.16 |  | 01/17/2023 | 200094645 | 02/23/2023
Bradford White Corporation | BRADFORD WHITE | RE2H65T**-***** | Federally-Regulated Consumer Product | Heat pump |  | 64 |  | 4.5 | True |  | False | True | Electric storage | 79 |  | 391 | 1363 |  | High | 3.64 | 2.17 |  | 01/17/2023 | 204835481 | 02/23/2023
Bradford White Corporation | BRADFORD WHITE | RG2PV40S*N19 | Federally-Regulated Consumer Product | Natural gas |  | 38 |  | 40000 | True |  |  | False | Gas-fired storage | 75 |  | 80 | 78 | 23243270 | High | 0.72 | 0.64 |  | 01/17/2023 | 205134945 | 02/23/2023
Bradford White Corporation | BRADFORD WHITE | RE2H50S*-***** | Federally-Regulated Consumer Product | Heat pump |  | 45 |  | 4.5 | True |  | False | True | Electric storage | 65 |  | 406 | 944 |  | Medium | 3.44 | 0.92 |  | 01/17/2023 | 200094643 | 02/23/2023
Bradford White Corporation | BRADFORD WHITE | RG2PV40T*N19 | Federally-Regulated Consumer Product | Natural gas |  | 38 |  | 40000 | True |  |  | False | Gas-fired storage | 78 |  | 79 | 80 | 23236446 | High | 0.72 | 0.64 |  | 01/17/2023 | 205134946 | 02/23/2023
Bosch Thermotechnology Corp. | Bosch | T9800 SE 160 | Federally-Regulated Consumer Product | Natural gas |  | 1 |  | 160000 |  |  |  | False | Instantaneous gas-fired |  | 4.7 | 100 | 42 | 18255362 | High | 0.92 |  | 0 | 08/23/2022 | 9963061 | 02/23/2023
Bosch Thermotechnology Corp. | Bosch | T9900I SE 199 | Federally-Regulated Consumer Product | LPG |  | 1 |  | 199000 |  |  |  | False | Instantaneous gas-fired |  | 5.4 | 100 | 42 | 17488751 | High | 0.96 |  | 0 | 08/23/2022 | 9963073 | 02/23/2023
Bosch Thermotechnology Corp. | Bosch | T9800 SEO 160 | Federally-Regulated Consumer Product | Natural gas |  | 1 |  | 160000 |  |  |  | False | Instantaneous gas-fired |  | 4.7 | 100 | 42 | 18255362 | High | 0.92 |  | 0 | 08/23/2022 | 9963062 | 02/23/2023
Bosch Thermotechnology Corp. | Bosch | T9900 SE 160 | Federally-Regulated Consumer Product | LPG |  | 1 |  | 160000 |  |  |  | False | Instantaneous gas-fired |  | 4.7 | 100 | 42 | 18255362 | High | 0.92 |  | 0 | 08/23/2022 | 9963063 | 02/23/2023
Bosch Thermotechnology Corp. | Bosch | T9900 SE 199 | Federally-Regulated Consumer Product | LPG |  | 1 |  | 199000 |  |  |  | False | Instantaneous gas-fired |  | 5.4 | 100 | 42 | 17488751 | High | 0.96 |  | 0 | 08/23/2022 | 9963070 | 02/23/2023
Bosch Thermotechnology Corp. | Bosch | T9800 SEO 199 | Federally-Regulated Consumer Product | Natural gas |  | 1 |  | 199000 |  |  |  | False | Instantaneous gas-fired |  | 5.4 | 100 | 42 | 17488751 | High | 0.96 |  | 0 | 08/23/2022 | 9963069 | 02/23/2023
Bosch Thermotechnology Corp. | Bosch | T9800 SE 199 | Federally-Regulated Consumer Product | LPG |  | 1 |  | 199000 |  |  |  | False | Instantaneous gas-fired |  | 5.4 | 100 | 42 | 17488751 | High | 0.96 |  | 0 | 08/23/2022 | 9963064 | 02/23/2023
Bosch Thermotechnology Corp. | Bosch | T9800 SE 199 | Federally-Regulated Consumer Product | Natural gas |  | 1 |  | 199000 |  |  |  | False | Instantaneous gas-fired |  | 5.4 | 100 | 42 | 17488751 | High | 0.96 |  | 0 | 08/23/2022 | 9963064 | 02/23/2023
Bosch Thermotechnology Corp. | Bosch | T9900I SE 199 | Federally-Regulated Consumer Product | Natural gas |  | 1 |  | 199000 |  |  |  | False | Instantaneous gas-fired |  | 5.4 | 100 | 42 | 17488751 | High | 0.96 |  | 0 | 08/23/2022 | 9963073 | 02/23/2023
Bosch Thermotechnology Corp. | Bosch | T9900 SE 199 | Federally-Regulated Consumer Product | Natural gas |  | 1 |  | 199000 |  |  |  | False | Instantaneous gas-fired |  | 5.4 | 100 | 42 | 17488751 | High | 0.96 |  | 0 | 08/23/2022 | 9963070 | 02/23/2023
Bosch Thermotechnology Corp. | Bosch | T9800 SEO 160 | Federally-Regulated Consumer Product | LPG |  | 1 |  | 160000 |  |  |  | False | Instantaneous gas-fired |  | 4.7 | 100 | 42 | 18255362 | High | 0.92 |  | 0 | 08/23/2022 | 9963062 | 02/23/2023
Bosch Thermotechnology Corp. | Bosch | T9900 SE 160 | Federally-Regulated Consumer Product | Natural gas |  | 1 |  | 160000 |  |  |  | False | Instantaneous gas-fired |  | 4.7 | 100 | 42 | 18255362 | High | 0.92 |  | 0 | 08/23/2022 | 9963063 | 02/23/2023
Bosch Thermotechnology Corp. | Bosch | T9800 SE 160 | Federally-Regulated Consumer Product | LPG |  | 1 |  | 160000 |  |  |  | False | Instantaneous gas-fired |  | 4.7 | 100 | 42 | 18255362 | High | 0.92 |  | 0 | 08/23/2022 | 9963061 | 02/23/2023
Bosch Thermotechnology Corp. | Bosch | T9800 SEO 199 | Federally-Regulated Consumer Product | LPG |  | 1 |  | 199000 |  |  |  | False | Instantaneous gas-fired |  | 5.4 | 100 | 42 | 17488751 | High | 0.96 |  | 0 | 08/23/2022 | 9963069 | 02/23/2023
Rheem Sales Company, Inc. | RHEEM/ECOSENSE | ECO180DVLN3-1 | Federally-Regulated Consumer Product | Natural gas |  | 0 |  | 180000 |  |  |  | False | Instantaneous gas-fired |  | 4.5 | 84 | 31 | 20536633 | High | 0.82 | 0.81 | 0 | 09/09/2022 | 8552255 | 02/23/2023
Bosch Thermotechnology Corp. | BRADFORD WHITE | RTG-K-160N1 | Federally-Regulated Consumer Product | LPG |  | 1 |  | 160000 |  |  |  | False | Instantaneous gas-fired |  | 4.7 | 100 | 42 | 18255362 | High | 0.92 |  | 0 | 08/23/2022 | 201870474 | 02/23/2023
Bosch Thermotechnology Corp. | BRADFORD WHITE | RTG-K-199N2 | Federally-Regulated Consumer Product | LPG |  | 1 |  | 199000 |  |  |  | False | Instantaneous gas-fired |  | 5.4 | 100 | 42 | 17488751 | High | 0.96 |  | 0 | 08/23/2022 | 201870475 | 02/23/2023
Bosch Thermotechnology Corp. | BRADFORD WHITE | RTG-K-160N2 | Federally-Regulated Consumer Product | Natural gas |  | 1 |  | 160000 |  |  |  | False | Instantaneous gas-fired |  | 4.7 | 100 | 42 | 18255362 | High | 0.92 |  | 0 | 08/23/2022 | 201870436 | 02/23/2023
Bosch Thermotechnology Corp. | BRADFORD WHITE | RTG-K-160N1 | Federally-Regulated Consumer Product | Natural gas |  | 1 |  | 160000 |  |  |  | False | Instantaneous gas-fired |  | 4.7 | 100 | 42 | 18255362 | High | 0.92 |  | 0 | 08/23/2022 | 201870474 | 02/23/2023
Bosch Thermotechnology Corp. | BRADFORD WHITE | RTG-K-199N1 | Federally-Regulated Consumer Product | Natural gas |  | 1 |  | 199000 |  |  |  | False | Instantaneous gas-fired |  | 5.4 | 100 | 42 | 17488751 | High | 0.96 |  | 0 | 08/23/2022 | 201866486 | 02/23/2023
Bosch Thermotechnology Corp. | BRADFORD WHITE | RTG-K-160N2 | Federally-Regulated Consumer Product | LPG |  | 1 |  | 160000 |  |  |  | False | Instantaneous gas-fired |  | 4.7 | 100 | 42 | 18255362 | High | 0.92 |  | 0 | 08/23/2022 | 201870436 | 02/23/2023
Bosch Thermotechnology Corp. | BRADFORD WHITE | RTG-K-199N1 | Federally-Regulated Consumer Product | LPG |  | 1 |  | 199000 |  |  |  | False | Instantaneous gas-fired |  | 5.4 | 100 | 42 | 17488751 | High | 0.96 |  | 0 | 08/23/2022 | 201866486 | 02/23/2023
Bosch Thermotechnology Corp. | BRADFORD WHITE | RTGL 199N1 | Federally-Regulated Consumer Product | LPG |  | 1 |  | 199000 |  |  |  | False | Instantaneous gas-fired |  | 5.4 | 100 | 42 | 17488751 | High | 0.96 |  | 0 | 08/23/2022 | 207161113 | 02/23/2023
Bosch Thermotechnology Corp. | BRADFORD WHITE | RTGL 199N1 | Federally-Regulated Consumer Product | Natural gas |  | 1 |  | 199000 |  |  |  | False | Instantaneous gas-fired |  | 5.4 | 100 | 42 | 17488751 | High | 0.96 |  | 0 | 08/23/2022 | 207161113 | 02/23/2023
Bosch Thermotechnology Corp. | BRADFORD WHITE | RTG-K-199N2 | Federally-Regulated Consumer Product | Natural gas |  | 1 |  | 199000 |  |  |  | False | Instantaneous gas-fired |  | 5.4 | 100 | 42 | 17488751 | High | 0.96 |  | 0 | 08/23/2022 | 201870475 | 02/23/2023
Bosch Thermotechnology Corp. | BRADFORD WHITE | RTGL 160N1 | Federally-Regulated Consumer Product | Natural gas |  | 1 |  | 160000 |  |  |  | False | Instantaneous gas-fired |  | 4.7 | 100 | 42 | 18255362 | High | 0.92 |  | 0 | 08/23/2022 | 207161112 | 02/23/2023
Bosch Thermotechnology Corp. | BRADFORD WHITE | RTGL 160N1 | Federally-Regulated Consumer Product | LPG |  | 1 |  | 160000 |  |  |  | False | Instantaneous gas-fired |  | 4.7 | 100 | 42 | 18255362 | High | 0.92 |  | 0 | 08/23/2022 | 207161112 | 02/23/2023
Ariston USA LLC | American Standard Water Heaters | ASHPWH-80***** | Federally-Regulated Consumer Product | Heat pump |  | 73 |  | 4.5 | True |  |  | False | Electric storage | 87 |  | 443 | 1238 |  | High | 4.01 |  |  | 01/17/2023 | 210586230 | 02/23/2023
Bradford White Corporation | Laars | LT199NXX1 | Federally-Regulated Consumer Product | Natural gas |  | 1 |  | 199000 |  |  |  | False | Instantaneous gas-fired |  | 5.6 | 97 | 34 | 17701647 | High | 0.95 |  | 0 | 01/17/2023 | 208083721 | 02/23/2023
Bradford White Corporation | Laars | LT199NRX1 | Federally-Regulated Consumer Product | Natural gas |  | 1 |  | 199000 |  |  |  | False | Instantaneous gas-fired |  | 5.6 | 97 | 34 | 17701647 | High | 0.95 |  | 0 | 01/17/2023 | 208083722 | 02/23/2023
Bradford White Corporation | Laars | LT199PRX1 | Federally-Regulated Consumer Product | Natural gas |  | 1 |  | 199000 |  |  |  | False | Instantaneous gas-fired |  | 5.6 | 97 | 34 | 17701647 | High | 0.95 |  | 0 | 01/17/2023 | 208083726 | 02/23/2023
Bradford White Corporation | Laars | LT199PXX1 | Federally-Regulated Consumer Product | Natural gas |  | 1 |  | 199000 |  |  |  | False | Instantaneous gas-fired |  | 5.6 | 97 | 34 | 17701647 | High | 0.95 |  | 0 | 01/17/2023 | 208083724 | 02/23/2023
A.O. Smith Water Products Company | Lochinvar | GTN04040T 410 | Federally-Regulated Consumer Product | Natural gas |  | 38 |  | 40000 | True |  |  | False | Gas-fired storage | 80 |  | 78 | 7688 | 216626 | High | 0.64 |  |  | 11/10/2022 | 210586305 | 02/23/2023
A.O. Smith Water Products Company | Lochinvar | GTL04040 ST 4*1 | Federally-Regulated Consumer Product | LPG |  | 38 |  | 40000 | True |  |  | False | Gas-fired storage | 80 |  | 78 | 0 | 25646625 | High | 0.66 |  |  | 11/10/2022 | 206715222 | 02/23/2023
A.O. Smith Water Products Company | Lochinvar | GTL04040-8 4*1 | Federally-Regulated Consumer Product | LPG |  | 38 |  | 40000 | True |  |  | False | Gas-fired storage | 80 |  | 78 | 0 | 25646625 | High | 0.66 |  |  | 11/10/2022 | 206715226 | 02/23/2023
A.O. Smith Water Products Company | Lochinvar | GTL04040-8 411 | Federally-Regulated Consumer Product | LPG |  | 38 |  | 40000 | True |  |  | False | Gas-fired storage | 80 |  | 78 | 7688 | 216626 | High | 0.64 |  |  | 11/10/2022 | 210586308 | 02/23/2023
A.O. Smith Water Products Company | Lochinvar | GSL03032BR 4*1 | Federally-Regulated Consumer Product | LPG |  | 29 |  | 32000 | True |  |  | False | Gas-fired storage | 65 |  | 75 | 0 | 18471676 | Medium | 0.6 |  |  | 08/23/2022 | 206715273 | 02/23/2023
A.O. Smith Water Products Company | Lochinvar | GTN03032RZ 4** | Federally-Regulated Consumer Product | Natural gas |  | 29 |  | 32000 | True |  |  | False | Gas-fired storage | 62 |  | 73 | 0 | 18471676 | Medium | 0.6 |  |  | 08/23/2022 | 206715315 | 02/23/2023
A.O. Smith Water Products Company | Lochinvar | GTN04040-8T 410 | Federally-Regulated Consumer Product | Natural gas |  | 38 |  | 40000 | True |  |  | False | Gas-fired storage | 80 |  | 78 | 7688 | 216626 | High | 0.64 |  |  | 11/10/2022 | 210586310 | 02/23/2023
A.O. Smith Water Products Company | Lochinvar | GTN03032BR 4** | Federally-Regulated Consumer Product | Natural gas |  | 29 |  | 32000 | True |  |  | False | Gas-fired storage | 62 |  | 74 | 0 | 18471676 | Medium | 0.6 |  |  | 08/23/2022 | 206715298 | 02/23/2023
A.O. Smith Water Products Company | Lochinvar | GTN04040TWRZ 2** | Federally-Regulated Consumer Product | Natural gas |  | 38 |  | 40000 | True |  |  | False | Gas-fired storage | 80 |  | 74 | 0 | 26448082 | High | 0.64 |  |  | 08/23/2022 | 206715255 | 02/23/2023
A.O. Smith Water Products Company | Lochinvar | GTL04040 ST 411 | Federally-Regulated Consumer Product | LPG |  | 38 |  | 40000 | True |  |  | False | Gas-fired storage | 80 |  | 78 | 7688 | 216626 | High | 0.64 |  |  | 11/10/2022 | 210586304 | 02/23/2023
A.O. Smith Water Products Company | Lochinvar | GTN04040-10T 410 | Federally-Regulated Consumer Product | Natural gas |  | 38 |  | 40000 | True |  |  | False | Gas-fired storage | 80 |  | 78 | 7688 | 216626 | High | 0.64 |  |  | 11/10/2022 | 210586312 | 02/23/2023
A.O. Smith Water Products Company | Lochinvar | GTL03032BR 4*1 | Federally-Regulated Consumer Product | LPG |  | 29 |  | 32000 | True |  |  | False | Gas-fired storage | 62 |  | 74 | 0 | 18471676 | Medium | 0.6 |  |  | 08/23/2022 | 206715299 | 02/23/2023
A.O. Smith Water Products Company | Lochinvar | GTN04040Z 4** | Federally-Regulated Consumer Product | Natural gas |  | 38 |  | 40000 | True |  |  | False | Gas-fired storage | 80 |  | 78 | 0 | 25646625 | High | 0.66 |  |  | 11/10/2022 | 206715218 | 02/23/2023
A.O. Smith Water Products Company | Lochinvar | GTN04040T 4** | Federally-Regulated Consumer Product | Natural gas |  | 38 |  | 40000 | True |  |  | False | Gas-fired storage | 80 |  | 78 | 0 | 25646625 | High | 0.66 |  |  | 11/10/2022 | 206715223 | 02/23/2023
A.O. Smith Water Products Company | Lochinvar | GTL04040 4*1 | Federally-Regulated Consumer Product | LPG |  | 38 |  | 40000 | True |  |  | False | Gas-fired storage | 80 |  | 78 | 0 | 25646625 | High | 0.66 |  |  | 11/10/2022 | 206715219 | 02/23/2023
A.O. Smith Water Products Company | Lochinvar | GTN04040 410 | Federally-Regulated Consumer Product | Natural gas |  | 38 |  | 40000 | True |  |  | False | Gas-fired storage | 80 |  | 78 | 7688 | 216626 | High | 0.64 |  |  | 11/10/2022 | 210586302 | 02/23/2023
A.O. Smith Water Products Company | Lochinvar | GTN04040 4** | Federally-Regulated Consumer Product | Natural gas |  | 38 |  | 40000 | True |  |  | False | Gas-fired storage | 80 |  | 78 | 0 | 25646625 | High | 0.66 |  |  | 11/10/2022 | 206715220 | 02/23/2023
A.O. Smith Water Products Company | Lochinvar | GTL03032R 4*1 | Federally-Regulated Consumer Product | LPG |  | 29 |  | 32000 | True |  |  | False | Gas-fired storage | 62 |  | 73 | 0 | 18471676 | Medium | 0.6 |  |  | 08/23/2022 | 206715314 | 02/23/2023
A.O. Smith Water Products Company | Lochinvar | GTN04040MWR 2** | Federally-Regulated Consumer Product | Natural gas |  | 38 |  | 40000 | True |  |  | False | Gas-fired storage | 80 |  | 74 | 0 | 26448082 | High | 0.64 |  |  | 08/23/2022 | 206715253 | 02/23/2023
A.O. Smith Water Products Company | Lochinvar | GTN04040-10T 4** | Federally-Regulated Consumer Product | Natural gas |  | 38 |  | 40000 | True |  |  | False | Gas-fired storage | 80 |  | 78 | 0 | 25646625 | High | 0.66 |  |  | 11/10/2022 | 206715230 | 02/23/2023
A.O. Smith Water Products Company | Lochinvar | GTN04040 TM 410 | Federally-Regulated Consumer Product | Natural gas |  | 38 |  | 40000 | True |  |  | False | Gas-fired storage | 80 |  | 78 | 7688 | 216626 | High | 0.64 |  |  | 11/10/2022 | 210586306 | 02/23/2023
A.O. Smith Water Products Company | Lochinvar | GTN04040WRZ 2** | Federally-Regulated Consumer Product | Natural gas |  | 38 |  | 40000 | True |  |  | False | Gas-fired storage | 80 |  | 74 | 0 | 26448082 | High | 0.64 |  |  | 08/23/2022 | 206715256 | 02/23/2023
A.O. Smith Water Products Company | Lochinvar | GTN04040 ST 4** | Federally-Regulated Consumer Product | Natural gas |  | 38 |  | 40000 | True |  |  | False | Gas-fired storage | 80 |  | 78 | 0 | 25646625 | High | 0.66 |  |  | 11/10/2022 | 206715221 | 02/23/2023
A.O. Smith Water Products Company | Lochinvar | GTN04040MTWR 2** | Federally-Regulated Consumer Product | Natural gas |  | 38 |  | 40000 | True |  |  | False | Gas-fired storage | 80 |  | 74 | 0 | 26448082 | High | 0.64 |  |  | 08/23/2022 | 206715254 | 02/23/2023
A.O. Smith Water Products Company | Lochinvar | GTN04040-8 410 | Federally-Regulated Consumer Product | Natural gas |  | 38 |  | 40000 | True |  |  | False | Gas-fired storage | 80 |  | 78 | 7688 | 216626 | High | 0.64 |  |  | 11/10/2022 | 210586307 | 02/23/2023
A.O. Smith Water Products Company | Lochinvar | GSL03032R 4*1 | Federally-Regulated Consumer Product | LPG |  | 29 |  | 32000 | True |  |  | False | Gas-fired storage | 55 |  | 75 | 0 | 18471676 | Medium | 0.6 |  |  | 08/23/2022 | 206715290 | 02/23/2023
A.O. Smith Water Products Company | Lochinvar | GTN04040M 410 | Federally-Regulated Consumer Product | LPG |  | 38 |  | 40000 | True |  |  | False | Gas-fired storage | 80 |  | 78 | 7688 | 216626 | High | 0.64 |  |  | 11/10/2022 | 210586309 | 02/23/2023
A.O. Smith Water Products Company | Lochinvar | GTN04040 TM 4** | Federally-Regulated Consumer Product | Natural gas |  | 38 |  | 40000 | True |  |  | False | Gas-fired storage | 80 |  | 78 | 0 | 25646625 | High | 0.66 |  |  | 11/10/2022 | 206715224 | 02/23/2023
A.O. Smith Water Products Company | Lochinvar | GTN03032R 4** | Federally-Regulated Consumer Product | Natural gas |  | 29 |  | 32000 | True |  |  | False | Gas-fired storage | 62 |  | 73 | 0 | 18471676 | Medium | 0.6 |  |  | 08/23/2022 | 206715313 | 02/23/2023
A.O. Smith Water Products Company | Lochinvar | GTL04040 411 | Federally-Regulated Consumer Product | LPG |  | 38 |  | 40000 | True |  |  | False | Gas-fired storage | 80 |  | 78 | 7688 | 216626 | High | 0.64 |  |  | 11/10/2022 | 210586301 | 02/23/2023
A.O. Smith Water Products Company | Lochinvar | GTN04040 ST 410 | Federally-Regulated Consumer Product | Natural gas |  | 38 |  | 40000 | True |  |  | False | Gas-fired storage | 80 |  | 78 | 7688 | 216626 | High | 0.64 |  |  | 11/10/2022 | 210586303 | 02/23/2023
A.O. Smith Water Products Company | Lochinvar | GTN04040-8T 4** | Federally-Regulated Consumer Product | Natural gas |  | 38 |  | 40000 | True |  |  | False | Gas-fired storage | 80 |  | 78 | 0 | 25646625 | High | 0.66 |  |  | 11/10/2022 | 206715228 | 02/23/2023
A.O. Smith Water Products Company | Lochinvar | GTN04040-8 4** | Federally-Regulated Consumer Product | Natural gas |  | 38 |  | 40000 | True |  |  | False | Gas-fired storage | 80 |  | 78 | 0 | 25646625 | High | 0.66 |  |  | 11/10/2022 | 206715225 | 02/23/2023
A.O. Smith Water Products Company | Lochinvar | GTN05038WR 2** | Federally-Regulated Consumer Product | Natural gas |  | 48 |  | 38000 | True |  |  | False | Gas-fired storage | 76 |  | 77 | 0 | 26867893 | High | 0.63 |  |  | 08/23/2022 | 206715264 | 02/23/2023
A.O. Smith Water Products Company | Lochinvar | GTN04040Z 410 | Federally-Regulated Consumer Product | Natural gas |  | 38 |  | 40000 | True |  |  | False | Gas-fired storage | 80 |  | 78 | 7688 | 216626 | High | 0.64 |  |  | 11/10/2022 | 210586300 | 02/23/2023
A.O. Smith Water Products Company | Lochinvar | GTN04040M 4** | Federally-Regulated Consumer Product | LPG |  | 38 |  | 40000 | True |  |  | False | Gas-fired storage | 80 |  | 78 | 0 | 25646625 | High | 0.66 |  |  | 11/10/2022 | 206715227 | 02/23/2023
A.O. Smith Water Products Company | Lochinvar | GTL04040Z 411 | Federally-Regulated Consumer Product | LPG |  | 38 |  | 40000 | True |  |  | False | Gas-fired storage | 80 |  | 78 | 7688 | 216626 | High | 0.64 |  |  | 11/10/2022 | 210586311 | 02/23/2023
A.O. Smith Water Products Company | Lochinvar | GTL04040Z 4*1 | Federally-Regulated Consumer Product | LPG |  | 38 |  | 40000 | True |  |  | False | Gas-fired storage | 80 |  | 78 | 0 | 25646625 | High | 0.66 |  |  | 11/10/2022 | 206715229 | 02/23/2023
A.O. Smith Water Products Company | Lochinvar | GTN04040WR 2** | Federally-Regulated Consumer Product | Natural gas |  | 38 |  | 40000 | True |  |  | False | Gas-fired storage | 80 |  | 74 | 0 | 26448082 | High | 0.64 |  |  | 08/23/2022 | 206715252 | 02/23/2023
A.O. Smith Water Products Company | John Wood | JW650S40N-AV-ES2 1** | Federally-Regulated Consumer Product | Natural gas |  | 49 |  | 40000 | True |  |  | False | Gas-fired storage | 78 |  | 79 | 12 | 24490610 | High | 0.69 |  |  | 08/23/2022 | 207616236 | 02/23/2023
A.O. Smith Water Products Company | John Wood | JW650T40N-AV-ES2 1** | Federally-Regulated Consumer Product | Natural gas |  | 48 |  | 40000 | True |  |  | False | Gas-fired storage | 84 |  | 80 | 25 | 24446254 | High | 0.69 |  |  | 08/23/2022 | 207616226 | 02/23/2023
A.O. Smith Water Products Company | John Wood | JCT-199-N 1** | Federally-Regulated Consumer Product | Natural gas |  | 1 |  | 199000 |  |  |  | False | Instantaneous gas-fired |  | 5.8 | 96 | 47 | 18040466 | High | 0.93 |  | 0 | 08/23/2022 | 207094241 | 02/23/2023
A.O. Smith Water Products Company | John Wood | PV40TN 2** | Federally-Regulated Consumer Product | Natural gas |  | 38 |  | 50000 | True |  |  | False | Gas-fired storage | 87 |  | 78 | 34 | 24065096 | High | 0.7 |  |  | 08/23/2022 | 207616318 | 02/23/2023
A.O. Smith Water Products Company | John Wood | PV50NM 2** | Federally-Regulated Consumer Product | Natural gas |  | 49 |  | 40000 | True |  |  | False | Gas-fired storage | 79 |  | 80 | 40 | 23372926 | High | 0.72 |  |  | 08/23/2022 | 207616311 | 02/23/2023
A.O. Smith Water Products Company | John Wood | JWT-540H-N 1** | Federally-Regulated Consumer Product | Natural gas |  | 1 |  | 199000 |  |  |  | False | Instantaneous gas-fired |  | 5.8 | 96 | 47 | 18040466 | High | 0.93 |  | 0 | 08/23/2022 | 207094239 | 02/23/2023
A.O. Smith Water Products Company | John Wood | PDV50HIP 3*1 | Federally-Regulated Consumer Product | LPG |  | 48 |  | 62000 | True |  |  | False | Gas-fired storage | 118 |  | 82 | 54 | 23003111 | High | 0.73 |  |  | 08/23/2022 | 207616300 | 02/23/2023
A.O. Smith Water Products Company | John Wood | PV50N 2** | Federally-Regulated Consumer Product | Natural gas |  | 49 |  | 40000 | True |  |  | False | Gas-fired storage | 79 |  | 80 | 40 | 23372926 | High | 0.72 |  |  | 08/23/2022 | 207616309 | 02/23/2023
A.O. Smith Water Products Company | John Wood | JW650T40P-AV-ES2 1*1 | Federally-Regulated Consumer Product | LPG |  | 48 |  | 40000 | True |  |  | False | Gas-fired storage | 84 |  | 80 | 25 | 24446254 | High | 0.69 |  |  | 08/23/2022 | 207616227 | 02/23/2023
A.O. Smith Water Products Company | John Wood | JWT-240H-P 1*1 | Federally-Regulated Consumer Product | LPG |  | 1 |  | 160000 |  |  |  | False | Instantaneous gas-fired |  | 4.7 | 97 | 38 | 17877549 | High | 0.94 |  | 0 | 08/23/2022 | 207094246 | 02/23/2023
A.O. Smith Water Products Company | John Wood | JWT-340H-P 1*1 | Federally-Regulated Consumer Product | LPG |  | 1 |  | 180000 |  |  |  | False | Instantaneous gas-fired |  | 5.4 | 97 | 37 | 17691411 | High | 0.95 |  | 0 | 08/23/2022 | 207094251 | 02/23/2023
A.O. Smith Water Products Company | John Wood | PV50TN 2** | Federally-Regulated Consumer Product | Natural gas |  | 48 |  | 50000 | True |  |  | False | Gas-fired storage | 97 |  | 81 | 35 | 23389986 | High | 0.72 |  |  | 08/23/2022 | 207616322 | 02/23/2023
A.O. Smith Water Products Company | John Wood | JW8640S40N-AV-ES2 1** | Federally-Regulated Consumer Product | Natural gas |  | 38 |  | 40000 | True |  |  | False | Gas-fired storage | 65 |  | 77 | 12 | 16751489 | Medium | 0.66 |  |  | 08/23/2022 | 207616234 | 02/23/2023
A.O. Smith Water Products Company | John Wood | JW640S40P-AV-ES2 1*1 | Federally-Regulated Consumer Product | LPG |  | 38 |  | 40000 | True |  |  | False | Gas-fired storage | 65 |  | 77 | 12 | 16751489 | Medium | 0.66 |  |  | 08/23/2022 | 207616235 | 02/23/2023
A.O. Smith Water Products Company | John Wood | PDV40N 3** | Federally-Regulated Consumer Product | Natural gas |  | 38 |  | 40000 | True |  |  | False | Gas-fired storage | 74 |  | 79 | 58 | 16100642 | Medium | 0.68 |  |  | 08/23/2022 | 207616294 | 02/23/2023
A.O. Smith Water Products Company | John Wood | PV50HIN 2** | Federally-Regulated Consumer Product | Natural gas |  | 50 |  | 62000 | True |  |  | False | Gas-fired storage | 119 |  | 82 | 26 | 23098647 | High | 0.73 |  |  | 08/23/2022 | 207616326 | 02/23/2023
A.O. Smith Water Products Company | John Wood | JW640T40N-AV-ES2 1** | Federally-Regulated Consumer Product | Natural gas |  | 38 |  | 40000 | True |  |  | False | Gas-fired storage | 70 |  | 73 | 30 | 17214836 | Medium | 0.64 |  |  | 08/23/2022 | 207616204 | 02/23/2023
A.O. Smith Water Products Company | John Wood | PV50TP 2** | Federally-Regulated Consumer Product | Natural gas |  | 48 |  | 50000 | True |  |  | False | Gas-fired storage | 97 |  | 81 | 35 | 23389986 | High | 0.72 |  |  | 08/23/2022 | 207616323 | 02/23/2023
A.O. Smith Water Products Company | John Wood | PV40N 2** | Federally-Regulated Consumer Product | Natural gas |  | 38 |  | 40000 | True |  |  | False | Gas-fired storage | 73 |  | 79 | 30 | 16439440 | Medium | 0.67 |  |  | 08/23/2022 | 207616304 | 02/23/2023
A.O. Smith Water Products Company | John Wood | PV50PM 2*1 | Federally-Regulated Consumer Product | LPG |  | 49 |  | 40000 | True |  |  | False | Gas-fired storage | 79 |  | 80 | 40 | 23372926 | High | 0.72 |  |  | 08/23/2022 | 207616312 | 02/23/2023
A.O. Smith Water Products Company | John Wood | JW640T40P-AV-ES2 1*1 | Federally-Regulated Consumer Product | LPG |  | 38 |  | 40000 | True |  |  | False | Gas-fired storage | 70 |  | 73 | 30 | 17214836 | Medium | 0.64 |  |  | 08/23/2022 | 207616205 | 02/23/2023
A.O. Smith Water Products Company | John Wood | PV40TP 2** | Federally-Regulated Consumer Product | Natural gas |  | 38 |  | 50000 | True |  |  | False | Gas-fired storage | 87 |  | 78 | 34 | 24065096 | High | 0.7 |  |  | 08/23/2022 | 207616319 | 02/23/2023
A.O. Smith Water Products Company | John Wood | PV50P 2*1 | Federally-Regulated Consumer Product | LPG |  | 49 |  | 40000 | True |  |  | False | Gas-fired storage | 79 |  | 80 | 40 | 23372926 | High | 0.72 |  |  | 08/23/2022 | 207616310 | 02/23/2023
A.O. Smith Water Products Company | John Wood | PV50HIPM 2** | Federally-Regulated Consumer Product | Natural gas |  | 50 |  | 62000 | True |  |  | False | Gas-fired storage | 119 |  | 82 | 26 | 23098647 | High | 0.73 |  |  | 08/23/2022 | 207616329 | 02/23/2023
A.O. Smith Water Products Company | John Wood | PV50HINM 2** | Federally-Regulated Consumer Product | Natural gas |  | 50 |  | 62000 | True |  |  | False | Gas-fired storage | 119 |  | 82 | 26 | 23098647 | High | 0.73 |  |  | 08/23/2022 | 207616328 | 02/23/2023
A.O. Smith Water Products Company | John Wood | JWT-340H-N 1** | Federally-Regulated Consumer Product | Natural gas |  | 1 |  | 180000 |  |  |  | False | Instantaneous gas-fired |  | 5.4 | 97 | 37 | 17691411 | High | 0.95 |  | 0 | 08/23/2022 | 207094250 | 02/23/2023
A.O. Smith Water Products Company | John Wood | PDV50P 3*1 | Federally-Regulated Consumer Product | LPG |  | 48 |  | 45000 | True |  |  | False | Gas-fired storage | 79 |  | 79 | 68 | 23277390 | High | 0.72 |  |  | 08/23/2022 | 207616290 | 02/23/2023
A.O. Smith Water Products Company | John Wood | JWT-140H-P 1*1 | Federally-Regulated Consumer Product | LPG |  | 0 |  | 120000 |  |  |  | False | Instantaneous gas-fired |  | 3.3 | 94 | 23 | 12235975 | Medium | 0.9 |  | 0 | 08/23/2022 | 207094247 | 02/23/2023
A.O. Smith Water Products Company | John Wood | PDV50HIN 3** | Federally-Regulated Consumer Product | Natural gas |  | 48 |  | 62000 | True |  |  | False | Gas-fired storage | 118 |  | 82 | 54 | 23003111 | High | 0.73 |  |  | 08/23/2022 | 207616299 | 02/23/2023
A.O. Smith Water Products Company | John Wood | JCT-199-P 1*1 | Federally-Regulated Consumer Product | LPG |  | 1 |  | 199000 |  |  |  | False | Instantaneous gas-fired |  | 5.8 | 96 | 47 | 18040466 | High | 0.93 |  | 0 | 08/23/2022 | 207094242 | 02/23/2023
A.O. Smith Water Products Company | John Wood | PDV40P 3*1 | Federally-Regulated Consumer Product | LPG |  | 38 |  | 40000 | True |  |  | False | Gas-fired storage | 74 |  | 79 | 58 | 16100642 | Medium | 0.68 |  |  | 08/23/2022 | 207616295 | 02/23/2023
A.O. Smith Water Products Company | John Wood | PV50HIP 2** | Federally-Regulated Consumer Product | Natural gas |  | 50 |  | 62000 | True |  |  | False | Gas-fired storage | 119 |  | 82 | 26 | 23098647 | High | 0.73 |  |  | 08/23/2022 | 207616327 | 02/23/2023
A.O. Smith Water Products Company | John Wood | JWT-240H-N 1** | Federally-Regulated Consumer Product | Natural gas |  | 1 |  | 160000 |  |  |  | False | Instantaneous gas-fired |  | 4.7 | 97 | 38 | 17877549 | High | 0.94 |  | 0 | 08/23/2022 | 207094245 | 02/23/2023
A.O. Smith Water Products Company | John Wood | PDV50N 3** | Federally-Regulated Consumer Product | Natural gas |  | 48 |  | 45000 | True |  |  | False | Gas-fired storage | 79 |  | 79 | 68 | 23277390 | High | 0.72 |  |  | 08/23/2022 | 207616289 | 02/23/2023
A.O. Smith Water Products Company | John Wood | PV40P 2*1 | Federally-Regulated Consumer Product | LPG |  | 38 |  | 40000 | True |  |  | False | Gas-fired storage | 73 |  | 79 | 30 | 16439440 | Medium | 0.67 |  |  | 08/23/2022 | 207616305 | 02/23/2023
A.O. Smith Water Products Company | John Wood | JWT-540H-P 1*1 | Federally-Regulated Consumer Product | LPG |  | 1 |  | 199000 |  |  |  | False | Instantaneous gas-fired |  | 5.8 | 96 | 47 | 18040466 | High | 0.93 |  | 0 | 08/23/2022 | 207094240 | 02/23/2023
Giant Factories, Inc. | GIANT | UG40-38TFPDV1-N2U | Federally-Regulated Consumer Product | Natural gas |  | 38 |  | 38000 | True |  |  | False | Gas-fired storage | 77 |  | 77 | 112 | 23798960 | High | 0.7 |  |  | 08/23/2022 | 8153836 | 02/23/2023
Giant Factories, Inc. | GIANT | UG40-38LFD-N1U-US | Federally-Regulated Consumer Product | Natural gas |  | 38 |  | 38000 | True |  |  | False | Gas-fired storage | 73 |  | 77 | 31 | 16436028 | Medium | 0.67 |  |  | 08/23/2022 | 6693713 | 02/23/2023
Giant Factories, Inc. | GIANT | UG30-32MF1-N2U(-US) | Federally-Regulated Consumer Product | Natural gas |  | 29 |  | 32000 | True |  |  | False | Gas-fired storage | 59 |  | 79 | 0 | 17592073 | Medium | 0.63 |  |  | 08/23/2022 | 202264196 | 02/23/2023
Giant Factories, Inc. | GIANT | UG50-58LFPV1-P2U-US | Federally-Regulated Consumer Product | LPG |  | 48 |  | 58000 | True |  |  | False | Gas-fired storage | 108 |  | 81 | 78 | 23574389 | High | 0.71 |  |  | 08/23/2022 | 8204588 | 02/23/2023
Giant Factories, Inc. | GIANT | UG50-40LFD-N1U | Federally-Regulated Consumer Product | Natural gas |  | 48 |  | 40000 | True |  |  | False | Gas-fired storage | 71 |  | 77 | 32 | 16941594 | Medium | 0.65 |  |  | 08/23/2022 | 6740873 | 02/23/2023
Giant Factories, Inc. | GIANT | UG50-62LFPDV1-P2U-US | Federally-Regulated Consumer Product | LPG |  | 48 |  | 62000 | True |  |  | False | Gas-fired storage | 108 |  | 81 | 57 | 23646041 | High | 0.71 |  |  | 08/23/2022 | 8318746 | 02/23/2023
Giant Factories, Inc. | GIANT | UG40-40LFPV2-N2U | Federally-Regulated Consumer Product | Natural gas |  | 38 |  | 40000 | True |  |  | False | Gas-fired storage | 84 |  | 78 | 113 | 24145998 | High | 0.69 |  |  | 08/23/2022 | 8153839 | 02/23/2023
Giant Factories, Inc. | GIANT | UG50-40LFPV2-N2U-US | Federally-Regulated Consumer Product | Natural gas |  | 48 |  | 40000 | True |  |  | False | Gas-fired storage | 72 |  | 78 | 83 | 17034000 | Medium | 0.64 |  |  | 08/23/2022 | 8153846 | 02/23/2023
Giant Factories, Inc. | GIANT | UG50-62LFPDV1-N2U | Federally-Regulated Consumer Product | Natural gas |  | 48 |  | 62000 | True |  |  | False | Gas-fired storage | 108 |  | 79 | 60 | 24326834 | High | 0.69 |  |  | 08/23/2022 | 8321940 | 02/23/2023
Giant Factories, Inc. | GIANT | UG40-38LFPV2-P2U-US | Federally-Regulated Consumer Product | LPG |  | 38 |  | 38000 | True |  |  | False | Gas-fired storage | 82 |  | 79 | 115 | 23117026 | High | 0.72 |  |  | 08/23/2022 | 8153833 | 02/23/2023
Giant Factories, Inc. | GIANT | UG50-40LFPV2-N2U | Federally-Regulated Consumer Product | Natural gas |  | 48 |  | 40000 | True |  |  | False | Gas-fired storage | 72 |  | 78 | 83 | 17034000 | Medium | 0.64 |  |  | 08/23/2022 | 8153847 | 02/23/2023
Giant Factories, Inc. | GIANT | UG50-40LF-N2U-US | Federally-Regulated Consumer Product | Natural gas |  | 48 |  | 40000 | True |  |  | False | Gas-fired storage | 73 |  | 76 | 0 | 19108631 | Medium | 0.58 |  |  | 08/23/2022 | 8204587 | 02/23/2023
Giant Factories, Inc. | GIANT | UG50-58LFPV1-P2U | Federally-Regulated Consumer Product | LPG |  | 48 |  | 58000 | True |  |  | False | Gas-fired storage | 108 |  | 81 | 78 | 23574389 | High | 0.71 |  |  | 08/23/2022 | 8204589 | 02/23/2023
Giant Factories, Inc. | GIANT | UG50-38LFPV2-P2U-US | Federally-Regulated Consumer Product | LPG |  | 48 |  | 38000 | True |  |  | False | Gas-fired storage | 71 |  | 80 | 87 | 17020352 | Medium | 0.64 |  |  | 08/23/2022 | 8153841 | 02/23/2023
Giant Factories, Inc. | GIANT | UG30-30MF1-P2U(-US) | Federally-Regulated Consumer Product | LPG |  | 29 |  | 30000 | True |  |  | False | Gas-fired storage | 59 |  | 80 | 0 | 17317196 | Medium | 0.64 |  |  | 08/23/2022 | 202264197 | 02/23/2023
Giant Factories, Inc. | GIANT | UG50-36LF-P2U-US | Federally-Regulated Consumer Product | LPG |  | 48 |  | 36000 | True |  |  | False | Gas-fired storage | 73 |  | 77 | 0 | 18471676 | Medium | 0.6 |  |  | 08/23/2022 | 8204586 | 02/23/2023
Giant Factories, Inc. | GIANT | UG40-38LFD-N1U | Federally-Regulated Consumer Product | Natural gas |  | 38 |  | 38000 | True |  |  | False | Gas-fired storage | 73 |  | 77 | 31 | 16436028 | Medium | 0.67 |  |  | 08/23/2022 | 6740867 | 02/23/2023
Giant Factories, Inc. | GIANT | UG40-40LFPV2-N2U-US | Federally-Regulated Consumer Product | Natural gas |  | 38 |  | 40000 | True |  |  | False | Gas-fired storage | 84 |  | 78 | 113 | 24145998 | High | 0.69 |  |  | 08/23/2022 | 8153838 | 02/23/2023
Giant Factories, Inc. | GIANT | UG40-38TFPDV1-N2U-US | Federally-Regulated Consumer Product | Natural gas |  | 38 |  | 38000 | True |  |  | False | Gas-fired storage | 77 |  | 77 | 112 | 23798960 | High | 0.7 |  |  | 08/23/2022 | 8153835 | 02/23/2023
Giant Factories, Inc. | GIANT | UG50-62LFPV1-N2U | Federally-Regulated Consumer Product | Natural gas |  | 48 |  | 62000 | True |  |  | False | Gas-fired storage | 110 |  | 80 | 79 | 24262006 | High | 0.69 |  |  | 08/23/2022 | 7424255 | 02/23/2023
Giant Factories, Inc. | GIANT | UG50-62LFPDV1-P2U | Federally-Regulated Consumer Product | LPG |  | 48 |  | 62000 | True |  |  | False | Gas-fired storage | 108 |  | 81 | 57 | 23646041 | High | 0.71 |  |  | 08/23/2022 | 8323459 | 02/23/2023
Giant Factories, Inc. | GIANT | UG50-38TFPDV1-N2U-US | Federally-Regulated Consumer Product | Natural gas |  | 47 |  | 38000 | True |  |  | False | Gas-fired storage | 68 |  | 78 | 83 | 17034000 | Medium | 0.64 |  |  | 08/23/2022 | 8153843 | 02/23/2023
Giant Factories, Inc. | GIANT | UG40-38LFPV2-P2U | Federally-Regulated Consumer Product | LPG |  | 38 |  | 38000 | True |  |  | False | Gas-fired storage | 82 |  | 79 | 115 | 23117026 | High | 0.72 |  |  | 08/23/2022 | 8153834 | 02/23/2023
Giant Factories, Inc. | GIANT | UG50-62LFPDV1-N2U-US | Federally-Regulated Consumer Product | Natural gas |  | 48 |  | 62000 | True |  |  | False | Gas-fired storage | 108 |  | 79 | 60 | 24326834 | High | 0.69 |  |  | 08/23/2022 | 8318745 | 02/23/2023
Giant Factories, Inc. | GIANT | UG50-40LFD-N1U-US | Federally-Regulated Consumer Product | Natural gas |  | 48 |  | 40000 | True |  |  | False | Gas-fired storage | 71 |  | 77 | 32 | 16941594 | Medium | 0.65 |  |  | 08/23/2022 | 6693715 | 02/23/2023
Giant Factories, Inc. | GIANT | UG50-38LFPV2-P2U | Federally-Regulated Consumer Product | LPG |  | 48 |  | 38000 | True |  |  | False | Gas-fired storage | 71 |  | 80 | 87 | 17020352 | Medium | 0.64 |  |  | 08/23/2022 | 8153842 | 02/23/2023
Giant Factories, Inc. | GIANT | UG50-62LFPV1-N2U-US | Federally-Regulated Consumer Product | Natural gas |  | 48 |  | 62000 | True |  |  | False | Gas-fired storage | 110 |  | 80 | 79 | 24262006 | High | 0.69 |  |  | 08/23/2022 | 7424254 | 02/23/2023
Giant Factories, Inc. | GIANT | UG40-32LF-P2U-US | Federally-Regulated Consumer Product | LPG |  | 38 |  | 32000 | True |  |  | False | Gas-fired storage | 61 |  | 79 | 0 | 17875816 | Medium | 0.62 |  |  | 08/23/2022 | 8204469 | 02/23/2023
Giant Factories, Inc. | GIANT | UG50-38TFPDV1-N2U | Federally-Regulated Consumer Product | Natural gas |  | 47 |  | 38000 | True |  |  | False | Gas-fired storage | 68 |  | 78 | 83 | 17034000 | Medium | 0.64 |  |  | 08/23/2022 | 8153844 | 02/23/2023
Rheem Sales Company, Inc. | Rheem | PRO+G55-45P RH59 | Federally-Regulated Consumer Product | LPG |  | 55 |  | 45000 | True |  |  | False | Gas-fired storage | 91 |  | 75 | 0 | 27301246 | High | 0.62 |  |  | 08/23/2022 | 8077756 | 02/23/2023
Rheem Sales Company, Inc. | Rheem | PROG50-36N RH60 MH DVX | Federally-Regulated Consumer Product | Natural gas |  | 48 |  | 36000 | True |  |  | True | Gas-fired storage | 65 |  | 73 | 0 | 19108631 | Medium | 0.58 |  |  | 08/23/2022 | 7451987 | 02/23/2023
Rheem Sales Company, Inc. | Rheem | PRO+G50-40N RH62 | Federally-Regulated Consumer Product | Natural gas |  | 48 |  | 40000 | True |  |  | False | Gas-fired storage | 76 |  | 81 | 0 | 26041188 | High | 0.65 |  |  | 08/23/2022 | 8225023 | 02/23/2023
Rheem Sales Company, Inc. | Rheem | XP40S12HE36U0 | Federally-Regulated Consumer Product | LPG |  | 39 |  | 36000 | True |  |  | False | Gas-fired storage | 69 |  | 76 | 0 | 19108631 | Medium | 0.58 |  |  | 08/23/2022 | 6988320 | 02/23/2023
Rheem Sales Company, Inc. | Rheem | PROG30S-30N RH63 | Federally-Regulated Consumer Product | Natural gas |  | 29 |  | 30000 | True |  |  | False | Gas-fired storage | 51 |  | 75 | 0 | 18471676 | Medium | 0.6 |  |  | 08/23/2022 | 8086838 | 02/23/2023
Rheem Sales Company, Inc. | Rheem | XG29T06EC32U1 * | Federally-Regulated Consumer Product | Natural gas |  | 28 |  | 32000 | True |  |  | True | Gas-fired storage | 62 |  | 75 | 0 | 18471676 | Medium | 0.6 |  |  | 08/23/2022 | 8087966 | 02/23/2023
Rheem Sales Company, Inc. | Rheem | XP50T12HE36U0 | Federally-Regulated Consumer Product | LPG |  | 48 |  | 36000 | True |  |  | False | Gas-fired storage | 77 |  | 78 | 0 | 26448082 | High | 0.64 |  |  | 08/23/2022 | 6988313 | 02/23/2023
Rheem Sales Company, Inc. | Rheem | PROPG38-36P RH69 PD | Federally-Regulated Consumer Product | LPG |  | 37 |  | 36000 | True |  |  | False | Gas-fired storage | 66 |  | 77 | 19 | 24116276 | Medium | 0.68 |  |  | 08/23/2022 | 8310082 | 02/23/2023
Rheem Sales Company, Inc. | Rheem | XG40T06EC36U1 | Federally-Regulated Consumer Product | Natural gas |  | 38 |  | 36000 | True |  |  | False | Gas-fired storage | 68 |  | 77 | 0 | 19108631 | Medium | 0.58 |  |  | 08/23/2022 | 8068177 | 02/23/2023
Rheem Sales Company, Inc. | Rheem | PROPG38-40N RH69 PD | Federally-Regulated Consumer Product | Natural gas |  | 37 |  | 40000 | True |  |  | False | Gas-fired storage | 66 |  | 77 | 19 | 24116276 | Medium | 0.68 |  |  | 08/23/2022 | 8310081 | 02/23/2023
Rheem Sales Company, Inc. | Rheem | XG40S12DM40U0W | Federally-Regulated Consumer Product | Natural gas |  | 39 |  | 40000 | True |  |  | False | Gas-fired storage | 69 |  | 75 | 0 | 17050778 | Medium | 0.65 |  |  | 08/23/2022 | 8315600 | 02/23/2023
Rheem Sales Company, Inc. | Rheem | RTG-84DVLPWA-1 | Federally-Regulated Consumer Product | LPG |  | 0 |  | 180000 |  |  |  | False | Instantaneous gas-fired |  | 4.5 | 84 | 31 | 20536633 | High | 0.82 |  | 0 | 08/25/2022 | 8552235 | 02/23/2023
Rheem Sales Company, Inc. | Rheem | XG50T12HE40U0 | Federally-Regulated Consumer Product | Natural gas |  | 48 |  | 40000 | True |  |  | False | Gas-fired storage | 77 |  | 78 | 0 | 26448082 | High | 0.64 |  |  | 08/23/2022 | 6988312 | 02/23/2023
Rheem Sales Company, Inc. | Rheem | 24I30FT1 * | Federally-Regulated Consumer Product | Natural gas |  | 28 |  | 32000 | True |  |  | True | Gas-fired storage | 52 |  | 75 | 0 | 18471676 | Medium | 0.6 |  |  | 08/23/2022 | 8170603 | 02/23/2023
Rheem Sales Company, Inc. | Rheem | 24I50FDVX | Federally-Regulated Consumer Product | Natural gas |  | 48 |  | 36000 | True |  |  | True | Gas-fired storage | 65 |  | 73 | 0 | 19108631 | Medium | 0.58 |  |  | 08/23/2022 | 7451986 | 02/23/2023
Rheem Sales Company, Inc. | Rheem | PROG40-36N RH62 | Federally-Regulated Consumer Product | Natural gas |  | 38 |  | 36000 | True |  |  | False | Gas-fired storage | 64 |  | 74 | 0 | 19108631 | Medium | 0.58 |  |  | 08/23/2022 | 8086841 | 02/23/2023
Rheem Sales Company, Inc. | Rheem | PRO+G50-36P RH62 | Federally-Regulated Consumer Product | LPG |  | 48 |  | 36000 | True |  |  | False | Gas-fired storage | 76 |  | 81 | 0 | 26041188 | High | 0.65 |  |  | 08/23/2022 | 8225028 | 02/23/2023
Rheem Sales Company, Inc. | Rheem | 24I40FDVX | Federally-Regulated Consumer Product | Natural gas |  | 38 |  | 36000 | True |  |  | True | Gas-fired storage | 63 |  | 74 | 0 | 18471676 | Medium | 0.6 |  |  | 08/23/2022 | 7451990 | 02/23/2023
Rheem Sales Company, Inc. | Rheem | XG40T12DM40U0W | Federally-Regulated Consumer Product | Natural gas |  | 37 |  | 40000 | True |  |  | False | Gas-fired storage | 66 |  | 77 | 19 | 24116276 | Medium | 0.68 |  |  | 08/23/2022 | 8315599 | 02/23/2023
Rheem Sales Company, Inc. | Rheem | XG40T06MH34U1 | Federally-Regulated Consumer Product | Natural gas |  | 38 |  | 34000 | True |  |  | True | Gas-fired storage | 57 |  | 75 | 0 | 18784755 | Medium | 0.59 |  |  | 08/23/2022 | 8077636 | 02/23/2023
Rheem Sales Company, Inc. | Rheem | XP50T09HE36U0 | Federally-Regulated Consumer Product | LPG |  | 48 |  | 36000 | True |  |  | False | Gas-fired storage | 77 |  | 78 | 0 | 26448082 | High | 0.64 |  |  | 08/23/2022 | 6988311 | 02/23/2023
Rheem Sales Company, Inc. | Rheem | PROG50S-40N RH61 | Federally-Regulated Consumer Product | Natural gas |  | 48 |  | 40000 | True |  |  | False | Gas-fired storage | 87 |  | 75 | 0 | 26867893 | High | 0.63 |  |  | 08/23/2022 | 8065132 | 02/23/2023
Rheem Sales Company, Inc. | Rheem | XP40T12HE36U0 | Federally-Regulated Consumer Product | LPG |  | 38 |  | 36000 | True |  |  | False | Gas-fired storage | 84 |  | 77 | 0 | 26041188 | High | 0.65 |  |  | 08/23/2022 | 6983835 | 02/23/2023
Rheem Sales Company, Inc. | Rheem | PROG50S-36P RH61 | Federally-Regulated Consumer Product | LPG |  | 48 |  | 36000 | True |  |  | False | Gas-fired storage | 87 |  | 75 | 0 | 26867893 | High | 0.63 |  |  | 08/23/2022 | 8065135 | 02/23/2023
Rheem Sales Company, Inc. | Rheem | XP40S12DM36U0 | Federally-Regulated Consumer Product | LPG |  | 39 |  | 36000 | True |  |  | False | Gas-fired storage | 69 |  | 75 | 0 | 17050778 | Medium | 0.65 |  |  | 08/23/2022 | 7002034 | 02/23/2023
Rheem Sales Company, Inc. | Rheem | XP40T12DM36U0 | Federally-Regulated Consumer Product | LPG |  | 37 |  | 36000 | True |  |  | False | Gas-fired storage | 66 |  | 77 | 19 | 24116276 | Medium | 0.68 |  |  | 08/23/2022 | 7002032 | 02/23/2023
Rheem Sales Company, Inc. | Rheem | XG40S12DM40U0 | Federally-Regulated Consumer Product | Natural gas |  | 39 |  | 40000 | True |  |  | False | Gas-fired storage | 69 |  | 75 | 0 | 17050778 | Medium | 0.65 |  |  | 08/23/2022 | 7002033 | 02/23/2023
Rheem Sales Company, Inc. | Rheem | XG50S12DM40U0 | Federally-Regulated Consumer Product | Natural gas |  | 48 |  | 40000 | True |  |  | False | Gas-fired storage | 78 |  | 77 | 93 | 24214238 | High | 0.69 |  |  | 01/17/2023 | 7002035 | 02/23/2023
Rheem Sales Company, Inc. | Rheem | 24I40FT1 | Federally-Regulated Consumer Product | Natural gas |  | 38 |  | 34000 | True |  |  | True | Gas-fired storage | 57 |  | 75 | 0 | 18784755 | Medium | 0.59 |  |  | 08/23/2022 | 8170604 | 02/23/2023
Rheem Sales Company, Inc. | Rheem | PH2R50-40F3 | Federally-Regulated Consumer Product | Natural gas |  | 48 |  | 40000 | True |  |  | False | Gas-fired storage | 76 |  | 81 | 0 | 26041188 | High | 0.65 |  |  | 08/23/2022 | 8315126 | 02/23/2023
Rheem Sales Company, Inc. | Rheem | 24IR40DV1 | Federally-Regulated Consumer Product | Natural gas |  | 38 |  | 30000 | True |  |  | True | Gas-fired storage | 58 |  | 80 | 0 | 18784755 | Medium | 0.59 |  |  | 08/23/2022 | 8068485 | 02/23/2023
Rheem Sales Company, Inc. | Rheem | PRO+G55-50N RH59 | Federally-Regulated Consumer Product | Natural gas |  | 55 |  | 50000 | True |  |  | False | Gas-fired storage | 91 |  | 75 | 0 | 27301246 | High | 0.62 |  |  | 08/23/2022 | 8077755 | 02/23/2023
Rheem Sales Company, Inc. | Rheem | XG50T09HE40U0 | Federally-Regulated Consumer Product | Natural gas |  | 48 |  | 40000 | True |  |  | False | Gas-fired storage | 77 |  | 78 | 0 | 26448082 | High | 0.64 |  |  | 08/23/2022 | 6988310 | 02/23/2023
Rheem Sales Company, Inc. | Rheem | PRO+G50S-40N RH61 | Federally-Regulated Consumer Product | Natural gas |  | 48 |  | 40000 | True |  |  | False | Gas-fired storage | 87 |  | 75 | 0 | 26867893 | High | 0.63 |  |  | 08/23/2022 | 8065131 | 02/23/2023
Rheem Sales Company, Inc. | Rheem | XG40T09HE40U0 | Federally-Regulated Consumer Product | Natural gas |  | 38 |  | 40000 | True |  |  | False | Gas-fired storage | 81 |  | 77 | 0 | 26041188 | High | 0.65 |  |  | 08/23/2022 | 6983552 | 02/23/2023
Rheem Sales Company, Inc. | Rheem | XG29T06MH32U1 * | Federally-Regulated Consumer Product | Natural gas |  | 28 |  | 32000 | True |  |  | True | Gas-fired storage | 52 |  | 75 | 0 | 18471676 | Medium | 0.6 |  |  | 08/23/2022 | 8107298 | 02/23/2023
Rheem Sales Company, Inc. | Rheem | XP29T06EC30U1 | Federally-Regulated Consumer Product | LPG |  | 28 |  | 30000 | False |  |  | True | Gas-fired storage | 62 |  | 75 | 0 | 18471676 | Medium | 0.6 |  |  | 08/23/2022 | 8065127 | 02/23/2023
Rheem Sales Company, Inc. | Rheem | 24X30F1 * | Federally-Regulated Consumer Product | Natural gas |  | 28 |  | 32000 | True |  |  | False | Gas-fired storage | 63 |  | 74 | 0 | 18471676 | Medium | 0.6 |  |  | 08/23/2022 | 8170602 | 02/23/2023
Rheem Sales Company, Inc. | Rheem | PROG30-32N RH63 MH * | Federally-Regulated Consumer Product | Natural gas |  | 28 |  | 32000 | True |  |  | True | Gas-fired storage | 52 |  | 75 | 0 | 18471676 | Medium | 0.6 |  |  | 08/23/2022 | 8087963 | 02/23/2023
Rheem Sales Company, Inc. | Rheem | PRO+G40S-40N RH67 PD | Federally-Regulated Consumer Product | Natural gas |  | 39 |  | 40000 | True |  |  | False | Gas-fired storage | 69 |  | 75 | 0 | 17050778 | Medium | 0.65 |  |  | 08/23/2022 | 8235746 | 02/23/2023
Rheem Sales Company, Inc. | Rheem | 24IR30DV1 | Federally-Regulated Consumer Product | Natural gas |  | 29 |  | 30000 | True |  |  | True | Gas-fired storage | 46 |  | 78 | 0 | 13433946 | Low | 0.57 |  |  | 08/23/2022 | 8068481 | 02/23/2023
Rheem Sales Company, Inc. | Rheem | XG40S06HE38U0 | Federally-Regulated Consumer Product | Natural gas |  | 39 |  | 38000 | True |  |  | False | Gas-fired storage | 67 |  | 76 | 0 | 19108631 | Medium | 0.58 |  |  | 08/23/2022 | 6988314 | 02/23/2023
Rheem Sales Company, Inc. | Rheem | XG30T06MD30U1 | Federally-Regulated Consumer Product | Natural gas |  | 29 |  | 30000 | True |  |  | True | Gas-fired storage | 46 |  | 78 | 0 | 13433946 | Low | 0.57 |  |  | 08/23/2022 | 8068483 | 02/23/2023
Rheem Sales Company, Inc. | Rheem | PROG29-32N RH63 * | Federally-Regulated Consumer Product | Natural gas |  | 28 |  | 32000 | True |  |  | False | Gas-fired storage | 63 |  | 74 | 0 | 18471676 | Medium | 0.6 |  |  | 08/23/2022 | 8087960 | 02/23/2023
Rheem Sales Company, Inc. | Rheem | PROG40S-38N RH62 | Federally-Regulated Consumer Product | Natural gas |  | 39 |  | 38000 | True |  |  | False | Gas-fired storage | 65 |  | 77 | 0 | 19108631 | Medium | 0.58 |  |  | 08/23/2022 | 8065165 | 02/23/2023
Rheem Sales Company, Inc. | Rheem | RTG-95XLN-1 | Federally-Regulated Consumer Product | Natural gas |  | 0 |  | 199900 |  |  |  | False | Instantaneous gas-fired |  | 4.9 | 83 | 30 | 20794890 | High | 0.81 |  | 0 | 08/23/2022 | 8552279 | 02/23/2023
Rheem Sales Company, Inc. | Rheem | RTG-84XLN-1 | Federally-Regulated Consumer Product | Natural gas |  | 0 |  | 180000 |  |  |  | False | Instantaneous gas-fired |  | 4.5 | 83 | 30 | 20794890 | High | 0.81 |  | 0 | 08/23/2022 | 8552298 | 02/23/2023
Rheem Sales Company, Inc. | Rheem | XG40S06EC34U0 | Federally-Regulated Consumer Product | Natural gas |  | 38 |  | 34000 | True |  |  | False | Gas-fired storage | 64 |  | 78 | 0 | 19108631 | Medium | 0.58 |  |  | 08/23/2022 | 8065119 | 02/23/2023
Rheem Sales Company, Inc. | Rheem | XG40T06MD30U1 | Federally-Regulated Consumer Product | Natural gas |  | 38 |  | 30000 | True |  |  | True | Gas-fired storage | 58 |  | 80 | 0 | 18784755 | Medium | 0.59 |  |  | 08/23/2022 | 8068487 | 02/23/2023
Rheem Sales Company, Inc. | Rheem | XG40S12HE38U0 | Federally-Regulated Consumer Product | Natural gas |  | 39 |  | 38000 | True |  |  | False | Gas-fired storage | 69 |  | 76 | 0 | 19108631 | Medium | 0.58 |  |  | 08/23/2022 | 6988319 | 02/23/2023
Rheem Sales Company, Inc. | Rheem | PROG40-36P RH62 | Federally-Regulated Consumer Product | LPG |  | 38 |  | 36000 | True |  |  | False | Gas-fired storage | 84 |  | 80 | 0 | 25646625 | High | 0.66 |  |  | 08/23/2022 | 8225015 | 02/23/2023
Rheem Sales Company, Inc. | Rheem | 42XR50-40F3 | Federally-Regulated Consumer Product | Natural gas |  | 48 |  | 40000 | True |  |  | False | Gas-fired storage | 76 |  | 81 | 0 | 26041188 | High | 0.65 |  |  | 08/23/2022 | 8315131 | 02/23/2023
Rheem Sales Company, Inc. | Rheem | XP40T09HE36U0 | Federally-Regulated Consumer Product | LPG |  | 38 |  | 36000 | True |  |  | False | Gas-fired storage | 81 |  | 77 | 0 | 26041188 | High | 0.65 |  |  | 08/23/2022 | 6983417 | 02/23/2023
Rheem Sales Company, Inc. | Rheem | RTG-84XLNWA-1 | Federally-Regulated Consumer Product | Natural gas |  | 0 |  | 180000 |  |  |  | False | Instantaneous gas-fired |  | 4.5 | 83 | 30 | 20794890 | High | 0.81 |  | 0 | 08/25/2022 | 8552299 | 02/23/2023
Rheem Sales Company, Inc. | Rheem | 42X40SF3 | Federally-Regulated Consumer Product | Natural gas |  | 39 |  | 38000 | True |  |  | False | Gas-fired storage | 65 |  | 77 | 0 | 19108631 | Medium | 0.58 |  |  | 08/23/2022 | 8065167 | 02/23/2023
Rheem Sales Company, Inc. | Rheem | PROG30-30N RH63 MH DV | Federally-Regulated Consumer Product | Natural gas |  | 29 |  | 30000 | True |  |  | True | Gas-fired storage | 46 |  | 78 | 0 | 13433946 | Low | 0.57 |  |  | 08/23/2022 | 8068482 | 02/23/2023
Rheem Sales Company, Inc. | Rheem | 42XR40-40F3 | Federally-Regulated Consumer Product | Natural gas |  | 38 |  | 40000 | True |  |  | False | Gas-fired storage | 84 |  | 80 | 0 | 25646625 | High | 0.66 |  |  | 08/23/2022 | 8315121 | 02/23/2023
Rheem Sales Company, Inc. | Rheem | PRO+G40-40N RH62 | Federally-Regulated Consumer Product | Natural gas |  | 38 |  | 40000 | True |  |  | False | Gas-fired storage | 84 |  | 80 | 0 | 25646625 | High | 0.66 |  |  | 08/23/2022 | 7507345 | 02/23/2023
Rheem Sales Company, Inc. | Rheem | PROG40S-35P RH62 | Federally-Regulated Consumer Product | LPG |  | 39 |  | 35000 | True |  |  | False | Gas-fired storage | 65 |  | 77 | 0 | 19108631 | Medium | 0.58 |  |  | 08/23/2022 | 8065166 | 02/23/2023
Rheem Sales Company, Inc. | Rheem | PROG40-34N RH62 MH | Federally-Regulated Consumer Product | Natural gas |  | 38 |  | 34000 | True |  |  | True | Gas-fired storage | 57 |  | 75 | 0 | 18784755 | Medium | 0.59 |  |  | 08/23/2022 | 8077634 | 02/23/2023
Rheem Sales Company, Inc. | Rheem | RTG-95XLP-1 | Federally-Regulated Consumer Product | LPG |  | 0 |  | 199900 |  |  |  | False | Instantaneous gas-fired |  | 4.9 | 83 | 30 | 20794890 | High | 0.81 |  | 0 | 08/25/2022 | 8552288 | 02/23/2023
Rheem Sales Company, Inc. | Rheem | PROG40-36N RH62 MH DVX | Federally-Regulated Consumer Product | Natural gas |  | 38 |  | 36000 | True |  |  | True | Gas-fired storage | 63 |  | 74 | 0 | 18471676 | Medium | 0.6 |  |  | 08/23/2022 | 7451991 | 02/23/2023
Rheem Sales Company, Inc. | Rheem | PROG29-30P RH63 | Federally-Regulated Consumer Product | LPG |  | 28 |  | 30000 | True |  |  | False | Gas-fired storage | 63 |  | 74 | 0 | 18471676 | Medium | 0.6 |  |  | 08/23/2022 | 8066786 | 02/23/2023
Rheem Sales Company, Inc. | Rheem | XP40S06HE36U0 | Federally-Regulated Consumer Product | LPG |  | 39 |  | 36000 | True |  |  | False | Gas-fired storage | 67 |  | 76 | 0 | 19108631 | Medium | 0.58 |  |  | 08/23/2022 | 6988315 | 02/23/2023
Rheem Sales Company, Inc. | Rheem | PRO H65 T2 RH310UM | Federally-Regulated Consumer Product | Heat pump |  | 59 |  | 4.5 | True |  | False | False | Electric storage | 75 |  | 409 | 900 |  | High | 3.5 |  |  | 08/23/2022 | 206077604 | 02/23/2023
Rheem Sales Company, Inc. | Rheem | PROG40-38N RH62 | Federally-Regulated Consumer Product | Natural gas |  | 38 |  | 38000 | True |  |  | False | Gas-fired storage | 64 |  | 74 | 0 | 19108631 | Medium | 0.58 |  |  | 08/23/2022 | 8077750 | 02/23/2023
Rheem Sales Company, Inc. | Rheem | PRO+G40-36P RH62 | Federally-Regulated Consumer Product | LPG |  | 38 |  | 36000 | True |  |  | False | Gas-fired storage | 84 |  | 80 | 0 | 25646625 | High | 0.66 |  |  | 08/23/2022 | 8225016 | 02/23/2023
Rheem Sales Company, Inc. | Rheem | PRO+G50S-36P RH61 | Federally-Regulated Consumer Product | LPG |  | 48 |  | 36000 | True |  |  | False | Gas-fired storage | 87 |  | 75 | 0 | 26867893 | High | 0.63 |  |  | 08/23/2022 | 8065134 | 02/23/2023
Rheem Sales Company, Inc. | Rheem | PRO+G40S-36P RH67 PD | Federally-Regulated Consumer Product | LPG |  | 39 |  | 36000 | True |  |  | False | Gas-fired storage | 69 |  | 75 | 0 | 17050778 | Medium | 0.65 |  |  | 08/23/2022 | 8235748 | 02/23/2023
Rheem Sales Company, Inc. | Rheem | XG40S09HE38U0 | Federally-Regulated Consumer Product | Natural gas |  | 39 |  | 38000 | True |  |  | False | Gas-fired storage | 68 |  | 76 | 0 | 19108631 | Medium | 0.58 |  |  | 08/23/2022 | 6988316 | 02/23/2023
Rheem Sales Company, Inc. | Rheem | PROG40S-34N RH62 * | Federally-Regulated Consumer Product | Natural gas |  | 38 |  | 34000 | True |  |  | False | Gas-fired storage | 65 |  | 75 | 0 | 18784755 | Medium | 0.59 |  |  | 08/23/2022 | 8090590 | 02/23/2023
Rheem Sales Company, Inc. | Rheem | 24X40SF1 * | Federally-Regulated Consumer Product | Natural gas |  | 38 |  | 34000 | True |  |  | False | Gas-fired storage | 65 |  | 75 | 0 | 18784755 | Medium | 0.59 |  |  | 08/23/2022 | 8170605 | 02/23/2023
Rheem Sales Company, Inc. | Rheem | XG30S06EC30U1 | Federally-Regulated Consumer Product | Natural gas |  | 29 |  | 30000 | True |  |  | False | Gas-fired storage | 55 |  | 78 | 0 | 18471676 | Medium | 0.6 |  |  | 08/23/2022 | 8065174 | 02/23/2023
Rheem Sales Company, Inc. | Rheem | PROG29-32N RU63 * | Federally-Regulated Consumer Product | Natural gas |  | 28 |  | 32000 | True |  |  | False | Gas-fired storage | 63 |  | 74 | 0 | 18471676 | Medium | 0.6 |  |  | 08/23/2022 | 8087959 | 02/23/2023
Rheem Sales Company, Inc. | Rheem | PROG40-30N RH62 MH DV | Federally-Regulated Consumer Product | Natural gas |  | 38 |  | 30000 | True |  |  | True | Gas-fired storage | 58 |  | 80 | 0 | 18784755 | Medium | 0.59 |  |  | 08/23/2022 | 8068486 | 02/23/2023
Rheem Sales Company, Inc. | Rheem | XP50T06HE36U0 | Federally-Regulated Consumer Product | LPG |  | 48 |  | 36000 | True |  |  | False | Gas-fired storage | 75 |  | 78 | 0 | 26448082 | High | 0.64 |  |  | 08/23/2022 | 6988309 | 02/23/2023
Rheem Sales Company, Inc. | Rheem | XP40S09HE36U0 | Federally-Regulated Consumer Product | LPG |  | 39 |  | 36000 | True |  |  | False | Gas-fired storage | 68 |  | 76 | 0 | 19108631 | Medium | 0.58 |  |  | 08/23/2022 | 6988317 | 02/23/2023
Rheem Sales Company, Inc. | Rheem | XG40T12HE40U0 | Federally-Regulated Consumer Product | Natural gas |  | 38 |  | 40000 | True |  |  | False | Gas-fired storage | 84 |  | 77 | 0 | 26041188 | High | 0.65 |  |  | 08/23/2022 | 6983772 | 02/23/2023
Rheem Sales Company, Inc. | Rheem | 24X40F2 | Federally-Regulated Consumer Product | Natural gas |  | 38 |  | 38000 | True |  |  | False | Gas-fired storage | 64 |  | 74 | 0 | 19108631 | Medium | 0.58 |  |  | 08/23/2022 | 8170651 | 02/23/2023
Rheem Sales Company, Inc. | RHEEM/RUUD | GPDV50-65 | Federally-Regulated Consumer Product | Natural gas |  | 48 |  | 65000 | True |  |  | False | Gas-fired storage | 111 |  | 72 | 75 | 25785288 | High | 0.65 |  |  | 08/23/2022 | 5586487 | 02/23/2023
Rheem Sales Company, Inc. | EcoSense | 43V30-60RE12 * | Federally-Regulated Consumer Product | Natural gas |  | 28 |  | 60000 | True |  |  | False | Gas-fired storage | 93 |  | 78 | 33 | 23727929 | High | 0.71 |  |  | 08/23/2022 | 10595514 | 02/23/2023
Rheem Sales Company, Inc. | EcoSense | 43V30-60RE6 * | Federally-Regulated Consumer Product | Natural gas |  | 28 |  | 60000 | True |  |  | False | Gas-fired storage | 93 |  | 78 | 33 | 23727929 | High | 0.71 |  |  | 08/23/2022 | 10595513 | 02/23/2023
Rheem Sales Company, Inc. | EcoSense | ECORHE50P | Federally-Regulated Consumer Product | LPG |  | 46 |  | 36000 | True |  |  | False | Gas-fired storage | 87 |  | 89 | 258 | 20278170 | High | 0.8 |  |  | 01/17/2023 | 5609878 | 02/23/2023
Rheem Sales Company, Inc. | EcoSense | ECORHE50 | Federally-Regulated Consumer Product | Natural gas |  | 46 |  | 40000 | True |  |  | False | Gas-fired storage | 87 |  | 89 | 258 | 20278170 | High | 0.8 |  |  | 01/17/2023 | 5609877 | 02/23/2023
Rheem Sales Company, Inc. | EcoSense | ECORHE40SP | Federally-Regulated Consumer Product | LPG |  | 37 |  | 36000 | True |  |  | False | Gas-fired storage | 68 |  | 87 | 181 | 14159769 | Medium | 0.75 |  |  | 01/17/2023 | 5609876 | 02/23/2023
Bradford White Corporation | BRADFORD WHITE | URG2DV40S*N-*** | Federally-Regulated Consumer Product | Natural gas |  | 38 |  | 38000 | True |  |  | False | Gas-fired storage | 62 |  | 75 | 0 | 18471676 | Medium | 0.6 | 0.58 |  | 08/23/2022 | 200094468 | 02/23/2023
Bradford White Corporation | BRADFORD WHITE | URG150T*N | Federally-Regulated Consumer Product | Natural gas |  | 47 |  | 34000 | True |  |  | False | Gas-fired storage | 75 |  | 80 | 0 | 26867893 | High | 0.63 |  |  | 08/25/2022 | 200094521 | 02/23/2023
Bradford White Corporation | BRADFORD WHITE | RG250S*N | Federally-Regulated Consumer Product | Natural gas |  | 47 |  | 50000 | True |  |  | False | Gas-fired storage | 75 |  | 78 | 0 | 26867893 | High | 0.63 | 0.63 |  | 08/23/2022 | 200094364 | 02/23/2023
Bradford White Corporation | BRADFORD WHITE | URG250T*N | Federally-Regulated Consumer Product | Natural gas |  | 48 |  | 40000 | True |  |  | False | Gas-fired storage | 81 |  | 80 | 0 | 26867893 | High | 0.63 | 0.63 |  | 08/23/2022 | 200094352 | 02/23/2023
Bradford White Corporation | BRADFORD WHITE | RG2PDV40S*N | Federally-Regulated Consumer Product | Natural gas |  | 38 |  | 40000 | True |  |  | False | Gas-fired storage | 75 |  | 78 | 104 | 23826256 | High | 0.7 | 0.64 |  | 01/17/2023 | 200094440 | 02/23/2023
Bradford White Corporation | BRADFORD WHITE | URG2PV50H*N** | Federally-Regulated Consumer Product | Natural gas |  | 46 |  | 56000 | True |  |  | False | Gas-fired storage | 107 |  | 78 | 81 | 24615940 | High | 0.68 | 0.63 |  | 01/17/2023 | 208141890 | 02/23/2023
Bradford White Corporation | BRADFORD WHITE | LG250H65*X | Federally-Regulated Consumer Product | LPG |  | 46 |  | 61000 | True |  |  | False | Gas-fired storage | 106 |  | 81 | 0 | 26867893 | High | 0.63 | 0.63 |  | 08/23/2022 | 200094382 | 02/23/2023
Bradford White Corporation | BRADFORD WHITE | URG230T*N | Federally-Regulated Consumer Product | Natural gas |  | 29 |  | 32000 | True |  |  | False | Gas-fired storage | 60 |  | 79 | 0 | 18471676 | Medium | 0.6 | 0.6 |  | 08/23/2022 | 200094316 | 02/23/2023
Bradford White Corporation | BRADFORD WHITE | ULG2PV50H56*N** | Federally-Regulated Consumer Product | Natural gas |  | 46 |  | 56000 | True |  |  | False | Gas-fired storage | 107 |  | 78 | 81 | 24615940 | High | 0.68 | 0.63 |  | 08/23/2022 | 208157153 | 02/23/2023
Bradford White Corporation | BRADFORD WHITE | LG2PDV50H60*X | Federally-Regulated Consumer Product | LPG |  | 46 |  | 60000 | True |  |  | False | Gas-fired storage | 103 |  | 77 | 110 | 24516992 | High | 0.68 |  |  | 08/23/2022 | 200094458 | 02/23/2023
Bradford White Corporation | BRADFORD WHITE | URG2PV50T*N19 | Federally-Regulated Consumer Product | Natural gas |  | 48 |  | 40000 | True |  |  | False | Gas-fired storage | 75 |  | 80 | 80 | 23236446 | High | 0.72 | 0.63 |  | 01/17/2023 | 205135034 | 02/23/2023
Bradford White Corporation | BRADFORD WHITE | URG1PV50S*N19 | Federally-Regulated Consumer Product | Natural gas |  | 48 |  | 40000 | True |  |  | False | Gas-fired storage | 78 |  | 79 | 81 | 24255182 | High | 0.69 | 0.63 |  | 01/17/2023 | 205135032 | 02/23/2023
Bradford White Corporation | BRADFORD WHITE | RG140T*N | Federally-Regulated Consumer Product | Natural gas |  | 38 |  | 34000 | True |  |  | False | Gas-fired storage | 64 |  | 78 | 0 | 18784755 | Medium | 0.59 |  |  | 08/25/2022 | 200094513 | 02/23/2023
Bradford White Corporation | BRADFORD WHITE | RG2DVMH30T*X | Federally-Regulated Consumer Product | LPG |  | 29 |  | 30000 | True |  |  | True | Gas-fired storage | 56 |  | 76 | 0 | 18471676 | Medium | 0.6 | 0.6 |  | 08/23/2022 | 200094498 | 02/23/2023
Bradford White Corporation | BRADFORD WHITE | RG2DV40S*N-*** | Federally-Regulated Consumer Product | Natural gas |  | 38 |  | 38000 | True |  |  | False | Gas-fired storage | 62 |  | 75 | 0 | 18471676 | Medium | 0.6 |  |  | 08/23/2022 | 200094464 | 02/23/2023
Bradford White Corporation | BRADFORD WHITE | ULG2DV50H45*N-*** | Federally-Regulated Consumer Product | Natural gas |  | 46 |  | 45000 | True |  |  | False | Gas-fired storage | 83 |  | 77 | 0 | 26448082 | High | 0.64 | 0.63 |  | 08/23/2022 | 200094486 | 02/23/2023
Bradford White Corporation | BRADFORD WHITE | RG2PV50T*X19 | Federally-Regulated Consumer Product | LPG |  | 48 |  | 40000 | True |  |  | False | Gas-fired storage | 75 |  | 80 | 80 | 23236446 | High | 0.72 | 0.63 |  | 01/17/2023 | 205135017 | 02/23/2023
Bradford White Corporation | BRADFORD WHITE | RG2DVMH30T*N | Federally-Regulated Consumer Product | Natural gas |  | 29 |  | 30000 | True |  |  | True | Gas-fired storage | 56 |  | 76 | 0 | 18471676 | Medium | 0.6 | 0.6 |  | 08/23/2022 | 200094496 | 02/23/2023
Bradford White Corporation | BRADFORD WHITE | RG2PV50S*X19 | Federally-Regulated Consumer Product | LPG |  | 48 |  | 40000 | True |  |  | False | Gas-fired storage | 78 |  | 80 | 78 | 23243270 | High | 0.72 | 0.63 |  | 01/17/2023 | 205135016 | 02/23/2023
Bradford White Corporation | BRADFORD WHITE | URG2PDV40S*N | Federally-Regulated Consumer Product | Natural gas |  | 38 |  | 40000 | True |  |  | False | Gas-fired storage | 75 |  | 78 | 104 | 23826256 | High | 0.7 | 0.64 |  | 01/17/2023 | 200094444 | 02/23/2023
Bradford White Corporation | BRADFORD WHITE | RG1PV50S*X19 | Federally-Regulated Consumer Product | LPG |  | 48 |  | 40000 | True |  |  | False | Gas-fired storage | 78 |  | 79 | 81 | 24255182 | High | 0.69 | 0.63 |  | 01/17/2023 | 205135013 | 02/23/2023
Bradford White Corporation | BRADFORD WHITE | RG250T*X | Federally-Regulated Consumer Product | LPG |  | 48 |  | 36000 | True |  |  | False | Gas-fired storage | 81 |  | 80 | 0 | 26867893 | High | 0.63 | 0.63 |  | 08/23/2022 | 200094350 | 02/23/2023
Bradford White Corporation | BRADFORD WHITE | RTGS199N1 | Federally-Regulated Consumer Product | Natural gas |  | 0 |  | 199000 |  |  |  | False | Instantaneous gas-fired |  | 5.6 | 97 | 34 | 17701647 | High | 0.95 | 0.81 | 0 | 01/17/2023 | 208083278 | 02/23/2023
Bradford White Corporation | BRADFORD WHITE | URG2D40S*N | Federally-Regulated Consumer Product | Natural gas |  | 38 |  | 38000 | True |  |  | False | Gas-fired storage | 62 |  | 78 | 22 | 17242132 | Medium | 0.64 | 0.58 |  | 01/17/2023 | 9963145 | 02/23/2023
Bradford White Corporation | BRADFORD WHITE | RG250R*X | Federally-Regulated Consumer Product | LPG |  | 47 |  | 37000 | True |  |  | False | Gas-fired storage | 78 |  | 82 | 0 | 26448082 | High | 0.64 |  |  | 09/08/2022 | 209471270 | 02/23/2023
Bradford White Corporation | BRADFORD WHITE | RG250R*N | Federally-Regulated Consumer Product | Natural gas |  | 47 |  | 40000 | True |  |  | False | Gas-fired storage | 78 |  | 82 | 0 | 26448082 | High | 0.64 |  |  | 09/08/2022 | 209471069 | 02/23/2023
Bradford White Corporation | BRADFORD WHITE | RG2F50S*X | Federally-Regulated Consumer Product | LPG |  | 48 |  | 38000 | True |  |  | False | Gas-fired storage | 76 |  | 79 | 51 | 24718300 | High | 0.68 | 0.63 |  | 01/17/2023 | 200094402 | 02/23/2023
Bradford White Corporation | BRADFORD WHITE | RG2PDV50H*N | Federally-Regulated Consumer Product | Natural gas |  | 46 |  | 60000 | True |  |  | False | Gas-fired storage | 103 |  | 77 | 110 | 24516992 | High | 0.68 | 0.63 |  | 01/17/2023 | 200094452 | 02/23/2023
Bradford White Corporation | BRADFORD WHITE | RG2PV50H*N** | Federally-Regulated Consumer Product | Natural gas |  | 46 |  | 65000 | True |  |  | False | Gas-fired storage | 116 |  | 79 | 76 | 24633000 | High | 0.68 | 0.63 |  | 01/17/2023 | 208141889 | 02/23/2023
Bradford White Corporation | BRADFORD WHITE | RG2PV40S*X19 | Federally-Regulated Consumer Product | LPG |  | 38 |  | 40000 | True |  |  | False | Gas-fired storage | 75 |  | 80 | 78 | 23243270 | High | 0.72 | 0.64 |  | 01/17/2023 | 205135014 | 02/23/2023
Bradford White Corporation | BRADFORD WHITE | URG2D50S*N | Federally-Regulated Consumer Product | Natural gas |  | 47 |  | 40000 | True |  |  | False | Gas-fired storage | 81 |  | 79 | 22 | 24817248 | High | 0.68 | 0.63 |  | 01/17/2023 | 9963146 | 02/23/2023
Bradford White Corporation | BRADFORD WHITE | RG250T*N | Federally-Regulated Consumer Product | Natural gas |  | 48 |  | 40000 | True |  |  | False | Gas-fired storage | 81 |  | 80 | 0 | 26867893 | High | 0.63 | 0.63 |  | 08/23/2022 | 200094348 | 02/23/2023
Bradford White Corporation | BRADFORD WHITE | LG250H65*N | Federally-Regulated Consumer Product | Natural gas |  | 46 |  | 65000 | True |  |  | False | Gas-fired storage | 106 |  | 81 | 0 | 26867893 | High | 0.63 | 0.63 |  | 08/23/2022 | 200094380 | 02/23/2023
Bradford White Corporation | BRADFORD WHITE | RG250H*X | Federally-Regulated Consumer Product | LPG |  | 46 |  | 61000 | True |  |  | False | Gas-fired storage | 106 |  | 81 | 0 | 26867893 | High | 0.63 | 0.63 |  | 08/23/2022 | 200094378 | 02/23/2023
Bradford White Corporation | BRADFORD WHITE | URG130T*N | Federally-Regulated Consumer Product | Natural gas |  | 29 |  | 27000 | True |  |  | False | Gas-fired storage | 46 |  | 78 | 0 | 14180277 | Low | 0.54 |  |  | 08/25/2022 | 200094511 | 02/23/2023
Bradford White Corporation | BRADFORD WHITE | RG2PDV50S*N | Federally-Regulated Consumer Product | Natural gas |  | 48 |  | 40000 | True |  |  | False | Gas-fired storage | 80 |  | 79 | 131 | 24445340 | High | 0.68 | 0.63 |  | 01/17/2023 | 200094446 | 02/23/2023
Bradford White Corporation | BRADFORD WHITE | RG230S*N | Federally-Regulated Consumer Product | Natural gas |  | 29 |  | 30000 | True |  |  | False | Gas-fired storage | 49 |  | 78 | 0 | 14180277 | Low | 0.54 | 0.54 |  | 08/23/2022 | 200094360 | 02/23/2023
Bradford White Corporation | BRADFORD WHITE | RG2F40S*X | Federally-Regulated Consumer Product | LPG |  | 38 |  | 38000 | True |  |  | False | Gas-fired storage | 75 |  | 80 | 44 | 24030976 | High | 0.7 | 0.64 |  | 01/17/2023 | 200094398 | 02/23/2023
Bradford White Corporation | BRADFORD WHITE | RG2MH40T*N | Federally-Regulated Consumer Product | Natural gas |  | 37 |  | 34000 | True |  |  | True | Gas-fired storage | 54 |  | 78 | 0 | 18784755 | Medium | 0.59 | 0.59 |  | 08/23/2022 | 200094492 | 02/23/2023
Bradford White Corporation | BRADFORD WHITE | LG2PDV50H60*N | Federally-Regulated Consumer Product | Natural gas |  | 46 |  | 60000 | True |  |  | False | Gas-fired storage | 103 |  | 77 | 110 | 24516992 | High | 0.68 |  |  | 08/23/2022 | 200094456 | 02/23/2023
Bradford White Corporation | BRADFORD WHITE | RG150T*X | Federally-Regulated Consumer Product | LPG |  | 47 |  | 34000 | True |  |  | False | Gas-fired storage | 75 |  | 80 | 0 | 26867893 | High | 0.63 |  |  | 08/25/2022 | 200094523 | 02/23/2023
Bradford White Corporation | BRADFORD WHITE | LG2DV50H50*N | Federally-Regulated Consumer Product | Natural gas |  | 46 |  | 50000 | True |  |  | False | Gas-fired storage | 96 |  | 78 | 0 | 26448082 | High | 0.64 | 0.63 |  | 08/23/2022 | 200094480 | 02/23/2023
Bradford White Corporation | BRADFORD WHITE | RG2PDV50S*X | Federally-Regulated Consumer Product | LPG |  | 48 |  | 38000 | True |  |  | False | Gas-fired storage | 80 |  | 79 | 131 | 24445340 | High | 0.68 | 0.63 |  | 01/17/2023 | 200094448 | 02/23/2023
Bradford White Corporation | BRADFORD WHITE | RG250H*N | Federally-Regulated Consumer Product | Natural gas |  | 46 |  | 65000 | True |  |  | False | Gas-fired storage | 106 |  | 81 | 0 | 26867893 | High | 0.63 | 0.63 |  | 08/23/2022 | 200094376 | 02/23/2023
Bradford White Corporation | BRADFORD WHITE | RG2PV40T*X19 | Federally-Regulated Consumer Product | LPG |  | 38 |  | 40000 | True |  |  | False | Gas-fired storage | 78 |  | 79 | 80 | 23236446 | High | 0.72 | 0.64 |  | 01/17/2023 | 205135015 | 02/23/2023
Bradford White Corporation | BRADFORD WHITE | RG2PV50T*N19 | Federally-Regulated Consumer Product | Natural gas |  | 48 |  | 40000 | True |  |  | False | Gas-fired storage | 75 |  | 80 | 80 | 23236446 | High | 0.72 | 0.63 |  | 01/17/2023 | 205134948 | 02/23/2023
Bradford White Corporation | BRADFORD WHITE | RG230T*N | Federally-Regulated Consumer Product | Natural gas |  | 29 |  | 32000 | True |  |  | False | Gas-fired storage | 60 |  | 79 | 0 | 18471676 | Medium | 0.6 | 0.6 |  | 08/23/2022 | 200094312 | 02/23/2023
Bradford White Corporation | BRADFORD WHITE | URG250S*N | Federally-Regulated Consumer Product | Natural gas |  | 47 |  | 50000 | True |  |  | False | Gas-fired storage | 75 |  | 78 | 0 | 26867893 | High | 0.63 | 0.63 |  | 08/23/2022 | 200094368 | 02/23/2023
Bradford White Corporation | BRADFORD WHITE | RG2PDV40S*X | Federally-Regulated Consumer Product | LPG |  | 38 |  | 38000 | True |  |  | False | Gas-fired storage | 75 |  | 78 | 104 | 23826256 | High | 0.7 | 0.64 |  | 01/17/2023 | 200094442 | 02/23/2023
Bradford White Corporation | BRADFORD WHITE | RG2DV50H*X-*** | Federally-Regulated Consumer Product | LPG |  | 46 |  | 48000 | True |  |  | False | Gas-fired storage | 96 |  | 78 | 0 | 26448082 | High | 0.64 | 0.63 |  | 08/23/2022 | 200094478 | 02/23/2023
Bradford White Corporation | BRADFORD WHITE | ULG2PDV50H50*N | Federally-Regulated Consumer Product | Natural gas |  | 46 |  | 50000 | True |  |  | False | Gas-fired storage | 82 |  | 76 | 110 | 24516992 | High | 0.68 | 0.63 |  | 08/23/2022 | 200094462 | 02/23/2023
Bradford White Corporation | BRADFORD WHITE | URG1PV40S*N19 | Federally-Regulated Consumer Product | Natural gas |  | 38 |  | 40000 | True |  |  | False | Gas-fired storage | 75 |  | 79 | 82 | 24612528 | High | 0.68 | 0.64 |  | 01/17/2023 | 205135031 | 02/23/2023
Bradford White Corporation | BRADFORD WHITE | RG2D50S*N | Federally-Regulated Consumer Product | Natural gas |  | 47 |  | 40000 | True |  |  | False | Gas-fired storage | 81 |  | 79 | 22 | 24817248 | High | 0.68 | 0.63 |  | 01/17/2023 | 200094392 | 02/23/2023
Bradford White Corporation | BRADFORD WHITE | RG2MH30T*N | Federally-Regulated Consumer Product | Natural gas |  | 29 |  | 32000 | True |  |  | True | Gas-fired storage | 50 |  | 79 | 0 | 14180277 | Low | 0.54 | 0.54 |  | 08/23/2022 | 200094488 | 02/23/2023
Bradford White Corporation | BRADFORD WHITE | RG250L*X | Federally-Regulated Consumer Product | LPG |  | 47 |  | 38000 | True |  |  | False | Gas-fired storage | 77 |  | 76 | 0 | 26867893 | High | 0.63 | 0.63 |  | 08/23/2022 | 200094372 | 02/23/2023
Bradford White Corporation | BRADFORD WHITE | RG1PV40S*X19 | Federally-Regulated Consumer Product | LPG |  | 38 |  | 40000 | True |  |  | False | Gas-fired storage | 75 |  | 79 | 82 | 24612528 | High | 0.68 | 0.64 |  | 01/17/2023 | 205135012 | 02/23/2023
Bradford White Corporation | BRADFORD WHITE | RG240T*X | Federally-Regulated Consumer Product | LPG |  | 38 |  | 36000 | True |  |  | False | Gas-fired storage | 75 |  | 77 | 0 | 26448082 | High | 0.64 | 0.64 |  | 08/23/2022 | 200094338 | 02/23/2023
Bradford White Corporation | BRADFORD WHITE | RG2D40S*X | Federally-Regulated Consumer Product | LPG |  | 38 |  | 38000 | True |  |  | False | Gas-fired storage | 62 |  | 78 | 22 | 17242132 | Medium | 0.64 | 0.58 |  | 01/17/2023 | 200094390 | 02/23/2023
Bradford White Corporation | BRADFORD WHITE | RG240S*N | Federally-Regulated Consumer Product | Natural gas |  | 38 |  | 40000 | True |  |  | False | Gas-fired storage | 69 |  | 77 | 0 | 19108631 | Medium | 0.58 | 0.58 |  | 08/23/2022 | 200094324 | 02/23/2023
Bradford White Corporation | BRADFORD WHITE | RG2F40S*N | Federally-Regulated Consumer Product | Natural gas |  | 38 |  | 38000 | True |  |  | False | Gas-fired storage | 75 |  | 80 | 44 | 24030976 | High | 0.7 | 0.64 |  | 01/17/2023 | 200094396 | 02/23/2023
Bradford White Corporation | BRADFORD WHITE | RG230S*X | Federally-Regulated Consumer Product | LPG |  | 29 |  | 26000 | True |  |  | False | Gas-fired storage | 49 |  | 78 | 0 | 14180277 | Low | 0.54 | 0.54 |  | 08/23/2022 | 200094362 | 02/23/2023
Bradford White Corporation | BRADFORD WHITE | RG150T*N | Federally-Regulated Consumer Product | Natural gas |  | 47 |  | 34000 | True |  |  | False | Gas-fired storage | 75 |  | 80 | 0 | 26867893 | High | 0.63 |  |  | 08/25/2022 | 200094519 | 02/23/2023
Bradford White Corporation | BRADFORD WHITE | LG2PV50H65*X** | Federally-Regulated Consumer Product | LPG |  | 46 |  | 58000 | True |  |  | False | Gas-fired storage | 116 |  | 79 | 76 | 24633000 | High | 0.68 | 0.63 |  | 08/23/2022 | 208157150 | 02/23/2023
Bradford White Corporation | BRADFORD WHITE | RG2D50S*X | Federally-Regulated Consumer Product | LPG |  | 47 |  | 40000 | True |  |  | False | Gas-fired storage | 81 |  | 79 | 22 | 24817248 | High | 0.68 | 0.63 |  | 01/17/2023 | 200094394 | 02/23/2023
Bradford White Corporation | BRADFORD WHITE | URG250L*N | Federally-Regulated Consumer Product | Natural gas |  | 47 |  | 40000 | True |  |  | False | Gas-fired storage | 77 |  | 76 | 0 | 26867893 | High | 0.63 | 0.63 |  | 08/23/2022 | 200094374 | 02/23/2023
Bradford White Corporation | BRADFORD WHITE | RG2MH30T*X | Federally-Regulated Consumer Product | LPG |  | 29 |  | 32000 | True |  |  | True | Gas-fired storage | 50 |  | 79 | 0 | 14180277 | Low | 0.54 | 0.54 |  | 08/23/2022 | 200094490 | 02/23/2023
Bradford White Corporation | BRADFORD WHITE | RG250L*N | Federally-Regulated Consumer Product | Natural gas |  | 47 |  | 40000 | True |  |  | False | Gas-fired storage | 77 |  | 76 | 0 | 26867893 | High | 0.63 | 0.63 |  | 08/23/2022 | 200094370 | 02/23/2023
Bradford White Corporation | BRADFORD WHITE | RG2PDV50H*X | Federally-Regulated Consumer Product | LPG |  | 46 |  | 60000 | True |  |  | False | Gas-fired storage | 103 |  | 77 | 110 | 24516992 | High | 0.68 | 0.63 |  | 01/17/2023 | 200094454 | 02/23/2023
Bradford White Corporation | BRADFORD WHITE | RTGS199X1 | Federally-Regulated Consumer Product | LPG |  | 0 |  | 199000 |  |  |  | False | Instantaneous gas-fired |  | 5.6 | 97 | 34 | 17701647 | High | 0.95 | 0.81 | 0 | 01/17/2023 | 208083280 | 02/23/2023
Bradford White Corporation | BRADFORD WHITE | URG2DV50S*N-*** | Federally-Regulated Consumer Product | Natural gas |  | 47 |  | 38000 | True |  |  | False | Gas-fired storage | 78 |  | 81 | 0 | 26867893 | High | 0.63 | 0.63 |  | 08/23/2022 | 200094474 | 02/23/2023
Bradford White Corporation | BRADFORD WHITE | RG240S*X | Federally-Regulated Consumer Product | LPG |  | 38 |  | 38000 | True |  |  | False | Gas-fired storage | 69 |  | 77 | 0 | 19108631 | Medium | 0.58 | 0.58 |  | 08/23/2022 | 200094326 | 02/23/2023
Bradford White Corporation | BRADFORD WHITE | RG2DV50H*N-*** | Federally-Regulated Consumer Product | Natural gas |  | 46 |  | 50000 | True |  |  | False | Gas-fired storage | 96 |  | 78 | 0 | 26448082 | High | 0.64 | 0.63 |  | 08/23/2022 | 200094476 | 02/23/2023
Bradford White Corporation | BRADFORD WHITE | RG2D40S*N | Federally-Regulated Consumer Product | Natural gas |  | 38 |  | 38000 | True |  |  | False | Gas-fired storage | 62 |  | 78 | 22 | 17242132 | Medium | 0.64 | 0.58 |  | 01/17/2023 | 200094388 | 02/23/2023
Bradford White Corporation | BRADFORD WHITE | RG2DVMH40T*N | Federally-Regulated Consumer Product | Natural gas |  | 38 |  | 30000 | True |  |  | True | Gas-fired storage | 51 |  | 78 | 0 | 19108631 | Medium | 0.58 | 0.58 |  | 08/23/2022 | 200094500 | 02/23/2023
Bradford White Corporation | BRADFORD WHITE | RG240T*N | Federally-Regulated Consumer Product | Natural gas |  | 38 |  | 40000 | True |  |  | False | Gas-fired storage | 75 |  | 77 | 0 | 26448082 | High | 0.64 | 0.64 |  | 08/23/2022 | 200094336 | 02/23/2023
Bradford White Corporation | BRADFORD WHITE | RG2DV40S*X-*** | Federally-Regulated Consumer Product | LPG |  | 38 |  | 36000 | True |  |  | False | Gas-fired storage | 62 |  | 75 | 0 | 18471676 | Medium | 0.6 |  |  | 08/23/2022 | 200094466 | 02/23/2023
Bradford White Corporation | BRADFORD WHITE | RG230T*X | Federally-Regulated Consumer Product | LPG |  | 29 |  | 31000 | True |  |  | False | Gas-fired storage | 60 |  | 79 | 0 | 18471676 | Medium | 0.6 | 0.6 |  | 08/23/2022 | 200094314 | 02/23/2023
Bradford White Corporation | BRADFORD WHITE | URG2DV50H*N-*** | Federally-Regulated Consumer Product | Natural gas |  | 46 |  | 45000 | True |  |  | False | Gas-fired storage | 83 |  | 77 | 0 | 26448082 | High | 0.64 | 0.63 |  | 08/23/2022 | 200094484 | 02/23/2023
Bradford White Corporation | BRADFORD WHITE | LG2PV50H65*N** | Federally-Regulated Consumer Product | Natural gas |  | 46 |  | 65000 | True |  |  | False | Gas-fired storage | 116 |  | 79 | 76 | 24633000 | High | 0.68 | 0.63 |  | 08/23/2022 | 208157148 | 02/23/2023
Bradford White Corporation | BRADFORD WHITE | URG240S*N | Federally-Regulated Consumer Product | Natural gas |  | 38 |  | 40000 | True |  |  | False | Gas-fired storage | 69 |  | 77 | 0 | 19108631 | Medium | 0.58 | 0.58 |  | 08/23/2022 | 200094328 | 02/23/2023
Bradford White Corporation | BRADFORD WHITE | RG2DV50S*N-*** | Federally-Regulated Consumer Product | Natural gas |  | 47 |  | 42000 | True |  |  | False | Gas-fired storage | 77 |  | 75 | 0 | 26448082 | High | 0.64 | 0.63 |  | 08/23/2022 | 200094470 | 02/23/2023
Bradford White Corporation | BRADFORD WHITE | RTGR199X1 | Federally-Regulated Consumer Product | LPG |  | 0 |  | 199000 |  |  |  | False | Instantaneous gas-fired |  | 5.6 | 97 | 34 | 17701647 | High | 0.95 | 0.81 | 0 | 01/17/2023 | 208083279 | 02/23/2023
Bradford White Corporation | BRADFORD WHITE | URG2PDV50S*N | Federally-Regulated Consumer Product | Natural gas |  | 48 |  | 40000 | True |  |  | False | Gas-fired storage | 80 |  | 79 | 131 | 24445340 | High | 0.68 | 0.63 |  | 01/17/2023 | 200094450 | 02/23/2023
Bradford White Corporation | BRADFORD WHITE | URG2PV40T*N19 | Federally-Regulated Consumer Product | Natural gas |  | 38 |  | 40000 | True |  |  | False | Gas-fired storage | 78 |  | 79 | 80 | 23236446 | High | 0.72 | 0.64 |  | 01/17/2023 | 205135033 | 02/23/2023
Bradford White Corporation | BRADFORD WHITE | RG2F50S*N | Federally-Regulated Consumer Product | Natural gas |  | 48 |  | 38000 | True |  |  | False | Gas-fired storage | 76 |  | 79 | 51 | 24718300 | High | 0.68 | 0.63 |  | 01/17/2023 | 200094400 | 02/23/2023
Bradford White Corporation | BRADFORD WHITE | RG250S*X | Federally-Regulated Consumer Product | LPG |  | 47 |  | 48000 | True |  |  | False | Gas-fired storage | 75 |  | 78 | 0 | 26867893 | High | 0.63 | 0.63 |  | 08/23/2022 | 200094366 | 02/23/2023
Bradford White Corporation | BRADFORD WHITE | RG2DV50S*X-*** | Federally-Regulated Consumer Product | LPG |  | 47 |  | 40000 | True |  |  | False | Gas-fired storage | 77 |  | 75 | 0 | 26448082 | High | 0.64 | 0.63 |  | 08/23/2022 | 200094472 | 02/23/2023
Bradford White Corporation | BRADFORD WHITE | RG2PV50H*X** | Federally-Regulated Consumer Product | LPG |  | 46 |  | 58000 | True |  |  | False | Gas-fired storage | 116 |  | 79 | 76 | 24633000 | High | 0.68 | 0.63 |  | 01/17/2023 | 208157070 | 02/23/2023
Bradford White Corporation | BRADFORD WHITE | RG2DVMH40T*X | Federally-Regulated Consumer Product | LPG |  | 38 |  | 30000 | True |  |  | True | Gas-fired storage | 51 |  | 78 | 0 | 19108631 | Medium | 0.58 | 0.58 |  | 08/23/2022 | 200094502 | 02/23/2023
Bradford White Corporation | BRADFORD WHITE | RG140T*X | Federally-Regulated Consumer Product | LPG |  | 38 |  | 34000 | True |  |  | False | Gas-fired storage | 64 |  | 78 | 0 | 18784755 | Medium | 0.59 |  |  | 08/25/2022 | 200094517 | 02/23/2023
Bradford White Corporation | BRADFORD WHITE | ULG250H55*N | Federally-Regulated Consumer Product | Natural gas |  | 46 |  | 55000 | True |  |  | False | Gas-fired storage | 110 |  | 82 | 0 | 26448082 | High | 0.64 | 0.63 |  | 08/23/2022 | 200094386 | 02/23/2023
Bradford White Corporation | BRADFORD WHITE | RG2MH40T*X | Federally-Regulated Consumer Product | LPG |  | 37 |  | 34000 | True |  |  | True | Gas-fired storage | 54 |  | 78 | 0 | 18784755 | Medium | 0.59 | 0.59 |  | 08/23/2022 | 200094494 | 02/23/2023
Bradford White Corporation | BRADFORD WHITE | RTGR199N1 | Federally-Regulated Consumer Product | Natural gas |  | 0 |  | 199000 |  |  |  | False | Instantaneous gas-fired |  | 5.6 | 97 | 34 | 17701647 | High | 0.95 | 0.81 | 0 | 01/17/2023 | 208083277 | 02/23/2023
Bradford White Corporation | BRADFORD WHITE | URG2PDV50H*N | Federally-Regulated Consumer Product | Natural gas |  | 46 |  | 50000 | True |  |  | False | Gas-fired storage | 82 |  | 76 | 110 | 24516992 | High | 0.68 | 0.63 |  | 01/17/2023 | 200094460 | 02/23/2023
Bradford White Corporation | BRADFORD WHITE | URG140T*N | Federally-Regulated Consumer Product | Natural gas |  | 38 |  | 34000 | True |  |  | False | Gas-fired storage | 64 |  | 78 | 0 | 18784755 | Medium | 0.59 |  |  | 08/25/2022 | 200094515 | 02/23/2023
Bradford White Corporation | BRADFORD WHITE | LG2DV50H50*X | Federally-Regulated Consumer Product | LPG |  | 46 |  | 48000 | True |  |  | False | Gas-fired storage | 96 |  | 78 | 0 | 26448082 | High | 0.64 | 0.63 |  | 08/23/2022 | 200094482 | 02/23/2023
Bradford White Corporation | BRADFORD WHITE | RG130T*N | Federally-Regulated Consumer Product | Natural gas |  | 29 |  | 27000 | True |  |  | False | Gas-fired storage | 46 |  | 78 | 0 | 14180277 | Low | 0.54 |  |  | 08/25/2022 | 200094507 | 02/23/2023
Bradford White Corporation | BRADFORD WHITE | RG130T*X | Federally-Regulated Consumer Product | LPG |  | 29 |  | 27000 | True |  |  | False | Gas-fired storage | 46 |  | 78 | 0 | 14180277 | Low | 0.54 |  |  | 08/25/2022 | 200094509 | 02/23/2023
Bradford White Corporation | BRADFORD WHITE | URG250H*N | Federally-Regulated Consumer Product | Natural gas |  | 46 |  | 55000 | True |  |  | False | Gas-fired storage | 110 |  | 82 | 0 | 26448082 | High | 0.64 | 0.63 |  | 08/23/2022 | 200094384 | 02/23/2023
Bradford White Corporation | BRADFORD WHITE | URG240T*N | Federally-Regulated Consumer Product | Natural gas |  | 38 |  | 40000 | True |  |  | False | Gas-fired storage | 75 |  | 77 | 0 | 26448082 | High | 0.64 | 0.64 |  | 08/23/2022 | 200094340 | 02/23/2023
Rheem Sales Company, Inc. | Ruud | PROUH80 T0 RU120-M** | Federally-Regulated Consumer Product | Heat pump |  | 72 |  | 1 | False |  | False | True | Electric storage | 72 |  | 437 | 932 |  | Medium | 3.5 |  |  | 08/23/2022 | 208105669 | 02/23/2023
Rheem Sales Company, Inc. | Ruud | PROUH65 T0 RU120-M** | Federally-Regulated Consumer Product | Heat pump |  | 59 |  | 1 | False |  | False | True | Electric storage | 55 |  | 405 | 955 |  | Medium | 3.3 |  |  | 08/23/2022 | 208105666 | 02/23/2023
Rheem Sales Company, Inc. | Ruud | PROG40S-34N RU62 * | Federally-Regulated Consumer Product | Natural gas |  | 38 |  | 34000 | True |  |  | False | Gas-fired storage | 65 |  | 75 | 0 | 18784755 | Medium | 0.59 |  |  | 08/23/2022 | 8090632 | 02/23/2023
Rheem Sales Company, Inc. | Ruud | PRO+G50S-36P RU61 | Federally-Regulated Consumer Product | LPG |  | 48 |  | 36000 | True |  |  | False | Gas-fired storage | 87 |  | 75 | 0 | 26867893 | High | 0.63 |  |  | 08/23/2022 | 8065138 | 02/23/2023
Rheem Sales Company, Inc. | Ruud | PH2-50SPF1 | Federally-Regulated Consumer Product | LPG |  | 48 |  | 36000 | True |  |  | False | Gas-fired storage | 87 |  | 75 | 0 | 26867893 | High | 0.63 |  |  | 08/23/2022 | 8065141 | 02/23/2023
Rheem Sales Company, Inc. | Ruud | PRO H40 T2 RU310UM | Federally-Regulated Consumer Product | Heat pump |  | 36 |  | 4.5 | True |  | False | False | Electric storage | 60 |  | 430 | 879 |  | Medium | 3.5 |  |  | 08/23/2022 | 206077601 | 02/23/2023
Rheem Sales Company, Inc. | Ruud | PRO H80 T2 RU310UM | Federally-Regulated Consumer Product | Heat pump |  | 72 |  | 4.5 | True |  | False | False | Electric storage | 87 |  | 398 | 1303 |  | High | 3.5 |  |  | 08/23/2022 | 206077607 | 02/23/2023
Rheem Sales Company, Inc. | Ruud | HPLD65-1RU | Federally-Regulated Consumer Product | Heat pump |  | 59 |  | 4.5 | False |  | False | True | Electric storage | 75 |  | 457 | 1184 |  | High | 4.05 |  |  | 10/28/2022 | 206195926 | 02/23/2023
Rheem Sales Company, Inc. | Ruud | PROUH50 T0 RU120-M** | Federally-Regulated Consumer Product | Heat pump |  | 46 |  | 1 | False |  | False | True | Electric storage | 55 |  | 367 | 1072 |  | Medium | 3 |  |  | 08/23/2022 | 208105663 | 02/23/2023
Rheem Sales Company, Inc. | Ruud | M2-40SF1 * | Federally-Regulated Consumer Product | Natural gas |  | 38 |  | 34000 | True |  |  | False | Gas-fired storage | 65 |  | 75 | 0 | 18784755 | Medium | 0.59 |  |  | 08/23/2022 | 8090641 | 02/23/2023
Rheem Sales Company, Inc. | Ruud | HPLD40-1RU | Federally-Regulated Consumer Product | Heat pump |  | 36 |  | 4.5 | False |  | False | True | Electric storage | 60 |  | 434 | 859 |  | Medium | 3.83 |  |  | 10/28/2022 | 206195923 | 02/23/2023
Rheem Sales Company, Inc. | Ruud | HPLD50-1RU | Federally-Regulated Consumer Product | Heat pump |  | 45 |  | 4.5 | False |  | False | True | Electric storage | 67 |  | 430 | 846 |  | Medium | 3.88 |  |  | 10/28/2022 | 206195925 | 02/23/2023
Rheem Sales Company, Inc. | Ruud | PROUH40 T0 RU120 | Federally-Regulated Consumer Product | Heat pump |  | 37 |  | 1.3 | False |  | False | True | Electric storage | 51 |  | 355 | 1082 |  | Medium | 3 |  |  | 08/23/2022 | 208629406 | 02/23/2023
Rheem Sales Company, Inc. | Ruud | PRO H50 T2 RU310UM | Federally-Regulated Consumer Product | Heat pump |  | 45 |  | 4.5 | False |  | False | True | Electric storage | 67 |  | 400 | 915 |  | Medium | 3.5 |  |  | 08/23/2022 | 206077603 | 02/23/2023
Rheem Sales Company, Inc. | Ruud | PH2-50SF1 | Federally-Regulated Consumer Product | Natural gas |  | 48 |  | 40000 | True |  |  | False | Gas-fired storage | 87 |  | 75 | 0 | 26867893 | High | 0.63 |  |  | 08/23/2022 | 8065140 | 02/23/2023
Rheem Sales Company, Inc. | Ruud | PROG50S-36P RU61 | Federally-Regulated Consumer Product | LPG |  | 48 |  | 36000 | True |  |  | False | Gas-fired storage | 87 |  | 75 | 0 | 26867893 | High | 0.63 |  |  | 08/23/2022 | 8065139 | 02/23/2023
Rheem Sales Company, Inc. | Ruud | PROG30S-30N RU63 | Federally-Regulated Consumer Product | Natural gas |  | 29 |  | 30000 | True |  |  | False | Gas-fired storage | 51 |  | 75 | 0 | 18471676 | Medium | 0.6 |  |  | 08/23/2022 | 8086839 | 02/23/2023
Rheem Sales Company, Inc. | Ruud | PROUH40 T0 RU120-M** | Federally-Regulated Consumer Product | Heat pump |  | 36 |  | 1 | False |  | False | True | Electric storage | 45 |  | 387 | 780 |  | Low | 2.8 |  |  | 08/23/2022 | 208105660 | 02/23/2023
Rheem Sales Company, Inc. | Ruud | HPLD80-1RU | Federally-Regulated Consumer Product | Heat pump |  | 72 |  | 4.5 | False |  | False | True | Electric storage | 87 |  | 447 | 1213 |  | High | 4.07 |  |  | 10/28/2022 | 206195928 | 02/23/2023
Rheem Sales Company, Inc. | Ruud | PROUH50 T0 RU120 | Federally-Regulated Consumer Product | Heat pump |  | 46 |  | 1.3 | False |  | False | True | Electric storage | 51 |  | 350 | 1082 |  | Medium | 3 |  |  | 08/23/2022 | 208676266 | 02/23/2023
Rheem Sales Company, Inc. | Ruud | PROG50S-40N RU61 | Federally-Regulated Consumer Product | Natural gas |  | 48 |  | 40000 | True |  |  | False | Gas-fired storage | 87 |  | 75 | 0 | 26867893 | High | 0.63 |  |  | 08/23/2022 | 8065137 | 02/23/2023
Rheem Sales Company, Inc. | Ruud | PRO H65 T2 RU310UM | Federally-Regulated Consumer Product | Heat pump |  | 59 |  | 4.5 | True |  | False | False | Electric storage | 75 |  | 409 | 900 |  | High | 3.5 |  |  | 08/23/2022 | 206077605 | 02/23/2023
Rinnai America | Rinnai | REU-VC2528W-US | Federally-Regulated Consumer Product | LPG |  | 1 |  | 180000 |  |  |  | True | Instantaneous gas-fired |  | 4.3 | 80 | 28 | 20801714 | High | 0.81 |  | 0 | 08/23/2022 | 5211506 | 02/23/2023
Rinnai America | Rinnai | (V94I) REU-VC2837FFU-US | Federally-Regulated Consumer Product | LPG |  | 1 |  | 199000 |  |  |  | True | Instantaneous gas-fired |  | 4.9 | 83 | 22 | 20822186 | High | 0.81 |  | 0 | 08/23/2022 | 8669114 | 02/23/2023
Rinnai America | Rinnai | (RU180I) REU-N2934FF-US | Federally-Regulated Consumer Product | LPG |  | 0 |  | 180000 |  |  |  | True | Instantaneous gas-fired |  | 5.3 | 96 | 11 | 18163298 | High | 0.93 |  | 0 | 08/23/2022 | 10595512 | 02/23/2023
Rinnai America | Rinnai | (RUR199E) REU-NP3237W-US | Federally-Regulated Consumer Product | LPG |  | 0 |  | 199000 |  |  |  | True | Instantaneous gas-fired |  | 5.6 | 97 | 11 | 18163298 | High | 0.93 |  | 0 | 08/23/2022 | 10595467 | 02/23/2023
Rinnai America | Rinnai | (RUR160E) REU-NP2530W-US | Federally-Regulated Consumer Product | Natural gas |  | 0 |  | 160000 |  |  |  | True | Instantaneous gas-fired |  | 4.6 | 97 | 11 | 18163298 | High | 0.93 |  | 0 | 08/23/2022 | 10595454 | 02/23/2023
Rinnai America | Rinnai | RE180I (REU-VE2432FFD-US) | Federally-Regulated Consumer Product | Natural gas |  | 0 |  | 180000 |  |  |  | True | Instantaneous gas-fired |  | 4.1 | 83 | 14 | 20594637 | High | 0.82 |  | 0 | 08/23/2022 | 208210670 | 02/23/2023
Rinnai America | Rinnai | RE160E (REU-VE2125WD-US) | Federally-Regulated Consumer Product | Natural gas |  | 0 |  | 160000 |  |  |  | True | Instantaneous gas-fired |  | 3.7 | 83 | 9 | 13652015 | Medium | 0.81 |  | 0 | 08/23/2022 | 208210673 | 02/23/2023
Rinnai America | Rinnai | RSC160IN | Federally-Regulated Consumer Product | Natural gas |  | 0 |  | 160000 |  |  |  | True | Instantaneous gas-fired |  | 4.1 | 97 | 26 | 18112118 | High | 0.93 |  | 0 | 08/23/2022 | 208141209 | 02/23/2023
Rinnai America | Rinnai | RE180E (REU-VE2432WD-US) | Federally-Regulated Consumer Product | Natural gas |  | 0 |  | 180000 |  |  |  | True | Instantaneous gas-fired |  | 4.2 | 82 | 7 | 20618521 | High | 0.82 |  | 0 | 08/23/2022 | 208210674 | 02/23/2023
Rinnai America | Rinnai | RSC199IP | Federally-Regulated Consumer Product | LPG |  | 0 |  | 199000 |  |  |  | True | Instantaneous gas-fired |  | 5.7 | 97 | 27 | 18108706 | High | 0.93 |  | 0 | 08/23/2022 | 208141216 | 02/23/2023
Rinnai America | Rinnai | (V94E) REU-VC2837W-US | Federally-Regulated Consumer Product | Natural gas |  | 1 |  | 199000 |  |  |  | True | Instantaneous gas-fired |  | 4.8 | 82 | 27 | 20805126 | High | 0.81 |  | 0 | 08/23/2022 | 8669106 | 02/23/2023
Rinnai America | Rinnai | REP199E (REU-VEP2730WD-US) | Federally-Regulated Consumer Product | LPG |  | 0 |  | 199000 |  |  |  | True | Instantaneous gas-fired |  | 4.9 | 82 | 12 | 20856306 | High | 0.81 |  | 0 | 08/23/2022 | 208816537 | 02/23/2023
Rinnai America | Rinnai | (V94I) REU-VC2837FFU-US | Federally-Regulated Consumer Product | Natural gas |  | 1 |  | 199000 |  |  |  | True | Instantaneous gas-fired |  | 4.9 | 83 | 22 | 20822186 | High | 0.81 |  | 0 | 08/23/2022 | 8669114 | 02/23/2023
Rinnai America | Rinnai | (RU180I) REU-N2934FF-US | Federally-Regulated Consumer Product | Natural gas |  | 0 |  | 180000 |  |  |  | True | Instantaneous gas-fired |  | 5.3 | 96 | 11 | 18163298 | High | 0.93 |  | 0 | 08/23/2022 | 10595512 | 02/23/2023
Rinnai America | Rinnai | (RU199I) REU-N3237FF-US | Federally-Regulated Consumer Product | LPG |  | 0 |  | 199000 |  |  |  | True | Instantaneous gas-fired |  | 5.7 | 97 | 27 | 18108706 | High | 0.93 |  | 0 | 08/23/2022 | 10595468 | 02/23/2023
Rinnai America | Rinnai | (V94E) REU-VC2837W-US | Federally-Regulated Consumer Product | LPG |  | 1 |  | 199000 |  |  |  | True | Instantaneous gas-fired |  | 4.8 | 82 | 27 | 20805126 | High | 0.81 |  | 0 | 08/23/2022 | 8669106 | 02/23/2023
Rinnai America | Rinnai | REP199I (REU-VEP2730FFD-US) | Federally-Regulated Consumer Product | Natural gas |  | 0 |  | 199000 |  |  |  | True | Instantaneous gas-fired |  | 4.8 | 84 | 16 | 20587813 | High | 0.82 |  | 0 | 08/23/2022 | 208816536 | 02/23/2023
Rinnai America | Rinnai | (RUCS75I) REU-KCM2528FFU-US | Federally-Regulated Consumer Product | Natural gas |  | 1 |  | 160000 |  |  |  | True | Instantaneous gas-fired |  | 4.5 | 92 | 13 | 18763169 | High | 0.9 |  | 0 | 08/23/2022 | 8203414 | 02/23/2023
Rinnai America | Rinnai | (RUCS75I) REU-KCM2528FFU-US | Federally-Regulated Consumer Product | LPG |  | 1 |  | 160000 |  |  |  | True | Instantaneous gas-fired |  | 4.5 | 92 | 13 | 18763169 | High | 0.9 |  | 0 | 08/23/2022 | 8203414 | 02/23/2023
Rinnai America | Rinnai | REU-VC2528WD(A)-US | Federally-Regulated Consumer Product | Natural gas |  | 1 |  | 180000 |  |  |  | True | Instantaneous gas-fired |  | 4.3 | 80 | 28 | 20801714 | High | 0.81 |  | 0 | 08/23/2022 | 5339227 | 02/23/2023
Rinnai America | Rinnai | (RUR160I) REU-NP2530FF-US | Federally-Regulated Consumer Product | LPG |  | 0 |  | 160000 |  |  |  | True | Instantaneous gas-fired |  | 4.1 | 97 | 26 | 18112118 | High | 0.93 |  | 0 | 08/23/2022 | 10595453 | 02/23/2023
Rinnai America | Rinnai | (RU130I) REU-N2024FF-US | Federally-Regulated Consumer Product | Natural gas |  | 0 |  | 130000 |  |  |  | True | Instantaneous gas-fired |  | 3.7 | 96 | 0 | 12179127 | Medium | 0.91 |  | 0 | 08/23/2022 | 202066923 | 02/23/2023
Rinnai America | Rinnai | (RU160I) REU-N2530FF-US | Federally-Regulated Consumer Product | Natural gas |  | 0 |  | 160000 |  |  |  | True | Instantaneous gas-fired |  | 4.1 | 97 | 26 | 18112118 | High | 0.93 |  | 0 | 08/23/2022 | 10595452 | 02/23/2023
Rinnai America | Rinnai | (RUR199I) REU-NP3237FF-US | Federally-Regulated Consumer Product | LPG |  | 0 |  | 199000 |  |  |  | True | Instantaneous gas-fired |  | 5.7 | 97 | 27 | 18108706 | High | 0.93 |  | 0 | 08/23/2022 | 10595469 | 02/23/2023
Rinnai America | Rinnai | (RU160E) REU-N2530W-US | Federally-Regulated Consumer Product | LPG |  | 0 |  | 160000 |  |  |  | True | Instantaneous gas-fired |  | 4.6 | 97 | 11 | 18163298 | High | 0.93 |  | 0 | 08/23/2022 | 10595417 | 02/23/2023
Rinnai America | Rinnai | (RUR199I) REU-NP3237FF-US | Federally-Regulated Consumer Product | Natural gas |  | 0 |  | 199000 |  |  |  | True | Instantaneous gas-fired |  | 5.7 | 97 | 27 | 18108706 | High | 0.93 |  | 0 | 08/23/2022 | 10595469 | 02/23/2023
Rinnai America | Rinnai | (RU160I) REU-N2530FF-US(B) | Federally-Regulated Consumer Product | Natural gas |  | 0 |  | 160000 |  |  |  | True | Instantaneous gas-fired |  | 4.1 | 97 | 26 | 18112118 | High | 0.93 |  | 0 | 01/17/2023 | 209258314 | 02/23/2023
Rinnai America | Rinnai | CU199E (REU-N3237WC-US) | Federally-Regulated Consumer Product | Natural gas |  | 0 |  | 199000 |  |  |  | True | Instantaneous gas-fired |  | 5.6 | 97 | 11 | 18163298 | High | 0.93 |  | 0 | 08/23/2022 | 202102167 | 02/23/2023
Rinnai America | Rinnai | (RU160I) REU-N2530FF-US(B) | Federally-Regulated Consumer Product | LPG |  | 0 |  | 160000 |  |  |  | True | Instantaneous gas-fired |  | 4.1 | 97 | 26 | 18112118 | High | 0.93 |  | 0 | 01/17/2023 | 209258314 | 02/23/2023
Rinnai America | Rinnai | V53DE (REU-AM1620WD-US) | Federally-Regulated Consumer Product | Natural gas |  | 0 |  | 120000 |  |  |  | True | Instantaneous gas-fired |  | 3 | 83 | 1 | 13679311 | Medium | 0.81 |  | 0 | 08/23/2022 | 202029992 | 02/23/2023
Rinnai America | Rinnai | RE180E (REU-VE2432WD-US) | Federally-Regulated Consumer Product | LPG |  | 0 |  | 180000 |  |  |  | True | Instantaneous gas-fired |  | 4.2 | 82 | 7 | 20618521 | High | 0.82 |  | 0 | 08/23/2022 | 208210674 | 02/23/2023
Rinnai America | Rinnai | V53DE (REU-AM1620WD-US) | Federally-Regulated Consumer Product | LPG |  | 0 |  | 120000 |  |  |  | True | Instantaneous gas-fired |  | 3 | 83 | 1 | 13679311 | Medium | 0.81 |  | 0 | 08/23/2022 | 202029992 | 02/23/2023
Rinnai America | Rinnai | RE199E (REU-VE2737WD-US) | Federally-Regulated Consumer Product | Natural gas |  | 0 |  | 199000 |  |  |  | True | Instantaneous gas-fired |  | 4.7 | 82 | 12 | 20601461 | High | 0.82 |  | 0 | 08/23/2022 | 208210675 | 02/23/2023
Rinnai America | Rinnai | REU-VC2837FFUD-US | Federally-Regulated Consumer Product | Natural gas |  | 1 |  | 199000 |  |  |  | True | Instantaneous gas-fired |  | 4.9 | 82 | 25 | 20811950 | High | 0.81 |  | 0 | 08/23/2022 | 5035306 | 02/23/2023
Rinnai America | Rinnai | REU-VC2837FFUD-US | Federally-Regulated Consumer Product | LPG |  | 1 |  | 199000 |  |  |  | True | Instantaneous gas-fired |  | 4.9 | 82 | 25 | 20811950 | High | 0.81 |  | 0 | 08/23/2022 | 5035306 | 02/23/2023
Rinnai America | Rinnai | CU199E (REU-N3237WC-US) | Federally-Regulated Consumer Product | LPG |  | 0 |  | 199000 |  |  |  | True | Instantaneous gas-fired |  | 5.6 | 97 | 11 | 18163298 | High | 0.93 |  | 0 | 08/23/2022 | 202102167 | 02/23/2023
Rinnai America | Rinnai | RSC160EN | Federally-Regulated Consumer Product | Natural gas |  | 0 |  | 160000 |  |  |  | True | Instantaneous gas-fired |  | 4.6 | 97 | 11 | 18163298 | High | 0.93 |  | 0 | 08/23/2022 | 208141210 | 02/23/2023
Rinnai America | Rinnai | (RU160E) REU-N2530W-US | Federally-Regulated Consumer Product | Natural gas |  | 0 |  | 160000 |  |  |  | True | Instantaneous gas-fired |  | 4.6 | 97 | 11 | 18163298 | High | 0.93 |  | 0 | 08/23/2022 | 10595417 | 02/23/2023
Rinnai America | Rinnai | RE180I (REU-VE2432FFD-US) | Federally-Regulated Consumer Product | LPG |  | 0 |  | 180000 |  |  |  | True | Instantaneous gas-fired |  | 4.1 | 83 | 14 | 20594637 | High | 0.82 |  | 0 | 08/23/2022 | 208210670 | 02/23/2023
Rinnai America | Rinnai | (RU180I) REU-N2934FF-US(B) | Federally-Regulated Consumer Product | Natural gas |  | 0 |  | 180000 |  |  |  | True | Instantaneous gas-fired |  | 5.3 | 96 | 11 | 18163298 | High | 0.93 |  | 0 | 01/17/2023 | 209258319 | 02/23/2023
Rinnai America | Rinnai | REU-VC2837WD-US | Federally-Regulated Consumer Product | LPG |  | 1 |  | 199000 |  |  |  | True | Instantaneous gas-fired |  | 4.8 | 82 | 27 | 20805126 | High | 0.81 |  | 0 | 08/23/2022 | 5035305 | 02/23/2023
Rinnai America | Rinnai | REP160E (REU-VEP2125WD-US) | Federally-Regulated Consumer Product | LPG |  | 0 |  | 160000 |  |  |  | True | Instantaneous gas-fired |  | 3.7 | 83 | 9 | 13652015 | Medium | 0.81 |  | 0 | 08/23/2022 | 208210798 | 02/23/2023
Rinnai America | Rinnai | RE160I (REU-VE2125FFD-US) | Federally-Regulated Consumer Product | Natural gas |  | 0 |  | 160000 |  |  |  | True | Instantaneous gas-fired |  | 3.5 | 83 | 10 | 13648603 | Medium | 0.81 |  | 0 | 08/23/2022 | 208210668 | 02/23/2023
Rinnai America | Rinnai | (RUR160I) REU-NP2530FF-US | Federally-Regulated Consumer Product | Natural gas |  | 0 |  | 160000 |  |  |  | True | Instantaneous gas-fired |  | 4.1 | 97 | 26 | 18112118 | High | 0.93 |  | 0 | 08/23/2022 | 10595453 | 02/23/2023
Rinnai America | Rinnai | REP160I (REU-VEP2125FFD-US) | Federally-Regulated Consumer Product | LPG |  | 0 |  | 160000 |  |  |  | True | Instantaneous gas-fired |  | 3.5 | 83 | 10 | 13648603 | Medium | 0.81 |  | 0 | 08/23/2022 | 208210796 | 02/23/2023
Rinnai America | Rinnai | REP199E (REU-VEP2730WD-US) | Federally-Regulated Consumer Product | Natural gas |  | 0 |  | 199000 |  |  |  | True | Instantaneous gas-fired |  | 4.9 | 82 | 12 | 20856306 | High | 0.81 |  | 0 | 08/23/2022 | 208816537 | 02/23/2023
Rinnai America | Rinnai | RE160E (REU-VE2125WD-US) | Federally-Regulated Consumer Product | LPG |  | 0 |  | 160000 |  |  |  | True | Instantaneous gas-fired |  | 3.7 | 83 | 9 | 13652015 | Medium | 0.81 |  | 0 | 08/23/2022 | 208210673 | 02/23/2023
Rinnai America | Rinnai | REU-VC2837WD-US | Federally-Regulated Consumer Product | Natural gas |  | 1 |  | 199000 |  |  |  | True | Instantaneous gas-fired |  | 4.8 | 82 | 27 | 20805126 | High | 0.81 |  | 0 | 08/23/2022 | 5035305 | 02/23/2023
Rinnai America | Rinnai | RE199I (REU-VE2737FFD-US) | Federally-Regulated Consumer Product | LPG |  | 0 |  | 199000 |  |  |  | True | Instantaneous gas-fired |  | 4.6 | 83 | 16 | 20587813 | High | 0.82 |  | 0 | 08/23/2022 | 208210671 | 02/23/2023
Rinnai America | Rinnai | RSC160IP | Federally-Regulated Consumer Product | LPG |  | 0 |  | 160000 |  |  |  | True | Instantaneous gas-fired |  | 4.1 | 97 | 26 | 18112118 | High | 0.93 |  | 0 | 08/23/2022 | 208141213 | 02/23/2023
Rinnai America | Rinnai | (RU130I) REU-N2024FF-US(B) | Federally-Regulated Consumer Product | LPG |  | 0 |  | 130000 |  |  |  | True | Instantaneous gas-fired |  | 3.7 | 96 | 0 | 12179127 | Medium | 0.91 |  | 0 | 01/17/2023 | 209258320 | 02/23/2023
Rinnai America | Rinnai | REU-VC2737FFUD-US | Federally-Regulated Consumer Product | Natural gas |  | 1 |  | 192000 |  |  |  | True | Instantaneous gas-fired |  | 4.7 | 84 | 19 | 20577577 | High | 0.82 |  | 0 | 08/23/2022 | 7370926 | 02/23/2023
Rinnai America | Rinnai | RSC160EP | Federally-Regulated Consumer Product | LPG |  | 0 |  | 160000 |  |  |  | True | Instantaneous gas-fired |  | 4.6 | 97 | 11 | 18163298 | High | 0.93 |  | 0 | 08/23/2022 | 208141214 | 02/23/2023
Rinnai America | Rinnai | RE140I (REU-VE1720FFD-US) | Federally-Regulated Consumer Product | Natural gas |  | 0 |  | 140000 |  |  |  | True | Instantaneous gas-fired |  | 3.1 | 83 | 10 | 13648603 | Medium | 0.81 |  | 0 | 08/23/2022 | 208210667 | 02/23/2023
Rinnai America | Rinnai | (RU130I) REU-N2024FF-US(B) | Federally-Regulated Consumer Product | Natural gas |  | 0 |  | 130000 |  |  |  | True | Instantaneous gas-fired |  | 3.7 | 96 | 0 | 12179127 | Medium | 0.91 |  | 0 | 01/17/2023 | 209258320 | 02/23/2023
Rinnai America | Rinnai | (RU180I) REU-N2934FF-US(B) | Federally-Regulated Consumer Product | LPG |  | 0 |  | 180000 |  |  |  | True | Instantaneous gas-fired |  | 5.3 | 96 | 11 | 18163298 | High | 0.93 |  | 0 | 01/17/2023 | 209258319 | 02/23/2023
Rinnai America | Rinnai | RE140E (REU-VE1720WD-US) | Federally-Regulated Consumer Product | LPG |  | 0 |  | 140000 |  |  |  | True | Instantaneous gas-fired |  | 3.2 | 83 | 11 | 13645191 | Medium | 0.81 |  | 0 | 08/23/2022 | 208210672 | 02/23/2023
Rinnai America | Rinnai | RE199I (REU-VE2737FFD-US) | Federally-Regulated Consumer Product | Natural gas |  | 0 |  | 199000 |  |  |  | True | Instantaneous gas-fired |  | 4.6 | 83 | 16 | 20587813 | High | 0.82 |  | 0 | 08/23/2022 | 208210671 | 02/23/2023
Rinnai America | Rinnai | REP199I (REU-VEP2730FFD-US) | Federally-Regulated Consumer Product | LPG |  | 0 |  | 199000 |  |  |  | True | Instantaneous gas-fired |  | 4.8 | 84 | 16 | 20587813 | High | 0.82 |  | 0 | 08/23/2022 | 208816536 | 02/23/2023
Rinnai America | Rinnai | (RUR160E) REU-NP2530W-US | Federally-Regulated Consumer Product | LPG |  | 0 |  | 160000 |  |  |  | True | Instantaneous gas-fired |  | 4.6 | 97 | 11 | 18163298 | High | 0.93 |  | 0 | 08/23/2022 | 10595454 | 02/23/2023
Rinnai America | Rinnai | REU-VC2528FFU-US | Federally-Regulated Consumer Product | LPG |  | 1 |  | 180000 |  |  |  | True | Instantaneous gas-fired |  | 4.3 | 82 | 12 | 20856306 | High | 0.81 |  | 0 | 08/23/2022 | 5211505 | 02/23/2023
Rinnai America | Rinnai | (V94XI) REU-VC2737FFU-US | Federally-Regulated Consumer Product | LPG |  | 1 |  | 192000 |  |  |  | True | Instantaneous gas-fired |  | 4.7 | 84 | 25 | 20557105 | High | 0.82 |  | 0 | 08/23/2022 | 8740686 | 02/23/2023
Rinnai America | Rinnai | RE140E (REU-VE1720WD-US) | Federally-Regulated Consumer Product | Natural gas |  | 0 |  | 140000 |  |  |  | True | Instantaneous gas-fired |  | 3.2 | 83 | 11 | 13645191 | Medium | 0.81 |  | 0 | 08/23/2022 | 208210672 | 02/23/2023
Rinnai America | Rinnai | REP160I (REU-VEP2125FFD-US) | Federally-Regulated Consumer Product | Natural gas |  | 0 |  | 160000 |  |  |  | True | Instantaneous gas-fired |  | 3.5 | 83 | 10 | 13648603 | Medium | 0.81 |  | 0 | 08/23/2022 | 208210796 | 02/23/2023
Rinnai America | Rinnai | (RU180E) REU-N2934W-US | Federally-Regulated Consumer Product | LPG |  | 0 |  | 180000 |  |  |  | True | Instantaneous gas-fired |  | 5.3 | 97 | 11 | 18163298 | High | 0.93 |  | 0 | 08/23/2022 | 10595463 | 02/23/2023
Rinnai America | Rinnai | (RU130E) REU-N2024W-US | Federally-Regulated Consumer Product | Natural gas |  | 0 |  | 130000 |  |  |  | True | Instantaneous gas-fired |  | 3.7 | 96 | 20 | 11978505 | Medium | 0.92 |  | 0 | 08/23/2022 | 10595398 | 02/23/2023
Rinnai America | Rinnai | (RUR199E) REU-NP3237W-US | Federally-Regulated Consumer Product | Natural gas |  | 0 |  | 199000 |  |  |  | True | Instantaneous gas-fired |  | 5.6 | 97 | 11 | 18163298 | High | 0.93 |  | 0 | 08/23/2022 | 10595467 | 02/23/2023
Rinnai America | Rinnai | REU-VC2528FFUD(A)-US | Federally-Regulated Consumer Product | LPG |  | 1 |  | 180000 |  |  |  | True | Instantaneous gas-fired |  | 4.3 | 82 | 12 | 20856306 | High | 0.81 |  | 0 | 08/23/2022 | 5339228 | 02/23/2023
Rinnai America | Rinnai | REP160E (REU-VEP2125WD-US) | Federally-Regulated Consumer Product | Natural gas |  | 0 |  | 160000 |  |  |  | True | Instantaneous gas-fired |  | 3.7 | 83 | 9 | 13652015 | Medium | 0.81 |  | 0 | 08/23/2022 | 208210798 | 02/23/2023
Rinnai America | Rinnai | (RU130E) REU-N2024W-US | Federally-Regulated Consumer Product | LPG |  | 0 |  | 130000 |  |  |  | True | Instantaneous gas-fired |  | 3.7 | 96 | 20 | 11978505 | Medium | 0.92 |  | 0 | 08/23/2022 | 10595398 | 02/23/2023
Rinnai America | Rinnai | (RU130I) REU-N2024FF-US | Federally-Regulated Consumer Product | LPG |  | 0 |  | 130000 |  |  |  | True | Instantaneous gas-fired |  | 3.7 | 96 | 0 | 12179127 | Medium | 0.91 |  | 0 | 08/23/2022 | 202066923 | 02/23/2023
Rinnai America | Rinnai | (RU180E) REU-N2934W-US | Federally-Regulated Consumer Product | Natural gas |  | 0 |  | 180000 |  |  |  | True | Instantaneous gas-fired |  | 5.3 | 97 | 11 | 18163298 | High | 0.93 |  | 0 | 08/23/2022 | 10595463 | 02/23/2023
Rinnai America | Rinnai | (RU160I) REU-N2530FF-US | Federally-Regulated Consumer Product | LPG |  | 0 |  | 160000 |  |  |  | True | Instantaneous gas-fired |  | 4.1 | 97 | 26 | 18112118 | High | 0.93 |  | 0 | 08/23/2022 | 10595452 | 02/23/2023
Rinnai America | Rinnai | REU-VC2528W-US | Federally-Regulated Consumer Product | Natural gas |  | 1 |  | 180000 |  |  |  | True | Instantaneous gas-fired |  | 4.3 | 80 | 28 | 20801714 | High | 0.81 |  | 0 | 08/23/2022 | 5211506 | 02/23/2023
Rinnai America | Rinnai | RE160I (REU-VE2125FFD-US) | Federally-Regulated Consumer Product | LPG |  | 0 |  | 160000 |  |  |  | True | Instantaneous gas-fired |  | 3.5 | 83 | 10 | 13648603 | Medium | 0.81 |  | 0 | 08/23/2022 | 208210668 | 02/23/2023
Rinnai America | Rinnai | RSC199IN | Federally-Regulated Consumer Product | Natural gas |  | 0 |  | 199000 |  |  |  | True | Instantaneous gas-fired |  | 5.7 | 97 | 27 | 18108706 | High | 0.93 |  | 0 | 08/23/2022 | 208141212 | 02/23/2023
Rinnai America | Rinnai | REU-VC2528FFU-US | Federally-Regulated Consumer Product | Natural gas |  | 1 |  | 180000 |  |  |  | True | Instantaneous gas-fired |  | 4.3 | 82 | 12 | 20856306 | High | 0.81 |  | 0 | 08/23/2022 | 5211505 | 02/23/2023
Rinnai America | Rinnai | RE140I (REU-VE1720FFD-US) | Federally-Regulated Consumer Product | LPG |  | 0 |  | 140000 |  |  |  | True | Instantaneous gas-fired |  | 3.1 | 83 | 10 | 13648603 | Medium | 0.81 |  | 0 | 08/23/2022 | 208210667 | 02/23/2023
Rinnai America | Rinnai | RE199E (REU-VE2737WD-US) | Federally-Regulated Consumer Product | LPG |  | 0 |  | 199000 |  |  |  | True | Instantaneous gas-fired |  | 4.7 | 82 | 12 | 20601461 | High | 0.82 |  | 0 | 08/23/2022 | 208210675 | 02/23/2023
Rinnai America | Rinnai | (RUS75E) REU-KCM2528W-US | Federally-Regulated Consumer Product | LPG |  | 1 |  | 160000 |  |  |  | True | Instantaneous gas-fired |  | 4.3 | 92 | 14 | 18971077 | High | 0.89 |  | 0 | 08/23/2022 | 8203413 | 02/23/2023
Rinnai America | Rinnai | (RU199I) REU-N3237FF-US(B) | Federally-Regulated Consumer Product | LPG |  | 0 |  | 199000 |  |  |  | True | Instantaneous gas-fired |  | 5.7 | 97 | 27 | 18108706 | High | 0.93 |  | 0 | 01/17/2023 | 209258317 | 02/23/2023
Rinnai America | Rinnai | (RU199I) REU-N3237FF-US | Federally-Regulated Consumer Product | Natural gas |  | 0 |  | 199000 |  |  |  | True | Instantaneous gas-fired |  | 5.7 | 97 | 27 | 18108706 | High | 0.93 |  | 0 | 08/23/2022 | 10595468 | 02/23/2023
Rinnai America | Rinnai | REU-VC2528FFUD(A)-US | Federally-Regulated Consumer Product | Natural gas |  | 1 |  | 180000 |  |  |  | True | Instantaneous gas-fired |  | 4.3 | 82 | 12 | 20856306 | High | 0.81 |  | 0 | 08/23/2022 | 5339228 | 02/23/2023
Rinnai America | Rinnai | (RU199I) REU-N3237FF-US(B) | Federally-Regulated Consumer Product | Natural gas |  | 0 |  | 199000 |  |  |  | True | Instantaneous gas-fired |  | 5.7 | 97 | 27 | 18108706 | High | 0.93 |  | 0 | 01/17/2023 | 209258317 | 02/23/2023
Rinnai America | Rinnai | (RU199E) REU-N3237W-US | Federally-Regulated Consumer Product | LPG |  | 0 |  | 199000 |  |  |  | True | Instantaneous gas-fired |  | 5.6 | 97 | 11 | 18163298 | High | 0.93 |  | 0 | 08/23/2022 | 10595466 | 02/23/2023
Rinnai America | Rinnai | (V94XI) REU-VC2737FFU-US | Federally-Regulated Consumer Product | Natural gas |  | 1 |  | 192000 |  |  |  | True | Instantaneous gas-fired |  | 4.7 | 84 | 25 | 20557105 | High | 0.82 |  | 0 | 08/23/2022 | 8740686 | 02/23/2023
Rinnai America | Rinnai | RSC199EP | Federally-Regulated Consumer Product | LPG |  | 0 |  | 199000 |  |  |  | True | Instantaneous gas-fired |  | 5.6 | 97 | 11 | 18163298 | High | 0.93 |  | 0 | 08/23/2022 | 208141215 | 02/23/2023
Rinnai America | Rinnai | REU-VC2528WD(A)-US | Federally-Regulated Consumer Product | LPG |  | 1 |  | 180000 |  |  |  | True | Instantaneous gas-fired |  | 4.3 | 80 | 28 | 20801714 | High | 0.81 |  | 0 | 08/23/2022 | 5339227 | 02/23/2023
Rinnai America | Rinnai | (RU199E) REU-N3237W-US | Federally-Regulated Consumer Product | Natural gas |  | 0 |  | 199000 |  |  |  | True | Instantaneous gas-fired |  | 5.6 | 97 | 11 | 18163298 | High | 0.93 |  | 0 | 08/23/2022 | 10595466 | 02/23/2023
Rinnai America | Rinnai | RSC199EN | Federally-Regulated Consumer Product | Natural gas |  | 0 |  | 199000 |  |  |  | True | Instantaneous gas-fired |  | 5.6 | 97 | 11 | 18163298 | High | 0.93 |  | 0 | 08/23/2022 | 208141211 | 02/23/2023
Noritz America Corp. | PAVILION | UT199DV (GQ-C3260WX-FF PB US) | Federally-Regulated Consumer Product | Natural gas |  | 1 |  | 199900 |  |  |  | True | Instantaneous gas-fired |  | 5.6 | 98 | 32 | 17522871 | High | 0.96 |  | 0 | 11/11/2022 | 205123943 | 02/23/2023
Noritz America Corp. | PAVILION | UT199DV (GQ-C3260WX-FF PB US) | Federally-Regulated Consumer Product | LPG |  | 1 |  | 199900 |  |  |  | True | Instantaneous gas-fired |  | 5.6 | 98 | 32 | 17522871 | High | 0.96 |  | 0 | 11/11/2022 | 205123943 | 02/23/2023
Noritz America Corp. | PAVILION | PR199DV (GQ-C3260WXQ-FF PB US) | Federally-Regulated Consumer Product | LPG |  | 1 |  | 199900 |  |  |  | True | Instantaneous gas-fired |  | 5.6 | 98 | 32 | 17522871 | High | 0.96 |  | 0 | 01/17/2023 | 205123944 | 02/23/2023
Noritz America Corp. | PAVILION | PR199DV (GQ-C3260WXQ-FF PB US) | Federally-Regulated Consumer Product | Natural gas |  | 1 |  | 199900 |  |  |  | True | Instantaneous gas-fired |  | 5.6 | 98 | 32 | 17522871 | High | 0.96 |  | 0 | 01/17/2023 | 205123944 | 02/23/2023
Rheem Sales Company, Inc. | Rheem | HPLD65-1RH | Federally-Regulated Consumer Product | Heat pump |  | 59 |  | 4.5 | False |  | False | True | Electric storage | 75 |  | 457 | 1184 |  | High | 4.05 |  |  | 10/28/2022 | 206195927 | 02/23/2023
Rheem Sales Company, Inc. | Rheem | RTG-95DVLP-1 | Federally-Regulated Consumer Product | LPG |  | 0 |  | 199900 |  |  |  | False | Instantaneous gas-fired |  | 5 | 84 | 31 | 20536633 | High | 0.82 |  | 0 | 08/25/2022 | 8552227 | 02/23/2023
Rheem Sales Company, Inc. | Rheem | XE80T10HM*00U0 | Federally-Regulated Consumer Product | Heat pump |  | 72 |  | 1 | False |  | False | True | Electric storage | 72 |  | 437 | 932 |  | Medium | 3.5 |  |  | 08/23/2022 | 208105668 | 02/23/2023
Rheem Sales Company, Inc. | Rheem | XE40T10HM*00U0 | Federally-Regulated Consumer Product | Heat pump |  | 36 |  | 1 | False |  | False | True | Electric storage | 45 |  | 387 | 780 |  | Low | 2.8 |  |  | 08/23/2022 | 208105659 | 02/23/2023
Rheem Sales Company, Inc. | Rheem | PRO H50 T2 RH310UM | Federally-Regulated Consumer Product | Heat pump |  | 45 |  | 4.5 | False |  | False | True | Electric storage | 67 |  | 400 | 915 |  | Medium | 3.5 |  |  | 08/23/2022 | 206077602 | 02/23/2023
Rheem Sales Company, Inc. | Rheem | PROPH50 T0 RH120-M** | Federally-Regulated Consumer Product | Heat pump |  | 46 |  | 1 | False |  | False | True | Electric storage | 55 |  | 367 | 1072 |  | Medium | 3 |  |  | 08/23/2022 | 208101997 | 02/23/2023
Rheem Sales Company, Inc. | Rheem | XE40T10H15U0 | Federally-Regulated Consumer Product | Heat pump |  | 37 |  | 1.3 | False |  | False | True | Electric storage | 51 |  | 355 | 1082 |  | Medium | 3 |  |  | 08/23/2022 | 208629405 | 02/23/2023
Rheem Sales Company, Inc. | Rheem | HPLD80-1RH | Federally-Regulated Consumer Product | Heat pump |  | 72 |  | 4.5 | False |  | False | True | Electric storage | 87 |  | 447 | 1213 |  | High | 4.07 |  |  | 10/28/2022 | 206195929 | 02/23/2023
Rheem Sales Company, Inc. | Rheem | PROPH80 T0 RH120-M** | Federally-Regulated Consumer Product | Heat pump |  | 72 |  | 1 | False |  | False | True | Electric storage | 72 |  | 437 | 932 |  | Medium | 3.5 |  |  | 08/23/2022 | 208101999 | 02/23/2023
Rheem Sales Company, Inc. | Rheem | PRO H40 T2 RH310UM | Federally-Regulated Consumer Product | Heat pump |  | 36 |  | 4.5 | True |  | False | False | Electric storage | 60 |  | 430 | 879 |  | Medium | 3.5 |  |  | 08/23/2022 | 206077600 | 02/23/2023
Rheem Sales Company, Inc. | Rheem | PROPH50 T0 RH120 | Federally-Regulated Consumer Product | Heat pump |  | 46 |  | 1.3 | False |  | False | True | Electric storage | 51 |  | 350 | 1082 |  | Medium | 3 |  |  | 08/23/2022 | 208676263 | 02/23/2023
Rheem Sales Company, Inc. | Rheem | XE50T10HM*00U0 | Federally-Regulated Consumer Product | Heat pump |  | 46 |  | 1 | False |  | False | True | Electric storage | 55 |  | 367 | 1072 |  | Medium | 3 |  |  | 08/23/2022 | 208105662 | 02/23/2023
Rheem Sales Company, Inc. | Rheem | XE65T10HM*00U0 | Federally-Regulated Consumer Product | Heat pump |  | 59 |  | 1 | False |  | False | True | Electric storage | 55 |  | 405 | 955 |  | Medium | 3.3 |  |  | 08/23/2022 | 208105665 | 02/23/2023
Rheem Sales Company, Inc. | Rheem | HPLD40-1RH | Federally-Regulated Consumer Product | Heat pump |  | 36 |  | 4.5 | False |  | False | True | Electric storage | 60 |  | 434 | 859 |  | Medium | 3.83 |  |  | 10/28/2022 | 206195922 | 02/23/2023
Rheem Sales Company, Inc. | Rheem | HPLD50-1RH | Federally-Regulated Consumer Product | Heat pump |  | 45 |  | 4.5 | False |  | False | True | Electric storage | 67 |  | 430 | 846 |  | Medium | 3.88 |  |  | 10/28/2022 | 206195924 | 02/23/2023
Rheem Sales Company, Inc. | Rheem | RTG-84DVLP-1 | Federally-Regulated Consumer Product | LPG |  | 0 |  | 180000 |  |  |  | False | Instantaneous gas-fired |  | 4.5 | 84 | 31 | 20536633 | High | 0.82 |  | 0 | 08/25/2022 | 8552229 | 02/23/2023
Rheem Sales Company, Inc. | Rheem | RTG-84DVLN-1 | Federally-Regulated Consumer Product | Natural gas |  | 0 |  | 180000 |  |  |  | False | Instantaneous gas-fired |  | 4.5 | 84 | 31 | 20536633 | High | 0.82 |  | 0 | 08/23/2022 | 8552228 | 02/23/2023
Rheem Sales Company, Inc. | Rheem | PROPH40 T0 RH120 | Federally-Regulated Consumer Product | Heat pump |  | 37 |  | 1.3 | False |  | False | True | Electric storage | 51 |  | 355 | 1082 |  | Medium | 3 |  |  | 08/23/2022 | 208598552 | 02/23/2023
Rheem Sales Company, Inc. | Rheem | XE50T10H15U0 | Federally-Regulated Consumer Product | Heat pump |  | 46 |  | 1.3 | False |  | False | True | Electric storage | 51 |  | 350 | 1082 |  | Medium | 3 |  |  | 08/23/2022 | 208676265 | 02/23/2023
Rheem Sales Company, Inc. | Rheem | RTG-95DVLN-1 | Federally-Regulated Consumer Product | Natural gas |  | 0 |  | 199900 |  |  |  | False | Instantaneous gas-fired |  | 5 | 84 | 31 | 20536633 | High | 0.82 |  | 0 | 08/23/2022 | 8552226 | 02/23/2023
Rheem Sales Company, Inc. | Rheem | PROPH40 T0 RH120-M** | Federally-Regulated Consumer Product | Heat pump |  | 36 |  | 1 | False |  | False | True | Electric storage | 45 |  | 387 | 780 |  | Low | 2.8 |  |  | 08/23/2022 | 208101996 | 02/23/2023
Rheem Sales Company, Inc. | Rheem | PROPH65 T0 RH120-M** | Federally-Regulated Consumer Product | Heat pump |  | 59 |  | 1 | False |  | False | True | Electric storage | 55 |  | 405 | 955 |  | Medium | 3.3 |  |  | 08/23/2022 | 208101998 | 02/23/2023
Rheem Sales Company, Inc. | Rheem | PRO H80 T2 RH310UM | Federally-Regulated Consumer Product | Heat pump |  | 72 |  | 4.5 | True |  | False | False | Electric storage | 87 |  | 398 | 1303 |  | High | 3.5 |  |  | 08/23/2022 | 206077606 | 02/23/2023
Rinnai America | Rinnai | (RUS65E) REU-KCM2025W-US | Federally-Regulated Consumer Product | LPG |  | 1 |  | 130000 |  |  |  | True | Instantaneous gas-fired |  | 3.7 | 89 | 24 | 12805328 | Medium | 0.86 |  | 1 | 08/23/2022 | 8203412 | 02/23/2023
Rinnai America | Rinnai | (RUS65E) REU-KCM2025W-US | Federally-Regulated Consumer Product | Natural gas |  | 1 |  | 130000 |  |  |  | True | Instantaneous gas-fired |  | 3.7 | 89 | 24 | 12805328 | Medium | 0.86 |  | 1 | 08/23/2022 | 8203412 | 02/23/2023
Rinnai America | Rinnai | (RUCS65I) REU-KCM2025FFU-US | Federally-Regulated Consumer Product | LPG |  | 1 |  | 130000 |  |  |  | True | Instantaneous gas-fired |  | 3.7 | 87 | 24 | 12956942 | Medium | 0.85 |  | 0 | 08/23/2022 | 8203411 | 02/23/2023
Rinnai America | Rinnai | (RUCS65I) REU-KCM2025FFU-US | Federally-Regulated Consumer Product | Natural gas |  | 1 |  | 130000 |  |  |  | True | Instantaneous gas-fired |  | 3.7 | 87 | 24 | 12956942 | Medium | 0.85 |  | 0 | 08/23/2022 | 8203411 | 02/23/2023
Rinnai America | Rinnai | (RUS75E) REU-KCM2528W-US | Federally-Regulated Consumer Product | Natural gas |  | 1 |  | 160000 |  |  |  | True | Instantaneous gas-fired |  | 4.3 | 92 | 14 | 18971077 | High | 0.89 |  | 0 | 08/23/2022 | 8203413 | 02/23/2023
Ariston USA LLC | American Standard Water Heaters | ASHPWH-80***** | Federally-Regulated Consumer Product | Heat pump |  | 73 |  | 4.5 | True |  |  | False | Electric storage | 87 |  | 443 | 1238 |  | High | 4.01 |  |  | 02/23/2023 | 210586230 | 02/23/2023
Bradford White Corporation | Laars | LT199NXX1 | Federally-Regulated Consumer Product | Natural gas |  | 1 |  | 199000 |  |  |  | False | Instantaneous gas-fired |  | 5.6 | 97 | 34 | 17701647 | High | 0.95 |  | 0 | 02/23/2023 | 208083721 | 02/23/2023
Bradford White Corporation | Laars | LT199NRX1 | Federally-Regulated Consumer Product | Natural gas |  | 1 |  | 199000 |  |  |  | False | Instantaneous gas-fired |  | 5.6 | 97 | 34 | 17701647 | High | 0.95 |  | 0 | 02/23/2023 | 208083722 | 02/23/2023
Bradford White Corporation | Laars | LT199PRX1 | Federally-Regulated Consumer Product | Natural gas |  | 1 |  | 199000 |  |  |  | False | Instantaneous gas-fired |  | 5.6 | 97 | 34 | 17701647 | High | 0.95 |  | 0 | 02/23/2023 | 208083726 | 02/23/2023
Bradford White Corporation | Laars | LT199PXX1 | Federally-Regulated Consumer Product | Natural gas |  | 1 |  | 199000 |  |  |  | False | Instantaneous gas-fired |  | 5.6 | 97 | 34 | 17701647 | High | 0.95 |  | 0 | 02/23/2023 | 208083724 | 02/23/2023
Rheem Sales Company, Inc. | Richmond | 12G50-38E2FN* | Federally-Regulated Consumer Product | Natural gas |  | 48 |  | 38000 | True |  |  | False | Gas-fired storage | 86 |  | 78 | 19 | 24827484 | High | 0.68 |  |  | 02/23/2023 | 205400782 | 02/23/2023
Rheem Sales Company, Inc. | Richmond | 6GRX50PVE2-42 | Federally-Regulated Consumer Product | Natural gas |  | 48 |  | 42000 | True |  |  | False | Gas-fired storage | 78 |  | 75 | 291 | 23899420 | High | 0.68 |  |  | 02/23/2023 | 209403954 | 02/23/2023
Rheem Sales Company, Inc. | Richmond | 9CG40-40E2 | Federally-Regulated Consumer Product | Natural gas |  | 37 |  | 40000 | True |  |  | False | Gas-fired storage | 70 |  | 76 | 104 | 16437585 | Medium | 0.66 |  |  | 02/23/2023 | 206730807 | 02/23/2023
Rheem Sales Company, Inc. | Richmond | 9G40S-36PE2 | Federally-Regulated Consumer Product | LPG |  | 39 |  | 36000 | True |  |  | False | Gas-fired storage | 69 |  | 75 | 26 | 16962066 | Medium | 0.65 |  |  | 02/23/2023 | 4644901 | 02/23/2023
Rheem Sales Company, Inc. | Richmond | 6GT40-38FN* | Federally-Regulated Consumer Product | Natural gas |  | 38 |  | 38000 | True |  |  | False | Gas-fired storage | 71 |  | 76 | 0 | 19108631 | Medium | 0.58 |  |  | 02/23/2023 | 205417925 | 02/23/2023
Rheem Sales Company, Inc. | Richmond | 12G50S-40E2 | Federally-Regulated Consumer Product | Natural gas |  | 48 |  | 40000 | True |  |  | False | Gas-fired storage | 78 |  | 77 | 93 | 24214238 | High | 0.69 |  |  | 02/23/2023 | 4648396 | 02/23/2023
Rheem Sales Company, Inc. | Richmond | RMTGH95XLN-2 | Federally-Regulated Consumer Product | Natural gas |  | 0 |  | 199900 |  |  |  | False | Instantaneous gas-fired |  | 5.6 | 96 | 34 | 18084822 | High | 0.93 |  | 0 | 02/23/2023 | 205628307 | 02/23/2023
Rheem Sales Company, Inc. | Richmond | 6G50S-40FN* | Federally-Regulated Consumer Product | Natural gas |  | 48 |  | 40000 | True |  |  | False | Gas-fired storage | 85 |  | 83 | 0 | 26867893 | High | 0.63 |  |  | 02/23/2023 | 205417954 | 02/23/2023
Rheem Sales Company, Inc. | Richmond | 9G50-40E2 | Federally-Regulated Consumer Product | Natural gas |  | 48 |  | 40000 | True |  |  | False | Gas-fired storage | 79 |  | 77 | 22 | 24456490 | High | 0.69 |  |  | 02/23/2023 | 4663105 | 02/23/2023
Rheem Sales Company, Inc. | Richmond | 9G40-36PE2 | Federally-Regulated Consumer Product | LPG |  | 37 |  | 36000 | True |  |  | False | Gas-fired storage | 66 |  | 77 | 25 | 16213238 | Medium | 0.68 |  |  | 02/23/2023 | 4663097 | 02/23/2023
Rheem Sales Company, Inc. | Richmond | 9G40S-40E2 | Federally-Regulated Consumer Product | Natural gas |  | 39 |  | 40000 | True |  |  | False | Gas-fired storage | 69 |  | 75 | 26 | 16962066 | Medium | 0.65 |  |  | 02/23/2023 | 4648390 | 02/23/2023
Rheem Sales Company, Inc. | Richmond | 6G40-38E2FN* | Federally-Regulated Consumer Product | Natural gas |  | 38 |  | 38000 | True |  |  | False | Gas-fired storage | 67 |  | 75 | 12 | 17276252 | Medium | 0.64 |  |  | 02/23/2023 | 205400788 | 02/23/2023
Rheem Sales Company, Inc. | Richmond | RMTGH95DVLN-2 | Federally-Regulated Consumer Product | Natural gas |  | 0 |  | 199900 |  |  |  | False | Instantaneous gas-fired |  | 5.7 | 97 | 32 | 18091646 | High | 0.93 |  | 0 | 02/23/2023 | 202068315 | 02/23/2023
Rheem Sales Company, Inc. | Richmond | 6GRX40-40F | Federally-Regulated Consumer Product | Natural gas |  | 38 |  | 40000 | True |  |  | False | Gas-fired storage | 84 |  | 80 | 0 | 25646625 | High | 0.66 |  |  | 02/23/2023 | 209403927 | 02/23/2023
Rheem Sales Company, Inc. | Richmond | 12GRX40-40F | Federally-Regulated Consumer Product | Natural gas |  | 38 |  | 40000 | True |  |  | False | Gas-fired storage | 84 |  | 80 | 0 | 25646625 | High | 0.66 |  |  | 02/23/2023 | 209403937 | 02/23/2023
Rheem Sales Company, Inc. | Richmond | 6GR40PVE2-36P | Federally-Regulated Consumer Product | LPG |  | 38 |  | 36000 | True |  |  | False | Gas-fired storage | 71 |  | 79 | 219 | 15551310 | Medium | 0.68 |  |  | 02/23/2023 | 4645178 | 02/23/2023
Rheem Sales Company, Inc. | Richmond | 12GRX40-36PF | Federally-Regulated Consumer Product | LPG |  | 38 |  | 36000 | True |  |  | False | Gas-fired storage | 84 |  | 80 | 0 | 25646625 | High | 0.66 |  |  | 02/23/2023 | 209403936 | 02/23/2023
Rheem Sales Company, Inc. | Richmond | 12GUH40-50F* | Federally-Regulated Consumer Product | LPG |  | 40 |  | 50000 | True |  |  | False | Gas-fired storage | 88 |  | 97 | 60 | 18602805 | High | 0.9 |  |  | 02/23/2023 | 210605701 | 02/23/2023
Rheem Sales Company, Inc. | Richmond | 12G30-60 | Federally-Regulated Consumer Product | Natural gas |  | 28 |  | 60000 | True |  |  | False | Gas-fired storage | 93 |  | 78 | 123 | 23420849 | High | 0.71 |  |  | 02/23/2023 | 4663092 | 02/23/2023
Rheem Sales Company, Inc. | Richmond | 6GT50-38F3 | Federally-Regulated Consumer Product | Natural gas |  | 48 |  | 38000 | True |  |  | False | Gas-fired storage | 85 |  | 83 | 0 | 26448082 | High | 0.64 |  |  | 02/23/2023 | 210594812 | 02/23/2023
Rheem Sales Company, Inc. | Richmond | 6G55-45FN* | Federally-Regulated Consumer Product | Natural gas |  | 55 |  | 45000 | True |  |  | False | Gas-fired storage | 99 |  | 76 | 0 | 27301246 | High | 0.62 |  |  | 02/23/2023 | 205417961 | 02/23/2023
Rheem Sales Company, Inc. | Richmond | RMTGH84DVLP-2 | Federally-Regulated Consumer Product | LPG |  | 0 |  | 157000 |  |  |  | False | Instantaneous gas-fired |  | 4.6 | 97 | 34 | 18084822 | High | 0.93 |  | 0 | 02/23/2023 | 202067528 | 02/23/2023
Rheem Sales Company, Inc. | Richmond | RMTGHRH111DVLN * | Federally-Regulated Consumer Product | Natural gas |  | 0 |  | 199000 |  |  |  | False | Instantaneous gas-fired |  | 6 | 97 | 196 | 17338453 | High | 0.94 |  | 0 | 02/23/2023 | 203303901 | 02/23/2023
Rheem Sales Company, Inc. | Richmond | RMTG70XLN-1 | Federally-Regulated Consumer Product | Natural gas |  | 0 |  | 160000 |  |  |  | False | Instantaneous gas-fired |  | 4 | 84 | 31 | 20791478 | High | 0.81 |  | 0 | 02/23/2023 | 201921172 | 02/23/2023
Rheem Sales Company, Inc. | Richmond | 6GR50PVE2-42 | Federally-Regulated Consumer Product | Natural gas |  | 48 |  | 42000 | True |  |  | False | Gas-fired storage | 78 |  | 75 | 291 | 23899420 | High | 0.68 |  |  | 02/23/2023 | 4648425 | 02/23/2023
Rheem Sales Company, Inc. | Richmond | 6CG40-40E2 | Federally-Regulated Consumer Product | Natural gas |  | 37 |  | 40000 | True |  |  | False | Gas-fired storage | 70 |  | 76 | 104 | 16437585 | Medium | 0.66 |  |  | 02/23/2023 | 206730805 | 02/23/2023
Rheem Sales Company, Inc. | Richmond | RMTGH95DVLP-2 | Federally-Regulated Consumer Product | LPG |  | 0 |  | 199900 |  |  |  | False | Instantaneous gas-fired |  | 5.7 | 97 | 32 | 18091646 | High | 0.93 |  | 0 | 02/23/2023 | 202068316 | 02/23/2023
Rheem Sales Company, Inc. | Richmond | 12G40-40E2 | Federally-Regulated Consumer Product | Natural gas |  | 37 |  | 40000 | True |  |  | False | Gas-fired storage | 70 |  | 76 | 104 | 16437585 | Medium | 0.66 |  |  | 02/23/2023 | 4663098 | 02/23/2023
Rheem Sales Company, Inc. | Richmond | 12G40S-40E2 | Federally-Regulated Consumer Product | Natural gas |  | 39 |  | 40000 | True |  |  | False | Gas-fired storage | 69 |  | 75 | 26 | 16962066 | Medium | 0.65 |  |  | 02/23/2023 | 4648391 | 02/23/2023
Rheem Sales Company, Inc. | Richmond | 6G40-40E2 | Federally-Regulated Consumer Product | Natural gas |  | 37 |  | 40000 | True |  |  | False | Gas-fired storage | 70 |  | 76 | 104 | 16437585 | Medium | 0.66 |  |  | 02/23/2023 | 4663094 | 02/23/2023
Rheem Sales Company, Inc. | Richmond | 12GUH40-50F* | Federally-Regulated Consumer Product | Natural gas |  | 40 |  | 50000 | True |  |  | False | Gas-fired storage | 88 |  | 97 | 60 | 18602805 | High | 0.9 |  |  | 02/23/2023 | 210605701 | 02/23/2023
Rheem Sales Company, Inc. | Richmond | 12GUH50-50F* | Federally-Regulated Consumer Product | LPG |  | 50 |  | 50000 | True |  |  | False | Gas-fired storage | 95 |  | 94 | 133 | 18781173 | High | 0.88 |  |  | 02/23/2023 | 210605707 | 02/23/2023
Rheem Sales Company, Inc. | Richmond | 6G40S-36PE2 | Federally-Regulated Consumer Product | LPG |  | 39 |  | 36000 | True |  |  | False | Gas-fired storage | 69 |  | 75 | 26 | 16962066 | Medium | 0.65 |  |  | 02/23/2023 | 4644900 | 02/23/2023
Rheem Sales Company, Inc. | Richmond | 12G50-38FN* | Federally-Regulated Consumer Product | Natural gas |  | 48 |  | 38000 | True |  |  | False | Gas-fired storage | 86 |  | 83 | 0 | 26867893 | High | 0.63 |  |  | 02/23/2023 | 205417929 | 02/23/2023
Rheem Sales Company, Inc. | Richmond | 12CG40-40E2 | Federally-Regulated Consumer Product | Natural gas |  | 37 |  | 40000 | True |  |  | False | Gas-fired storage | 70 |  | 76 | 104 | 16437585 | Medium | 0.66 |  |  | 02/23/2023 | 206730809 | 02/23/2023
Rheem Sales Company, Inc. | Richmond | RMTGH90XLP-2 | Federally-Regulated Consumer Product | LPG |  | 0 |  | 180000 |  |  |  | False | Instantaneous gas-fired |  | 5.2 | 95 | 34 | 18084822 | High | 0.93 |  | 0 | 02/23/2023 | 205628320 | 02/23/2023
Rheem Sales Company, Inc. | Richmond | RMTG84XLP-1 | Federally-Regulated Consumer Product | LPG |  | 0 |  | 180000 |  |  |  | False | Instantaneous gas-fired |  | 4.5 | 83 | 30 | 20794890 | High | 0.81 |  | 0 | 02/23/2023 | 8552312 | 02/23/2023
Rheem Sales Company, Inc. | Richmond | 6G50-40E2 | Federally-Regulated Consumer Product | Natural gas |  | 48 |  | 40000 | True |  |  | False | Gas-fired storage | 79 |  | 77 | 22 | 24456490 | High | 0.69 |  |  | 02/23/2023 | 4663104 | 02/23/2023
Rheem Sales Company, Inc. | Richmond | RMTG70XLP-1 | Federally-Regulated Consumer Product | LPG |  | 0 |  | 160000 |  |  |  | False | Instantaneous gas-fired |  | 4 | 84 | 31 | 20791478 | High | 0.81 |  | 0 | 02/23/2023 | 201921173 | 02/23/2023
Rheem Sales Company, Inc. | Richmond | 12G50S-36PE2 | Federally-Regulated Consumer Product | LPG |  | 48 |  | 36000 | True |  |  | False | Gas-fired storage | 78 |  | 77 | 93 | 24214238 | High | 0.69 |  |  | 02/23/2023 | 4644902 | 02/23/2023
Rheem Sales Company, Inc. | Richmond | 12G40-38E2FN* | Federally-Regulated Consumer Product | Natural gas |  | 38 |  | 38000 | True |  |  | False | Gas-fired storage | 67 |  | 75 | 12 | 17276252 | Medium | 0.64 |  |  | 02/23/2023 | 205400790 | 02/23/2023
Rheem Sales Company, Inc. | Richmond | 6G40S-38FN* | Federally-Regulated Consumer Product | Natural gas |  | 37 |  | 38000 | True |  |  | False | Gas-fired storage | 68 |  | 75 | 0 | 18784755 | Medium | 0.59 |  |  | 02/23/2023 | 205417951 | 02/23/2023
Rheem Sales Company, Inc. | Richmond | RMTG70DVLN-1 | Federally-Regulated Consumer Product | Natural gas |  | 0 |  | 160000 |  |  |  | False | Instantaneous gas-fired |  | 4.1 | 85 | 31 | 20536633 | High | 0.82 |  | 0 | 02/23/2023 | 201920589 | 02/23/2023
Rheem Sales Company, Inc. | Richmond | 6G40S-40E2 | Federally-Regulated Consumer Product | Natural gas |  | 39 |  | 40000 | True |  |  | False | Gas-fired storage | 69 |  | 75 | 26 | 16962066 | Medium | 0.65 |  |  | 02/23/2023 | 4648392 | 02/23/2023
Rheem Sales Company, Inc. | Richmond | 12G55-45FN* | Federally-Regulated Consumer Product | Natural gas |  | 55 |  | 45000 | True |  |  | False | Gas-fired storage | 99 |  | 76 | 0 | 27301246 | High | 0.62 |  |  | 02/23/2023 | 205417962 | 02/23/2023
Rheem Sales Company, Inc. | Richmond | 9G40S-38FN* | Federally-Regulated Consumer Product | Natural gas |  | 37 |  | 38000 | True |  |  | False | Gas-fired storage | 68 |  | 75 | 0 | 18784755 | Medium | 0.59 |  |  | 02/23/2023 | 205417952 | 02/23/2023
Rheem Sales Company, Inc. | Richmond | 6G50-38E2FN* | Federally-Regulated Consumer Product | Natural gas |  | 48 |  | 38000 | True |  |  | False | Gas-fired storage | 86 |  | 78 | 19 | 24827484 | High | 0.68 |  |  | 02/23/2023 | 205400780 | 02/23/2023
Rheem Sales Company, Inc. | Richmond | 6GR50PVE2-42P | Federally-Regulated Consumer Product | LPG |  | 48 |  | 42000 | True |  |  | False | Gas-fired storage | 78 |  | 75 | 291 | 23899420 | High | 0.68 |  |  | 02/23/2023 | 4645379 | 02/23/2023
Rheem Sales Company, Inc. | Richmond | 6G40PV-36FN* | Federally-Regulated Consumer Product | Natural gas |  | 39 |  | 36000 | True |  |  | False | Gas-fired storage | 67 |  | 74 | 61 | 17109064 | Medium | 0.64 |  |  | 02/23/2023 | 205406731 | 02/23/2023
Rheem Sales Company, Inc. | Richmond | 6GRT40-40F3 | Federally-Regulated Consumer Product | LPG |  | 38 |  | 36000 | True |  |  | False | Gas-fired storage | 84 |  | 80 | 0 | 25646625 | High | 0.66 |  |  | 02/23/2023 | 210594815 | 02/23/2023
Rheem Sales Company, Inc. | Richmond | 6G40-38FN* | Federally-Regulated Consumer Product | Natural gas |  | 38 |  | 38000 | True |  |  | False | Gas-fired storage | 71 |  | 76 | 0 | 19108631 | Medium | 0.58 |  |  | 02/23/2023 | 205417917 | 02/23/2023
Rheem Sales Company, Inc. | Richmond | 6G50PDVP-40 | Federally-Regulated Consumer Product | LPG |  | 47 |  | 40000 | True |  |  | False | Gas-fired storage | 82 |  | 81 | 93 | 24214238 | High | 0.69 |  |  | 02/23/2023 | 4645618 | 02/23/2023
Rheem Sales Company, Inc. | Richmond | 6G40PDV-40 | Federally-Regulated Consumer Product | Natural gas |  | 38 |  | 40000 | True |  |  | False | Gas-fired storage | 67 |  | 79 | 240 | 16773193 | Medium | 0.63 |  |  | 02/23/2023 | 4645603 | 02/23/2023
Rheem Sales Company, Inc. | Richmond | 6G40-36PE2 | Federally-Regulated Consumer Product | LPG |  | 37 |  | 36000 | True |  |  | False | Gas-fired storage | 66 |  | 77 | 25 | 16213238 | Medium | 0.68 |  |  | 02/23/2023 | 4663095 | 02/23/2023
Rheem Sales Company, Inc. | Richmond | 6G30-30FN* | Federally-Regulated Consumer Product | Natural gas |  | 28 |  | 30000 | True |  |  | False | Gas-fired storage | 51 |  | 78 | 0 | 18471676 | Medium | 0.6 |  |  | 02/23/2023 | 205417908 | 02/23/2023
Rheem Sales Company, Inc. | Richmond | 12G40-36PE2 | Federally-Regulated Consumer Product | LPG |  | 37 |  | 36000 | True |  |  | False | Gas-fired storage | 66 |  | 77 | 25 | 16213238 | Medium | 0.68 |  |  | 02/23/2023 | 4663099 | 02/23/2023
Rheem Sales Company, Inc. | Richmond | 12GR40S-40F | Federally-Regulated Consumer Product | Natural gas |  | 39 |  | 40000 | True |  |  | False | Gas-fired storage | 66 |  | 75 | 0 | 19443870 | Medium | 0.58 |  |  | 02/23/2023 | 4648378 | 02/23/2023
Rheem Sales Company, Inc. | Richmond | RMTGH90XLN-2 | Federally-Regulated Consumer Product | Natural gas |  | 0 |  | 180000 |  |  |  | False | Instantaneous gas-fired |  | 5.2 | 95 | 34 | 18084822 | High | 0.93 |  | 0 | 02/23/2023 | 205628319 | 02/23/2023
Rheem Sales Company, Inc. | Richmond | 6GR40PVE2-40 | Federally-Regulated Consumer Product | Natural gas |  | 38 |  | 40000 | True |  |  | False | Gas-fired storage | 86 |  | 79 | 198 | 23855978 | High | 0.69 |  |  | 02/23/2023 | 4648423 | 02/23/2023
Rheem Sales Company, Inc. | Richmond | 9G50-38E2FN* | Federally-Regulated Consumer Product | Natural gas |  | 48 |  | 38000 | True |  |  | False | Gas-fired storage | 86 |  | 78 | 19 | 24827484 | High | 0.68 |  |  | 02/23/2023 | 205400781 | 02/23/2023
Rheem Sales Company, Inc. | Richmond | 6G50S-36PE2 | Federally-Regulated Consumer Product | LPG |  | 48 |  | 36000 | True |  |  | False | Gas-fired storage | 78 |  | 77 | 93 | 24214238 | High | 0.69 |  |  | 02/23/2023 | 4644903 | 02/23/2023
Rheem Sales Company, Inc. | Richmond | RMTGH90DVLN-2 | Federally-Regulated Consumer Product | Natural gas |  | 0 |  | 180000 |  |  |  | False | Instantaneous gas-fired |  | 5.2 | 97 | 34 | 18084822 | High | 0.93 |  | 0 | 02/23/2023 | 202067551 | 02/23/2023
Rheem Sales Company, Inc. | Richmond | RMTGHRH111DVLP * | Federally-Regulated Consumer Product | LPG |  | 0 |  | 199000 |  |  |  | False | Instantaneous gas-fired |  | 6 | 97 | 196 | 17338453 | High | 0.94 |  | 0 | 02/23/2023 | 203303902 | 02/23/2023
Rheem Sales Company, Inc. | Richmond | 6GRT50-40F3 | Federally-Regulated Consumer Product | Natural gas |  | 48 |  | 40000 | True |  |  | False | Gas-fired storage | 76 |  | 81 | 0 | 26041188 | High | 0.65 |  |  | 02/23/2023 | 210594817 | 02/23/2023
Rheem Sales Company, Inc. | Richmond | 6G50PV-38FN* | Federally-Regulated Consumer Product | Natural gas |  | 48 |  | 38000 | True |  |  | False | Gas-fired storage | 86 |  | 77 | 80 | 24619352 | High | 0.68 |  |  | 02/23/2023 | 205406734 | 02/23/2023
Rheem Sales Company, Inc. | Richmond | 9G50S-36PE2 | Federally-Regulated Consumer Product | LPG |  | 48 |  | 36000 | True |  |  | False | Gas-fired storage | 78 |  | 77 | 93 | 24214238 | High | 0.69 |  |  | 02/23/2023 | 4644904 | 02/23/2023
Rheem Sales Company, Inc. | Richmond | 12G50-36PE2 | Federally-Regulated Consumer Product | LPG |  | 48 |  | 36000 | True |  |  | False | Gas-fired storage | 79 |  | 77 | 22 | 24456490 | High | 0.69 |  |  | 02/23/2023 | 4663109 | 02/23/2023
Rheem Sales Company, Inc. | Richmond | 6G50PDV-40 | Federally-Regulated Consumer Product | Natural gas |  | 47 |  | 40000 | True |  |  | False | Gas-fired storage | 82 |  | 81 | 93 | 24214238 | High | 0.69 |  |  | 02/23/2023 | 4645604 | 02/23/2023
Rheem Sales Company, Inc. | Richmond | 6RHE50 | Federally-Regulated Consumer Product | Natural gas |  | 46 |  | 40000 | True |  |  | False | Gas-fired storage | 87 |  | 89 | 258 | 20278170 | High | 0.8 |  |  | 02/23/2023 | 5609885 | 02/23/2023
Rheem Sales Company, Inc. | Richmond | 6GT40-36F3 | Federally-Regulated Consumer Product | Natural gas |  | 38 |  | 36000 | True |  |  | False | Gas-fired storage | 64 |  | 74 | 0 | 19108631 | Medium | 0.58 |  |  | 02/23/2023 | 210594811 | 02/23/2023
Rheem Sales Company, Inc. | Richmond | 9G50S-40FN* | Federally-Regulated Consumer Product | Natural gas |  | 48 |  | 40000 | True |  |  | False | Gas-fired storage | 85 |  | 83 | 0 | 26867893 | High | 0.63 |  |  | 02/23/2023 | 205417955 | 02/23/2023
Rheem Sales Company, Inc. | Richmond | 9G40-38FN* | Federally-Regulated Consumer Product | Natural gas |  | 38 |  | 38000 | True |  |  | False | Gas-fired storage | 71 |  | 76 | 0 | 19108631 | Medium | 0.58 |  |  | 02/23/2023 | 205417918 | 02/23/2023
Rheem Sales Company, Inc. | Richmond | 9G50-36PE2 | Federally-Regulated Consumer Product | LPG |  | 48 |  | 36000 | True |  |  | False | Gas-fired storage | 79 |  | 77 | 22 | 24456490 | High | 0.69 |  |  | 02/23/2023 | 4663108 | 02/23/2023
Rheem Sales Company, Inc. | Richmond | TPDV50-65* | Federally-Regulated Consumer Product | Natural gas |  | 48 |  | 65000 | True |  |  | False | Gas-fired storage | 111 |  | 72 | 75 | 25785288 | High | 0.65 |  |  | 02/23/2023 | 4691433 | 02/23/2023
Rheem Sales Company, Inc. | Richmond | 6G50PDV-65 | Federally-Regulated Consumer Product | Natural gas |  | 48 |  | 65000 | True |  |  | False | Gas-fired storage | 111 |  | 72 | 75 | 25785288 | High | 0.65 |  |  | 02/23/2023 | 4645605 | 02/23/2023
Rheem Sales Company, Inc. | Richmond | 6G40S-38F3 | Federally-Regulated Consumer Product | Natural gas |  | 39 |  | 38000 | True |  |  | False | Gas-fired storage | 65 |  | 77 | 0 | 19108631 | Medium | 0.58 |  |  | 02/23/2023 | 10599339 | 02/23/2023
Rheem Sales Company, Inc. | Richmond | 6G50-38FN* | Federally-Regulated Consumer Product | Natural gas |  | 48 |  | 38000 | True |  |  | False | Gas-fired storage | 86 |  | 83 | 0 | 26867893 | High | 0.63 |  |  | 02/23/2023 | 205417930 | 02/23/2023
Rheem Sales Company, Inc. | Richmond | 12GUH50-50F* | Federally-Regulated Consumer Product | Natural gas |  | 50 |  | 50000 | True |  |  | False | Gas-fired storage | 95 |  | 94 | 133 | 18781173 | High | 0.88 |  |  | 02/23/2023 | 210605707 | 02/23/2023
Rheem Sales Company, Inc. | Richmond | 9G50S-40E2 | Federally-Regulated Consumer Product | Natural gas |  | 48 |  | 40000 | True |  |  | False | Gas-fired storage | 78 |  | 77 | 93 | 24214238 | High | 0.69 |  |  | 02/23/2023 | 6503988 | 02/23/2023
Rheem Sales Company, Inc. | Richmond | RMTGH90DVLP-2 | Federally-Regulated Consumer Product | LPG |  | 0 |  | 180000 |  |  |  | False | Instantaneous gas-fired |  | 5.2 | 97 | 34 | 18084822 | High | 0.93 |  | 0 | 02/23/2023 | 202067552 | 02/23/2023
Rheem Sales Company, Inc. | Richmond | RMTGH84DVLN-2 | Federally-Regulated Consumer Product | Natural gas |  | 0 |  | 157000 |  |  |  | False | Instantaneous gas-fired |  | 4.6 | 97 | 34 | 18084822 | High | 0.93 |  | 0 | 02/23/2023 | 202067527 | 02/23/2023
Rheem Sales Company, Inc. | Richmond | 6GRX50PVE2-42P | Federally-Regulated Consumer Product | LPG |  | 48 |  | 42000 | True |  |  | False | Gas-fired storage | 78 |  | 75 | 291 | 23899420 | High | 0.68 |  |  | 02/23/2023 | 209403955 | 02/23/2023
Rheem Sales Company, Inc. | Richmond | 6GT50-38FN* | Federally-Regulated Consumer Product | Natural gas |  | 48 |  | 38000 | True |  |  | False | Gas-fired storage | 86 |  | 83 | 0 | 26867893 | High | 0.63 |  |  | 02/23/2023 | 205417940 | 02/23/2023
Rheem Sales Company, Inc. | Richmond | 6G30-60 | Federally-Regulated Consumer Product | Natural gas |  | 28 |  | 60000 | True |  |  | False | Gas-fired storage | 93 |  | 78 | 123 | 23420849 | High | 0.71 |  |  | 02/23/2023 | 4663043 | 02/23/2023
Rheem Sales Company, Inc. | Richmond | RMTGH84XLP-2 | Federally-Regulated Consumer Product | LPG |  | 0 |  | 157000 |  |  |  | False | Instantaneous gas-fired |  | 4.5 | 96 | 27 | 18108706 | High | 0.93 |  | 0 | 02/23/2023 | 205628330 | 02/23/2023
Rheem Sales Company, Inc. | Richmond | 12G40S-36PE2 | Federally-Regulated Consumer Product | LPG |  | 39 |  | 36000 | True |  |  | False | Gas-fired storage | 69 |  | 75 | 26 | 16962066 | Medium | 0.65 |  |  | 02/23/2023 | 4644899 | 02/23/2023
Rheem Sales Company, Inc. | Richmond | 12G50S-40FN* | Federally-Regulated Consumer Product | Natural gas |  | 48 |  | 40000 | True |  |  | False | Gas-fired storage | 85 |  | 83 | 0 | 26867893 | High | 0.63 |  |  | 02/23/2023 | 205417956 | 02/23/2023
Rheem Sales Company, Inc. | Richmond | 9G50-38FN* | Federally-Regulated Consumer Product | Natural gas |  | 48 |  | 38000 | True |  |  | False | Gas-fired storage | 86 |  | 83 | 0 | 26867893 | High | 0.63 |  |  | 02/23/2023 | 205417931 | 02/23/2023
Rheem Sales Company, Inc. | Richmond | RMTGH84XLN-2 | Federally-Regulated Consumer Product | Natural gas |  | 0 |  | 157000 |  |  |  | False | Instantaneous gas-fired |  | 4.5 | 96 | 27 | 18108706 | High | 0.93 |  | 0 | 02/23/2023 | 205628329 | 02/23/2023
Rheem Sales Company, Inc. | Richmond | 12G40-38FN* | Federally-Regulated Consumer Product | Natural gas |  | 38 |  | 38000 | True |  |  | False | Gas-fired storage | 71 |  | 76 | 0 | 19108631 | Medium | 0.58 |  |  | 02/23/2023 | 205417919 | 02/23/2023
Rheem Sales Company, Inc. | Richmond | RMTGH95XLP-2 | Federally-Regulated Consumer Product | LPG |  | 0 |  | 199900 |  |  |  | False | Instantaneous gas-fired |  | 5.6 | 96 | 34 | 18084822 | High | 0.93 |  | 0 | 02/23/2023 | 205628308 | 02/23/2023
Rheem Sales Company, Inc. | Richmond | 9G40-38E2FN* | Federally-Regulated Consumer Product | Natural gas |  | 38 |  | 38000 | True |  |  | False | Gas-fired storage | 67 |  | 75 | 12 | 17276252 | Medium | 0.64 |  |  | 02/23/2023 | 205400789 | 02/23/2023
Rheem Sales Company, Inc. | Richmond | 6G50S-40E2 | Federally-Regulated Consumer Product | Natural gas |  | 48 |  | 40000 | True |  |  | False | Gas-fired storage | 78 |  | 77 | 93 | 24214238 | High | 0.69 |  |  | 02/23/2023 | 4648397 | 02/23/2023
Rheem Sales Company, Inc. | Richmond | 6G50-36PE2 | Federally-Regulated Consumer Product | LPG |  | 48 |  | 36000 | True |  |  | False | Gas-fired storage | 79 |  | 77 | 22 | 24456490 | High | 0.69 |  |  | 02/23/2023 | 4663107 | 02/23/2023
Rheem Sales Company, Inc. | Richmond | 9G40-40E2 | Federally-Regulated Consumer Product | Natural gas |  | 37 |  | 40000 | True |  |  | False | Gas-fired storage | 70 |  | 76 | 104 | 16437585 | Medium | 0.66 |  |  | 02/23/2023 | 4663096 | 02/23/2023
Rheem Sales Company, Inc. | Richmond | 6RHE50P | Federally-Regulated Consumer Product | LPG |  | 46 |  | 36000 | True |  |  | False | Gas-fired storage | 87 |  | 89 | 258 | 20278170 | High | 0.8 |  |  | 02/23/2023 | 5609886 | 02/23/2023
Rheem Sales Company, Inc. | Richmond | RMTG70DVLP-1 | Federally-Regulated Consumer Product | LPG |  | 0 |  | 160000 |  |  |  | False | Instantaneous gas-fired |  | 4.1 | 85 | 31 | 20536633 | High | 0.82 |  | 0 | 02/23/2023 | 201920590 | 02/23/2023
A.O. Smith Water Products Company | Lochinvar | GTN04040T 410 | Federally-Regulated Consumer Product | Natural gas |  | 38 |  | 40000 | True |  |  | False | Gas-fired storage | 80 |  | 78 | 7688 | 216626 | High | 0.64 |  |  | 02/23/2023 | 210586305 | 02/23/2023
A.O. Smith Water Products Company | Lochinvar | GTL04040 ST 4*1 | Federally-Regulated Consumer Product | LPG |  | 38 |  | 40000 | True |  |  | False | Gas-fired storage | 80 |  | 78 | 0 | 25646625 | High | 0.66 |  |  | 02/23/2023 | 206715222 | 02/23/2023
A.O. Smith Water Products Company | Lochinvar | GTL04040-8 4*1 | Federally-Regulated Consumer Product | LPG |  | 38 |  | 40000 | True |  |  | False | Gas-fired storage | 80 |  | 78 | 0 | 25646625 | High | 0.66 |  |  | 02/23/2023 | 206715226 | 02/23/2023
A.O. Smith Water Products Company | Lochinvar | GTL04040-8 411 | Federally-Regulated Consumer Product | LPG |  | 38 |  | 40000 | True |  |  | False | Gas-fired storage | 80 |  | 78 | 7688 | 216626 | High | 0.64 |  |  | 02/23/2023 | 210586308 | 02/23/2023
A.O. Smith Water Products Company | Lochinvar | GSL03032BR 4*1 | Federally-Regulated Consumer Product | LPG |  | 29 |  | 32000 | True |  |  | False | Gas-fired storage | 65 |  | 75 | 0 | 18471676 | Medium | 0.6 |  |  | 02/23/2023 | 206715273 | 02/23/2023
A.O. Smith Water Products Company | Lochinvar | GTN03032RZ 4** | Federally-Regulated Consumer Product | Natural gas |  | 29 |  | 32000 | True |  |  | False | Gas-fired storage | 62 |  | 73 | 0 | 18471676 | Medium | 0.6 |  |  | 02/23/2023 | 206715315 | 02/23/2023
A.O. Smith Water Products Company | Lochinvar | GTN04040-8T 410 | Federally-Regulated Consumer Product | Natural gas |  | 38 |  | 40000 | True |  |  | False | Gas-fired storage | 80 |  | 78 | 7688 | 216626 | High | 0.64 |  |  | 02/23/2023 | 210586310 | 02/23/2023
A.O. Smith Water Products Company | Lochinvar | GTN03032BR 4** | Federally-Regulated Consumer Product | Natural gas |  | 29 |  | 32000 | True |  |  | False | Gas-fired storage | 62 |  | 74 | 0 | 18471676 | Medium | 0.6 |  |  | 02/23/2023 | 206715298 | 02/23/2023
A.O. Smith Water Products Company | Lochinvar | GTN04040TWRZ 2** | Federally-Regulated Consumer Product | Natural gas |  | 38 |  | 40000 | True |  |  | False | Gas-fired storage | 80 |  | 74 | 0 | 26448082 | High | 0.64 |  |  | 02/23/2023 | 206715255 | 02/23/2023
A.O. Smith Water Products Company | Lochinvar | GTL04040 ST 411 | Federally-Regulated Consumer Product | LPG |  | 38 |  | 40000 | True |  |  | False | Gas-fired storage | 80 |  | 78 | 7688 | 216626 | High | 0.64 |  |  | 02/23/2023 | 210586304 | 02/23/2023
A.O. Smith Water Products Company | Lochinvar | GTN04040-10T 410 | Federally-Regulated Consumer Product | Natural gas |  | 38 |  | 40000 | True |  |  | False | Gas-fired storage | 80 |  | 78 | 7688 | 216626 | High | 0.64 |  |  | 02/23/2023 | 210586312 | 02/23/2023
A.O. Smith Water Products Company | Lochinvar | GTL03032BR 4*1 | Federally-Regulated Consumer Product | LPG |  | 29 |  | 32000 | True |  |  | False | Gas-fired storage | 62 |  | 74 | 0 | 18471676 | Medium | 0.6 |  |  | 02/23/2023 | 206715299 | 02/23/2023
A.O. Smith Water Products Company | Lochinvar | GTN04040Z 4** | Federally-Regulated Consumer Product | Natural gas |  | 38 |  | 40000 | True |  |  | False | Gas-fired storage | 80 |  | 78 | 0 | 25646625 | High | 0.66 |  |  | 02/23/2023 | 206715218 | 02/23/2023
A.O. Smith Water Products Company | Lochinvar | GTN04040T 4** | Federally-Regulated Consumer Product | Natural gas |  | 38 |  | 40000 | True |  |  | False | Gas-fired storage | 80 |  | 78 | 0 | 25646625 | High | 0.66 |  |  | 02/23/2023 | 206715223 | 02/23/2023
A.O. Smith Water Products Company | Lochinvar | GTL04040 4*1 | Federally-Regulated Consumer Product | LPG |  | 38 |  | 40000 | True |  |  | False | Gas-fired storage | 80 |  | 78 | 0 | 25646625 | High | 0.66 |  |  | 02/23/2023 | 206715219 | 02/23/2023
A.O. Smith Water Products Company | Lochinvar | GTN04040 410 | Federally-Regulated Consumer Product | Natural gas |  | 38 |  | 40000 | True |  |  | False | Gas-fired storage | 80 |  | 78 | 7688 | 216626 | High | 0.64 |  |  | 02/23/2023 | 210586302 | 02/23/2023
A.O. Smith Water Products Company | Lochinvar | GTN04040 4** | Federally-Regulated Consumer Product | Natural gas |  | 38 |  | 40000 | True |  |  | False | Gas-fired storage | 80 |  | 78 | 0 | 25646625 | High | 0.66 |  |  | 02/23/2023 | 206715220 | 02/23/2023
A.O. Smith Water Products Company | Lochinvar | GTL03032R 4*1 | Federally-Regulated Consumer Product | LPG |  | 29 |  | 32000 | True |  |  | False | Gas-fired storage | 62 |  | 73 | 0 | 18471676 | Medium | 0.6 |  |  | 02/23/2023 | 206715314 | 02/23/2023
A.O. Smith Water Products Company | Lochinvar | GTN04040MWR 2** | Federally-Regulated Consumer Product | Natural gas |  | 38 |  | 40000 | True |  |  | False | Gas-fired storage | 80 |  | 74 | 0 | 26448082 | High | 0.64 |  |  | 02/23/2023 | 206715253 | 02/23/2023
A.O. Smith Water Products Company | Lochinvar | GTN04040-10T 4** | Federally-Regulated Consumer Product | Natural gas |  | 38 |  | 40000 | True |  |  | False | Gas-fired storage | 80 |  | 78 | 0 | 25646625 | High | 0.66 |  |  | 02/23/2023 | 206715230 | 02/23/2023
A.O. Smith Water Products Company | Lochinvar | GTN04040 TM 410 | Federally-Regulated Consumer Product | Natural gas |  | 38 |  | 40000 | True |  |  | False | Gas-fired storage | 80 |  | 78 | 7688 | 216626 | High | 0.64 |  |  | 02/23/2023 | 210586306 | 02/23/2023
A.O. Smith Water Products Company | Lochinvar | GTN04040WRZ 2** | Federally-Regulated Consumer Product | Natural gas |  | 38 |  | 40000 | True |  |  | False | Gas-fired storage | 80 |  | 74 | 0 | 26448082 | High | 0.64 |  |  | 02/23/2023 | 206715256 | 02/23/2023
A.O. Smith Water Products Company | Lochinvar | GTN04040 ST 4** | Federally-Regulated Consumer Product | Natural gas |  | 38 |  | 40000 | True |  |  | False | Gas-fired storage | 80 |  | 78 | 0 | 25646625 | High | 0.66 |  |  | 02/23/2023 | 206715221 | 02/23/2023
A.O. Smith Water Products Company | Lochinvar | GTN04040MTWR 2** | Federally-Regulated Consumer Product | Natural gas |  | 38 |  | 40000 | True |  |  | False | Gas-fired storage | 80 |  | 74 | 0 | 26448082 | High | 0.64 |  |  | 02/23/2023 | 206715254 | 02/23/2023
A.O. Smith Water Products Company | Lochinvar | GTN04040-8 410 | Federally-Regulated Consumer Product | Natural gas |  | 38 |  | 40000 | True |  |  | False | Gas-fired storage | 80 |  | 78 | 7688 | 216626 | High | 0.64 |  |  | 02/23/2023 | 210586307 | 02/23/2023
A.O. Smith Water Products Company | Lochinvar | GSL03032R 4*1 | Federally-Regulated Consumer Product | LPG |  | 29 |  | 32000 | True |  |  | False | Gas-fired storage | 55 |  | 75 | 0 | 18471676 | Medium | 0.6 |  |  | 02/23/2023 | 206715290 | 02/23/2023
A.O. Smith Water Products Company | Lochinvar | GTN04040M 410 | Federally-Regulated Consumer Product | LPG |  | 38 |  | 40000 | True |  |  | False | Gas-fired storage | 80 |  | 78 | 7688 | 216626 | High | 0.64 |  |  | 02/23/2023 | 210586309 | 02/23/2023
A.O. Smith Water Products Company | Lochinvar | GTN04040 TM 4** | Federally-Regulated Consumer Product | Natural gas |  | 38 |  | 40000 | True |  |  | False | Gas-fired storage | 80 |  | 78 | 0 | 25646625 | High | 0.66 |  |  | 02/23/2023 | 206715224 | 02/23/2023
A.O. Smith Water Products Company | Lochinvar | GTN03032R 4** | Federally-Regulated Consumer Product | Natural gas |  | 29 |  | 32000 | True |  |  | False | Gas-fired storage | 62 |  | 73 | 0 | 18471676 | Medium | 0.6 |  |  | 02/23/2023 | 206715313 | 02/23/2023
A.O. Smith Water Products Company | Lochinvar | GTL04040 411 | Federally-Regulated Consumer Product | LPG |  | 38 |  | 40000 | True |  |  | False | Gas-fired storage | 80 |  | 78 | 7688 | 216626 | High | 0.64 |  |  | 02/23/2023 | 210586301 | 02/23/2023
A.O. Smith Water Products Company | Lochinvar | GTN04040 ST 410 | Federally-Regulated Consumer Product | Natural gas |  | 38 |  | 40000 | True |  |  | False | Gas-fired storage | 80 |  | 78 | 7688 | 216626 | High | 0.64 |  |  | 02/23/2023 | 210586303 | 02/23/2023
A.O. Smith Water Products Company | Lochinvar | GTN04040-8T 4** | Federally-Regulated Consumer Product | Natural gas |  | 38 |  | 40000 | True |  |  | False | Gas-fired storage | 80 |  | 78 | 0 | 25646625 | High | 0.66 |  |  | 02/23/2023 | 206715228 | 02/23/2023
A.O. Smith Water Products Company | Lochinvar | GTN04040-8 4** | Federally-Regulated Consumer Product | Natural gas |  | 38 |  | 40000 | True |  |  | False | Gas-fired storage | 80 |  | 78 | 0 | 25646625 | High | 0.66 |  |  | 02/23/2023 | 206715225 | 02/23/2023
A.O. Smith Water Products Company | Lochinvar | GTN05038WR 2** | Federally-Regulated Consumer Product | Natural gas |  | 48 |  | 38000 | True |  |  | False | Gas-fired storage | 76 |  | 77 | 0 | 26867893 | High | 0.63 |  |  | 02/23/2023 | 206715264 | 02/23/2023
A.O. Smith Water Products Company | Lochinvar | GTN04040Z 410 | Federally-Regulated Consumer Product | Natural gas |  | 38 |  | 40000 | True |  |  | False | Gas-fired storage | 80 |  | 78 | 7688 | 216626 | High | 0.64 |  |  | 02/23/2023 | 210586300 | 02/23/2023
A.O. Smith Water Products Company | Lochinvar | GTN04040M 4** | Federally-Regulated Consumer Product | LPG |  | 38 |  | 40000 | True |  |  | False | Gas-fired storage | 80 |  | 78 | 0 | 25646625 | High | 0.66 |  |  | 02/23/2023 | 206715227 | 02/23/2023
A.O. Smith Water Products Company | Lochinvar | GTL04040Z 411 | Federally-Regulated Consumer Product | LPG |  | 38 |  | 40000 | True |  |  | False | Gas-fired storage | 80 |  | 78 | 7688 | 216626 | High | 0.64 |  |  | 02/23/2023 | 210586311 | 02/23/2023
A.O. Smith Water Products Company | Lochinvar | GTL04040Z 4*1 | Federally-Regulated Consumer Product | LPG |  | 38 |  | 40000 | True |  |  | False | Gas-fired storage | 80 |  | 78 | 0 | 25646625 | High | 0.66 |  |  | 02/23/2023 | 206715229 | 02/23/2023
A.O. Smith Water Products Company | Lochinvar | GTN04040WR 2** | Federally-Regulated Consumer Product | Natural gas |  | 38 |  | 40000 | True |  |  | False | Gas-fired storage | 80 |  | 74 | 0 | 26448082 | High | 0.64 |  |  | 02/23/2023 | 206715252 | 02/23/2023
Rinnai America | Rinnai | (RUS65E) REU-KCM2025W-US | Federally-Regulated Consumer Product | LPG |  | 1 |  | 130000 |  |  |  | True | Instantaneous gas-fired |  | 3.7 | 89 | 24 | 12805328 | Medium | 0.86 |  | 1 | 02/23/2023 | 8203412 | 02/23/2023
Rinnai America | Rinnai | (RUS65E) REU-KCM2025W-US | Federally-Regulated Consumer Product | Natural gas |  | 1 |  | 130000 |  |  |  | True | Instantaneous gas-fired |  | 3.7 | 89 | 24 | 12805328 | Medium | 0.86 |  | 1 | 02/23/2023 | 8203412 | 02/23/2023
Rinnai America | Rinnai | (RUCS65I) REU-KCM2025FFU-US | Federally-Regulated Consumer Product | LPG |  | 1 |  | 130000 |  |  |  | True | Instantaneous gas-fired |  | 3.7 | 87 | 24 | 12956942 | Medium | 0.85 |  | 0 | 02/23/2023 | 8203411 | 02/23/2023
Rinnai America | Rinnai | (RUCS65I) REU-KCM2025FFU-US | Federally-Regulated Consumer Product | Natural gas |  | 1 |  | 130000 |  |  |  | True | Instantaneous gas-fired |  | 3.7 | 87 | 24 | 12956942 | Medium | 0.85 |  | 0 | 02/23/2023 | 8203411 | 02/23/2023
Rinnai America | Rinnai | (RUS75E) REU-KCM2528W-US | Federally-Regulated Consumer Product | Natural gas |  | 1 |  | 160000 |  |  |  | True | Instantaneous gas-fired |  | 4.3 | 92 | 14 | 18971077 | High | 0.89 |  | 0 | 02/23/2023 | 8203413 | 02/23/2023
Rheem Sales Company, Inc. | Ruud | PROG50S-36N RU67 PV | Federally-Regulated Consumer Product | Natural gas |  | 48 |  | 36000 | True |  |  | False | Gas-fired storage | 78 |  | 78 | 86 | 23887672 | High | 0.7 |  |  | 02/23/2023 | 6582064 | 02/23/2023
Rheem Sales Company, Inc. | Ruud | PROG40-36U RU67 PV1* | Federally-Regulated Consumer Product | Natural gas |  | 39 |  | 36000 | True |  |  | False | Gas-fired storage | 67 |  | 74 | 61 | 17109064 | Medium | 0.64 |  |  | 02/23/2023 | 205406732 | 02/23/2023
Rheem Sales Company, Inc. | Ruud | PROG50-38U RU60 EC1* | Federally-Regulated Consumer Product | Natural gas |  | 48 |  | 38000 | True |  |  | False | Gas-fired storage | 86 |  | 83 | 0 | 26867893 | High | 0.63 |  |  | 02/23/2023 | 205417933 | 02/23/2023
Rheem Sales Company, Inc. | Ruud | RUTGH-95XLP-2 | Federally-Regulated Consumer Product | LPG |  | 0 |  | 199900 |  |  |  | False | Instantaneous gas-fired |  | 5.6 | 96 | 34 | 18084822 | High | 0.93 |  | 0 | 02/23/2023 | 205628303 | 02/23/2023
Rheem Sales Company, Inc. | Ruud | M4-40FN* | Federally-Regulated Consumer Product | Natural gas |  | 38 |  | 38000 | True |  |  | False | Gas-fired storage | 71 |  | 76 | 0 | 19108631 | Medium | 0.58 |  |  | 02/23/2023 | 205417916 | 02/23/2023
Rheem Sales Company, Inc. | Ruud | RUTGH-CM95DVLN | Federally-Regulated Consumer Product | Natural gas |  | 0 |  | 199900 |  |  |  | False | Instantaneous gas-fired |  | 5.7 | 96 | 34 | 18084822 | High | 0.93 |  | 0 | 02/23/2023 | 205746304 | 02/23/2023
Rheem Sales Company, Inc. | Ruud | RUTGH-CM95XLN | Federally-Regulated Consumer Product | Natural gas |  | 0 |  | 199900 |  |  |  | False | Instantaneous gas-fired |  | 5.6 | 95 | 34 | 18084822 | High | 0.93 |  | 0 | 02/23/2023 | 205746308 | 02/23/2023
Rheem Sales Company, Inc. | Ruud | PROU G40-50* RU HE EC3 | Federally-Regulated Consumer Product | LPG |  | 40 |  | 50000 | True |  |  | False | Gas-fired storage | 88 |  | 97 | 60 | 18602805 | High | 0.9 |  |  | 02/23/2023 | 210605700 | 02/23/2023
Rheem Sales Company, Inc. | Ruud | RUTGH-90XLN-2 | Federally-Regulated Consumer Product | Natural gas |  | 0 |  | 180000 |  |  |  | False | Instantaneous gas-fired |  | 5.2 | 95 | 34 | 18084822 | High | 0.93 |  | 0 | 02/23/2023 | 205628317 | 02/23/2023
Rheem Sales Company, Inc. | Ruud | RUTGH-84XLN-2 | Federally-Regulated Consumer Product | Natural gas |  | 0 |  | 157000 |  |  |  | False | Instantaneous gas-fired |  | 4.5 | 96 | 27 | 18108706 | High | 0.93 |  | 0 | 02/23/2023 | 205628327 | 02/23/2023
Rheem Sales Company, Inc. | Ruud | PRO+G50-38U RU67 PD* | Federally-Regulated Consumer Product | Natural gas |  | 48 |  | 38000 | True |  |  | False | Gas-fired storage | 86 |  | 78 | 19 | 24827484 | High | 0.68 |  |  | 02/23/2023 | 205400783 | 02/23/2023
Rheem Sales Company, Inc. | Ruud | PRO+G50-38U RU62 EC1 TT* | Federally-Regulated Consumer Product | Natural gas |  | 48 |  | 38000 | True |  |  | False | Gas-fired storage | 84 |  | 79 | 0 | 26448082 | High | 0.64 |  |  | 02/23/2023 | 205417947 | 02/23/2023
Rheem Sales Company, Inc. | Ruud | RUTG-70XLP-1 | Federally-Regulated Consumer Product | LPG |  | 0 |  | 160000 |  |  |  | False | Instantaneous gas-fired |  | 4 | 84 | 31 | 20791478 | High | 0.81 |  | 0 | 02/23/2023 | 205706991 | 02/23/2023
Rheem Sales Company, Inc. | Ruud | PRO+G40-38U RU67 PD* | Federally-Regulated Consumer Product | Natural gas |  | 38 |  | 38000 | True |  |  | False | Gas-fired storage | 67 |  | 75 | 12 | 17276252 | Medium | 0.64 |  |  | 02/23/2023 | 205400791 | 02/23/2023
Rheem Sales Company, Inc. | Ruud | RUTGH-S*11* | Federally-Regulated Consumer Product | LPG |  | 0 |  | 199900 |  |  |  | True | Instantaneous gas-fired |  | 5.8 | 98 | 19 | 17567227 | High | 0.96 |  | 0 | 02/23/2023 | 208798126 | 02/23/2023
Rheem Sales Company, Inc. | Ruud | PROG29-30U RU63 EC1* | Federally-Regulated Consumer Product | Natural gas |  | 28 |  | 30000 | True |  |  | False | Gas-fired storage | 51 |  | 78 | 0 | 18471676 | Medium | 0.6 |  |  | 02/23/2023 | 205417905 | 02/23/2023
Rheem Sales Company, Inc. | Ruud | M4-50FN* | Federally-Regulated Consumer Product | Natural gas |  | 48 |  | 38000 | True |  |  | False | Gas-fired storage | 86 |  | 83 | 0 | 26867893 | High | 0.63 |  |  | 02/23/2023 | 205417932 | 02/23/2023
Rheem Sales Company, Inc. | Ruud | PRO+G55-45U RU59 EC1* | Federally-Regulated Consumer Product | Natural gas |  | 55 |  | 45000 | True |  |  | False | Gas-fired storage | 99 |  | 76 | 0 | 27301246 | High | 0.62 |  |  | 02/23/2023 | 205417960 | 02/23/2023
Rheem Sales Company, Inc. | Ruud | RUTGH-C95XLN | Federally-Regulated Consumer Product | Natural gas |  | 0 |  | 199900 |  |  |  | False | Instantaneous gas-fired |  | 5.6 | 95 | 34 | 18084822 | High | 0.93 |  | 0 | 02/23/2023 | 205746306 | 02/23/2023
Rheem Sales Company, Inc. | Ruud | RUTGH-68DVLN-2 | Federally-Regulated Consumer Product | Natural gas |  | 0 |  | 120000 |  |  |  | False | Instantaneous gas-fired |  | 3.5 | 96 | 33 | 12066531 | Medium | 0.91 |  | 0 | 02/23/2023 | 202067225 | 02/23/2023
Rheem Sales Company, Inc. | Ruud | PROG40-36P RU AX | Federally-Regulated Consumer Product | LPG |  | 38 |  | 36000 | True |  |  | False | Gas-fired storage | 84 |  | 80 | 0 | 25646625 | High | 0.66 |  |  | 02/23/2023 | 209403930 | 02/23/2023
Rheem Sales Company, Inc. | Ruud | RUTG-70DVLNWA-1 | Federally-Regulated Consumer Product | Natural gas |  | 0 |  | 160000 |  |  |  | False | Instantaneous gas-fired |  | 4.1 | 85 | 31 | 20536633 | High | 0.82 |  | 0 | 02/23/2023 | 205706983 | 02/23/2023
Rheem Sales Company, Inc. | Ruud | RUTGH-84DVLP-2 | Federally-Regulated Consumer Product | LPG |  | 0 |  | 157000 |  |  |  | False | Instantaneous gas-fired |  | 4.6 | 97 | 34 | 18084822 | High | 0.93 |  | 0 | 02/23/2023 | 202067531 | 02/23/2023
Rheem Sales Company, Inc. | Ruud | RUTGH-CM95DVLP | Federally-Regulated Consumer Product | LPG |  | 0 |  | 199900 |  |  |  | False | Instantaneous gas-fired |  | 5.7 | 96 | 34 | 18084822 | High | 0.93 |  | 0 | 02/23/2023 | 205746305 | 02/23/2023
Rheem Sales Company, Inc. | Ruud | M4-40SFN* | Federally-Regulated Consumer Product | Natural gas |  | 37 |  | 38000 | True |  |  | False | Gas-fired storage | 68 |  | 75 | 0 | 18784755 | Medium | 0.59 |  |  | 02/23/2023 | 205417949 | 02/23/2023
Rheem Sales Company, Inc. | Ruud | PRO+G40-36P RU AX | Federally-Regulated Consumer Product | LPG |  | 38 |  | 36000 | True |  |  | False | Gas-fired storage | 84 |  | 80 | 0 | 25646625 | High | 0.66 |  |  | 02/23/2023 | 209403928 | 02/23/2023
Rheem Sales Company, Inc. | Ruud | PROG50-42P RU PV AX | Federally-Regulated Consumer Product | LPG |  | 48 |  | 42000 | True |  |  | False | Gas-fired storage | 78 |  | 75 | 291 | 23899420 | High | 0.68 |  |  | 02/23/2023 | 209403949 | 02/23/2023
Rheem Sales Company, Inc. | Ruud | PROG50S-40U RU60 EC1* | Federally-Regulated Consumer Product | Natural gas |  | 48 |  | 40000 | True |  |  | False | Gas-fired storage | 85 |  | 83 | 0 | 26867893 | High | 0.63 |  |  | 02/23/2023 | 205417957 | 02/23/2023
Rheem Sales Company, Inc. | Ruud | RUTGH-S*11* | Federally-Regulated Consumer Product | Natural gas |  | 0 |  | 199900 |  |  |  | True | Instantaneous gas-fired |  | 5.8 | 98 | 19 | 17567227 | High | 0.96 |  | 0 | 02/23/2023 | 208798126 | 02/23/2023
Rheem Sales Company, Inc. | Ruud | RUTG-70DVLPWA-1 | Federally-Regulated Consumer Product | LPG |  | 0 |  | 160000 |  |  |  | False | Instantaneous gas-fired |  | 4.1 | 85 | 31 | 20536633 | High | 0.82 |  | 0 | 02/23/2023 | 205706985 | 02/23/2023
Rheem Sales Company, Inc. | Ruud | PROUG50-38U RU67 PD* | Federally-Regulated Consumer Product | Natural gas |  | 48 |  | 38000 | True |  |  | False | Gas-fired storage | 86 |  | 78 | 19 | 24827484 | High | 0.68 |  |  | 02/23/2023 | 205400784 | 02/23/2023
Rheem Sales Company, Inc. | Ruud | PROG40-40N RU62 TT | Federally-Regulated Consumer Product | Natural gas |  | 38 |  | 40000 | True |  |  | False | Gas-fired storage | 84 |  | 80 | 0 | 25646625 | High | 0.66 |  |  | 02/23/2023 | 206214377 | 02/23/2023
Rheem Sales Company, Inc. | Ruud | RUTGH-CM95XLP | Federally-Regulated Consumer Product | LPG |  | 0 |  | 199900 |  |  |  | False | Instantaneous gas-fired |  | 5.6 | 95 | 34 | 18084822 | High | 0.93 |  | 0 | 02/23/2023 | 205746309 | 02/23/2023
Rheem Sales Company, Inc. | Ruud | RUTGH-C95DVLN | Federally-Regulated Consumer Product | Natural gas |  | 0 |  | 199900 |  |  |  | False | Instantaneous gas-fired |  | 5.7 | 96 | 34 | 18084822 | High | 0.93 |  | 0 | 02/23/2023 | 205746302 | 02/23/2023
Rheem Sales Company, Inc. | Ruud | PRO+G40-38U RU62 EC1 TT* | Federally-Regulated Consumer Product | Natural gas |  | 38 |  | 38000 | True |  |  | False | Gas-fired storage | 71 |  | 76 | 0 | 19108631 | Medium | 0.58 |  |  | 02/23/2023 | 205417924 | 02/23/2023
Rheem Sales Company, Inc. | Ruud | RUTGH-S*10* | Federally-Regulated Consumer Product | LPG |  | 0 |  | 180000 |  |  |  | True | Instantaneous gas-fired |  | 5.2 | 98 | 19 | 17567227 | High | 0.96 |  | 0 | 02/23/2023 | 208798125 | 02/23/2023
Rheem Sales Company, Inc. | Ruud | PROU G50-50* RU HE EC3 | Federally-Regulated Consumer Product | LPG |  | 50 |  | 50000 | True |  |  | False | Gas-fired storage | 95 |  | 94 | 133 | 18781173 | High | 0.88 |  |  | 02/23/2023 | 210605706 | 02/23/2023
Rheem Sales Company, Inc. | Ruud | PRO+G40-38U RU62 EC1* | Federally-Regulated Consumer Product | Natural gas |  | 38 |  | 38000 | True |  |  | False | Gas-fired storage | 71 |  | 76 | 0 | 19108631 | Medium | 0.58 |  |  | 02/23/2023 | 205417915 | 02/23/2023
Rheem Sales Company, Inc. | Ruud | RUTG-70XLNWA-1 | Federally-Regulated Consumer Product | Natural gas |  | 0 |  | 160000 |  |  |  | False | Instantaneous gas-fired |  | 4 | 84 | 31 | 20791478 | High | 0.81 |  | 0 | 02/23/2023 | 205706990 | 02/23/2023
Rheem Sales Company, Inc. | Ruud | PROG50-38N RU60 TT | Federally-Regulated Consumer Product | Natural gas |  | 48 |  | 38000 | True |  |  | False | Gas-fired storage | 85 |  | 83 | 0 | 26448082 | High | 0.64 |  |  | 02/23/2023 | 206214379 | 02/23/2023
Rheem Sales Company, Inc. | Ruud | RUTGH-S*84* | Federally-Regulated Consumer Product | LPG |  | 0 |  | 157000 |  |  |  | True | Instantaneous gas-fired |  | 4.6 | 97 | 12 | 17591111 | High | 0.96 |  | 0 | 02/23/2023 | 210627641 | 02/23/2023
Rheem Sales Company, Inc. | Ruud | RUTGH-84DVLN-2 | Federally-Regulated Consumer Product | Natural gas |  | 0 |  | 157000 |  |  |  | False | Instantaneous gas-fired |  | 4.6 | 97 | 34 | 18084822 | High | 0.93 |  | 0 | 02/23/2023 | 202067530 | 02/23/2023
Rheem Sales Company, Inc. | Ruud | RUTGH-95XLN-2 | Federally-Regulated Consumer Product | Natural gas |  | 0 |  | 199900 |  |  |  | False | Instantaneous gas-fired |  | 5.6 | 96 | 34 | 18084822 | High | 0.93 |  | 0 | 02/23/2023 | 205628302 | 02/23/2023
Rheem Sales Company, Inc. | Ruud | RUTG-70XLN-1 | Federally-Regulated Consumer Product | Natural gas |  | 0 |  | 160000 |  |  |  | False | Instantaneous gas-fired |  | 4 | 84 | 31 | 20791478 | High | 0.81 |  | 0 | 02/23/2023 | 205706989 | 02/23/2023
Rheem Sales Company, Inc. | Ruud | RUTGH-C95XLP | Federally-Regulated Consumer Product | LPG |  | 0 |  | 199900 |  |  |  | False | Instantaneous gas-fired |  | 5.6 | 95 | 34 | 18084822 | High | 0.93 |  | 0 | 02/23/2023 | 205746307 | 02/23/2023
Rheem Sales Company, Inc. | Ruud | RUTGH-95DVLN-2 | Federally-Regulated Consumer Product | Natural gas |  | 0 |  | 199900 |  |  |  | False | Instantaneous gas-fired |  | 5.7 | 97 | 32 | 18091646 | High | 0.93 |  | 0 | 02/23/2023 | 202068318 | 02/23/2023
Rheem Sales Company, Inc. | Ruud | RUTG-70DVLP-1 | Federally-Regulated Consumer Product | LPG |  | 0 |  | 160000 |  |  |  | False | Instantaneous gas-fired |  | 4.1 | 85 | 31 | 20536633 | High | 0.82 |  | 0 | 02/23/2023 | 205706984 | 02/23/2023
Rheem Sales Company, Inc. | Ruud | PROU G50-50* RU HE EC3 | Federally-Regulated Consumer Product | Natural gas |  | 50 |  | 50000 | True |  |  | False | Gas-fired storage | 95 |  | 94 | 133 | 18781173 | High | 0.88 |  |  | 02/23/2023 | 210605706 | 02/23/2023
Rheem Sales Company, Inc. | Ruud | PH2R40-40F* | Federally-Regulated Consumer Product | Natural gas |  | 38 |  | 40000 | True |  |  | False | Gas-fired storage | 84 |  | 80 | 0 | 25646625 | High | 0.66 |  |  | 02/23/2023 | 209439639 | 02/23/2023
Rheem Sales Company, Inc. | Ruud | PROG50-38U RU60 EC1 TT* | Federally-Regulated Consumer Product | Natural gas |  | 48 |  | 38000 | True |  |  | False | Gas-fired storage | 86 |  | 83 | 0 | 26867893 | High | 0.63 |  |  | 02/23/2023 | 205417939 | 02/23/2023
Rheem Sales Company, Inc. | Ruud | PROG40-38N RU62 TT | Federally-Regulated Consumer Product | Natural gas |  | 38 |  | 38000 | True |  |  | False | Gas-fired storage | 64 |  | 74 | 0 | 19108631 | Medium | 0.58 |  |  | 02/23/2023 | 206214418 | 02/23/2023
Rheem Sales Company, Inc. | Ruud | RUTGH-S*84* | Federally-Regulated Consumer Product | Natural gas |  | 0 |  | 157000 |  |  |  | True | Instantaneous gas-fired |  | 4.6 | 97 | 12 | 17591111 | High | 0.96 |  | 0 | 02/23/2023 | 210627641 | 02/23/2023
Rheem Sales Company, Inc. | Ruud | PROG40-38U RU62 EC1* | Federally-Regulated Consumer Product | Natural gas |  | 38 |  | 38000 | True |  |  | False | Gas-fired storage | 71 |  | 76 | 0 | 19108631 | Medium | 0.58 |  |  | 02/23/2023 | 205708845 | 02/23/2023
Rheem Sales Company, Inc. | Ruud | PROG40-38U RU62 EC1 TT* | Federally-Regulated Consumer Product | Natural gas |  | 38 |  | 38000 | True |  |  | False | Gas-fired storage | 71 |  | 76 | 0 | 19108631 | Medium | 0.58 |  |  | 02/23/2023 | 205417922 | 02/23/2023
Rheem Sales Company, Inc. | Ruud | PROG50-38U RU62 EC1* | Federally-Regulated Consumer Product | Natural gas |  | 48 |  | 38000 | True |  |  | False | Gas-fired storage | 84 |  | 79 | 0 | 26448082 | High | 0.64 |  |  | 02/23/2023 | 205417942 | 02/23/2023
Rheem Sales Company, Inc. | Ruud | RUTGH-RH11DVLN * | Federally-Regulated Consumer Product | Natural gas |  | 0 |  | 199000 |  |  |  | False | Instantaneous gas-fired |  | 6 | 97 | 196 | 17338453 | High | 0.94 |  | 0 | 02/23/2023 | 203303906 | 02/23/2023
Rheem Sales Company, Inc. | Ruud | M4-30FN* | Federally-Regulated Consumer Product | Natural gas |  | 28 |  | 30000 | True |  |  | False | Gas-fired storage | 51 |  | 78 | 0 | 18471676 | Medium | 0.6 |  |  | 02/23/2023 | 205417907 | 02/23/2023
Rheem Sales Company, Inc. | Ruud | RUTGH-90DVLP-2 | Federally-Regulated Consumer Product | LPG |  | 0 |  | 180000 |  |  |  | False | Instantaneous gas-fired |  | 5.2 | 97 | 34 | 18084822 | High | 0.93 |  | 0 | 02/23/2023 | 202067560 | 02/23/2023
Rheem Sales Company, Inc. | Ruud | PROG39S-38U RU62 EC1* | Federally-Regulated Consumer Product | Natural gas |  | 37 |  | 38000 | True |  |  | False | Gas-fired storage | 68 |  | 75 | 0 | 18784755 | Medium | 0.59 |  |  | 02/23/2023 | 205417950 | 02/23/2023
Rheem Sales Company, Inc. | Ruud | RUTGH-90DVLN-2 | Federally-Regulated Consumer Product | Natural gas |  | 0 |  | 180000 |  |  |  | False | Instantaneous gas-fired |  | 5.2 | 97 | 34 | 18084822 | High | 0.93 |  | 0 | 02/23/2023 | 202067554 | 02/23/2023
Rheem Sales Company, Inc. | Ruud | RUTGH-90XLP-2 | Federally-Regulated Consumer Product | LPG |  | 0 |  | 180000 |  |  |  | False | Instantaneous gas-fired |  | 5.2 | 95 | 34 | 18084822 | High | 0.93 |  | 0 | 02/23/2023 | 205628318 | 02/23/2023
Rheem Sales Company, Inc. | Ruud | RUTG-70DVLN-1 | Federally-Regulated Consumer Product | Natural gas |  | 0 |  | 160000 |  |  |  | False | Instantaneous gas-fired |  | 4.1 | 85 | 31 | 20536633 | High | 0.82 |  | 0 | 02/23/2023 | 205706982 | 02/23/2023
Rheem Sales Company, Inc. | Ruud | PROG40-40N RU AX | Federally-Regulated Consumer Product | Natural gas |  | 38 |  | 40000 | True |  |  | False | Gas-fired storage | 84 |  | 80 | 0 | 25646625 | High | 0.66 |  |  | 02/23/2023 | 209403931 | 02/23/2023
Rheem Sales Company, Inc. | Ruud | RUTGH-68XLN-2 | Federally-Regulated Consumer Product | Natural gas |  | 0 |  | 120000 |  |  |  | False | Instantaneous gas-fired |  | 3.6 | 95 | 31 | 12073355 | Medium | 0.91 |  | 0 | 02/23/2023 | 202067515 | 02/23/2023
Rheem Sales Company, Inc. | Ruud | RUTG-84XLPWA-1 | Federally-Regulated Consumer Product | LPG |  | 0 |  | 180000 |  |  |  | False | Instantaneous gas-fired |  | 4.5 | 83 | 30 | 20794890 | High | 0.81 |  | 0 | 02/23/2023 | 8552310 | 02/23/2023
Rheem Sales Company, Inc. | Ruud | RUTGH-68XLP-2 | Federally-Regulated Consumer Product | LPG |  | 0 |  | 120000 |  |  |  | False | Instantaneous gas-fired |  | 3.6 | 95 | 31 | 12073355 | Medium | 0.91 |  | 0 | 02/23/2023 | 202067516 | 02/23/2023
Rheem Sales Company, Inc. | Ruud | RUTGH-C95DVLP | Federally-Regulated Consumer Product | LPG |  | 0 |  | 199900 |  |  |  | False | Instantaneous gas-fired |  | 5.7 | 96 | 34 | 18084822 | High | 0.93 |  | 0 | 02/23/2023 | 205746303 | 02/23/2023
Rheem Sales Company, Inc. | Ruud | RUTGH-S*10* | Federally-Regulated Consumer Product | Natural gas |  | 0 |  | 180000 |  |  |  | True | Instantaneous gas-fired |  | 5.2 | 98 | 19 | 17567227 | High | 0.96 |  | 0 | 02/23/2023 | 208798125 | 02/23/2023
Rheem Sales Company, Inc. | Ruud | PROG50-42N RU PV AX | Federally-Regulated Consumer Product | Natural gas |  | 48 |  | 42000 | True |  |  | False | Gas-fired storage | 78 |  | 75 | 291 | 23899420 | High | 0.68 |  |  | 02/23/2023 | 209403956 | 02/23/2023
Rheem Sales Company, Inc. | Ruud | RUTG-70XLPWA-1 | Federally-Regulated Consumer Product | LPG |  | 0 |  | 160000 |  |  |  | False | Instantaneous gas-fired |  | 4 | 84 | 31 | 20791478 | High | 0.81 |  | 0 | 02/23/2023 | 205706992 | 02/23/2023
Rheem Sales Company, Inc. | Ruud | PRO+G29-30U RU63 EC1* | Federally-Regulated Consumer Product | Natural gas |  | 28 |  | 30000 | True |  |  | False | Gas-fired storage | 51 |  | 78 | 0 | 18471676 | Medium | 0.6 |  |  | 02/23/2023 | 205417906 | 02/23/2023
Rheem Sales Company, Inc. | Ruud | RUTGH-95DVLP-2 | Federally-Regulated Consumer Product | LPG |  | 0 |  | 199900 |  |  |  | False | Instantaneous gas-fired |  | 5.7 | 97 | 32 | 18091646 | High | 0.93 |  | 0 | 02/23/2023 | 202068319 | 02/23/2023
Rheem Sales Company, Inc. | Ruud | PROG50-40N RU62 TT | Federally-Regulated Consumer Product | Natural gas |  | 48 |  | 40000 | True |  |  | False | Gas-fired storage | 76 |  | 81 | 0 | 26041188 | High | 0.65 |  |  | 02/23/2023 | 206214381 | 02/23/2023
Rheem Sales Company, Inc. | Ruud | PRO+G40-40N RU AX | Federally-Regulated Consumer Product | Natural gas |  | 38 |  | 40000 | True |  |  | False | Gas-fired storage | 84 |  | 80 | 0 | 25646625 | High | 0.66 |  |  | 02/23/2023 | 209403929 | 02/23/2023
Rheem Sales Company, Inc. | Ruud | PRO+G50-38U RU62 EC1* | Federally-Regulated Consumer Product | Natural gas |  | 48 |  | 38000 | True |  |  | False | Gas-fired storage | 86 |  | 83 | 0 | 26867893 | High | 0.63 |  |  | 02/23/2023 | 205417937 | 02/23/2023
Rheem Sales Company, Inc. | Ruud | PROG50-38U RU67 PV* | Federally-Regulated Consumer Product | Natural gas |  | 48 |  | 38000 | True |  |  | False | Gas-fired storage | 86 |  | 77 | 80 | 24619352 | High | 0.68 |  |  | 02/23/2023 | 205406735 | 02/23/2023
Rheem Sales Company, Inc. | Ruud | PROU G40-50* RU HE EC3 | Federally-Regulated Consumer Product | Natural gas |  | 40 |  | 50000 | True |  |  | False | Gas-fired storage | 88 |  | 97 | 60 | 18602805 | High | 0.9 |  |  | 02/23/2023 | 210605700 | 02/23/2023
Rheem Sales Company, Inc. | Ruud | RUTGH-68DVLP-2 | Federally-Regulated Consumer Product | LPG |  | 0 |  | 120000 |  |  |  | False | Instantaneous gas-fired |  | 3.5 | 96 | 33 | 12066531 | Medium | 0.91 |  | 0 | 02/23/2023 | 202067226 | 02/23/2023
Rheem Sales Company, Inc. | Ruud | RUTGH-84XLP-2 | Federally-Regulated Consumer Product | LPG |  | 0 |  | 157000 |  |  |  | False | Instantaneous gas-fired |  | 4.5 | 96 | 27 | 18108706 | High | 0.93 |  | 0 | 02/23/2023 | 205628328 | 02/23/2023
Rheem Sales Company, Inc. | Ruud | RUTGH-RH11DVLP * | Federally-Regulated Consumer Product | LPG |  | 0 |  | 199000 |  |  |  | False | Instantaneous gas-fired |  | 6 | 97 | 196 | 17338453 | High | 0.94 |  | 0 | 02/23/2023 | 203303907 | 02/23/2023
A.O. Smith Water Products Company | Lochinvar | GBL05040 3*1 | Federally-Regulated Consumer Product | LPG |  | 48 |  | 40000 | True |  |  | False | Gas-fired storage | 77 |  | 79 | 0 | 25646625 | High | 0.66 |  |  | 02/23/2023 | 206715057 | 02/23/2023
A.O. Smith Water Products Company | Lochinvar | CGN055060M 2** | Federally-Regulated Consumer Product | Natural gas |  | 55 |  | 60000 | True |  |  | False | Gas-fired storage | 83 |  | 74 | 0 | 27301246 | High | 0.62 |  |  | 02/23/2023 | 206954686 | 02/23/2023
A.O. Smith Water Products Company | Lochinvar | GTN04040BTM 4** | Federally-Regulated Consumer Product | Natural gas |  | 38 |  | 40000 | True |  |  | False | Gas-fired storage | 78 |  | 77 | 0 | 26041188 | High | 0.65 |  |  | 02/23/2023 | 206715187 | 02/23/2023
A.O. Smith Water Products Company | Lochinvar | MGN05040 2** | Federally-Regulated Consumer Product | Natural gas |  | 47 |  | 40000 | True |  |  | True | Gas-fired storage | 67 |  | 77 | 0 | 19443870 | Medium | 0.57 |  |  | 02/23/2023 | 206438852 | 02/23/2023
A.O. Smith Water Products Company | Lochinvar | LTO-240X3-P 1*1 | Federally-Regulated Consumer Product | LPG |  | 1 |  | 160000 |  |  |  | False | Instantaneous gas-fired |  | 4.7 | 96 | 23 | 17739179 | High | 0.95 |  | 0 | 02/23/2023 | 207861949 | 02/23/2023
A.O. Smith Water Products Company | Lochinvar | GTL03032TM 4** | Federally-Regulated Consumer Product | Natural gas |  | 29 |  | 32000 | True |  |  | False | Gas-fired storage | 62 |  | 73 | 0 | 18471676 | Medium | 0.6 |  |  | 02/23/2023 | 207468208 | 02/23/2023
A.O. Smith Water Products Company | Lochinvar | MFN04035 4** | Federally-Regulated Consumer Product | Natural gas |  | 38 |  | 35500 | True |  |  | True | Gas-fired storage | 59 |  | 78 | 0 | 19108631 | Medium | 0.58 |  |  | 02/23/2023 | 206438835 | 02/23/2023
A.O. Smith Water Products Company | Lochinvar | UTN05040-8RT 4** | Federally-Regulated Consumer Product | Natural gas |  | 48 |  | 40000 | True |  |  | False | Gas-fired storage | 84 |  | 77 | 0 | 26448082 | High | 0.64 |  |  | 02/23/2023 | 206715163 | 02/23/2023
A.O. Smith Water Products Company | Lochinvar | GSN04040T 4** | Federally-Regulated Consumer Product | Natural gas |  | 38 |  | 40000 | True |  |  | False | Gas-fired storage | 67 |  | 78 | 0 | 19108631 | Medium | 0.58 |  |  | 02/23/2023 | 206715121 | 02/23/2023
A.O. Smith Water Products Company | Lochinvar | GSN03032BR 4** | Federally-Regulated Consumer Product | Natural gas |  | 29 |  | 32000 | True |  |  | False | Gas-fired storage | 65 |  | 75 | 0 | 18471676 | Medium | 0.6 |  |  | 02/23/2023 | 206715268 | 02/23/2023
A.O. Smith Water Products Company | Lochinvar | GTL04040B 4*1 | Federally-Regulated Consumer Product | LPG |  | 38 |  | 40000 | True |  |  | False | Gas-fired storage | 78 |  | 77 | 0 | 26041188 | High | 0.65 |  |  | 02/23/2023 | 206715184 | 02/23/2023
A.O. Smith Water Products Company | Lochinvar | LTI-540H-P 1*1 | Federally-Regulated Consumer Product | LPG |  | 1 |  | 199000 |  |  |  | False | Instantaneous gas-fired |  | 5.8 | 96 | 47 | 18040466 | High | 0.93 |  | 0 | 02/23/2023 | 206703103 | 02/23/2023
A.O. Smith Water Products Company | Lochinvar | LTI-240X3-P 1*1 | Federally-Regulated Consumer Product | LPG |  | 1 |  | 160000 |  |  |  | False | Instantaneous gas-fired |  | 4.7 | 97 | 38 | 17877549 | High | 0.94 |  | 0 | 02/23/2023 | 207861926 | 02/23/2023
A.O. Smith Water Products Company | Lochinvar | LTI-540H-N 1** | Federally-Regulated Consumer Product | Natural gas |  | 1 |  | 199000 |  |  |  | False | Instantaneous gas-fired |  | 5.8 | 96 | 47 | 18040466 | High | 0.93 |  | 0 | 02/23/2023 | 206703100 | 02/23/2023
A.O. Smith Water Products Company | Lochinvar | GTN05560 2** | Federally-Regulated Consumer Product | Natural gas |  | 55 |  | 60000 | True |  |  | False | Gas-fired storage | 83 |  | 74 | 0 | 27301246 | High | 0.62 |  |  | 02/23/2023 | 206954682 | 02/23/2023
A.O. Smith Water Products Company | Lochinvar | LCT-199O-P 1*1 | Federally-Regulated Consumer Product | LPG |  | 1 |  | 199000 |  |  |  | False | Instantaneous gas-fired |  | 5.8 | 96 | 34 | 17701647 | High | 0.95 |  | 0 | 02/23/2023 | 206703143 | 02/23/2023
A.O. Smith Water Products Company | Lochinvar | GBN05050 3** | Federally-Regulated Consumer Product | Natural gas |  | 48 |  | 47000 | True |  |  | False | Gas-fired storage | 82 |  | 79 | 0 | 26041188 | High | 0.65 |  |  | 02/23/2023 | 206715076 | 02/23/2023
A.O. Smith Water Products Company | Lochinvar | LTO-340X3-N 1** | Federally-Regulated Consumer Product | Natural gas |  | 1 |  | 180000 |  |  |  | False | Instantaneous gas-fired |  | 5.3 | 97 | 23 | 17928729 | High | 0.94 |  | 0 | 02/23/2023 | 207861961 | 02/23/2023
A.O. Smith Water Products Company | Lochinvar | GTN04035 4** | Federally-Regulated Consumer Product | Natural gas |  | 38 |  | 35500 | True |  |  | False | Gas-fired storage | 65 |  | 80 | 0 | 18784755 | Medium | 0.59 |  |  | 02/23/2023 | 206715095 | 02/23/2023
A.O. Smith Water Products Company | Lochinvar | MFN030 35 4** | Federally-Regulated Consumer Product | LPG |  | 29 |  | 35500 | True |  |  | True | Gas-fired storage | 63 |  | 79 | 0 | 18168862 | Medium | 0.61 |  |  | 02/23/2023 | 206438857 | 02/23/2023
A.O. Smith Water Products Company | Lochinvar | LTI-540P-P 1*1 | Federally-Regulated Consumer Product | LPG |  | 1 |  | 199000 |  |  |  | False | Instantaneous gas-fired |  | 5.8 | 96 | 47 | 18040466 | High | 0.93 |  | 0 | 02/23/2023 | 206703104 | 02/23/2023
A.O. Smith Water Products Company | Lochinvar | LTI-540HX3-N 1** | Federally-Regulated Consumer Product | Natural gas |  | 1 |  | 199000 |  |  |  | False | Instantaneous gas-fired |  | 5.8 | 96 | 47 | 18040466 | High | 0.93 |  | 0 | 02/23/2023 | 207209500 | 02/23/2023
A.O. Smith Water Products Company | Lochinvar | LTI-540P-N 1** | Federally-Regulated Consumer Product | Natural gas |  | 1 |  | 199000 |  |  |  | False | Instantaneous gas-fired |  | 5.8 | 96 | 47 | 18040466 | High | 0.93 |  | 0 | 02/23/2023 | 206703101 | 02/23/2023
A.O. Smith Water Products Company | Lochinvar | UTN05040-8R 4** | Federally-Regulated Consumer Product | Natural gas |  | 48 |  | 40000 | True |  |  | False | Gas-fired storage | 84 |  | 77 | 0 | 26448082 | High | 0.64 |  |  | 02/23/2023 | 206715162 | 02/23/2023
A.O. Smith Water Products Company | Lochinvar | GSL04040Z 4*1 | Federally-Regulated Consumer Product | LPG |  | 38 |  | 40000 | True |  |  | False | Gas-fired storage | 67 |  | 78 | 0 | 19108631 | Medium | 0.58 |  |  | 02/23/2023 | 206715126 | 02/23/2023
A.O. Smith Water Products Company | Lochinvar | LTO-540HX3-P 1*1 | Federally-Regulated Consumer Product | LPG |  | 1 |  | 199000 |  |  |  | False | Instantaneous gas-fired |  | 5.8 | 96 | 34 | 17701647 | High | 0.95 |  | 0 | 02/23/2023 | 207209468 | 02/23/2023
A.O. Smith Water Products Company | Lochinvar | GTN05040MTWR 2** | Federally-Regulated Consumer Product | Natural gas |  | 48 |  | 40000 | True |  |  | False | Gas-fired storage | 81 |  | 80 | 0 | 26448082 | High | 0.64 |  |  | 02/23/2023 | 206715146 | 02/23/2023
A.O. Smith Water Products Company | Lochinvar | LTI-240H-N 1** | Federally-Regulated Consumer Product | Natural gas |  | 1 |  | 160000 |  |  |  | False | Instantaneous gas-fired |  | 4.7 | 97 | 38 | 17877549 | High | 0.94 |  | 0 | 02/23/2023 | 206703157 | 02/23/2023
A.O. Smith Water Products Company | Lochinvar | LTI-510C 1** | Federally-Regulated Consumer Product | Natural gas |  | 1 |  | 199000 |  |  |  | False | Instantaneous gas-fired |  | 4.7 | 82 | 23 | 20818774 | High | 0.81 |  | 0 | 02/23/2023 | 206703170 | 02/23/2023
A.O. Smith Water Products Company | Lochinvar | GSL04040 4*1 | Federally-Regulated Consumer Product | LPG |  | 38 |  | 40000 | True |  |  | False | Gas-fired storage | 67 |  | 78 | 0 | 19108631 | Medium | 0.58 |  |  | 02/23/2023 | 206715124 | 02/23/2023
A.O. Smith Water Products Company | Lochinvar | GTN03035WR 2** | Federally-Regulated Consumer Product | Natural gas |  | 29 |  | 35500 | True |  |  | False | Gas-fired storage | 63 |  | 77 | 0 | 17592073 | Medium | 0.63 |  |  | 02/23/2023 | 206715087 | 02/23/2023
A.O. Smith Water Products Company | Lochinvar | GBL05040ST 3*1 | Federally-Regulated Consumer Product | LPG |  | 48 |  | 40000 | True |  |  | False | Gas-fired storage | 77 |  | 79 | 0 | 25646625 | High | 0.66 |  |  | 02/23/2023 | 206715059 | 02/23/2023
A.O. Smith Water Products Company | Lochinvar | LTI-310C 1** | Federally-Regulated Consumer Product | Natural gas |  | 1 |  | 190000 |  |  |  | False | Instantaneous gas-fired |  | 4.6 | 85 | 24 | 20815362 | High | 0.81 |  | 0 | 02/23/2023 | 206703177 | 02/23/2023
A.O. Smith Water Products Company | Lochinvar | GSL04040-8 4*1 | Federally-Regulated Consumer Product | LPG |  | 38 |  | 40000 | True |  |  | False | Gas-fired storage | 67 |  | 78 | 0 | 19108631 | Medium | 0.58 |  |  | 02/23/2023 | 206715125 | 02/23/2023
A.O. Smith Water Products Company | Lochinvar | MGN04030 2** | Federally-Regulated Consumer Product | Natural gas |  | 38 |  | 32000 | True |  |  | True | Gas-fired storage | 57 |  | 76 | 0 | 18784755 | Medium | 0.59 |  |  | 02/23/2023 | 206438847 | 02/23/2023
A.O. Smith Water Products Company | Lochinvar | GBN05040 3** | Federally-Regulated Consumer Product | Natural gas |  | 48 |  | 40000 | True |  |  | False | Gas-fired storage | 77 |  | 79 | 0 | 25646625 | High | 0.66 |  |  | 02/23/2023 | 206715058 | 02/23/2023
A.O. Smith Water Products Company | Lochinvar | GBL05050ST 3*1 | Federally-Regulated Consumer Product | LPG |  | 48 |  | 47000 | True |  |  | False | Gas-fired storage | 82 |  | 79 | 0 | 26041188 | High | 0.65 |  |  | 02/23/2023 | 206715077 | 02/23/2023
A.O. Smith Water Products Company | Lochinvar | LTI-340X3-N 1** | Federally-Regulated Consumer Product | Natural gas |  | 1 |  | 180000 |  |  |  | False | Instantaneous gas-fired |  | 5.4 | 97 | 37 | 17691411 | High | 0.95 |  | 0 | 02/23/2023 | 207861937 | 02/23/2023
A.O. Smith Water Products Company | Lochinvar | GSN04040-8 4** | Federally-Regulated Consumer Product | Natural gas |  | 38 |  | 40000 | True |  |  | False | Gas-fired storage | 67 |  | 78 | 0 | 19108631 | Medium | 0.58 |  |  | 02/23/2023 | 206715123 | 02/23/2023
A.O. Smith Water Products Company | Lochinvar | GBN04040 3** | Federally-Regulated Consumer Product | Natural gas |  | 39 |  | 38000 | True |  |  | False | Gas-fired storage | 64 |  | 75 | 0 | 18471676 | Medium | 0.6 |  |  | 02/23/2023 | 206715038 | 02/23/2023
A.O. Smith Water Products Company | Lochinvar | MGN03030 2** | Federally-Regulated Consumer Product | LPG |  | 29 |  | 30000 | True |  |  | True | Gas-fired storage | 60 |  | 78 | 0 | 18168862 | Medium | 0.61 |  |  | 02/23/2023 | 206438841 | 02/23/2023
A.O. Smith Water Products Company | Lochinvar | GBN05050ST 3** | Federally-Regulated Consumer Product | Natural gas |  | 48 |  | 47000 | True |  |  | False | Gas-fired storage | 82 |  | 79 | 0 | 26041188 | High | 0.65 |  |  | 02/23/2023 | 206715078 | 02/23/2023
A.O. Smith Water Products Company | Lochinvar | UTN05040R 4** | Federally-Regulated Consumer Product | Natural gas |  | 48 |  | 40000 | True |  |  | False | Gas-fired storage | 84 |  | 77 | 0 | 26448082 | High | 0.64 |  |  | 02/23/2023 | 206715161 | 02/23/2023
A.O. Smith Water Products Company | Lochinvar | LTI-540HX3-P 1*1 | Federally-Regulated Consumer Product | LPG |  | 1 |  | 199000 |  |  |  | False | Instantaneous gas-fired |  | 5.8 | 96 | 47 | 18040466 | High | 0.93 |  | 0 | 02/23/2023 | 207209501 | 02/23/2023
A.O. Smith Water Products Company | Lochinvar | MGN04030 2** | Federally-Regulated Consumer Product | LPG |  | 38 |  | 32000 | True |  |  | True | Gas-fired storage | 57 |  | 76 | 0 | 18784755 | Medium | 0.59 |  |  | 02/23/2023 | 206438847 | 02/23/2023
A.O. Smith Water Products Company | Lochinvar | LTO-540H-N 1** | Federally-Regulated Consumer Product | Natural gas |  | 1 |  | 199000 |  |  |  | False | Instantaneous gas-fired |  | 5.8 | 96 | 34 | 17701647 | High | 0.95 |  | 0 | 02/23/2023 | 206703138 | 02/23/2023
A.O. Smith Water Products Company | Lochinvar | GSN04040 4** | Federally-Regulated Consumer Product | Natural gas |  | 38 |  | 40000 | True |  |  | False | Gas-fired storage | 67 |  | 78 | 0 | 19108631 | Medium | 0.58 |  |  | 02/23/2023 | 206715119 | 02/23/2023
A.O. Smith Water Products Company | Lochinvar | GTN05040WR 2** | Federally-Regulated Consumer Product | Natural gas |  | 48 |  | 40000 | True |  |  | False | Gas-fired storage | 81 |  | 80 | 0 | 26448082 | High | 0.64 |  |  | 02/23/2023 | 206715144 | 02/23/2023
A.O. Smith Water Products Company | Lochinvar | GTN03035MWR 2** | Federally-Regulated Consumer Product | Natural gas |  | 29 |  | 35500 | True |  |  | False | Gas-fired storage | 63 |  | 77 | 0 | 17592073 | Medium | 0.63 |  |  | 02/23/2023 | 206715088 | 02/23/2023
A.O. Smith Water Products Company | Lochinvar | GTL05560 2*1 | Federally-Regulated Consumer Product | LPG |  | 55 |  | 60000 | True |  |  | False | Gas-fired storage | 83 |  | 74 | 0 | 27301246 | High | 0.62 |  |  | 02/23/2023 | 206954680 | 02/23/2023
A.O. Smith Water Products Company | Lochinvar | LTO-540P-N 1** | Federally-Regulated Consumer Product | Natural gas |  | 1 |  | 199000 |  |  |  | False | Instantaneous gas-fired |  | 5.8 | 96 | 34 | 17701647 | High | 0.95 |  | 0 | 02/23/2023 | 206703139 | 02/23/2023
A.O. Smith Water Products Company | Lochinvar | MGN03030 2** | Federally-Regulated Consumer Product | Natural gas |  | 29 |  | 30000 | True |  |  | True | Gas-fired storage | 60 |  | 78 | 0 | 18168862 | Medium | 0.61 |  |  | 02/23/2023 | 206438841 | 02/23/2023
A.O. Smith Water Products Company | Lochinvar | GBL04040ST 3*1 | Federally-Regulated Consumer Product | LPG |  | 39 |  | 38000 | True |  |  | False | Gas-fired storage | 64 |  | 75 | 0 | 18471676 | Medium | 0.6 |  |  | 02/23/2023 | 206715039 | 02/23/2023
A.O. Smith Water Products Company | Lochinvar | CGL055060M 2*1 | Federally-Regulated Consumer Product | LPG |  | 55 |  | 60000 | True |  |  | False | Gas-fired storage | 83 |  | 74 | 0 | 27301246 | High | 0.62 |  |  | 02/23/2023 | 206954689 | 02/23/2023
A.O. Smith Water Products Company | Lochinvar | GTN04040BT 4** | Federally-Regulated Consumer Product | Natural gas |  | 38 |  | 40000 | True |  |  | False | Gas-fired storage | 78 |  | 77 | 0 | 26041188 | High | 0.65 |  |  | 02/23/2023 | 206715186 | 02/23/2023
A.O. Smith Water Products Company | Lochinvar | LTO-540HX3-N 1** | Federally-Regulated Consumer Product | Natural gas |  | 1 |  | 199000 |  |  |  | False | Instantaneous gas-fired |  | 5.8 | 96 | 34 | 17701647 | High | 0.95 |  | 0 | 02/23/2023 | 207209467 | 02/23/2023
A.O. Smith Water Products Company | Lochinvar | GSN04040WR 2** | Federally-Regulated Consumer Product | Natural gas |  | 38 |  | 40000 | True |  |  | False | Gas-fired storage | 70 |  | 74 | 0 | 19108631 | Medium | 0.58 |  |  | 02/23/2023 | 206715174 | 02/23/2023
A.O. Smith Water Products Company | Lochinvar | GTN05040TWRZ 2** | Federally-Regulated Consumer Product | Natural gas |  | 48 |  | 40000 | True |  |  | False | Gas-fired storage | 81 |  | 80 | 0 | 26448082 | High | 0.64 |  |  | 02/23/2023 | 206715147 | 02/23/2023
A.O. Smith Water Products Company | Lochinvar | GTN05040WRZ 2** | Federally-Regulated Consumer Product | Natural gas |  | 48 |  | 40000 | True |  |  | False | Gas-fired storage | 81 |  | 80 | 0 | 26448082 | High | 0.64 |  |  | 02/23/2023 | 206715148 | 02/23/2023
A.O. Smith Water Products Company | Lochinvar | GSN03032R 4** | Federally-Regulated Consumer Product | Natural gas |  | 29 |  | 32000 | True |  |  | False | Gas-fired storage | 55 |  | 75 | 0 | 18471676 | Medium | 0.6 |  |  | 02/23/2023 | 209272032 | 02/23/2023
A.O. Smith Water Products Company | Lochinvar | GSN03032BRTM 4** | Federally-Regulated Consumer Product | Natural gas |  | 29 |  | 32000 | True |  |  | False | Gas-fired storage | 65 |  | 75 | 0 | 18471676 | Medium | 0.6 |  |  | 02/23/2023 | 207468207 | 02/23/2023
A.O. Smith Water Products Company | Lochinvar | LTO-240X3-N 1** | Federally-Regulated Consumer Product | Natural gas |  | 1 |  | 160000 |  |  |  | False | Instantaneous gas-fired |  | 4.7 | 96 | 23 | 17739179 | High | 0.95 |  | 0 | 02/23/2023 | 207861950 | 02/23/2023
A.O. Smith Water Products Company | Lochinvar | GTN05560-8 2** | Federally-Regulated Consumer Product | Natural gas |  | 55 |  | 60000 | True |  |  | False | Gas-fired storage | 83 |  | 74 | 0 | 27301246 | High | 0.62 |  |  | 02/23/2023 | 206954690 | 02/23/2023
A.O. Smith Water Products Company | Lochinvar | LTO-540P-P 1*1 | Federally-Regulated Consumer Product | LPG |  | 1 |  | 199000 |  |  |  | False | Instantaneous gas-fired |  | 5.8 | 96 | 34 | 17701647 | High | 0.95 |  | 0 | 02/23/2023 | 206703142 | 02/23/2023
A.O. Smith Water Products Company | Lochinvar | GTL05560ST 2*1 | Federally-Regulated Consumer Product | LPG |  | 55 |  | 60000 | True |  |  | False | Gas-fired storage | 83 |  | 74 | 0 | 27301246 | High | 0.62 |  |  | 02/23/2023 | 206954678 | 02/23/2023
A.O. Smith Water Products Company | Lochinvar | LCT-199I-N 1** | Federally-Regulated Consumer Product | Natural gas |  | 1 |  | 199000 |  |  |  | False | Instantaneous gas-fired |  | 5.8 | 96 | 47 | 18040466 | High | 0.93 |  | 0 | 02/23/2023 | 206703102 | 02/23/2023
A.O. Smith Water Products Company | Lochinvar | GTN05560-8T 2** | Federally-Regulated Consumer Product | Natural gas |  | 55 |  | 60000 | True |  |  | False | Gas-fired storage | 83 |  | 74 | 0 | 27301246 | High | 0.62 |  |  | 02/23/2023 | 206954694 | 02/23/2023
A.O. Smith Water Products Company | Lochinvar | GBL04040 3*1 | Federally-Regulated Consumer Product | LPG |  | 39 |  | 38000 | True |  |  | False | Gas-fired storage | 64 |  | 75 | 0 | 18471676 | Medium | 0.6 |  |  | 02/23/2023 | 206715037 | 02/23/2023
A.O. Smith Water Products Company | Lochinvar | LCT-199O-N 1** | Federally-Regulated Consumer Product | Natural gas |  | 1 |  | 199000 |  |  |  | False | Instantaneous gas-fired |  | 5.8 | 96 | 34 | 17701647 | High | 0.95 |  | 0 | 02/23/2023 | 206703140 | 02/23/2023
A.O. Smith Water Products Company | Lochinvar | LCT-199I-P 1*1 | Federally-Regulated Consumer Product | LPG |  | 1 |  | 199000 |  |  |  | False | Instantaneous gas-fired |  | 5.8 | 96 | 47 | 18040466 | High | 0.93 |  | 0 | 02/23/2023 | 206703105 | 02/23/2023
A.O. Smith Water Products Company | Lochinvar | GTN05560ST 2** | Federally-Regulated Consumer Product | Natural gas |  | 55 |  | 60000 | True |  |  | False | Gas-fired storage | 83 |  | 74 | 0 | 27301246 | High | 0.62 |  |  | 02/23/2023 | 206954683 | 02/23/2023
A.O. Smith Water Products Company | Lochinvar | GBN04040ST 3** | Federally-Regulated Consumer Product | Natural gas |  | 39 |  | 38000 | True |  |  | False | Gas-fired storage | 64 |  | 75 | 0 | 18471676 | Medium | 0.6 |  |  | 02/23/2023 | 206715040 | 02/23/2023
A.O. Smith Water Products Company | Lochinvar | GSN04040TM 4** | Federally-Regulated Consumer Product | Natural gas |  | 38 |  | 40000 | True |  |  | False | Gas-fired storage | 67 |  | 78 | 0 | 19108631 | Medium | 0.58 |  |  | 02/23/2023 | 206715122 | 02/23/2023
A.O. Smith Water Products Company | Lochinvar | LTI-510U 2** | Federally-Regulated Consumer Product | Natural gas |  | 1 |  | 199000 |  |  |  | False | Instantaneous gas-fired |  | 5 | 84 | 43 | 20750534 | High | 0.81 |  | 0 | 02/23/2023 | 206703163 | 02/23/2023
A.O. Smith Water Products Company | Lochinvar | GTN05040MWR 2** | Federally-Regulated Consumer Product | Natural gas |  | 48 |  | 40000 | True |  |  | False | Gas-fired storage | 81 |  | 80 | 0 | 26448082 | High | 0.64 |  |  | 02/23/2023 | 206715145 | 02/23/2023
A.O. Smith Water Products Company | Lochinvar | MGN05040 2** | Federally-Regulated Consumer Product | LPG |  | 47 |  | 40000 | True |  |  | True | Gas-fired storage | 67 |  | 77 | 0 | 19443870 | Medium | 0.57 |  |  | 02/23/2023 | 206438852 | 02/23/2023
A.O. Smith Water Products Company | Lochinvar | LTI-340X3-P 1*1 | Federally-Regulated Consumer Product | LPG |  | 1 |  | 180000 |  |  |  | False | Instantaneous gas-fired |  | 5.4 | 97 | 37 | 17691411 | High | 0.95 |  | 0 | 02/23/2023 | 207861938 | 02/23/2023
A.O. Smith Water Products Company | Lochinvar | GTN05560-8ST 2** | Federally-Regulated Consumer Product | Natural gas |  | 55 |  | 60000 | True |  |  | False | Gas-fired storage | 83 |  | 74 | 0 | 27301246 | High | 0.62 |  |  | 02/23/2023 | 206954691 | 02/23/2023
A.O. Smith Water Products Company | Lochinvar | MFN04035 4** | Federally-Regulated Consumer Product | LPG |  | 38 |  | 35500 | True |  |  | True | Gas-fired storage | 59 |  | 78 | 0 | 19108631 | Medium | 0.58 |  |  | 02/23/2023 | 206438835 | 02/23/2023
A.O. Smith Water Products Company | Lochinvar | LTO-340X3-P 1*1 | Federally-Regulated Consumer Product | LPG |  | 1 |  | 180000 |  |  |  | False | Instantaneous gas-fired |  | 5.3 | 97 | 23 | 17928729 | High | 0.94 |  | 0 | 02/23/2023 | 207861962 | 02/23/2023
A.O. Smith Water Products Company | Lochinvar | LTO-540H-P 1*1 | Federally-Regulated Consumer Product | LPG |  | 1 |  | 199000 |  |  |  | False | Instantaneous gas-fired |  | 5.8 | 96 | 34 | 17701647 | High | 0.95 |  | 0 | 02/23/2023 | 206703141 | 02/23/2023
A.O. Smith Water Products Company | Lochinvar | GSN04040Z 4** | Federally-Regulated Consumer Product | Natural gas |  | 38 |  | 40000 | True |  |  | False | Gas-fired storage | 67 |  | 78 | 0 | 19108631 | Medium | 0.58 |  |  | 02/23/2023 | 206715120 | 02/23/2023
A.O. Smith Water Products Company | Lochinvar | GTL05560-8ST 2*1 | Federally-Regulated Consumer Product | LPG |  | 55 |  | 60000 | True |  |  | False | Gas-fired storage | 83 |  | 74 | 0 | 27301246 | High | 0.62 |  |  | 02/23/2023 | 206954693 | 02/23/2023
A.O. Smith Water Products Company | Lochinvar | LTI-240H-P 1*1 | Federally-Regulated Consumer Product | LPG |  | 1 |  | 160000 |  |  |  | False | Instantaneous gas-fired |  | 4.7 | 97 | 38 | 17877549 | High | 0.94 |  | 0 | 02/23/2023 | 206703158 | 02/23/2023
A.O. Smith Water Products Company | Lochinvar | CGN055060 2** | Federally-Regulated Consumer Product | Natural gas |  | 55 |  | 60000 | True |  |  | False | Gas-fired storage | 83 |  | 74 | 0 | 27301246 | High | 0.62 |  |  | 02/23/2023 | 206954685 | 02/23/2023
A.O. Smith Water Products Company | Lochinvar | GBL05050 3*1 | Federally-Regulated Consumer Product | LPG |  | 48 |  | 47000 | True |  |  | False | Gas-fired storage | 82 |  | 79 | 0 | 26041188 | High | 0.65 |  |  | 02/23/2023 | 206715075 | 02/23/2023
A.O. Smith Water Products Company | Lochinvar | LTI-240X3-N 1** | Federally-Regulated Consumer Product | Natural gas |  | 1 |  | 160000 |  |  |  | False | Instantaneous gas-fired |  | 4.7 | 97 | 38 | 17877549 | High | 0.94 |  | 0 | 02/23/2023 | 207861925 | 02/23/2023
A.O. Smith Water Products Company | Lochinvar | CGL055060 2*1 | Federally-Regulated Consumer Product | LPG |  | 55 |  | 60000 | True |  |  | False | Gas-fired storage | 83 |  | 74 | 0 | 27301246 | High | 0.62 |  |  | 02/23/2023 | 206954688 | 02/23/2023
A.O. Smith Water Products Company | Lochinvar | MFN030 35 4** | Federally-Regulated Consumer Product | Natural gas |  | 29 |  | 35500 | True |  |  | True | Gas-fired storage | 63 |  | 79 | 0 | 18168862 | Medium | 0.61 |  |  | 02/23/2023 | 206438857 | 02/23/2023
A.O. Smith Water Products Company | Lochinvar | GSN04040MWR 2** | Federally-Regulated Consumer Product | Natural gas |  | 38 |  | 40000 | True |  |  | False | Gas-fired storage | 70 |  | 74 | 0 | 19108631 | Medium | 0.58 |  |  | 02/23/2023 | 206715175 | 02/23/2023
A.O. Smith Water Products Company | Lochinvar | GTN04040B 4** | Federally-Regulated Consumer Product | Natural gas |  | 38 |  | 40000 | True |  |  | False | Gas-fired storage | 78 |  | 77 | 0 | 26041188 | High | 0.65 |  |  | 02/23/2023 | 206715185 | 02/23/2023
Navien, Inc. | Navien | NPE-210S2 | Federally-Regulated Consumer Product | Natural gas |  | 1 |  | 180000 |  |  |  | True | Instantaneous gas-fired |  | 5.3 | 99 | 33 | 17519459 | High | 0.96 |  | 0 | 02/23/2023 | 206368361 | 02/23/2023
Navien, Inc. | Navien | NPE-180S2 | Federally-Regulated Consumer Product | LPG |  | 1 |  | 150000 |  |  |  | True | Instantaneous gas-fired |  | 4.4 | 99 | 35 | 17512635 | High | 0.96 |  | 0 | 02/23/2023 | 206368360 | 02/23/2023
Navien, Inc. | Navien | NPE-210A2 | Federally-Regulated Consumer Product | Natural gas |  | 1 |  | 180000 |  |  |  | True | Instantaneous gas-fired |  | 5 | 98 | 33 | 17705059 | High | 0.95 |  | 0 | 02/23/2023 | 206368358 | 02/23/2023
Navien, Inc. | Navien | NPE-240A2 | Federally-Regulated Consumer Product | LPG |  | 1 |  | 199900 |  |  |  | True | Instantaneous gas-fired |  | 5.6 | 98 | 32 | 17708471 | High | 0.95 |  | 0 | 02/23/2023 | 206368359 | 02/23/2023
Navien, Inc. | Navien | NPE-240S2 | Federally-Regulated Consumer Product | LPG |  | 1 |  | 199900 |  |  |  | True | Instantaneous gas-fired |  | 5.8 | 99 | 33 | 17519459 | High | 0.96 |  | 0 | 02/23/2023 | 206368362 | 02/23/2023
Navien, Inc. | Navien | NPN-180U-NG | Federally-Regulated Consumer Product | Natural gas |  | 0 |  | 180000 |  |  |  | True | Instantaneous gas-fired |  | 4.5 | 84 | 42 | 20753946 | High | 0.81 |  | 0 | 02/23/2023 | 204524353 | 02/23/2023
Navien, Inc. | Navien | NPN-199E-NG | Federally-Regulated Consumer Product | Natural gas |  | 0 |  | 199900 |  |  |  | True | Instantaneous gas-fired |  | 5 | 84 | 42 | 20753946 | High | 0.81 |  | 0 | 02/23/2023 | 204524351 | 02/23/2023
Navien, Inc. | Navien | NPN-160E-LP | Federally-Regulated Consumer Product | LPG |  | 0 |  | 160000 |  |  |  | True | Instantaneous gas-fired |  | 4 | 84 | 39 | 20764182 | High | 0.81 |  | 0 | 02/23/2023 | 205042077 | 02/23/2023
Navien, Inc. | Navien | NPN-180E-NG | Federally-Regulated Consumer Product | Natural gas |  | 0 |  | 180000 |  |  |  | True | Instantaneous gas-fired |  | 4.5 | 84 | 42 | 20753946 | High | 0.81 |  | 0 | 02/23/2023 | 204524355 | 02/23/2023
Navien, Inc. | Navien | NPE-210A2 | Federally-Regulated Consumer Product | LPG |  | 1 |  | 180000 |  |  |  | True | Instantaneous gas-fired |  | 5 | 98 | 33 | 17705059 | High | 0.95 |  | 0 | 02/23/2023 | 206368358 | 02/23/2023
Navien, Inc. | Navien | NPN-199U-NG | Federally-Regulated Consumer Product | Natural gas |  | 0 |  | 199900 |  |  |  | True | Instantaneous gas-fired |  | 5 | 84 | 42 | 20753946 | High | 0.81 |  | 0 | 02/23/2023 | 204524349 | 02/23/2023
Navien, Inc. | Navien | NPE-210S2 | Federally-Regulated Consumer Product | LPG |  | 1 |  | 180000 |  |  |  | True | Instantaneous gas-fired |  | 5.3 | 99 | 33 | 17519459 | High | 0.96 |  | 0 | 02/23/2023 | 206368361 | 02/23/2023
Navien, Inc. | Navien | NPN-199E-LP | Federally-Regulated Consumer Product | LPG |  | 0 |  | 199900 |  |  |  | True | Instantaneous gas-fired |  | 5 | 84 | 42 | 20753946 | High | 0.81 |  | 0 | 02/23/2023 | 204524352 | 02/23/2023
Navien, Inc. | Navien | NPN-160E-NG | Federally-Regulated Consumer Product | Natural gas |  | 0 |  | 160000 |  |  |  | True | Instantaneous gas-fired |  | 4 | 84 | 39 | 20764182 | High | 0.81 |  | 0 | 02/23/2023 | 205042076 | 02/23/2023
Navien, Inc. | Navien | NPE-240S2 | Federally-Regulated Consumer Product | Natural gas |  | 1 |  | 199900 |  |  |  | True | Instantaneous gas-fired |  | 5.8 | 99 | 33 | 17519459 | High | 0.96 |  | 0 | 02/23/2023 | 206368362 | 02/23/2023
Navien, Inc. | Navien | NPN-180U-LP | Federally-Regulated Consumer Product | LPG |  | 0 |  | 180000 |  |  |  | True | Instantaneous gas-fired |  | 4.5 | 84 | 42 | 20753946 | High | 0.81 |  | 0 | 02/23/2023 | 204524354 | 02/23/2023
Navien, Inc. | Navien | NPE-150S2 | Federally-Regulated Consumer Product | Natural gas |  | 1 |  | 120000 |  |  |  | True | Instantaneous gas-fired |  | 3.4 | 97 | 31 | 11811438 | Medium | 0.93 |  | 0 | 02/23/2023 | 206423843 | 02/23/2023
Navien, Inc. | Navien | NPN-180E-LP | Federally-Regulated Consumer Product | LPG |  | 0 |  | 180000 |  |  |  | True | Instantaneous gas-fired |  | 4.5 | 84 | 42 | 20753946 | High | 0.81 |  | 0 | 02/23/2023 | 204524356 | 02/23/2023
Navien, Inc. | Navien | NPE-150S2 | Federally-Regulated Consumer Product | LPG |  | 1 |  | 120000 |  |  |  | True | Instantaneous gas-fired |  | 3.4 | 97 | 31 | 11811438 | Medium | 0.93 |  | 0 | 02/23/2023 | 206423843 | 02/23/2023
Navien, Inc. | Navien | NPN-199U-LP | Federally-Regulated Consumer Product | LPG |  | 0 |  | 199900 |  |  |  | True | Instantaneous gas-fired |  | 5 | 84 | 42 | 20753946 | High | 0.81 |  | 0 | 02/23/2023 | 204524350 | 02/23/2023
Navien, Inc. | Navien | NPE-180A2 | Federally-Regulated Consumer Product | Natural gas |  | 1 |  | 150000 |  |  |  | True | Instantaneous gas-fired |  | 4.3 | 98 | 35 | 17698235 | High | 0.95 |  | 0 | 02/23/2023 | 206368357 | 02/23/2023
Navien, Inc. | Navien | NPE-180A2 | Federally-Regulated Consumer Product | LPG |  | 1 |  | 150000 |  |  |  | True | Instantaneous gas-fired |  | 4.3 | 98 | 35 | 17698235 | High | 0.95 |  | 0 | 02/23/2023 | 206368357 | 02/23/2023
Navien, Inc. | Navien | NPE-240A2 | Federally-Regulated Consumer Product | Natural gas |  | 1 |  | 199900 |  |  |  | True | Instantaneous gas-fired |  | 5.6 | 98 | 32 | 17708471 | High | 0.95 |  | 0 | 02/23/2023 | 206368359 | 02/23/2023
Navien, Inc. | Navien | NPE-180S2 | Federally-Regulated Consumer Product | Natural gas |  | 1 |  | 150000 |  |  |  | True | Instantaneous gas-fired |  | 4.4 | 99 | 35 | 17512635 | High | 0.96 |  | 0 | 02/23/2023 | 206368360 | 02/23/2023
Navien, Inc. | Navien | NPN-160U-NG | Federally-Regulated Consumer Product | Natural gas |  | 0 |  | 160000 |  |  |  | True | Instantaneous gas-fired |  | 4 | 84 | 39 | 20764182 | High | 0.81 |  | 0 | 02/23/2023 | 205042074 | 02/23/2023
Navien, Inc. | Navien | NPN-160U-LP | Federally-Regulated Consumer Product | LPG |  | 0 |  | 160000 |  |  |  | True | Instantaneous gas-fired |  | 4 | 84 | 39 | 20764182 | High | 0.81 |  | 0 | 02/23/2023 | 205042075 | 02/23/2023
Navien, Inc. | Navien | NPN-120E-NG | Federally-Regulated Consumer Product | Natural gas |  | 0 |  | 120000 |  |  |  | True | Instantaneous gas-fired |  | 2.9 | 84 | 35 | 13563303 | Medium | 0.81 |  | 0 | 02/23/2023 | 207236397 | 02/23/2023
Navien, Inc. | Navien | NPN-120E-LP | Federally-Regulated Consumer Product | LPG |  | 0 |  | 120000 |  |  |  | True | Instantaneous gas-fired |  | 2.9 | 84 | 35 | 13563303 | Medium | 0.81 |  | 0 | 02/23/2023 | 207236398 | 02/23/2023
IBC Technologies | IBC Technologies | SFT 199-1 | Federally-Regulated Consumer Product | LPG |  | 0 |  | 199000 |  |  |  | True | Instantaneous gas-fired |  | 5.3 | 93 | 17 | 18749521 | High | 0.9 |  | 0 | 02/23/2023 | 209852183 | 02/23/2023
IBC Technologies | IBC Technologies | SFT 199-1 | Federally-Regulated Consumer Product | Natural gas |  | 0 |  | 199000 |  |  |  | True | Instantaneous gas-fired |  | 5.3 | 93 | 17 | 18749521 | High | 0.9 |  | 0 | 02/23/2023 | 209852183 | 02/23/2023
IBC Technologies | IBC Technologies | SFT 199 | Federally-Regulated Consumer Product | Natural gas |  | 0 |  | 199000 |  |  |  | True | Instantaneous gas-fired |  | 5.4 | 92 | 16 | 18964253 | High | 0.89 |  | 0 | 02/23/2023 | 203136637 | 02/23/2023
IBC Technologies | IBC Technologies | SFT 199 | Federally-Regulated Consumer Product | LPG |  | 0 |  | 199000 |  |  |  | True | Instantaneous gas-fired |  | 5.4 | 92 | 16 | 18964253 | High | 0.89 |  | 0 | 02/23/2023 | 203136637 | 02/23/2023
Rheem Sales Company, Inc. | Rheem | XP50T12UHC50* | Federally-Regulated Consumer Product | LPG |  | 50 |  | 50000 | True |  |  | False | Gas-fired storage | 95 |  | 94 | 133 | 18781173 | High | 0.88 |  |  | 02/23/2023 | 210605704 | 02/23/2023
Rheem Sales Company, Inc. | Rheem | PROG50-40N RH62 | Federally-Regulated Consumer Product | Natural gas |  | 48 |  | 40000 | True |  |  | False | Gas-fired storage | 76 |  | 81 | 0 | 26041188 | High | 0.65 |  |  | 02/23/2023 | 6518265 | 02/23/2023
Rheem Sales Company, Inc. | Rheem | PRO+G38-36P RH69 PD | Federally-Regulated Consumer Product | LPG |  | 37 |  | 36000 | True |  |  | False | Gas-fired storage | 66 |  | 77 | 25 | 16213238 | Medium | 0.68 |  |  | 02/23/2023 | 6539852 | 02/23/2023
Rheem Sales Company, Inc. | Rheem | XG50T12DM40U0 | Federally-Regulated Consumer Product | Natural gas |  | 48 |  | 40000 | True |  |  | False | Gas-fired storage | 79 |  | 77 | 22 | 24456490 | High | 0.69 |  |  | 02/23/2023 | 7002043 | 02/23/2023
Rheem Sales Company, Inc. | Rheem | RTG-70DVLPWA-1 | Federally-Regulated Consumer Product | LPG |  | 0 |  | 160000 |  |  |  | False | Instantaneous gas-fired |  | 4.1 | 85 | 31 | 20536633 | High | 0.82 |  | 0 | 02/23/2023 | 205706981 | 02/23/2023
Rheem Sales Company, Inc. | Rheem | PROG50S-40U RH60 EC1* | Federally-Regulated Consumer Product | Natural gas |  | 48 |  | 40000 | True |  |  | False | Gas-fired storage | 85 |  | 83 | 0 | 26867893 | High | 0.63 |  |  | 02/23/2023 | 205417876 | 02/23/2023
Rheem Sales Company, Inc. | Rheem | XP50T12DM36U0 | Federally-Regulated Consumer Product | LPG |  | 48 |  | 36000 | True |  |  | False | Gas-fired storage | 79 |  | 77 | 22 | 24456490 | High | 0.69 |  |  | 02/23/2023 | 7002036 | 02/23/2023
Rheem Sales Company, Inc. | Rheem | PROG40S-36N RH67 PV | Federally-Regulated Consumer Product | Natural gas |  | 39 |  | 36000 | True |  |  | False | Gas-fired storage | 66 |  | 74 | 61 | 16842646 | Medium | 0.65 |  |  | 02/23/2023 | 6518272 | 02/23/2023
Rheem Sales Company, Inc. | Rheem | XG29T06EN30U* | Federally-Regulated Consumer Product | Natural gas |  | 28 |  | 30000 | True |  |  | False | Gas-fired storage | 51 |  | 78 | 0 | 18471676 | Medium | 0.6 |  |  | 02/23/2023 | 205417904 | 02/23/2023
Rheem Sales Company, Inc. | Rheem | ECOH200XLP-2 | Federally-Regulated Consumer Product | LPG |  | 0 |  | 199900 |  |  |  | False | Instantaneous gas-fired |  | 5.6 | 96 | 34 | 18084822 | High | 0.93 |  | 0 | 02/23/2023 | 205628299 | 02/23/2023
Rheem Sales Company, Inc. | Rheem | PRO+G40-38U RH62 EC1* | Federally-Regulated Consumer Product | Natural gas |  | 38 |  | 38000 | True |  |  | False | Gas-fired storage | 71 |  | 76 | 0 | 19108631 | Medium | 0.58 |  |  | 02/23/2023 | 205417909 | 02/23/2023
Rheem Sales Company, Inc. | Rheem | PRO+G55-45U RH59 EC1* | Federally-Regulated Consumer Product | Natural gas |  | 55 |  | 45000 | True |  |  | False | Gas-fired storage | 99 |  | 76 | 0 | 27301246 | High | 0.62 |  |  | 02/23/2023 | 205417877 | 02/23/2023
Rheem Sales Company, Inc. | Rheem | XG40T09EN38U* | Federally-Regulated Consumer Product | Natural gas |  | 38 |  | 38000 | True |  |  | False | Gas-fired storage | 71 |  | 76 | 0 | 19108631 | Medium | 0.58 |  |  | 02/23/2023 | 205417912 | 02/23/2023
Rheem Sales Company, Inc. | Rheem | XG50T06PV42U0 | Federally-Regulated Consumer Product | Natural gas |  | 48 |  | 42000 | True |  |  | False | Gas-fired storage | 78 |  | 75 | 291 | 23899420 | High | 0.68 |  |  | 02/23/2023 | 7002040 | 02/23/2023
Rheem Sales Company, Inc. | Rheem | PROG40-40N RH67 PDV | Federally-Regulated Consumer Product | Natural gas |  | 38 |  | 40000 | True |  |  | False | Gas-fired storage | 67 |  | 79 | 240 | 16773193 | Medium | 0.63 |  |  | 02/23/2023 | 6521082 | 02/23/2023
Rheem Sales Company, Inc. | Rheem | PROG50-42N RH67 PV | Federally-Regulated Consumer Product | Natural gas |  | 48 |  | 42000 | True |  |  | False | Gas-fired storage | 78 |  | 75 | 291 | 23899420 | High | 0.68 |  |  | 02/23/2023 | 6518277 | 02/23/2023
Rheem Sales Company, Inc. | Rheem | RHE50P | Federally-Regulated Consumer Product | LPG |  | 46 |  | 36000 | True |  |  | False | Gas-fired storage | 87 |  | 89 | 258 | 20278170 | High | 0.8 |  |  | 02/23/2023 | 5609874 | 02/23/2023
Rheem Sales Company, Inc. | Rheem | XG40T12EN38U* | Federally-Regulated Consumer Product | Natural gas |  | 38 |  | 38000 | True |  |  | False | Gas-fired storage | 71 |  | 76 | 0 | 19108631 | Medium | 0.58 |  |  | 02/23/2023 | 205417913 | 02/23/2023
Rheem Sales Company, Inc. | Rheem | XG40S12UHN50* | Federally-Regulated Consumer Product | Natural gas |  | 40 |  | 50000 | True |  |  | False | Gas-fired storage | 88 |  | 97 | 60 | 18602805 | High | 0.9 |  |  | 02/23/2023 | 210605697 | 02/23/2023
Rheem Sales Company, Inc. | Rheem | RTG-70XLP-1 | Federally-Regulated Consumer Product | LPG |  | 0 |  | 160000 |  |  |  | False | Instantaneous gas-fired |  | 4 | 84 | 31 | 20791478 | High | 0.81 |  | 0 | 02/23/2023 | 205706987 | 02/23/2023
Rheem Sales Company, Inc. | Rheem | XP40T06PV36U0 | Federally-Regulated Consumer Product | LPG |  | 38 |  | 36000 | True |  |  | False | Gas-fired storage | 71 |  | 79 | 219 | 15551310 | Medium | 0.68 |  |  | 02/23/2023 | 7002039 | 02/23/2023
Rheem Sales Company, Inc. | Rheem | XG40T06PV40U0 | Federally-Regulated Consumer Product | Natural gas |  | 38 |  | 40000 | True |  |  | False | Gas-fired storage | 86 |  | 79 | 198 | 23855978 | High | 0.69 |  |  | 02/23/2023 | 7002038 | 02/23/2023
Rheem Sales Company, Inc. | Rheem | ECOH180DVRHLN * | Federally-Regulated Consumer Product | Natural gas |  | 0 |  | 180000 |  |  |  | False | Instantaneous gas-fired |  | 5.2 | 97 | 29 | 17908257 | High | 0.94 |  | 0 | 02/23/2023 | 206076876 | 02/23/2023
Rheem Sales Company, Inc. | Rheem | PROG40-36P RH67 PV | Federally-Regulated Consumer Product | LPG |  | 38 |  | 36000 | True |  |  | False | Gas-fired storage | 71 |  | 79 | 219 | 15551310 | Medium | 0.68 |  |  | 02/23/2023 | 6518269 | 02/23/2023
Rheem Sales Company, Inc. | Rheem | CRTGH-90DVLP-2 | Federally-Regulated Consumer Product | LPG |  | 0 |  | 180000 |  |  |  | False | Instantaneous gas-fired |  | 5.2 | 97 | 34 | 18084822 | High | 0.93 |  | 0 | 02/23/2023 | 206076873 | 02/23/2023
Rheem Sales Company, Inc. | Rheem | ECOH200XLN-2 | Federally-Regulated Consumer Product | Natural gas |  | 0 |  | 199900 |  |  |  | False | Instantaneous gas-fired |  | 5.6 | 96 | 34 | 18084822 | High | 0.93 |  | 0 | 02/23/2023 | 205628297 | 02/23/2023
Rheem Sales Company, Inc. | Rheem | ECE G40-50U CN HE* | Federally-Regulated Consumer Product | Natural gas |  | 40 |  | 50000 | True |  |  | False | Gas-fired storage | 88 |  | 97 | 60 | 18602805 | High | 0.9 |  |  | 02/23/2023 | 210605699 | 02/23/2023
Rheem Sales Company, Inc. | Rheem | XG50T12UHN50* | Federally-Regulated Consumer Product | Natural gas |  | 50 |  | 50000 | True |  |  | False | Gas-fired storage | 95 |  | 94 | 133 | 18781173 | High | 0.88 |  |  | 02/23/2023 | 210605703 | 02/23/2023
Rheem Sales Company, Inc. | Rheem | PROP G50-50* RH HE EC3 | Federally-Regulated Consumer Product | LPG |  | 50 |  | 50000 | True |  |  | False | Gas-fired storage | 95 |  | 94 | 133 | 18781173 | High | 0.88 |  |  | 02/23/2023 | 210547592 | 02/23/2023
Rheem Sales Company, Inc. | Rheem | XG50S12HE40U0 | Federally-Regulated Consumer Product | Natural gas |  | 48 |  | 40000 | True |  |  | False | Gas-fired storage | 86 |  | 78 | 0 | 26448082 | High | 0.64 |  |  | 02/23/2023 | 205814010 | 02/23/2023
Rheem Sales Company, Inc. | Rheem | PROG50-40N RH62 TT | Federally-Regulated Consumer Product | Natural gas |  | 48 |  | 40000 | True |  |  | False | Gas-fired storage | 76 |  | 81 | 0 | 26041188 | High | 0.65 |  |  | 02/23/2023 | 206214380 | 02/23/2023
Rheem Sales Company, Inc. | Rheem | XP40S12UHC50* | Federally-Regulated Consumer Product | LPG |  | 40 |  | 50000 | True |  |  | False | Gas-fired storage | 88 |  | 97 | 60 | 18602805 | High | 0.9 |  |  | 02/23/2023 | 210605698 | 02/23/2023
Rheem Sales Company, Inc. | Rheem | PROG50-36P RH62 | Federally-Regulated Consumer Product | LPG |  | 48 |  | 36000 | True |  |  | False | Gas-fired storage | 76 |  | 81 | 0 | 26041188 | High | 0.65 |  |  | 02/23/2023 | 6518267 | 02/23/2023
Rheem Sales Company, Inc. | Rheem | ECOH160XLP-2 | Federally-Regulated Consumer Product | LPG |  | 0 |  | 157000 |  |  |  | False | Instantaneous gas-fired |  | 4.5 | 96 | 27 | 18108706 | High | 0.93 |  | 0 | 02/23/2023 | 205628326 | 02/23/2023
Rheem Sales Company, Inc. | Rheem | PROG50S-36N RH67 PV | Federally-Regulated Consumer Product | Natural gas |  | 48 |  | 36000 | True |  |  | False | Gas-fired storage | 78 |  | 79 | 86 | 23887672 | High | 0.7 |  |  | 02/23/2023 | 6521078 | 02/23/2023
Rheem Sales Company, Inc. | Rheem | PROG40-40N RH62 TT | Federally-Regulated Consumer Product | Natural gas |  | 38 |  | 40000 | True |  |  | False | Gas-fired storage | 84 |  | 80 | 0 | 25646625 | High | 0.66 |  |  | 02/23/2023 | 206214376 | 02/23/2023
Rheem Sales Company, Inc. | Rheem | XP50S12DM36U0 | Federally-Regulated Consumer Product | LPG |  | 48 |  | 36000 | True |  |  | False | Gas-fired storage | 78 |  | 77 | 93 | 24214238 | High | 0.69 |  |  | 02/23/2023 | 7002037 | 02/23/2023
Rheem Sales Company, Inc. | Rheem | XG40T12DM40U0 | Federally-Regulated Consumer Product | Natural gas |  | 37 |  | 40000 | True |  |  | False | Gas-fired storage | 70 |  | 76 | 104 | 16437585 | Medium | 0.66 |  |  | 02/23/2023 | 7002042 | 02/23/2023
Rheem Sales Company, Inc. | Rheem | RTGH-95XLN-2 | Federally-Regulated Consumer Product | Natural gas |  | 0 |  | 199900 |  |  |  | False | Instantaneous gas-fired |  | 5.6 | 96 | 34 | 18084822 | High | 0.93 |  | 0 | 02/23/2023 | 205622521 | 02/23/2023
Rheem Sales Company, Inc. | Rheem | XP50T06PV42U0 | Federally-Regulated Consumer Product | LPG |  | 48 |  | 42000 | True |  |  | False | Gas-fired storage | 78 |  | 75 | 291 | 23899420 | High | 0.68 |  |  | 02/23/2023 | 7002041 | 02/23/2023
Rheem Sales Company, Inc. | Rheem | PROP G50-50* CN HE** | Federally-Regulated Consumer Product | LPG |  | 50 |  | 50000 | True |  |  | False | Gas-fired storage | 95 |  | 94 | 133 | 18781173 | High | 0.88 |  |  | 02/23/2023 | 210605702 | 02/23/2023
Rheem Sales Company, Inc. | Rheem | RTG-70XLPWA-1 | Federally-Regulated Consumer Product | LPG |  | 0 |  | 160000 |  |  |  | False | Instantaneous gas-fired |  | 4 | 84 | 31 | 20791478 | High | 0.81 |  | 0 | 02/23/2023 | 205706988 | 02/23/2023
Rheem Sales Company, Inc. | Rheem | P2R-40SF | Federally-Regulated Consumer Product | Natural gas |  | 39 |  | 40000 | True |  |  | False | Gas-fired storage | 66 |  | 75 | 0 | 19443870 | Medium | 0.58 |  |  | 02/23/2023 | 2112749 | 02/23/2023
Rheem Sales Company, Inc. | Rheem | PROG40-38N RH62 TT | Federally-Regulated Consumer Product | Natural gas |  | 38 |  | 38000 | True |  |  | False | Gas-fired storage | 64 |  | 74 | 0 | 19108631 | Medium | 0.58 |  |  | 02/23/2023 | 206194990 | 02/23/2023
Rheem Sales Company, Inc. | Rheem | PROG39S-38U RH62 EC1* | Federally-Regulated Consumer Product | Natural gas |  | 37 |  | 38000 | True |  |  | False | Gas-fired storage | 68 |  | 75 | 0 | 18784755 | Medium | 0.59 |  |  | 02/23/2023 | 205417875 | 02/23/2023
Rheem Sales Company, Inc. | Rheem | 24X30FN* | Federally-Regulated Consumer Product | Natural gas |  | 28 |  | 30000 | True |  |  | False | Gas-fired storage | 51 |  | 78 | 0 | 18471676 | Medium | 0.6 |  |  | 02/23/2023 | 205417903 | 02/23/2023
Rheem Sales Company, Inc. | Rheem | PROG50-40N RH67 PDV | Federally-Regulated Consumer Product | Natural gas |  | 47 |  | 40000 | True |  |  | False | Gas-fired storage | 82 |  | 81 | 93 | 24214238 | High | 0.69 |  |  | 02/23/2023 | 6521084 | 02/23/2023
Rheem Sales Company, Inc. | Rheem | RTGH-90XLN-2 | Federally-Regulated Consumer Product | Natural gas |  | 0 |  | 180000 |  |  |  | False | Instantaneous gas-fired |  | 5.2 | 95 | 34 | 18084822 | High | 0.93 |  | 0 | 02/23/2023 | 205622522 | 02/23/2023
Rheem Sales Company, Inc. | Rheem | PROG40S-32P RH67 PV | Federally-Regulated Consumer Product | LPG |  | 39 |  | 32400 | True |  |  | False | Gas-fired storage | 66 |  | 74 | 61 | 16842646 | Medium | 0.65 |  |  | 02/23/2023 | 6518273 | 02/23/2023
Rheem Sales Company, Inc. | Rheem | PRO+G50-36P RH67 PD | Federally-Regulated Consumer Product | LPG |  | 48 |  | 36000 | True |  |  | False | Gas-fired storage | 79 |  | 77 | 22 | 24456490 | High | 0.69 |  |  | 02/23/2023 | 6528459 | 02/23/2023
Rheem Sales Company, Inc. | Rheem | PROP G40-50* RH HE EC3 | Federally-Regulated Consumer Product | Natural gas |  | 40 |  | 50000 | True |  |  | False | Gas-fired storage | 88 |  | 97 | 60 | 18602805 | High | 0.9 |  |  | 02/23/2023 | 210547590 | 02/23/2023
Rheem Sales Company, Inc. | Rheem | RHE40SP | Federally-Regulated Consumer Product | LPG |  | 37 |  | 36000 | True |  |  | False | Gas-fired storage | 68 |  | 87 | 181 | 14159769 | Medium | 0.75 |  |  | 02/23/2023 | 5609872 | 02/23/2023
Rheem Sales Company, Inc. | Rheem | PROP G40-50* CN HE** | Federally-Regulated Consumer Product | Natural gas |  | 40 |  | 50000 | True |  |  | False | Gas-fired storage | 88 |  | 97 | 60 | 18602805 | High | 0.9 |  |  | 02/23/2023 | 210605696 | 02/23/2023
Rheem Sales Company, Inc. | Rheem | XG40T06EN38U* | Federally-Regulated Consumer Product | Natural gas |  | 38 |  | 38000 | True |  |  | False | Gas-fired storage | 71 |  | 76 | 0 | 19108631 | Medium | 0.58 |  |  | 02/23/2023 | 205417911 | 02/23/2023
Rheem Sales Company, Inc. | Rheem | PROG40-40N RH67 PV | Federally-Regulated Consumer Product | Natural gas |  | 38 |  | 40000 | True |  |  | False | Gas-fired storage | 86 |  | 79 | 198 | 23855978 | High | 0.69 |  |  | 02/23/2023 | 6518268 | 02/23/2023
Rheem Sales Company, Inc. | Rheem | PDV50 | Federally-Regulated Consumer Product | Natural gas |  | 47 |  | 40000 | True |  |  | False | Gas-fired storage | 82 |  | 81 | 93 | 24214238 | High | 0.69 |  |  | 02/23/2023 | 2111826 | 02/23/2023
Rheem Sales Company, Inc. | Rheem | PRO+G29-30U RH63 EC1* | Federally-Regulated Consumer Product | Natural gas |  | 28 |  | 30000 | True |  |  | False | Gas-fired storage | 51 |  | 78 | 0 | 18471676 | Medium | 0.6 |  |  | 02/23/2023 | 205417902 | 02/23/2023
Rheem Sales Company, Inc. | Rheem | PRO+G50S-40N RH67 PD | Federally-Regulated Consumer Product | Natural gas |  | 48 |  | 40000 | True |  |  | False | Gas-fired storage | 78 |  | 77 | 93 | 24214238 | High | 0.69 |  |  | 02/23/2023 | 6528550 | 02/23/2023
Rheem Sales Company, Inc. | Rheem | PRO+G38-40N RH69 PD | Federally-Regulated Consumer Product | Natural gas |  | 37 |  | 40000 | True |  |  | False | Gas-fired storage | 70 |  | 76 | 104 | 16437585 | Medium | 0.66 |  |  | 02/23/2023 | 6528348 | 02/23/2023
Rheem Sales Company, Inc. | Rheem | PROP G50-50* CN HE** | Federally-Regulated Consumer Product | Natural gas |  | 50 |  | 50000 | True |  |  | False | Gas-fired storage | 95 |  | 94 | 133 | 18781173 | High | 0.88 |  |  | 02/23/2023 | 210605702 | 02/23/2023
Rheem Sales Company, Inc. | Rheem | ECOH160XLN-2 | Federally-Regulated Consumer Product | Natural gas |  | 0 |  | 157000 |  |  |  | False | Instantaneous gas-fired |  | 4.5 | 96 | 27 | 18108706 | High | 0.93 |  | 0 | 02/23/2023 | 205628325 | 02/23/2023
Rheem Sales Company, Inc. | Rheem | XG50T06TH40U0 | Federally-Regulated Consumer Product | Natural gas |  | 48 |  | 40000 | True |  |  | False | Gas-fired storage | 77 |  | 78 | 0 | 26448082 | High | 0.64 |  |  | 02/23/2023 | 210594818 | 02/23/2023
Rheem Sales Company, Inc. | Rheem | PROG40-38P RH67 PDV | Federally-Regulated Consumer Product | LPG |  | 38 |  | 38000 | True |  |  | False | Gas-fired storage | 67 |  | 79 | 240 | 16773193 | Medium | 0.63 |  |  | 02/23/2023 | 6521083 | 02/23/2023
Rheem Sales Company, Inc. | Rheem | RHE50 | Federally-Regulated Consumer Product | Natural gas |  | 46 |  | 40000 | True |  |  | False | Gas-fired storage | 87 |  | 89 | 258 | 20278170 | High | 0.8 |  |  | 02/23/2023 | 5609873 | 02/23/2023
Rheem Sales Company, Inc. | Rheem | PROG50-38U RH62 EC1* | Federally-Regulated Consumer Product | Natural gas |  | 48 |  | 38000 | True |  |  | False | Gas-fired storage | 84 |  | 79 | 0 | 26448082 | High | 0.64 |  |  | 02/23/2023 | 205417874 | 02/23/2023
Rheem Sales Company, Inc. | Rheem | CRTGH-90DVLN-2 | Federally-Regulated Consumer Product | Natural gas |  | 0 |  | 180000 |  |  |  | False | Instantaneous gas-fired |  | 5.2 | 97 | 34 | 18084822 | High | 0.93 |  | 0 | 02/23/2023 | 206076872 | 02/23/2023
Rheem Sales Company, Inc. | Rheem | PROG40-40N RH62 | Federally-Regulated Consumer Product | Natural gas |  | 38 |  | 40000 | True |  |  | False | Gas-fired storage | 84 |  | 80 | 0 | 25646625 | High | 0.66 |  |  | 02/23/2023 | 6518260 | 02/23/2023
Rheem Sales Company, Inc. | Rheem | ECOH180DVRHLP * | Federally-Regulated Consumer Product | LPG |  | 0 |  | 180000 |  |  |  | False | Instantaneous gas-fired |  | 5.2 | 97 | 29 | 17908257 | High | 0.94 |  | 0 | 02/23/2023 | 206076877 | 02/23/2023
Rheem Sales Company, Inc. | Rheem | XG40T06TC36U1 | Federally-Regulated Consumer Product | Natural gas |  | 38 |  | 36000 | True |  |  | False | Gas-fired storage | 68 |  | 77 | 0 | 19108631 | Medium | 0.58 |  |  | 02/23/2023 | 210594810 | 02/23/2023
Rheem Sales Company, Inc. | Rheem | PRO+G50-40N RH67 PD | Federally-Regulated Consumer Product | Natural gas |  | 48 |  | 40000 | True |  |  | False | Gas-fired storage | 79 |  | 77 | 22 | 24456490 | High | 0.69 |  |  | 02/23/2023 | 6528444 | 02/23/2023
Rheem Sales Company, Inc. | Rheem | XG40T06TH40U0 | Federally-Regulated Consumer Product | Natural gas |  | 38 |  | 40000 | True |  |  | False | Gas-fired storage | 78 |  | 77 | 0 | 26041188 | High | 0.65 |  |  | 02/23/2023 | 210594816 | 02/23/2023
Rheem Sales Company, Inc. | Rheem | RTGH-84XLN-2 | Federally-Regulated Consumer Product | Natural gas |  | 0 |  | 157000 |  |  |  | False | Instantaneous gas-fired |  | 4.5 | 96 | 27 | 18108706 | High | 0.93 |  | 0 | 02/23/2023 | 205622523 | 02/23/2023
Rheem Sales Company, Inc. | Rheem | ECOH180XLP-2 | Federally-Regulated Consumer Product | LPG |  | 0 |  | 180000 |  |  |  | False | Instantaneous gas-fired |  | 5.2 | 95 | 34 | 18084822 | High | 0.93 |  | 0 | 02/23/2023 | 205628313 | 02/23/2023
Rheem Sales Company, Inc. | Rheem | DCRTGH95DVLN-2 | Federally-Regulated Consumer Product | Natural gas |  | 0 |  | 199900 |  |  |  | False | Instantaneous gas-fired |  | 5.7 | 97 | 32 | 18091646 | High | 0.93 |  | 0 | 02/23/2023 | 206076874 | 02/23/2023
Rheem Sales Company, Inc. | Rheem | DCRTGH95DVLP-2 | Federally-Regulated Consumer Product | LPG |  | 0 |  | 199900 |  |  |  | False | Instantaneous gas-fired |  | 5.7 | 97 | 32 | 18091646 | High | 0.93 |  | 0 | 02/23/2023 | 206076875 | 02/23/2023
Rheem Sales Company, Inc. | Rheem | CRTGH-84DVLP-2 | Federally-Regulated Consumer Product | LPG |  | 0 |  | 157000 |  |  |  | False | Instantaneous gas-fired |  | 4.6 | 97 | 34 | 18084822 | High | 0.93 |  | 0 | 02/23/2023 | 206076871 | 02/23/2023
Rheem Sales Company, Inc. | Rheem | PROG50S-32P RH67 PV | Federally-Regulated Consumer Product | LPG |  | 48 |  | 32400 | True |  |  | False | Gas-fired storage | 78 |  | 79 | 86 | 23887672 | High | 0.7 |  |  | 02/23/2023 | 6521079 | 02/23/2023
Rheem Sales Company, Inc. | Rheem | PROP G40-50* CN HE** | Federally-Regulated Consumer Product | LPG |  | 40 |  | 50000 | True |  |  | False | Gas-fired storage | 88 |  | 97 | 60 | 18602805 | High | 0.9 |  |  | 02/23/2023 | 210605696 | 02/23/2023
Rheem Sales Company, Inc. | Rheem | PROP G40-50* RH HE EC3 | Federally-Regulated Consumer Product | LPG |  | 40 |  | 50000 | True |  |  | False | Gas-fired storage | 88 |  | 97 | 60 | 18602805 | High | 0.9 |  |  | 02/23/2023 | 210547590 | 02/23/2023
Rheem Sales Company, Inc. | Rheem | ECE G50-50U CN HE* | Federally-Regulated Consumer Product | Natural gas |  | 50 |  | 50000 | True |  |  | False | Gas-fired storage | 95 |  | 94 | 133 | 18781173 | High | 0.88 |  |  | 02/23/2023 | 210605705 | 02/23/2023
Rheem Sales Company, Inc. | Rheem | PROG40S-40N RH62 | Federally-Regulated Consumer Product | Natural gas |  | 39 |  | 40000 | True |  |  | False | Gas-fired storage | 66 |  | 75 | 0 | 19443870 | Medium | 0.58 |  |  | 02/23/2023 | 6518263 | 02/23/2023
Rheem Sales Company, Inc. | Rheem | PRO+G50-65N RH62 PDV | Federally-Regulated Consumer Product | Natural gas |  | 48 |  | 65000 | True |  |  | False | Gas-fired storage | 111 |  | 72 | 75 | 25785288 | High | 0.65 |  |  | 02/23/2023 | 6528552 | 02/23/2023
Rheem Sales Company, Inc. | Rheem | RTGH-90XLP-2 | Federally-Regulated Consumer Product | LPG |  | 0 |  | 180000 |  |  |  | False | Instantaneous gas-fired |  | 5.2 | 95 | 34 | 18084822 | High | 0.93 |  | 0 | 02/23/2023 | 205628311 | 02/23/2023
Rheem Sales Company, Inc. | Rheem | PROG50-38N RH60 TT | Federally-Regulated Consumer Product | Natural gas |  | 48 |  | 38000 | True |  |  | False | Gas-fired storage | 85 |  | 83 | 0 | 26448082 | High | 0.64 |  |  | 02/23/2023 | 206214378 | 02/23/2023
Rheem Sales Company, Inc. | Rheem | ECOH180XLN-2 | Federally-Regulated Consumer Product | Natural gas |  | 0 |  | 180000 |  |  |  | False | Instantaneous gas-fired |  | 5.2 | 95 | 34 | 18084822 | High | 0.93 |  | 0 | 02/23/2023 | 205628312 | 02/23/2023
Rheem Sales Company, Inc. | Rheem | RTG-70DVLP-1 | Federally-Regulated Consumer Product | LPG |  | 0 |  | 160000 |  |  |  | False | Instantaneous gas-fired |  | 4.1 | 85 | 31 | 20536633 | High | 0.82 |  | 0 | 02/23/2023 | 205706980 | 02/23/2023
Rheem Sales Company, Inc. | Rheem | XG50T06TC38U1 | Federally-Regulated Consumer Product | Natural gas |  | 48 |  | 38000 | True |  |  | False | Gas-fired storage | 85 |  | 83 | 0 | 26867893 | High | 0.63 |  |  | 02/23/2023 | 210594813 | 02/23/2023
Rheem Sales Company, Inc. | Rheem | PROG50-40P RH67 PDV | Federally-Regulated Consumer Product | LPG |  | 47 |  | 40000 | True |  |  | False | Gas-fired storage | 82 |  | 81 | 93 | 24214238 | High | 0.69 |  |  | 02/23/2023 | 6521085 | 02/23/2023
Rheem Sales Company, Inc. | Rheem | 24X40FN* | Federally-Regulated Consumer Product | Natural gas |  | 38 |  | 38000 | True |  |  | False | Gas-fired storage | 71 |  | 76 | 0 | 19108631 | Medium | 0.58 |  |  | 02/23/2023 | 205417910 | 02/23/2023
Rheem Sales Company, Inc. | Rheem | PROG50-42P RH67 PV | Federally-Regulated Consumer Product | LPG |  | 48 |  | 42000 | True |  |  | False | Gas-fired storage | 78 |  | 75 | 291 | 23899420 | High | 0.68 |  |  | 02/23/2023 | 6518278 | 02/23/2023
Rheem Sales Company, Inc. | Rheem | CRTGH-84DVLN-2 | Federally-Regulated Consumer Product | Natural gas |  | 0 |  | 157000 |  |  |  | False | Instantaneous gas-fired |  | 4.6 | 97 | 34 | 18084822 | High | 0.93 |  | 0 | 02/23/2023 | 206076870 | 02/23/2023
Rheem Sales Company, Inc. | Rheem | PROP G50-50* RH HE EC3 | Federally-Regulated Consumer Product | Natural gas |  | 50 |  | 50000 | True |  |  | False | Gas-fired storage | 95 |  | 94 | 133 | 18781173 | High | 0.88 |  |  | 02/23/2023 | 210547592 | 02/23/2023
Rheem Sales Company, Inc. | Rheem | RTGH-95XLP-2 | Federally-Regulated Consumer Product | LPG |  | 0 |  | 199900 |  |  |  | False | Instantaneous gas-fired |  | 5.6 | 96 | 34 | 18084822 | High | 0.93 |  | 0 | 02/23/2023 | 205628294 | 02/23/2023
Rheem Sales Company, Inc. | Rheem | RTGH-84XLP-2 | Federally-Regulated Consumer Product | LPG |  | 0 |  | 157000 |  |  |  | False | Instantaneous gas-fired |  | 4.5 | 96 | 27 | 18108706 | High | 0.93 |  | 0 | 02/23/2023 | 205628323 | 02/23/2023
Rheem Sales Company, Inc. | Rheem | PRO+G50S-36P RH67 PD | Federally-Regulated Consumer Product | LPG |  | 48 |  | 36000 | True |  |  | False | Gas-fired storage | 78 |  | 77 | 93 | 24214238 | High | 0.69 |  |  | 02/23/2023 | 6528551 | 02/23/2023
Rheem Sales Company, Inc. | Rheem | RHE40S | Federally-Regulated Consumer Product | Natural gas |  | 37 |  | 40000 | True |  |  | False | Gas-fired storage | 87 |  | 92 | 219 | 19646474 | High | 0.83 |  |  | 02/23/2023 | 5609871 | 02/23/2023
Rheem Sales Company, Inc. | Rheem | PRO+G29-60N RH70 ID | Federally-Regulated Consumer Product | Natural gas |  | 28 |  | 60000 | True |  |  | False | Gas-fired storage | 93 |  | 78 | 123 | 23420849 | High | 0.71 |  |  | 02/23/2023 | 6528345 | 02/23/2023
GE Appliances, a Haier company | GE | GP30S**BXR01 | Federally-Regulated Consumer Product | LPG |  | 30 |  | 31000 | True |  |  | False | Gas-fired storage | 64 |  | 74 | 0 | 18471676 | Medium | 0.6 |  |  | 02/23/2023 | 209480470 | 02/23/2023
GE Appliances, a Haier company | GE | GG50S**BXR01 | Federally-Regulated Consumer Product | Natural gas |  | 50 |  | 40000 | True |  |  | False | Gas-fired storage | 77 |  | 74 | 0 | 26867893 | High | 0.63 |  |  | 02/23/2023 | 209050370 | 02/23/2023
GE Appliances, a Haier company | GE | GG50T**BXR01 | Federally-Regulated Consumer Product | Natural gas |  | 50 |  | 40000 | True |  |  | False | Gas-fired storage | 82 |  | 77 | 0 | 26448082 | High | 0.64 |  |  | 02/23/2023 | 208122031 | 02/23/2023
GE Appliances, a Haier company | GE | GG40S**BXR01 | Federally-Regulated Consumer Product | Natural gas |  | 40 |  | 38000 | True |  |  | False | Gas-fired storage | 78 |  | 75 | 0 | 26448082 | High | 0.64 |  |  | 02/23/2023 | 208136333 | 02/23/2023
GE Appliances, a Haier company | GE | GP40T10BXR01 | Federally-Regulated Consumer Product | LPG |  | 40 |  | 36000 | True |  |  | False | Gas-fired storage | 83 |  | 76 | 0 | 26448082 | High | 0.64 |  |  | 02/23/2023 | 208101965 | 02/23/2023
GE Appliances, a Haier company | GE | GP40T08BXR01 | Federally-Regulated Consumer Product | LPG |  | 40 |  | 36000 | True |  |  | False | Gas-fired storage | 83 |  | 76 | 0 | 26448082 | High | 0.64 |  |  | 02/23/2023 | 208101964 | 02/23/2023
GE Appliances, a Haier company | GE | GP40T12BXR01 | Federally-Regulated Consumer Product | LPG |  | 40 |  | 36000 | True |  |  | False | Gas-fired storage | 83 |  | 76 | 0 | 26448082 | High | 0.64 |  |  | 02/23/2023 | 208101966 | 02/23/2023
GE Appliances, a Haier company | GE | GP50T**BXR01 | Federally-Regulated Consumer Product | LPG |  | 50 |  | 36000 | True |  |  | False | Gas-fired storage | 82 |  | 77 | 0 | 26448082 | High | 0.64 |  |  | 02/23/2023 | 208122032 | 02/23/2023
GE Appliances, a Haier company | GE | GG30T**BXR01 | Federally-Regulated Consumer Product | Natural gas |  | 30 |  | 34000 | True |  |  | False | Gas-fired storage | 62 |  | 75 | 0 | 18471676 | Medium | 0.6 |  |  | 02/23/2023 | 208449542 | 02/23/2023
GE Appliances, a Haier company | GE | GG40T**BXR01 | Federally-Regulated Consumer Product | Natural gas |  | 40 |  | 40000 | True |  |  | False | Gas-fired storage | 83 |  | 76 | 0 | 26448082 | High | 0.64 |  |  | 02/23/2023 | 208061897 | 02/23/2023
GE Appliances, a Haier company | GE | GG30S**BXR01 | Federally-Regulated Consumer Product | Natural gas |  | 30 |  | 34000 | True |  |  | False | Gas-fired storage | 64 |  | 74 | 0 | 18471676 | Medium | 0.6 |  |  | 02/23/2023 | 209480462 | 02/23/2023
GE Appliances, a Haier company | GE | GP40S**BXR01 | Federally-Regulated Consumer Product | LPG |  | 40 |  | 34500 | True |  |  | False | Gas-fired storage | 78 |  | 75 | 0 | 26448082 | High | 0.64 |  |  | 02/23/2023 | 208260088 | 02/23/2023
GE Appliances, a Haier company | GE | GP30T**BXR01 | Federally-Regulated Consumer Product | LPG |  | 30 |  | 28000 | True |  |  | False | Gas-fired storage | 52 |  | 74 | 0 | 18471676 | Medium | 0.6 |  |  | 02/23/2023 | 209050371 | 02/23/2023
Noritz America Corp. | NORITZ | NCC199CDV (GQ-C3260WZ-FF US) | Federally-Regulated Consumer Product | Natural gas |  | 1 |  | 199900 |  |  |  | True | Instantaneous gas-fired |  | 5.6 | 98 | 32 | 17522871 | High | 0.96 |  | 0 | 02/23/2023 | 204237879 | 02/23/2023
Noritz America Corp. | NORITZ | NR98SV (GQ-2857WX-F US) | Federally-Regulated Consumer Product | Natural gas |  | 1 |  | 199900 |  |  |  | False | Instantaneous gas-fired |  | 5.1 | 85 | 208 | 19932709 | High | 0.82 |  | 0 | 02/23/2023 | 10445893 | 02/23/2023
Noritz America Corp. | NORITZ | NRC711-DV-NG | Federally-Regulated Consumer Product | Natural gas |  | 1 |  | 157000 |  |  |  | True | Instantaneous gas-fired |  | 4.3 | 92 | 189 | 18373977 | High | 0.89 |  | 0 | 02/23/2023 | 7169557 | 02/23/2023
Noritz America Corp. | NORITZ | EZ111DV (GQ-C3259WX-FF US) | Federally-Regulated Consumer Product | LPG |  | 1 |  | 199900 |  |  |  | True | Instantaneous gas-fired |  | 5.8 | 99 | 154 | 17106607 | High | 0.96 |  | 0 | 02/23/2023 | 10445914 | 02/23/2023
Noritz America Corp. | NORITZ | NRC111DV (GQ-C3257WX-FF US) | Federally-Regulated Consumer Product | LPG |  | 1 |  | 199900 |  |  |  | False | Instantaneous gas-fired |  | 5.7 | 94 | 161 | 18051517 | High | 0.91 |  | 0 | 02/23/2023 | 10445899 | 02/23/2023
Noritz America Corp. | NORITZ | NR83OD (GQ-2457WS US) | Federally-Regulated Consumer Product | Natural gas |  | 0 |  | 180000 |  |  |  | False | Instantaneous gas-fired |  | 4.6 | 85 | 209 | 19929297 | High | 0.82 |  | 0 | 02/23/2023 | 10568695 | 02/23/2023
Noritz America Corp. | NORITZ | NCC199CDV (GQ-C3260WZ-FF US) | Federally-Regulated Consumer Product | LPG |  | 1 |  | 199900 |  |  |  | True | Instantaneous gas-fired |  | 5.6 | 98 | 32 | 17522871 | High | 0.96 |  | 0 | 02/23/2023 | 204237879 | 02/23/2023
Noritz America Corp. | NORITZ | NRC661A-OD-LP | Federally-Regulated Consumer Product | LPG |  | 1 |  | 120000 |  |  |  | True | Instantaneous gas-fired |  | 3.4 | 92 | 123 | 12033139 | Medium | 0.89 |  | 0 | 02/23/2023 | 7170858 | 02/23/2023
Noritz America Corp. | NORITZ | EZ111DV (GQ-C3259WX-FF US) | Federally-Regulated Consumer Product | Natural gas |  | 1 |  | 199900 |  |  |  | True | Instantaneous gas-fired |  | 5.8 | 99 | 154 | 17106607 | High | 0.96 |  | 0 | 02/23/2023 | 10445914 | 02/23/2023
Noritz America Corp. | NORITZ | NRC711-OD-NG | Federally-Regulated Consumer Product | Natural gas |  | 1 |  | 157000 |  |  |  | True | Instantaneous gas-fired |  | 4.3 | 91 | 188 | 18377389 | High | 0.89 |  | 0 | 02/23/2023 | 7169554 | 02/23/2023
Noritz America Corp. | NORITZ | NRC711-OD-LP | Federally-Regulated Consumer Product | LPG |  | 1 |  | 157000 |  |  |  | True | Instantaneous gas-fired |  | 4.3 | 91 | 188 | 18377389 | High | 0.89 |  | 0 | 02/23/2023 | 7169556 | 02/23/2023
Noritz America Corp. | NORITZ | NRC98OD (GQ-C2857WS US) | Federally-Regulated Consumer Product | LPG |  | 1 |  | 180000 |  |  |  | False | Instantaneous gas-fired |  | 5.2 | 94 | 161 | 17849334 | High | 0.92 |  | 0 | 02/23/2023 | 202326840 | 02/23/2023
Noritz America Corp. | NORITZ | NR98DVC (GQ-2857WX-FFA US) | Federally-Regulated Consumer Product | Natural gas |  | 1 |  | 199900 |  |  |  | False | Instantaneous gas-fired |  | 5.1 | 85 | 208 | 19932709 | High | 0.82 |  | 0 | 02/23/2023 | 10445894 | 02/23/2023
Noritz America Corp. | NORITZ | NR98DVC (GQ-2857WX-FFA US) | Federally-Regulated Consumer Product | LPG |  | 1 |  | 199900 |  |  |  | False | Instantaneous gas-fired |  | 5.1 | 85 | 208 | 19932709 | High | 0.82 |  | 0 | 02/23/2023 | 10445894 | 02/23/2023
Noritz America Corp. | NORITZ | NR98SV (GQ-2857WX-F US) | Federally-Regulated Consumer Product | LPG |  | 1 |  | 199900 |  |  |  | False | Instantaneous gas-fired |  | 5.1 | 85 | 208 | 19932709 | High | 0.82 |  | 0 | 02/23/2023 | 10445893 | 02/23/2023
Noritz America Corp. | NORITZ | NRC661A-DV-LP | Federally-Regulated Consumer Product | LPG |  | 1 |  | 120000 |  |  |  | True | Instantaneous gas-fired |  | 3.4 | 92 | 124 | 12029727 | Medium | 0.89 |  | 0 | 02/23/2023 | 7170856 | 02/23/2023
Noritz America Corp. | NORITZ | NRCP1112-DV-LP | Federally-Regulated Consumer Product | LPG |  | 1 |  | 199000 |  |  |  | False | Instantaneous gas-fired |  | 5.7 | 99 | 177 | 17403281 | High | 0.94 |  | 0 | 02/23/2023 | 7432744 | 02/23/2023
Noritz America Corp. | NORITZ | NRC661A-DV-NG | Federally-Regulated Consumer Product | Natural gas |  | 1 |  | 120000 |  |  |  | True | Instantaneous gas-fired |  | 3.4 | 92 | 124 | 12029727 | Medium | 0.89 |  | 0 | 02/23/2023 | 7170855 | 02/23/2023
Noritz America Corp. | NORITZ | NR501-OD-LP | Federally-Regulated Consumer Product | LPG |  | 1 |  | 120000 |  |  |  | True | Instantaneous gas-fired |  | 3.1 | 84 | 136 | 13051828 | Medium | 0.82 |  | 0 | 02/23/2023 | 7169506 | 02/23/2023
Noritz America Corp. | NORITZ | NR83OD (GQ-2457WS US) | Federally-Regulated Consumer Product | LPG |  | 0 |  | 180000 |  |  |  | False | Instantaneous gas-fired |  | 4.6 | 85 | 209 | 19929297 | High | 0.82 |  | 0 | 02/23/2023 | 10568695 | 02/23/2023
Noritz America Corp. | NORITZ | NRCP111-DV | Federally-Regulated Consumer Product | Natural gas |  | 1 |  | 199000 |  |  |  | False | Instantaneous gas-fired |  | 5.7 | 99 | 177 | 17403281 | High | 0.94 |  | 0 | 02/23/2023 | 202607449 | 02/23/2023
Noritz America Corp. | NORITZ | NRCP982-DV-NG | Federally-Regulated Consumer Product | Natural gas |  | 1 |  | 180000 |  |  |  | False | Instantaneous gas-fired |  | 5.4 | 99 | 177 | 17403281 | High | 0.94 |  | 0 | 02/23/2023 | 7432737 | 02/23/2023
Noritz America Corp. | NORITZ | NRC661A-OD-NG | Federally-Regulated Consumer Product | Natural gas |  | 1 |  | 120000 |  |  |  | True | Instantaneous gas-fired |  | 3.4 | 92 | 123 | 12033139 | Medium | 0.89 |  | 0 | 02/23/2023 | 7170857 | 02/23/2023
Noritz America Corp. | NORITZ | NRC711-DV-LP | Federally-Regulated Consumer Product | LPG |  | 1 |  | 157000 |  |  |  | True | Instantaneous gas-fired |  | 4.3 | 92 | 189 | 18373977 | High | 0.89 |  | 0 | 02/23/2023 | 7169555 | 02/23/2023
Noritz America Corp. | NORITZ | NRC98DV (GQ-C2857WS-FF US) | Federally-Regulated Consumer Product | LPG |  | 1 |  | 180000 |  |  |  | False | Instantaneous gas-fired |  | 5.1 | 94 | 161 | 18051517 | High | 0.91 |  | 0 | 02/23/2023 | 10445896 | 02/23/2023
Noritz America Corp. | NORITZ | EZ98DV (GQ-C2859WX-FF US) | Federally-Regulated Consumer Product | Natural gas |  | 1 |  | 180000 |  |  |  | True | Instantaneous gas-fired |  | 5.3 | 99 | 154 | 17106607 | High | 0.96 |  | 0 | 02/23/2023 | 10445897 | 02/23/2023
Noritz America Corp. | NORITZ | NCC199CDV (GQ-C3259WZ-FF US) | Federally-Regulated Consumer Product | Natural gas |  | 1 |  | 199900 |  |  |  | True | Instantaneous gas-fired |  | 5.8 | 99 | 154 | 17106607 | High | 0.96 |  | 0 | 02/23/2023 | 202395896 | 02/23/2023
Noritz America Corp. | NORITZ | NRCP98-DV | Federally-Regulated Consumer Product | Natural gas |  | 1 |  | 180000 |  |  |  | False | Instantaneous gas-fired |  | 5.4 | 99 | 177 | 17403281 | High | 0.94 |  | 0 | 02/23/2023 | 202607450 | 02/23/2023
Noritz America Corp. | NORITZ | NRCR111DV (GQ-C3260WXQ-FF US) | Federally-Regulated Consumer Product | Natural gas |  | 1 |  | 199900 |  |  |  | True | Instantaneous gas-fired |  | 5.6 | 98 | 32 | 17522871 | High | 0.96 |  | 0 | 02/23/2023 | 204237882 | 02/23/2023
Noritz America Corp. | NORITZ | NRC98DV (GQ-C2857WS-FF US) | Federally-Regulated Consumer Product | Natural gas |  | 1 |  | 180000 |  |  |  | False | Instantaneous gas-fired |  | 5.1 | 94 | 161 | 18051517 | High | 0.91 |  | 0 | 02/23/2023 | 10445896 | 02/23/2023
Noritz America Corp. | NORITZ | NR83DVC (GQ-2457WS-FFA US) | Federally-Regulated Consumer Product | LPG |  | 0 |  | 180000 |  |  |  | False | Instantaneous gas-fired |  | 4.6 | 85 | 207 | 19936121 | High | 0.82 |  | 0 | 02/23/2023 | 10445890 | 02/23/2023
Noritz America Corp. | NORITZ | NRC111OD (GQ-C3257WX US) | Federally-Regulated Consumer Product | LPG |  | 1 |  | 199900 |  |  |  | False | Instantaneous gas-fired |  | 5.7 | 96 | 161 | 18051517 | High | 0.91 |  | 0 | 02/23/2023 | 10445900 | 02/23/2023
Noritz America Corp. | NORITZ | NRCR92DV (GQ-C2660WXQ-FF US) | Federally-Regulated Consumer Product | Natural gas |  | 1 |  | 165000 |  |  |  | True | Instantaneous gas-fired |  | 4.9 | 97 | 32 | 17708471 | High | 0.95 |  | 0 | 02/23/2023 | 204237880 | 02/23/2023
Noritz America Corp. | NORITZ | NRC98OD (GQ-C2857WS US) | Federally-Regulated Consumer Product | Natural gas |  | 1 |  | 180000 |  |  |  | False | Instantaneous gas-fired |  | 5.2 | 94 | 161 | 17849334 | High | 0.92 |  | 0 | 02/23/2023 | 202326840 | 02/23/2023
Noritz America Corp. | NORITZ | EZ111DV (GQ-C3260WX-FF US) | Federally-Regulated Consumer Product | LPG |  | 1 |  | 199900 |  |  |  | True | Instantaneous gas-fired |  | 5.6 | 98 | 32 | 17522871 | High | 0.96 |  | 0 | 02/23/2023 | 204039928 | 02/23/2023
Noritz America Corp. | NORITZ | NR662-OD-LP | Federally-Regulated Consumer Product | LPG |  | 1 |  | 140000 |  |  |  | True | Instantaneous gas-fired |  | 3.6 | 84 | 137 | 13048416 | Medium | 0.82 |  | 0 | 02/23/2023 | 7169533 | 02/23/2023
Noritz America Corp. | NORITZ | NR98OD (GQ-2857WX US) | Federally-Regulated Consumer Product | Natural gas |  | 1 |  | 199900 |  |  |  | False | Instantaneous gas-fired |  | 5.1 | 85 | 208 | 19932709 | High | 0.82 |  | 0 | 02/23/2023 | 10445891 | 02/23/2023
Noritz America Corp. | NORITZ | NR98OD (GQ-2857WX US) | Federally-Regulated Consumer Product | LPG |  | 1 |  | 199900 |  |  |  | False | Instantaneous gas-fired |  | 5.1 | 85 | 208 | 19932709 | High | 0.82 |  | 0 | 02/23/2023 | 10445891 | 02/23/2023
Noritz America Corp. | NORITZ | EZ98DV (GQ-C2859WX-FF US) | Federally-Regulated Consumer Product | LPG |  | 1 |  | 180000 |  |  |  | True | Instantaneous gas-fired |  | 5.3 | 99 | 154 | 17106607 | High | 0.96 |  | 0 | 02/23/2023 | 10445897 | 02/23/2023
Noritz America Corp. | NORITZ | EZ98DV (GQ-C2860WX-FF US) | Federally-Regulated Consumer Product | Natural gas |  | 1 |  | 180000 |  |  |  | True | Instantaneous gas-fired |  | 5.6 | 98 | 32 | 17522871 | High | 0.96 |  | 0 | 02/23/2023 | 204237881 | 02/23/2023
Noritz America Corp. | NORITZ | NRC111OD (GQ-C3257WX US) | Federally-Regulated Consumer Product | Natural gas |  | 1 |  | 199900 |  |  |  | False | Instantaneous gas-fired |  | 5.7 | 96 | 161 | 18051517 | High | 0.91 |  | 0 | 02/23/2023 | 10445900 | 02/23/2023
Noritz America Corp. | NORITZ | NRCP98-DV | Federally-Regulated Consumer Product | LPG |  | 1 |  | 180000 |  |  |  | False | Instantaneous gas-fired |  | 5.4 | 99 | 177 | 17403281 | High | 0.94 |  | 0 | 02/23/2023 | 202607450 | 02/23/2023
Noritz America Corp. | NORITZ | NR83DVC (GQ-2457WS-FFA US) | Federally-Regulated Consumer Product | Natural gas |  | 0 |  | 180000 |  |  |  | False | Instantaneous gas-fired |  | 4.6 | 85 | 207 | 19936121 | High | 0.82 |  | 0 | 02/23/2023 | 10445890 | 02/23/2023
Noritz America Corp. | NORITZ | NR662-OD-NG | Federally-Regulated Consumer Product | Natural gas |  | 1 |  | 140000 |  |  |  | True | Instantaneous gas-fired |  | 3.6 | 84 | 137 | 13048416 | Medium | 0.82 |  | 0 | 02/23/2023 | 7169530 | 02/23/2023
Noritz America Corp. | NORITZ | NRCP1112-DV-NG | Federally-Regulated Consumer Product | Natural gas |  | 1 |  | 199000 |  |  |  | False | Instantaneous gas-fired |  | 5.7 | 99 | 177 | 17403281 | High | 0.94 |  | 0 | 02/23/2023 | 7432741 | 02/23/2023
Noritz America Corp. | NORITZ | NRCP982-DV-LP | Federally-Regulated Consumer Product | LPG |  | 1 |  | 180000 |  |  |  | False | Instantaneous gas-fired |  | 5.4 | 99 | 177 | 17403281 | High | 0.94 |  | 0 | 02/23/2023 | 7432740 | 02/23/2023
Noritz America Corp. | NORITZ | EZ111DV (GQ-C3260WX-FF US) | Federally-Regulated Consumer Product | Natural gas |  | 1 |  | 199900 |  |  |  | True | Instantaneous gas-fired |  | 5.6 | 98 | 32 | 17522871 | High | 0.96 |  | 0 | 02/23/2023 | 204039928 | 02/23/2023
Noritz America Corp. | NORITZ | NCC199CDV (GQ-C3259WZ-FF US) | Federally-Regulated Consumer Product | LPG |  | 1 |  | 199900 |  |  |  | True | Instantaneous gas-fired |  | 5.8 | 99 | 154 | 17106607 | High | 0.96 |  | 0 | 02/23/2023 | 202395896 | 02/23/2023
Noritz America Corp. | NORITZ | NRC111DV (GQ-C3257WX-FF US) | Federally-Regulated Consumer Product | Natural gas |  | 1 |  | 199900 |  |  |  | False | Instantaneous gas-fired |  | 5.7 | 94 | 161 | 18051517 | High | 0.91 |  | 0 | 02/23/2023 | 10445899 | 02/23/2023
Noritz America Corp. | NORITZ | NRC663-FSV-LP | Federally-Regulated Consumer Product | LPG |  | 1 |  | 120000 |  |  |  | True | Instantaneous gas-fired |  | 3.4 | 91 | 125 | 12312587 | Medium | 0.87 |  | 0 | 02/23/2023 | 7290859 | 02/23/2023
Noritz America Corp. | NORITZ | NRCR111DV (GQ-C3260WXQ-FF US) | Federally-Regulated Consumer Product | LPG |  | 1 |  | 199900 |  |  |  | True | Instantaneous gas-fired |  | 5.6 | 98 | 32 | 17522871 | High | 0.96 |  | 0 | 02/23/2023 | 204237882 | 02/23/2023
Noritz America Corp. | NORITZ | NRCR92DV (GQ-C2660WXQ-FF US) | Federally-Regulated Consumer Product | LPG |  | 1 |  | 165000 |  |  |  | True | Instantaneous gas-fired |  | 4.9 | 97 | 32 | 17708471 | High | 0.95 |  | 0 | 02/23/2023 | 204237880 | 02/23/2023
Noritz America Corp. | NORITZ | EZ98DV (GQ-C2860WX-FF US) | Federally-Regulated Consumer Product | LPG |  | 1 |  | 180000 |  |  |  | True | Instantaneous gas-fired |  | 5.6 | 98 | 32 | 17522871 | High | 0.96 |  | 0 | 02/23/2023 | 204237881 | 02/23/2023
Noritz America Corp. | NORITZ | NRCP111-DV | Federally-Regulated Consumer Product | LPG |  | 1 |  | 199000 |  |  |  | False | Instantaneous gas-fired |  | 5.7 | 99 | 177 | 17403281 | High | 0.94 |  | 0 | 02/23/2023 | 202607449 | 02/23/2023
Noritz America Corp. | NORITZ | NRC663-FSV-NG | Federally-Regulated Consumer Product | Natural gas |  | 1 |  | 120000 |  |  |  | False | Instantaneous gas-fired |  | 3.4 | 91 | 125 | 12312587 | Medium | 0.87 |  | 0 | 02/23/2023 | 7290427 | 02/23/2023
Noritz America Corp. | NORITZ | NR501-OD-NG | Federally-Regulated Consumer Product | Natural gas |  | 1 |  | 120000 |  |  |  | True | Instantaneous gas-fired |  | 3.1 | 84 | 136 | 13051828 | Medium | 0.82 |  | 0 | 02/23/2023 | 7169523 | 02/23/2023
Bosch Thermotechnology Corp. | BRADFORD WHITE | RTG-K-160N1 | Federally-Regulated Consumer Product | LPG |  | 1 |  | 160000 |  |  |  | False | Instantaneous gas-fired |  | 4.7 | 100 | 42 | 18255362 | High | 0.92 |  | 0 | 02/23/2023 | 201870474 | 02/23/2023
Bosch Thermotechnology Corp. | BRADFORD WHITE | RTG-K-199N2 | Federally-Regulated Consumer Product | LPG |  | 1 |  | 199000 |  |  |  | False | Instantaneous gas-fired |  | 5.4 | 100 | 42 | 17488751 | High | 0.96 |  | 0 | 02/23/2023 | 201870475 | 02/23/2023
Bosch Thermotechnology Corp. | BRADFORD WHITE | RTG-K-160N2 | Federally-Regulated Consumer Product | Natural gas |  | 1 |  | 160000 |  |  |  | False | Instantaneous gas-fired |  | 4.7 | 100 | 42 | 18255362 | High | 0.92 |  | 0 | 02/23/2023 | 201870436 | 02/23/2023
Bosch Thermotechnology Corp. | BRADFORD WHITE | RTG-K-160N1 | Federally-Regulated Consumer Product | Natural gas |  | 1 |  | 160000 |  |  |  | False | Instantaneous gas-fired |  | 4.7 | 100 | 42 | 18255362 | High | 0.92 |  | 0 | 02/23/2023 | 201870474 | 02/23/2023
Bosch Thermotechnology Corp. | BRADFORD WHITE | RTG-K-199N1 | Federally-Regulated Consumer Product | Natural gas |  | 1 |  | 199000 |  |  |  | False | Instantaneous gas-fired |  | 5.4 | 100 | 42 | 17488751 | High | 0.96 |  | 0 | 02/23/2023 | 201866486 | 02/23/2023
Bosch Thermotechnology Corp. | BRADFORD WHITE | RTG-K-160N2 | Federally-Regulated Consumer Product | LPG |  | 1 |  | 160000 |  |  |  | False | Instantaneous gas-fired |  | 4.7 | 100 | 42 | 18255362 | High | 0.92 |  | 0 | 02/23/2023 | 201870436 | 02/23/2023
Bosch Thermotechnology Corp. | BRADFORD WHITE | RTG-K-199N1 | Federally-Regulated Consumer Product | LPG |  | 1 |  | 199000 |  |  |  | False | Instantaneous gas-fired |  | 5.4 | 100 | 42 | 17488751 | High | 0.96 |  | 0 | 02/23/2023 | 201866486 | 02/23/2023
Bosch Thermotechnology Corp. | BRADFORD WHITE | RTGL 199N1 | Federally-Regulated Consumer Product | LPG |  | 1 |  | 199000 |  |  |  | False | Instantaneous gas-fired |  | 5.4 | 100 | 42 | 17488751 | High | 0.96 |  | 0 | 02/23/2023 | 207161113 | 02/23/2023
Bosch Thermotechnology Corp. | BRADFORD WHITE | RTGL 199N1 | Federally-Regulated Consumer Product | Natural gas |  | 1 |  | 199000 |  |  |  | False | Instantaneous gas-fired |  | 5.4 | 100 | 42 | 17488751 | High | 0.96 |  | 0 | 02/23/2023 | 207161113 | 02/23/2023
Bosch Thermotechnology Corp. | BRADFORD WHITE | RTG-K-199N2 | Federally-Regulated Consumer Product | Natural gas |  | 1 |  | 199000 |  |  |  | False | Instantaneous gas-fired |  | 5.4 | 100 | 42 | 17488751 | High | 0.96 |  | 0 | 02/23/2023 | 201870475 | 02/23/2023
Bosch Thermotechnology Corp. | BRADFORD WHITE | RTGL 160N1 | Federally-Regulated Consumer Product | Natural gas |  | 1 |  | 160000 |  |  |  | False | Instantaneous gas-fired |  | 4.7 | 100 | 42 | 18255362 | High | 0.92 |  | 0 | 02/23/2023 | 207161112 | 02/23/2023
Bosch Thermotechnology Corp. | BRADFORD WHITE | RTGL 160N1 | Federally-Regulated Consumer Product | LPG |  | 1 |  | 160000 |  |  |  | False | Instantaneous gas-fired |  | 4.7 | 100 | 42 | 18255362 | High | 0.92 |  | 0 | 02/23/2023 | 207161112 | 02/23/2023
Giant Factories, Inc. | GIANT | UG40-38TFPDV1-N2U | Federally-Regulated Consumer Product | Natural gas |  | 38 |  | 38000 | True |  |  | False | Gas-fired storage | 77 |  | 77 | 112 | 23798960 | High | 0.7 |  |  | 02/23/2023 | 8153836 | 02/23/2023
Giant Factories, Inc. | GIANT | UG40-38LFD-N1U-US | Federally-Regulated Consumer Product | Natural gas |  | 38 |  | 38000 | True |  |  | False | Gas-fired storage | 73 |  | 77 | 31 | 16436028 | Medium | 0.67 |  |  | 02/23/2023 | 6693713 | 02/23/2023
Giant Factories, Inc. | GIANT | UG30-32MF1-N2U(-US) | Federally-Regulated Consumer Product | Natural gas |  | 29 |  | 32000 | True |  |  | False | Gas-fired storage | 59 |  | 79 | 0 | 17592073 | Medium | 0.63 |  |  | 02/23/2023 | 202264196 | 02/23/2023
Giant Factories, Inc. | GIANT | UG50-58LFPV1-P2U-US | Federally-Regulated Consumer Product | LPG |  | 48 |  | 58000 | True |  |  | False | Gas-fired storage | 108 |  | 81 | 78 | 23574389 | High | 0.71 |  |  | 02/23/2023 | 8204588 | 02/23/2023
Giant Factories, Inc. | GIANT | UG50-40LFD-N1U | Federally-Regulated Consumer Product | Natural gas |  | 48 |  | 40000 | True |  |  | False | Gas-fired storage | 71 |  | 77 | 32 | 16941594 | Medium | 0.65 |  |  | 02/23/2023 | 6740873 | 02/23/2023
Giant Factories, Inc. | GIANT | UG50-62LFPDV1-P2U-US | Federally-Regulated Consumer Product | LPG |  | 48 |  | 62000 | True |  |  | False | Gas-fired storage | 108 |  | 81 | 57 | 23646041 | High | 0.71 |  |  | 02/23/2023 | 8318746 | 02/23/2023
Giant Factories, Inc. | GIANT | UG40-40LFPV2-N2U | Federally-Regulated Consumer Product | Natural gas |  | 38 |  | 40000 | True |  |  | False | Gas-fired storage | 84 |  | 78 | 113 | 24145998 | High | 0.69 |  |  | 02/23/2023 | 8153839 | 02/23/2023
Giant Factories, Inc. | GIANT | UG50-40LFPV2-N2U-US | Federally-Regulated Consumer Product | Natural gas |  | 48 |  | 40000 | True |  |  | False | Gas-fired storage | 72 |  | 78 | 83 | 17034000 | Medium | 0.64 |  |  | 02/23/2023 | 8153846 | 02/23/2023
Giant Factories, Inc. | GIANT | UG50-62LFPDV1-N2U | Federally-Regulated Consumer Product | Natural gas |  | 48 |  | 62000 | True |  |  | False | Gas-fired storage | 108 |  | 79 | 60 | 24326834 | High | 0.69 |  |  | 02/23/2023 | 8321940 | 02/23/2023
Giant Factories, Inc. | GIANT | UG40-38LFPV2-P2U-US | Federally-Regulated Consumer Product | LPG |  | 38 |  | 38000 | True |  |  | False | Gas-fired storage | 82 |  | 79 | 115 | 23117026 | High | 0.72 |  |  | 02/23/2023 | 8153833 | 02/23/2023
Giant Factories, Inc. | GIANT | UG50-40LFPV2-N2U | Federally-Regulated Consumer Product | Natural gas |  | 48 |  | 40000 | True |  |  | False | Gas-fired storage | 72 |  | 78 | 83 | 17034000 | Medium | 0.64 |  |  | 02/23/2023 | 8153847 | 02/23/2023
Giant Factories, Inc. | GIANT | UG50-40LF-N2U-US | Federally-Regulated Consumer Product | Natural gas |  | 48 |  | 40000 | True |  |  | False | Gas-fired storage | 73 |  | 76 | 0 | 19108631 | Medium | 0.58 |  |  | 02/23/2023 | 8204587 | 02/23/2023
Giant Factories, Inc. | GIANT | UG50-58LFPV1-P2U | Federally-Regulated Consumer Product | LPG |  | 48 |  | 58000 | True |  |  | False | Gas-fired storage | 108 |  | 81 | 78 | 23574389 | High | 0.71 |  |  | 02/23/2023 | 8204589 | 02/23/2023
Giant Factories, Inc. | GIANT | UG50-38LFPV2-P2U-US | Federally-Regulated Consumer Product | LPG |  | 48 |  | 38000 | True |  |  | False | Gas-fired storage | 71 |  | 80 | 87 | 17020352 | Medium | 0.64 |  |  | 02/23/2023 | 8153841 | 02/23/2023
Giant Factories, Inc. | GIANT | UG30-30MF1-P2U(-US) | Federally-Regulated Consumer Product | LPG |  | 29 |  | 30000 | True |  |  | False | Gas-fired storage | 59 |  | 80 | 0 | 17317196 | Medium | 0.64 |  |  | 02/23/2023 | 202264197 | 02/23/2023
Giant Factories, Inc. | GIANT | UG50-36LF-P2U-US | Federally-Regulated Consumer Product | LPG |  | 48 |  | 36000 | True |  |  | False | Gas-fired storage | 73 |  | 77 | 0 | 18471676 | Medium | 0.6 |  |  | 02/23/2023 | 8204586 | 02/23/2023
Giant Factories, Inc. | GIANT | UG40-38LFD-N1U | Federally-Regulated Consumer Product | Natural gas |  | 38 |  | 38000 | True |  |  | False | Gas-fired storage | 73 |  | 77 | 31 | 16436028 | Medium | 0.67 |  |  | 02/23/2023 | 6740867 | 02/23/2023
Giant Factories, Inc. | GIANT | UG40-40LFPV2-N2U-US | Federally-Regulated Consumer Product | Natural gas |  | 38 |  | 40000 | True |  |  | False | Gas-fired storage | 84 |  | 78 | 113 | 24145998 | High | 0.69 |  |  | 02/23/2023 | 8153838 | 02/23/2023
Giant Factories, Inc. | GIANT | UG40-38TFPDV1-N2U-US | Federally-Regulated Consumer Product | Natural gas |  | 38 |  | 38000 | True |  |  | False | Gas-fired storage | 77 |  | 77 | 112 | 23798960 | High | 0.7 |  |  | 02/23/2023 | 8153835 | 02/23/2023
Giant Factories, Inc. | GIANT | UG50-62LFPV1-N2U | Federally-Regulated Consumer Product | Natural gas |  | 48 |  | 62000 | True |  |  | False | Gas-fired storage | 110 |  | 80 | 79 | 24262006 | High | 0.69 |  |  | 02/23/2023 | 7424255 | 02/23/2023
Giant Factories, Inc. | GIANT | UG50-62LFPDV1-P2U | Federally-Regulated Consumer Product | LPG |  | 48 |  | 62000 | True |  |  | False | Gas-fired storage | 108 |  | 81 | 57 | 23646041 | High | 0.71 |  |  | 02/23/2023 | 8323459 | 02/23/2023
Giant Factories, Inc. | GIANT | UG50-38TFPDV1-N2U-US | Federally-Regulated Consumer Product | Natural gas |  | 47 |  | 38000 | True |  |  | False | Gas-fired storage | 68 |  | 78 | 83 | 17034000 | Medium | 0.64 |  |  | 02/23/2023 | 8153843 | 02/23/2023
Giant Factories, Inc. | GIANT | UG40-38LFPV2-P2U | Federally-Regulated Consumer Product | LPG |  | 38 |  | 38000 | True |  |  | False | Gas-fired storage | 82 |  | 79 | 115 | 23117026 | High | 0.72 |  |  | 02/23/2023 | 8153834 | 02/23/2023
Giant Factories, Inc. | GIANT | UG50-62LFPDV1-N2U-US | Federally-Regulated Consumer Product | Natural gas |  | 48 |  | 62000 | True |  |  | False | Gas-fired storage | 108 |  | 79 | 60 | 24326834 | High | 0.69 |  |  | 02/23/2023 | 8318745 | 02/23/2023
Giant Factories, Inc. | GIANT | UG50-40LFD-N1U-US | Federally-Regulated Consumer Product | Natural gas |  | 48 |  | 40000 | True |  |  | False | Gas-fired storage | 71 |  | 77 | 32 | 16941594 | Medium | 0.65 |  |  | 02/23/2023 | 6693715 | 02/23/2023
Giant Factories, Inc. | GIANT | UG50-38LFPV2-P2U | Federally-Regulated Consumer Product | LPG |  | 48 |  | 38000 | True |  |  | False | Gas-fired storage | 71 |  | 80 | 87 | 17020352 | Medium | 0.64 |  |  | 02/23/2023 | 8153842 | 02/23/2023
Giant Factories, Inc. | GIANT | UG50-62LFPV1-N2U-US | Federally-Regulated Consumer Product | Natural gas |  | 48 |  | 62000 | True |  |  | False | Gas-fired storage | 110 |  | 80 | 79 | 24262006 | High | 0.69 |  |  | 02/23/2023 | 7424254 | 02/23/2023
Giant Factories, Inc. | GIANT | UG40-32LF-P2U-US | Federally-Regulated Consumer Product | LPG |  | 38 |  | 32000 | True |  |  | False | Gas-fired storage | 61 |  | 79 | 0 | 17875816 | Medium | 0.62 |  |  | 02/23/2023 | 8204469 | 02/23/2023
Giant Factories, Inc. | GIANT | UG50-38TFPDV1-N2U | Federally-Regulated Consumer Product | Natural gas |  | 47 |  | 38000 | True |  |  | False | Gas-fired storage | 68 |  | 78 | 83 | 17034000 | Medium | 0.64 |  |  | 02/23/2023 | 8153844 | 02/23/2023
Rheem Sales Company, Inc. | Sure Comfort | 3G40-36F3 | Federally-Regulated Consumer Product | Natural gas |  | 38 |  | 36000 | True |  |  | False | Gas-fired storage | 64 |  | 74 | 0 | 19108631 | Medium | 0.58 |  |  | 02/23/2023 | 8086844 | 02/23/2023
Rheem Sales Company, Inc. | Sure Comfort | SCG40T03UN38U* | Federally-Regulated Consumer Product | Natural gas |  | 38 |  | 38000 | True |  |  | False | Gas-fired storage | 71 |  | 76 | 0 | 19108631 | Medium | 0.58 |  |  | 02/23/2023 | 205417920 | 02/23/2023
Rheem Sales Company, Inc. | Rheem | 44X40SFN* | Federally-Regulated Consumer Product | Natural gas |  | 37 |  | 38000 | True |  |  | False | Gas-fired storage | 68 |  | 75 | 0 | 18784755 | Medium | 0.59 |  |  | 02/23/2023 | 205417948 | 02/23/2023
Rheem Sales Company, Inc. | Rheem | PRO+G40-36P RH AX | Federally-Regulated Consumer Product | LPG |  | 38 |  | 36000 | True |  |  | False | Gas-fired storage | 84 |  | 80 | 0 | 25646625 | High | 0.66 |  |  | 02/23/2023 | 209403932 | 02/23/2023
Rheem Sales Company, Inc. | Rheem | RTGH-90DVLN-2 | Federally-Regulated Consumer Product | Natural gas |  | 0 |  | 180000 |  |  |  | False | Instantaneous gas-fired |  | 5.2 | 97 | 34 | 18084822 | High | 0.93 |  | 0 | 02/23/2023 | 202067549 | 02/23/2023
Rheem Sales Company, Inc. | Rheem | 24X50FN* | Federally-Regulated Consumer Product | Natural gas |  | 48 |  | 38000 | True |  |  | False | Gas-fired storage | 86 |  | 83 | 0 | 26867893 | High | 0.63 |  |  | 02/23/2023 | 205417927 | 02/23/2023
Rheem Sales Company, Inc. | Rheem | RTGH-RH11DVLP * | Federally-Regulated Consumer Product | LPG |  | 0 |  | 199000 |  |  |  | False | Instantaneous gas-fired |  | 6 | 97 | 196 | 17338453 | High | 0.94 |  | 0 | 02/23/2023 | 203303903 | 02/23/2023
Rheem Sales Company, Inc. | Rheem | RTGH-68XLN-2 | Federally-Regulated Consumer Product | Natural gas |  | 0 |  | 120000 |  |  |  | False | Instantaneous gas-fired |  | 3.6 | 95 | 31 | 12073355 | Medium | 0.91 |  | 0 | 02/23/2023 | 202067511 | 02/23/2023
Rheem Sales Company, Inc. | Rheem | RTGH-RH10DVLP * | Federally-Regulated Consumer Product | LPG |  | 0 |  | 180000 |  |  |  | False | Instantaneous gas-fired |  | 5.2 | 97 | 29 | 17908257 | High | 0.94 |  | 0 | 02/23/2023 | 203303914 | 02/23/2023
Rheem Sales Company, Inc. | Rheem | RTGH-95DVLP-2 | Federally-Regulated Consumer Product | LPG |  | 0 |  | 199900 |  |  |  | False | Instantaneous gas-fired |  | 5.7 | 97 | 32 | 18091646 | High | 0.93 |  | 0 | 02/23/2023 | 202068317 | 02/23/2023
Rheem Sales Company, Inc. | Rheem | XG50T06TN38U* | Federally-Regulated Consumer Product | Natural gas |  | 48 |  | 38000 | True |  |  | False | Gas-fired storage | 86 |  | 83 | 0 | 26867893 | High | 0.63 |  |  | 02/23/2023 | 205417941 | 02/23/2023
Rheem Sales Company, Inc. | Rheem | RTGH-68DVLP-2 | Federally-Regulated Consumer Product | LPG |  | 0 |  | 120000 |  |  |  | False | Instantaneous gas-fired |  | 3.5 | 96 | 33 | 12066531 | Medium | 0.91 |  | 0 | 02/23/2023 | 202067224 | 02/23/2023
Rheem Sales Company, Inc. | Rheem | XG40T12DU38U*W | Federally-Regulated Consumer Product | Natural gas |  | 38 |  | 38000 | True |  |  | False | Gas-fired storage | 67 |  | 75 | 12 | 17276252 | Medium | 0.64 |  |  | 02/23/2023 | 205400787 | 02/23/2023
Rheem Sales Company, Inc. | Rheem | RTG-84XLPWA-1 | Federally-Regulated Consumer Product | LPG |  | 0 |  | 180000 |  |  |  | False | Instantaneous gas-fired |  | 4.5 | 83 | 30 | 20794890 | High | 0.81 |  | 0 | 02/23/2023 | 8552308 | 02/23/2023
Rheem Sales Company, Inc. | Rheem | RTGH-C95DVLN | Federally-Regulated Consumer Product | Natural gas |  | 0 |  | 199900 |  |  |  | False | Instantaneous gas-fired |  | 5.7 | 96 | 34 | 18084822 | High | 0.93 |  | 0 | 02/23/2023 | 10345346 | 02/23/2023
Rheem Sales Company, Inc. | Rheem | PRO+G40-38U RH67 PD* | Federally-Regulated Consumer Product | Natural gas |  | 38 |  | 38000 | True |  |  | False | Gas-fired storage | 67 |  | 75 | 12 | 17276252 | Medium | 0.64 |  |  | 02/23/2023 | 205363521 | 02/23/2023
Rheem Sales Company, Inc. | Rheem | RTGH-S*11* | Federally-Regulated Consumer Product | Natural gas |  | 0 |  | 199900 |  |  |  | True | Instantaneous gas-fired |  | 5.8 | 98 | 19 | 17567227 | High | 0.96 |  | 0 | 02/23/2023 | 208798106 | 02/23/2023
Rheem Sales Company, Inc. | Rheem | XG50T09EN38U* | Federally-Regulated Consumer Product | Natural gas |  | 48 |  | 38000 | True |  |  | False | Gas-fired storage | 86 |  | 83 | 0 | 26867893 | High | 0.63 |  |  | 02/23/2023 | 205417936 | 02/23/2023
Rheem Sales Company, Inc. | Rheem | ECO160DVLN3-1 | Federally-Regulated Consumer Product | Natural gas |  | 0 |  | 160000 |  |  |  | False | Instantaneous gas-fired |  | 4.1 | 85 | 31 | 20536633 | High | 0.82 |  | 0 | 02/23/2023 | 201920585 | 02/23/2023
Rheem Sales Company, Inc. | Rheem | CECOH160DVLN-2 | Federally-Regulated Consumer Product | Natural gas |  | 0 |  | 157000 |  |  |  | False | Instantaneous gas-fired |  | 4.6 | 97 | 34 | 18084822 | High | 0.93 |  | 0 | 02/23/2023 | 202067548 | 02/23/2023
Rheem Sales Company, Inc. | Rheem | PRO+G50-38U RH62 EC1 TT* | Federally-Regulated Consumer Product | Natural gas |  | 48 |  | 38000 | True |  |  | False | Gas-fired storage | 84 |  | 79 | 0 | 26448082 | High | 0.64 |  |  | 02/23/2023 | 205417946 | 02/23/2023
Rheem Sales Company, Inc. | Rheem | PROG40-38U RH62 EC1* | Federally-Regulated Consumer Product | Natural gas |  | 38 |  | 38000 | True |  |  | False | Gas-fired storage | 71 |  | 76 | 0 | 19108631 | Medium | 0.58 |  |  | 02/23/2023 | 205417872 | 02/23/2023
Rheem Sales Company, Inc. | Rheem | PROPG50-38U RH67 PD* | Federally-Regulated Consumer Product | Natural gas |  | 48 |  | 38000 | True |  |  | False | Gas-fired storage | 86 |  | 78 | 19 | 24827484 | High | 0.68 |  |  | 02/23/2023 | 205400777 | 02/23/2023
Rheem Sales Company, Inc. | Rheem | ECOH200DVRHLN * | Federally-Regulated Consumer Product | Natural gas |  | 0 |  | 199000 |  |  |  | False | Instantaneous gas-fired |  | 6 | 97 | 57 | 17812721 | High | 0.94 |  | 0 | 02/23/2023 | 203303904 | 02/23/2023
Rheem Sales Company, Inc. | Rheem | PROPG40-38U RH67 PD* | Federally-Regulated Consumer Product | Natural gas |  | 38 |  | 38000 | True |  |  | False | Gas-fired storage | 67 |  | 75 | 12 | 17276252 | Medium | 0.64 |  |  | 02/23/2023 | 205400785 | 02/23/2023
Rheem Sales Company, Inc. | Rheem | PROG29-30U RH63 EC1* | Federally-Regulated Consumer Product | Natural gas |  | 28 |  | 30000 | True |  |  | False | Gas-fired storage | 51 |  | 78 | 0 | 18471676 | Medium | 0.6 |  |  | 02/23/2023 | 205417871 | 02/23/2023
Rheem Sales Company, Inc. | Rheem | RTGH-68DVLN-2 | Federally-Regulated Consumer Product | Natural gas |  | 0 |  | 120000 |  |  |  | False | Instantaneous gas-fired |  | 3.5 | 96 | 33 | 12066531 | Medium | 0.91 |  | 0 | 02/23/2023 | 202066946 | 02/23/2023
Rheem Sales Company, Inc. | Rheem | CECOH160DVLP-2 | Federally-Regulated Consumer Product | LPG |  | 0 |  | 157000 |  |  |  | False | Instantaneous gas-fired |  | 4.6 | 97 | 34 | 18084822 | High | 0.93 |  | 0 | 02/23/2023 | 202067520 | 02/23/2023
Rheem Sales Company, Inc. | Rheem | XG39S06EN38U* | Federally-Regulated Consumer Product | Natural gas |  | 37 |  | 38000 | True |  |  | False | Gas-fired storage | 68 |  | 75 | 0 | 18784755 | Medium | 0.59 |  |  | 02/23/2023 | 205417953 | 02/23/2023
Rheem Sales Company, Inc. | Rheem | ECOH200DVRHLP * | Federally-Regulated Consumer Product | LPG |  | 0 |  | 199000 |  |  |  | False | Instantaneous gas-fired |  | 6 | 97 | 57 | 17812721 | High | 0.94 |  | 0 | 02/23/2023 | 203303905 | 02/23/2023
Rheem Sales Company, Inc. | Rheem | XG50T12EN38U* | Federally-Regulated Consumer Product | Natural gas |  | 48 |  | 38000 | True |  |  | False | Gas-fired storage | 86 |  | 83 | 0 | 26867893 | High | 0.63 |  |  | 02/23/2023 | 205417935 | 02/23/2023
Rheem Sales Company, Inc. | Rheem | RTGH-S*10* | Federally-Regulated Consumer Product | LPG |  | 0 |  | 180000 |  |  |  | True | Instantaneous gas-fired |  | 5.2 | 98 | 19 | 17567227 | High | 0.96 |  | 0 | 02/23/2023 | 208798107 | 02/23/2023
Rheem Sales Company, Inc. | Rheem | DCRTGH84DVLN-2 | Federally-Regulated Consumer Product | Natural gas |  | 0 |  | 157000 |  |  |  | False | Instantaneous gas-fired |  | 4.6 | 97 | 34 | 18084822 | High | 0.93 |  | 0 | 02/23/2023 | 202067523 | 02/23/2023
Rheem Sales Company, Inc. | Rheem | XG50S06EN40U* | Federally-Regulated Consumer Product | Natural gas |  | 48 |  | 40000 | True |  |  | False | Gas-fired storage | 85 |  | 83 | 0 | 26867893 | High | 0.63 |  |  | 02/23/2023 | 205417958 | 02/23/2023
Rheem Sales Company, Inc. | Rheem | PROG50-38U RH60 EC1 TT* | Federally-Regulated Consumer Product | Natural gas |  | 48 |  | 38000 | True |  |  | False | Gas-fired storage | 86 |  | 83 | 0 | 26867893 | High | 0.63 |  |  | 02/23/2023 | 205417938 | 02/23/2023
Rheem Sales Company, Inc. | Rheem | XG50T12HN38U* | Federally-Regulated Consumer Product | Natural gas |  | 48 |  | 38000 | True |  |  | False | Gas-fired storage | 84 |  | 79 | 0 | 26448082 | High | 0.64 |  |  | 02/23/2023 | 205417945 | 02/23/2023
Rheem Sales Company, Inc. | Rheem | PRO+G40-40N RH AX | Federally-Regulated Consumer Product | Natural gas |  | 38 |  | 40000 | True |  |  | False | Gas-fired storage | 84 |  | 80 | 0 | 25646625 | High | 0.66 |  |  | 02/23/2023 | 209403933 | 02/23/2023
Rheem Sales Company, Inc. | Rheem | PRO+G40-38U RH62 EC1 TT* | Federally-Regulated Consumer Product | Natural gas |  | 38 |  | 38000 | True |  |  | False | Gas-fired storage | 71 |  | 76 | 0 | 19108631 | Medium | 0.58 |  |  | 02/23/2023 | 205417923 | 02/23/2023
Rheem Sales Company, Inc. | Rheem | RTGH-84DVLP-2 | Federally-Regulated Consumer Product | LPG |  | 0 |  | 157000 |  |  |  | False | Instantaneous gas-fired |  | 4.6 | 97 | 34 | 18084822 | High | 0.93 |  | 0 | 02/23/2023 | 202067529 | 02/23/2023
Rheem Sales Company, Inc. | Rheem | XG55T06EN45U* | Federally-Regulated Consumer Product | Natural gas |  | 55 |  | 45000 | True |  |  | False | Gas-fired storage | 99 |  | 76 | 0 | 27301246 | High | 0.62 |  |  | 02/23/2023 | 205417959 | 02/23/2023
Rheem Sales Company, Inc. | Rheem | CRTGH-95DVLP-2 | Federally-Regulated Consumer Product | LPG |  | 0 |  | 199900 |  |  |  | False | Instantaneous gas-fired |  | 5.7 | 97 | 32 | 18091646 | High | 0.93 |  | 0 | 02/23/2023 | 202068310 | 02/23/2023
Rheem Sales Company, Inc. | Rheem | XG50T09HN38U* | Federally-Regulated Consumer Product | Natural gas |  | 48 |  | 38000 | True |  |  | False | Gas-fired storage | 84 |  | 79 | 0 | 26448082 | High | 0.64 |  |  | 02/23/2023 | 205417944 | 02/23/2023
Rheem Sales Company, Inc. | Rheem | RTGH-95DVLN-2 | Federally-Regulated Consumer Product | Natural gas |  | 0 |  | 199900 |  |  |  | False | Instantaneous gas-fired |  | 5.7 | 97 | 32 | 18091646 | High | 0.93 |  | 0 | 02/23/2023 | 202067565 | 02/23/2023
Rheem Sales Company, Inc. | Rheem | PROPG38-40N RH69 PD* | Federally-Regulated Consumer Product | Natural gas |  | 37 |  | 40000 | True |  |  | False | Gas-fired storage | 70 |  | 76 | 104 | 16437585 | Medium | 0.66 |  |  | 02/23/2023 | 206900644 | 02/23/2023
Rheem Sales Company, Inc. | Rheem | XP50T06PVX42U0 | Federally-Regulated Consumer Product | LPG |  | 48 |  | 42000 | True |  |  | False | Gas-fired storage | 78 |  | 75 | 291 | 23899420 | High | 0.68 |  |  | 02/23/2023 | 209403953 | 02/23/2023
Rheem Sales Company, Inc. | Rheem | XG40T06PN36U* | Federally-Regulated Consumer Product | Natural gas |  | 39 |  | 36000 | True |  |  | False | Gas-fired storage | 67 |  | 74 | 61 | 17109064 | Medium | 0.64 |  |  | 02/23/2023 | 205406730 | 02/23/2023
Rheem Sales Company, Inc. | Rheem | PROPG38-36P RH69 PD* | Federally-Regulated Consumer Product | LPG |  | 37 |  | 36000 | True |  |  | False | Gas-fired storage | 66 |  | 77 | 25 | 16213238 | Medium | 0.68 |  |  | 02/23/2023 | 206900645 | 02/23/2023
Rheem Sales Company, Inc. | Rheem | RTGH-84DVLN-2 | Federally-Regulated Consumer Product | Natural gas |  | 0 |  | 157000 |  |  |  | False | Instantaneous gas-fired |  | 4.6 | 97 | 34 | 18084822 | High | 0.93 |  | 0 | 02/23/2023 | 202067519 | 02/23/2023
Rheem Sales Company, Inc. | Rheem | RTG-70XLNWA-1 | Federally-Regulated Consumer Product | Natural gas |  | 0 |  | 160000 |  |  |  | False | Instantaneous gas-fired |  | 4 | 84 | 31 | 20791478 | High | 0.81 |  | 0 | 02/23/2023 | 201921183 | 02/23/2023
Rheem Sales Company, Inc. | Rheem | XG40T12DU38U* | Federally-Regulated Consumer Product | Natural gas |  | 38 |  | 38000 | True |  |  | False | Gas-fired storage | 67 |  | 75 | 12 | 17276252 | Medium | 0.64 |  |  | 02/23/2023 | 205400786 | 02/23/2023
Rheem Sales Company, Inc. | Rheem | PROPG50-36P RH67 PD* | Federally-Regulated Consumer Product | LPG |  | 48 |  | 36000 | True |  |  | False | Gas-fired storage | 79 |  | 77 | 22 | 24456490 | High | 0.69 |  |  | 02/23/2023 | 206900649 | 02/23/2023
Rheem Sales Company, Inc. | Rheem | ECO160XLN3-1 | Federally-Regulated Consumer Product | Natural gas |  | 0 |  | 160000 |  |  |  | False | Instantaneous gas-fired |  | 4 | 84 | 31 | 20791478 | High | 0.81 |  | 0 | 02/23/2023 | 201921168 | 02/23/2023
Rheem Sales Company, Inc. | Rheem | XG50T06HN38U* | Federally-Regulated Consumer Product | Natural gas |  | 48 |  | 38000 | True |  |  | False | Gas-fired storage | 84 |  | 79 | 0 | 26448082 | High | 0.64 |  |  | 02/23/2023 | 205417943 | 02/23/2023
Rheem Sales Company, Inc. | Rheem | ECOH200DVLP-2 | Federally-Regulated Consumer Product | LPG |  | 0 |  | 199900 |  |  |  | False | Instantaneous gas-fired |  | 5.7 | 97 | 32 | 18091646 | High | 0.93 |  | 0 | 02/23/2023 | 202068314 | 02/23/2023
Rheem Sales Company, Inc. | Rheem | RTGH-68XLP-2 | Federally-Regulated Consumer Product | LPG |  | 0 |  | 120000 |  |  |  | False | Instantaneous gas-fired |  | 3.6 | 95 | 31 | 12073355 | Medium | 0.91 |  | 0 | 02/23/2023 | 202067514 | 02/23/2023
Rheem Sales Company, Inc. | Rheem | RTGH-90DVLP-2 | Federally-Regulated Consumer Product | LPG |  | 0 |  | 180000 |  |  |  | False | Instantaneous gas-fired |  | 5.2 | 97 | 34 | 18084822 | High | 0.93 |  | 0 | 02/23/2023 | 202067553 | 02/23/2023
Rheem Sales Company, Inc. | Rheem | RUTGH-RH10DVLP * | Federally-Regulated Consumer Product | Natural gas |  | 0 |  | 180000 |  |  |  | False | Instantaneous gas-fired |  | 5.2 | 97 | 29 | 17908257 | High | 0.94 |  | 0 | 02/23/2023 | 203303913 | 02/23/2023
Rheem Sales Company, Inc. | Rheem | PROG50-42P RH PV AX | Federally-Regulated Consumer Product | LPG |  | 48 |  | 42000 | True |  |  | False | Gas-fired storage | 78 |  | 75 | 291 | 23899420 | High | 0.68 |  |  | 02/23/2023 | 209403951 | 02/23/2023
Rheem Sales Company, Inc. | Rheem | XG50T06PN38U* | Federally-Regulated Consumer Product | Natural gas |  | 48 |  | 38000 | True |  |  | False | Gas-fired storage | 86 |  | 77 | 80 | 24619352 | High | 0.68 |  |  | 02/23/2023 | 205406733 | 02/23/2023
Rheem Sales Company, Inc. | Rheem | RTG-70DVLNWA-1 | Federally-Regulated Consumer Product | Natural gas |  | 0 |  | 160000 |  |  |  | False | Instantaneous gas-fired |  | 4.1 | 85 | 31 | 20536633 | High | 0.82 |  | 0 | 02/23/2023 | 201920591 | 02/23/2023
Rheem Sales Company, Inc. | Rheem | PROG40-36U RH67 PV* | Federally-Regulated Consumer Product | Natural gas |  | 39 |  | 36000 | True |  |  | False | Gas-fired storage | 67 |  | 74 | 61 | 17109064 | Medium | 0.64 |  |  | 02/23/2023 | 205363522 | 02/23/2023
Rheem Sales Company, Inc. | Rheem | XG50T06PVX42U0 | Federally-Regulated Consumer Product | Natural gas |  | 48 |  | 42000 | True |  |  | False | Gas-fired storage | 78 |  | 75 | 291 | 23899420 | High | 0.68 |  |  | 02/23/2023 | 209403952 | 02/23/2023
Rheem Sales Company, Inc. | Rheem | PRO+G50-38U RH67 PD* | Federally-Regulated Consumer Product | Natural gas |  | 48 |  | 38000 | True |  |  | False | Gas-fired storage | 86 |  | 78 | 19 | 24827484 | High | 0.68 |  |  | 02/23/2023 | 205363520 | 02/23/2023
Rheem Sales Company, Inc. | Rheem | DCRTGH84DVLP-2 | Federally-Regulated Consumer Product | LPG |  | 0 |  | 157000 |  |  |  | False | Instantaneous gas-fired |  | 4.6 | 97 | 34 | 18084822 | High | 0.93 |  | 0 | 02/23/2023 | 202067524 | 02/23/2023
Rheem Sales Company, Inc. | Rheem | RTG-84XLP-1 | Federally-Regulated Consumer Product | LPG |  | 0 |  | 180000 |  |  |  | False | Instantaneous gas-fired |  | 4.5 | 83 | 30 | 20794890 | High | 0.81 |  | 0 | 02/23/2023 | 8552307 | 02/23/2023
Rheem Sales Company, Inc. | Rheem | PRO+G50-38U RH62 EC1* | Federally-Regulated Consumer Product | Natural gas |  | 48 |  | 38000 | True |  |  | False | Gas-fired storage | 86 |  | 83 | 0 | 26867893 | High | 0.63 |  |  | 02/23/2023 | 205417934 | 02/23/2023
Rheem Sales Company, Inc. | Rheem | ECO160XLP3-1 | Federally-Regulated Consumer Product | LPG |  | 0 |  | 160000 |  |  |  | False | Instantaneous gas-fired |  | 4 | 84 | 31 | 20791478 | High | 0.81 |  | 0 | 02/23/2023 | 201921169 | 02/23/2023
Rheem Sales Company, Inc. | Rheem | PROPG50-40N RH67 PD* | Federally-Regulated Consumer Product | Natural gas |  | 48 |  | 40000 | True |  |  | False | Gas-fired storage | 79 |  | 77 | 22 | 24456490 | High | 0.69 |  |  | 02/23/2023 | 206900648 | 02/23/2023
Rheem Sales Company, Inc. | Rheem | RTGH-RH10DVLN * | Federally-Regulated Consumer Product | Natural gas |  | 0 |  | 180000 |  |  |  | False | Instantaneous gas-fired |  | 5.2 | 97 | 29 | 17908257 | High | 0.94 |  | 0 | 02/23/2023 | 203303879 | 02/23/2023
Rheem Sales Company, Inc. | Rheem | PROG40-38U RH62 EC1 TT* | Federally-Regulated Consumer Product | Natural gas |  | 38 |  | 38000 | True |  |  | False | Gas-fired storage | 71 |  | 76 | 0 | 19108631 | Medium | 0.58 |  |  | 02/23/2023 | 205417921 | 02/23/2023
Rheem Sales Company, Inc. | Rheem | XG40T06TN38U* | Federally-Regulated Consumer Product | Natural gas |  | 38 |  | 38000 | True |  |  | False | Gas-fired storage | 71 |  | 76 | 0 | 19108631 | Medium | 0.58 |  |  | 02/23/2023 | 205417926 | 02/23/2023
Rheem Sales Company, Inc. | Rheem | ECO160DVLP3-1 | Federally-Regulated Consumer Product | LPG |  | 0 |  | 160000 |  |  |  | False | Instantaneous gas-fired |  | 4.1 | 85 | 31 | 20536633 | High | 0.82 |  | 0 | 02/23/2023 | 201920586 | 02/23/2023
Rheem Sales Company, Inc. | Rheem | XG50T12DU38U*W | Federally-Regulated Consumer Product | Natural gas |  | 48 |  | 38000 | True |  |  | False | Gas-fired storage | 86 |  | 78 | 19 | 24827484 | High | 0.68 |  |  | 02/23/2023 | 205400779 | 02/23/2023
Rheem Sales Company, Inc. | Rheem | ECOH180DVLP-2 | Federally-Regulated Consumer Product | LPG |  | 0 |  | 180000 |  |  |  | False | Instantaneous gas-fired |  | 5.2 | 97 | 34 | 18084822 | High | 0.93 |  | 0 | 02/23/2023 | 202067555 | 02/23/2023
Rheem Sales Company, Inc. | Rheem | RTGH-S*11* | Federally-Regulated Consumer Product | LPG |  | 0 |  | 199900 |  |  |  | True | Instantaneous gas-fired |  | 5.8 | 98 | 19 | 17567227 | High | 0.96 |  | 0 | 02/23/2023 | 208798106 | 02/23/2023
Rheem Sales Company, Inc. | Rheem | RUTGH-RH10DVLN * | Federally-Regulated Consumer Product | Natural gas |  | 0 |  | 180000 |  |  |  | False | Instantaneous gas-fired |  | 5.2 | 97 | 29 | 17908257 | High | 0.94 |  | 0 | 02/23/2023 | 203303912 | 02/23/2023
Rheem Sales Company, Inc. | Rheem | PROG50-42N RH PV AX | Federally-Regulated Consumer Product | Natural gas |  | 48 |  | 42000 | True |  |  | False | Gas-fired storage | 78 |  | 75 | 291 | 23899420 | High | 0.68 |  |  | 02/23/2023 | 209403950 | 02/23/2023
Rheem Sales Company, Inc. | Rheem | PROG40-36P RH AX | Federally-Regulated Consumer Product | LPG |  | 38 |  | 36000 | True |  |  | False | Gas-fired storage | 84 |  | 80 | 0 | 25646625 | High | 0.66 |  |  | 02/23/2023 | 209403934 | 02/23/2023
Rheem Sales Company, Inc. | Rheem | XG50T12DU38U* | Federally-Regulated Consumer Product | Natural gas |  | 48 |  | 38000 | True |  |  | False | Gas-fired storage | 86 |  | 78 | 19 | 24827484 | High | 0.68 |  |  | 02/23/2023 | 205400778 | 02/23/2023
Rheem Sales Company, Inc. | Rheem | PROG40-40N RH AX | Federally-Regulated Consumer Product | Natural gas |  | 38 |  | 40000 | True |  |  | False | Gas-fired storage | 84 |  | 80 | 0 | 25646625 | High | 0.66 |  |  | 02/23/2023 | 209403935 | 02/23/2023
Rheem Sales Company, Inc. | Rheem | RTG-70XLN-1 | Federally-Regulated Consumer Product | Natural gas |  | 0 |  | 160000 |  |  |  | False | Instantaneous gas-fired |  | 4 | 84 | 31 | 20791478 | High | 0.81 |  | 0 | 02/23/2023 | 201920656 | 02/23/2023
Rheem Sales Company, Inc. | Rheem | PROG50-38U RH67 PV* | Federally-Regulated Consumer Product | Natural gas |  | 48 |  | 38000 | True |  |  | False | Gas-fired storage | 86 |  | 77 | 80 | 24619352 | High | 0.68 |  |  | 02/23/2023 | 205363523 | 02/23/2023
Rheem Sales Company, Inc. | Rheem | RTG-70DVLN-1 | Federally-Regulated Consumer Product | Natural gas |  | 0 |  | 160000 |  |  |  | False | Instantaneous gas-fired |  | 4.1 | 85 | 31 | 20536633 | High | 0.82 |  | 0 | 02/23/2023 | 201874868 | 02/23/2023
Rheem Sales Company, Inc. | Rheem | ECOH160DVLN-2 | Federally-Regulated Consumer Product | Natural gas |  | 0 |  | 157000 |  |  |  | False | Instantaneous gas-fired |  | 4.6 | 97 | 34 | 18084822 | High | 0.93 |  | 0 | 02/23/2023 | 202067525 | 02/23/2023
Rheem Sales Company, Inc. | Rheem | XG50T06EN38U* | Federally-Regulated Consumer Product | Natural gas |  | 48 |  | 38000 | True |  |  | False | Gas-fired storage | 86 |  | 83 | 0 | 26867893 | High | 0.63 |  |  | 02/23/2023 | 205417928 | 02/23/2023
Rheem Sales Company, Inc. | Rheem | ECOH200DVLN-2 | Federally-Regulated Consumer Product | Natural gas |  | 0 |  | 199900 |  |  |  | False | Instantaneous gas-fired |  | 5.7 | 97 | 32 | 18091646 | High | 0.93 |  | 0 | 02/23/2023 | 202068313 | 02/23/2023
Rheem Sales Company, Inc. | Rheem | ECOH180DVLN-2 | Federally-Regulated Consumer Product | Natural gas |  | 0 |  | 180000 |  |  |  | False | Instantaneous gas-fired |  | 5.2 | 97 | 34 | 18084822 | High | 0.93 |  | 0 | 02/23/2023 | 202067550 | 02/23/2023
Rheem Sales Company, Inc. | Rheem | ECOH160DVLP-2 | Federally-Regulated Consumer Product | LPG |  | 0 |  | 157000 |  |  |  | False | Instantaneous gas-fired |  | 4.6 | 97 | 34 | 18084822 | High | 0.93 |  | 0 | 02/23/2023 | 202067526 | 02/23/2023
Rheem Sales Company, Inc. | Rheem | RTGH-RH11DVLN * | Federally-Regulated Consumer Product | Natural gas |  | 0 |  | 199000 |  |  |  | False | Instantaneous gas-fired |  | 6 | 97 | 196 | 17338453 | High | 0.94 |  | 0 | 02/23/2023 | 203303878 | 02/23/2023
Rheem Sales Company, Inc. | Rheem | PROG50-38U RH60 EC1* | Federally-Regulated Consumer Product | Natural gas |  | 48 |  | 38000 | True |  |  | False | Gas-fired storage | 86 |  | 83 | 0 | 26867893 | High | 0.63 |  |  | 02/23/2023 | 205417873 | 02/23/2023
Rheem Sales Company, Inc. | Rheem | RTGH-S*10* | Federally-Regulated Consumer Product | Natural gas |  | 0 |  | 180000 |  |  |  | True | Instantaneous gas-fired |  | 5.2 | 98 | 19 | 17567227 | High | 0.96 |  | 0 | 02/23/2023 | 208798107 | 02/23/2023
Noritz America Corp. | PAVILION | UT199DV (GQ-C3260WX-FF PB US) | Federally-Regulated Consumer Product | Natural gas |  | 1 |  | 199900 |  |  |  | True | Instantaneous gas-fired |  | 5.6 | 98 | 32 | 17522871 | High | 0.96 |  | 0 | 02/23/2023 | 205123943 | 02/23/2023
Noritz America Corp. | PAVILION | UT199DV (GQ-C3260WX-FF PB US) | Federally-Regulated Consumer Product | LPG |  | 1 |  | 199900 |  |  |  | True | Instantaneous gas-fired |  | 5.6 | 98 | 32 | 17522871 | High | 0.96 |  | 0 | 02/23/2023 | 205123943 | 02/23/2023
Noritz America Corp. | PAVILION | PR199DV (GQ-C3260WXQ-FF PB US) | Federally-Regulated Consumer Product | LPG |  | 1 |  | 199900 |  |  |  | True | Instantaneous gas-fired |  | 5.6 | 98 | 32 | 17522871 | High | 0.96 |  | 0 | 02/23/2023 | 205123944 | 02/23/2023
Noritz America Corp. | PAVILION | PR199DV (GQ-C3260WXQ-FF PB US) | Federally-Regulated Consumer Product | Natural gas |  | 1 |  | 199900 |  |  |  | True | Instantaneous gas-fired |  | 5.6 | 98 | 32 | 17522871 | High | 0.96 |  | 0 | 02/23/2023 | 205123944 | 02/23/2023
Rheem Sales Company, Inc. | EcoSense | 43V30-60RE12 * | Federally-Regulated Consumer Product | Natural gas |  | 28 |  | 60000 | True |  |  | False | Gas-fired storage | 93 |  | 78 | 33 | 23727929 | High | 0.71 |  |  | 02/23/2023 | 10595514 | 02/23/2023
Rheem Sales Company, Inc. | EcoSense | 43V30-60RE6 * | Federally-Regulated Consumer Product | Natural gas |  | 28 |  | 60000 | True |  |  | False | Gas-fired storage | 93 |  | 78 | 33 | 23727929 | High | 0.71 |  |  | 02/23/2023 | 10595513 | 02/23/2023
Rheem Sales Company, Inc. | EcoSense | ECORHE50P | Federally-Regulated Consumer Product | LPG |  | 46 |  | 36000 | True |  |  | False | Gas-fired storage | 87 |  | 89 | 258 | 20278170 | High | 0.8 |  |  | 02/23/2023 | 5609878 | 02/23/2023
Rheem Sales Company, Inc. | EcoSense | ECORHE50 | Federally-Regulated Consumer Product | Natural gas |  | 46 |  | 40000 | True |  |  | False | Gas-fired storage | 87 |  | 89 | 258 | 20278170 | High | 0.8 |  |  | 02/23/2023 | 5609877 | 02/23/2023
Rheem Sales Company, Inc. | EcoSense | ECORHE40SP | Federally-Regulated Consumer Product | LPG |  | 37 |  | 36000 | True |  |  | False | Gas-fired storage | 68 |  | 87 | 181 | 14159769 | Medium | 0.75 |  |  | 02/23/2023 | 5609876 | 02/23/2023
A.O. Smith Water Products Company | U.S. Craftmaster | LG1F3032TBR 4*1 | Federally-Regulated Consumer Product | LPG |  | 29 |  | 32000 | True |  |  | False | Gas-fired storage | 62 |  | 74 | 0 | 18471676 | Medium | 0.6 |  |  | 02/23/2023 | 206715305 | 02/23/2023
A.O. Smith Water Products Company | U.S. Craftmaster | NG1F3032TBR 4** | Federally-Regulated Consumer Product | Natural gas |  | 29 |  | 32000 | True |  |  | False | Gas-fired storage | 62 |  | 74 | 0 | 18471676 | Medium | 0.6 |  |  | 02/23/2023 | 206715304 | 02/23/2023
Bosch Thermotechnology Corp. | Bosch | T9800 SE 160 | Federally-Regulated Consumer Product | Natural gas |  | 1 |  | 160000 |  |  |  | False | Instantaneous gas-fired |  | 4.7 | 100 | 42 | 18255362 | High | 0.92 |  | 0 | 02/23/2023 | 9963061 | 02/23/2023
Bosch Thermotechnology Corp. | Bosch | T9900I SE 199 | Federally-Regulated Consumer Product | LPG |  | 1 |  | 199000 |  |  |  | False | Instantaneous gas-fired |  | 5.4 | 100 | 42 | 17488751 | High | 0.96 |  | 0 | 02/23/2023 | 9963073 | 02/23/2023
Bosch Thermotechnology Corp. | Bosch | T9800 SEO 160 | Federally-Regulated Consumer Product | Natural gas |  | 1 |  | 160000 |  |  |  | False | Instantaneous gas-fired |  | 4.7 | 100 | 42 | 18255362 | High | 0.92 |  | 0 | 02/23/2023 | 9963062 | 02/23/2023
Bosch Thermotechnology Corp. | Bosch | T9900 SE 160 | Federally-Regulated Consumer Product | LPG |  | 1 |  | 160000 |  |  |  | False | Instantaneous gas-fired |  | 4.7 | 100 | 42 | 18255362 | High | 0.92 |  | 0 | 02/23/2023 | 9963063 | 02/23/2023
Bosch Thermotechnology Corp. | Bosch | T9900 SE 199 | Federally-Regulated Consumer Product | LPG |  | 1 |  | 199000 |  |  |  | False | Instantaneous gas-fired |  | 5.4 | 100 | 42 | 17488751 | High | 0.96 |  | 0 | 02/23/2023 | 9963070 | 02/23/2023
Bosch Thermotechnology Corp. | Bosch | T9800 SEO 199 | Federally-Regulated Consumer Product | Natural gas |  | 1 |  | 199000 |  |  |  | False | Instantaneous gas-fired |  | 5.4 | 100 | 42 | 17488751 | High | 0.96 |  | 0 | 02/23/2023 | 9963069 | 02/23/2023
Bosch Thermotechnology Corp. | Bosch | T9800 SE 199 | Federally-Regulated Consumer Product | LPG |  | 1 |  | 199000 |  |  |  | False | Instantaneous gas-fired |  | 5.4 | 100 | 42 | 17488751 | High | 0.96 |  | 0 | 02/23/2023 | 9963064 | 02/23/2023
Bosch Thermotechnology Corp. | Bosch | T9800 SE 199 | Federally-Regulated Consumer Product | Natural gas |  | 1 |  | 199000 |  |  |  | False | Instantaneous gas-fired |  | 5.4 | 100 | 42 | 17488751 | High | 0.96 |  | 0 | 02/23/2023 | 9963064 | 02/23/2023
Bosch Thermotechnology Corp. | Bosch | T9900I SE 199 | Federally-Regulated Consumer Product | Natural gas |  | 1 |  | 199000 |  |  |  | False | Instantaneous gas-fired |  | 5.4 | 100 | 42 | 17488751 | High | 0.96 |  | 0 | 02/23/2023 | 9963073 | 02/23/2023
Bosch Thermotechnology Corp. | Bosch | T9900 SE 199 | Federally-Regulated Consumer Product | Natural gas |  | 1 |  | 199000 |  |  |  | False | Instantaneous gas-fired |  | 5.4 | 100 | 42 | 17488751 | High | 0.96 |  | 0 | 02/23/2023 | 9963070 | 02/23/2023
Bosch Thermotechnology Corp. | Bosch | T9800 SEO 160 | Federally-Regulated Consumer Product | LPG |  | 1 |  | 160000 |  |  |  | False | Instantaneous gas-fired |  | 4.7 | 100 | 42 | 18255362 | High | 0.92 |  | 0 | 02/23/2023 | 9963062 | 02/23/2023
Bosch Thermotechnology Corp. | Bosch | T9900 SE 160 | Federally-Regulated Consumer Product | Natural gas |  | 1 |  | 160000 |  |  |  | False | Instantaneous gas-fired |  | 4.7 | 100 | 42 | 18255362 | High | 0.92 |  | 0 | 02/23/2023 | 9963063 | 02/23/2023
Bosch Thermotechnology Corp. | Bosch | T9800 SE 160 | Federally-Regulated Consumer Product | LPG |  | 1 |  | 160000 |  |  |  | False | Instantaneous gas-fired |  | 4.7 | 100 | 42 | 18255362 | High | 0.92 |  | 0 | 02/23/2023 | 9963061 | 02/23/2023
Bosch Thermotechnology Corp. | Bosch | T9800 SEO 199 | Federally-Regulated Consumer Product | LPG |  | 1 |  | 199000 |  |  |  | False | Instantaneous gas-fired |  | 5.4 | 100 | 42 | 17488751 | High | 0.96 |  | 0 | 02/23/2023 | 9963069 | 02/23/2023
A.O. Smith Water Products Company | John Wood | JW650S40N-AV-ES2 1** | Federally-Regulated Consumer Product | Natural gas |  | 49 |  | 40000 | True |  |  | False | Gas-fired storage | 78 |  | 79 | 12 | 24490610 | High | 0.69 |  |  | 02/23/2023 | 207616236 | 02/23/2023
A.O. Smith Water Products Company | John Wood | JW650T40N-AV-ES2 1** | Federally-Regulated Consumer Product | Natural gas |  | 48 |  | 40000 | True |  |  | False | Gas-fired storage | 84 |  | 80 | 25 | 24446254 | High | 0.69 |  |  | 02/23/2023 | 207616226 | 02/23/2023
A.O. Smith Water Products Company | John Wood | JCT-199-N 1** | Federally-Regulated Consumer Product | Natural gas |  | 1 |  | 199000 |  |  |  | False | Instantaneous gas-fired |  | 5.8 | 96 | 47 | 18040466 | High | 0.93 |  | 0 | 02/23/2023 | 207094241 | 02/23/2023
A.O. Smith Water Products Company | John Wood | PV40TN 2** | Federally-Regulated Consumer Product | Natural gas |  | 38 |  | 50000 | True |  |  | False | Gas-fired storage | 87 |  | 78 | 34 | 24065096 | High | 0.7 |  |  | 02/23/2023 | 207616318 | 02/23/2023
A.O. Smith Water Products Company | John Wood | PV50NM 2** | Federally-Regulated Consumer Product | Natural gas |  | 49 |  | 40000 | True |  |  | False | Gas-fired storage | 79 |  | 80 | 40 | 23372926 | High | 0.72 |  |  | 02/23/2023 | 207616311 | 02/23/2023
A.O. Smith Water Products Company | John Wood | JWT-540H-N 1** | Federally-Regulated Consumer Product | Natural gas |  | 1 |  | 199000 |  |  |  | False | Instantaneous gas-fired |  | 5.8 | 96 | 47 | 18040466 | High | 0.93 |  | 0 | 02/23/2023 | 207094239 | 02/23/2023
A.O. Smith Water Products Company | John Wood | PDV50HIP 3*1 | Federally-Regulated Consumer Product | LPG |  | 48 |  | 62000 | True |  |  | False | Gas-fired storage | 118 |  | 82 | 54 | 23003111 | High | 0.73 |  |  | 02/23/2023 | 207616300 | 02/23/2023
A.O. Smith Water Products Company | John Wood | PV50N 2** | Federally-Regulated Consumer Product | Natural gas |  | 49 |  | 40000 | True |  |  | False | Gas-fired storage | 79 |  | 80 | 40 | 23372926 | High | 0.72 |  |  | 02/23/2023 | 207616309 | 02/23/2023
A.O. Smith Water Products Company | John Wood | JW650T40P-AV-ES2 1*1 | Federally-Regulated Consumer Product | LPG |  | 48 |  | 40000 | True |  |  | False | Gas-fired storage | 84 |  | 80 | 25 | 24446254 | High | 0.69 |  |  | 02/23/2023 | 207616227 | 02/23/2023
A.O. Smith Water Products Company | John Wood | JWT-240H-P 1*1 | Federally-Regulated Consumer Product | LPG |  | 1 |  | 160000 |  |  |  | False | Instantaneous gas-fired |  | 4.7 | 97 | 38 | 17877549 | High | 0.94 |  | 0 | 02/23/2023 | 207094246 | 02/23/2023
A.O. Smith Water Products Company | John Wood | JWT-340H-P 1*1 | Federally-Regulated Consumer Product | LPG |  | 1 |  | 180000 |  |  |  | False | Instantaneous gas-fired |  | 5.4 | 97 | 37 | 17691411 | High | 0.95 |  | 0 | 02/23/2023 | 207094251 | 02/23/2023
A.O. Smith Water Products Company | John Wood | PV50TN 2** | Federally-Regulated Consumer Product | Natural gas |  | 48 |  | 50000 | True |  |  | False | Gas-fired storage | 97 |  | 81 | 35 | 23389986 | High | 0.72 |  |  | 02/23/2023 | 207616322 | 02/23/2023
A.O. Smith Water Products Company | John Wood | JW8640S40N-AV-ES2 1** | Federally-Regulated Consumer Product | Natural gas |  | 38 |  | 40000 | True |  |  | False | Gas-fired storage | 65 |  | 77 | 12 | 16751489 | Medium | 0.66 |  |  | 02/23/2023 | 207616234 | 02/23/2023
A.O. Smith Water Products Company | John Wood | JW640S40P-AV-ES2 1*1 | Federally-Regulated Consumer Product | LPG |  | 38 |  | 40000 | True |  |  | False | Gas-fired storage | 65 |  | 77 | 12 | 16751489 | Medium | 0.66 |  |  | 02/23/2023 | 207616235 | 02/23/2023
A.O. Smith Water Products Company | John Wood | PDV40N 3** | Federally-Regulated Consumer Product | Natural gas |  | 38 |  | 40000 | True |  |  | False | Gas-fired storage | 74 |  | 79 | 58 | 16100642 | Medium | 0.68 |  |  | 02/23/2023 | 207616294 | 02/23/2023
A.O. Smith Water Products Company | John Wood | PV50HIN 2** | Federally-Regulated Consumer Product | Natural gas |  | 50 |  | 62000 | True |  |  | False | Gas-fired storage | 119 |  | 82 | 26 | 23098647 | High | 0.73 |  |  | 02/23/2023 | 207616326 | 02/23/2023
A.O. Smith Water Products Company | John Wood | JW640T40N-AV-ES2 1** | Federally-Regulated Consumer Product | Natural gas |  | 38 |  | 40000 | True |  |  | False | Gas-fired storage | 70 |  | 73 | 30 | 17214836 | Medium | 0.64 |  |  | 02/23/2023 | 207616204 | 02/23/2023
A.O. Smith Water Products Company | John Wood | PV50TP 2** | Federally-Regulated Consumer Product | Natural gas |  | 48 |  | 50000 | True |  |  | False | Gas-fired storage | 97 |  | 81 | 35 | 23389986 | High | 0.72 |  |  | 02/23/2023 | 207616323 | 02/23/2023
A.O. Smith Water Products Company | John Wood | PV40N 2** | Federally-Regulated Consumer Product | Natural gas |  | 38 |  | 40000 | True |  |  | False | Gas-fired storage | 73 |  | 79 | 30 | 16439440 | Medium | 0.67 |  |  | 02/23/2023 | 207616304 | 02/23/2023
A.O. Smith Water Products Company | John Wood | PV50PM 2*1 | Federally-Regulated Consumer Product | LPG |  | 49 |  | 40000 | True |  |  | False | Gas-fired storage | 79 |  | 80 | 40 | 23372926 | High | 0.72 |  |  | 02/23/2023 | 207616312 | 02/23/2023
A.O. Smith Water Products Company | John Wood | JW640T40P-AV-ES2 1*1 | Federally-Regulated Consumer Product | LPG |  | 38 |  | 40000 | True |  |  | False | Gas-fired storage | 70 |  | 73 | 30 | 17214836 | Medium | 0.64 |  |  | 02/23/2023 | 207616205 | 02/23/2023
A.O. Smith Water Products Company | John Wood | PV40TP 2** | Federally-Regulated Consumer Product | Natural gas |  | 38 |  | 50000 | True |  |  | False | Gas-fired storage | 87 |  | 78 | 34 | 24065096 | High | 0.7 |  |  | 02/23/2023 | 207616319 | 02/23/2023
A.O. Smith Water Products Company | John Wood | PV50P 2*1 | Federally-Regulated Consumer Product | LPG |  | 49 |  | 40000 | True |  |  | False | Gas-fired storage | 79 |  | 80 | 40 | 23372926 | High | 0.72 |  |  | 02/23/2023 | 207616310 | 02/23/2023
A.O. Smith Water Products Company | John Wood | PV50HIPM 2** | Federally-Regulated Consumer Product | Natural gas |  | 50 |  | 62000 | True |  |  | False | Gas-fired storage | 119 |  | 82 | 26 | 23098647 | High | 0.73 |  |  | 02/23/2023 | 207616329 | 02/23/2023
A.O. Smith Water Products Company | John Wood | PV50HINM 2** | Federally-Regulated Consumer Product | Natural gas |  | 50 |  | 62000 | True |  |  | False | Gas-fired storage | 119 |  | 82 | 26 | 23098647 | High | 0.73 |  |  | 02/23/2023 | 207616328 | 02/23/2023
A.O. Smith Water Products Company | John Wood | JWT-340H-N 1** | Federally-Regulated Consumer Product | Natural gas |  | 1 |  | 180000 |  |  |  | False | Instantaneous gas-fired |  | 5.4 | 97 | 37 | 17691411 | High | 0.95 |  | 0 | 02/23/2023 | 207094250 | 02/23/2023
A.O. Smith Water Products Company | John Wood | PDV50P 3*1 | Federally-Regulated Consumer Product | LPG |  | 48 |  | 45000 | True |  |  | False | Gas-fired storage | 79 |  | 79 | 68 | 23277390 | High | 0.72 |  |  | 02/23/2023 | 207616290 | 02/23/2023
A.O. Smith Water Products Company | John Wood | JWT-140H-P 1*1 | Federally-Regulated Consumer Product | LPG |  | 0 |  | 120000 |  |  |  | False | Instantaneous gas-fired |  | 3.3 | 94 | 23 | 12235975 | Medium | 0.9 |  | 0 | 02/23/2023 | 207094247 | 02/23/2023
A.O. Smith Water Products Company | John Wood | PDV50HIN 3** | Federally-Regulated Consumer Product | Natural gas |  | 48 |  | 62000 | True |  |  | False | Gas-fired storage | 118 |  | 82 | 54 | 23003111 | High | 0.73 |  |  | 02/23/2023 | 207616299 | 02/23/2023
A.O. Smith Water Products Company | John Wood | JCT-199-P 1*1 | Federally-Regulated Consumer Product | LPG |  | 1 |  | 199000 |  |  |  | False | Instantaneous gas-fired |  | 5.8 | 96 | 47 | 18040466 | High | 0.93 |  | 0 | 02/23/2023 | 207094242 | 02/23/2023
A.O. Smith Water Products Company | John Wood | PDV40P 3*1 | Federally-Regulated Consumer Product | LPG |  | 38 |  | 40000 | True |  |  | False | Gas-fired storage | 74 |  | 79 | 58 | 16100642 | Medium | 0.68 |  |  | 02/23/2023 | 207616295 | 02/23/2023
A.O. Smith Water Products Company | John Wood | PV50HIP 2** | Federally-Regulated Consumer Product | Natural gas |  | 50 |  | 62000 | True |  |  | False | Gas-fired storage | 119 |  | 82 | 26 | 23098647 | High | 0.73 |  |  | 02/23/2023 | 207616327 | 02/23/2023
A.O. Smith Water Products Company | John Wood | JWT-240H-N 1** | Federally-Regulated Consumer Product | Natural gas |  | 1 |  | 160000 |  |  |  | False | Instantaneous gas-fired |  | 4.7 | 97 | 38 | 17877549 | High | 0.94 |  | 0 | 02/23/2023 | 207094245 | 02/23/2023
A.O. Smith Water Products Company | John Wood | PDV50N 3** | Federally-Regulated Consumer Product | Natural gas |  | 48 |  | 45000 | True |  |  | False | Gas-fired storage | 79 |  | 79 | 68 | 23277390 | High | 0.72 |  |  | 02/23/2023 | 207616289 | 02/23/2023
A.O. Smith Water Products Company | John Wood | PV40P 2*1 | Federally-Regulated Consumer Product | LPG |  | 38 |  | 40000 | True |  |  | False | Gas-fired storage | 73 |  | 79 | 30 | 16439440 | Medium | 0.67 |  |  | 02/23/2023 | 207616305 | 02/23/2023
A.O. Smith Water Products Company | John Wood | JWT-540H-P 1*1 | Federally-Regulated Consumer Product | LPG |  | 1 |  | 199000 |  |  |  | False | Instantaneous gas-fired |  | 5.8 | 96 | 47 | 18040466 | High | 0.93 |  | 0 | 02/23/2023 | 207094240 | 02/23/2023
Bradford White Corporation | BRADFORD WHITE | URG2DV40S*N-*** | Federally-Regulated Consumer Product | Natural gas |  | 38 |  | 38000 | True |  |  | False | Gas-fired storage | 62 |  | 75 | 0 | 18471676 | Medium | 0.6 |  |  | 02/23/2023 | 200094468 | 02/23/2023
Bradford White Corporation | BRADFORD WHITE | URG150T*N | Federally-Regulated Consumer Product | Natural gas |  | 47 |  | 34000 | True |  |  | False | Gas-fired storage | 75 |  | 80 | 0 | 26867893 | High | 0.63 |  |  | 02/23/2023 | 200094521 | 02/23/2023
Bradford White Corporation | BRADFORD WHITE | RG250S*N | Federally-Regulated Consumer Product | Natural gas |  | 47 |  | 50000 | True |  |  | False | Gas-fired storage | 75 |  | 78 | 0 | 26867893 | High | 0.63 |  |  | 02/23/2023 | 200094364 | 02/23/2023
Bradford White Corporation | BRADFORD WHITE | URG250T*N | Federally-Regulated Consumer Product | Natural gas |  | 48 |  | 40000 | True |  |  | False | Gas-fired storage | 81 |  | 80 | 0 | 26867893 | High | 0.63 |  |  | 02/23/2023 | 200094352 | 02/23/2023
Bradford White Corporation | BRADFORD WHITE | RG2PDV40S*N | Federally-Regulated Consumer Product | Natural gas |  | 38 |  | 40000 | True |  |  | False | Gas-fired storage | 75 |  | 78 | 104 | 23826256 | High | 0.7 |  |  | 02/23/2023 | 200094440 | 02/23/2023
Bradford White Corporation | BRADFORD WHITE | URG2PV50H*N** | Federally-Regulated Consumer Product | Natural gas |  | 46 |  | 56000 | True |  |  | False | Gas-fired storage | 107 |  | 78 | 81 | 24615940 | High | 0.68 |  |  | 02/23/2023 | 208141890 | 02/23/2023
Bradford White Corporation | BRADFORD WHITE | LG250H65*X | Federally-Regulated Consumer Product | LPG |  | 46 |  | 61000 | True |  |  | False | Gas-fired storage | 106 |  | 81 | 0 | 26867893 | High | 0.63 |  |  | 02/23/2023 | 200094382 | 02/23/2023
Bradford White Corporation | BRADFORD WHITE | URG230T*N | Federally-Regulated Consumer Product | Natural gas |  | 29 |  | 32000 | True |  |  | False | Gas-fired storage | 60 |  | 79 | 0 | 18471676 | Medium | 0.6 |  |  | 02/23/2023 | 200094316 | 02/23/2023
Bradford White Corporation | BRADFORD WHITE | ULG2PV50H56*N** | Federally-Regulated Consumer Product | Natural gas |  | 46 |  | 56000 | True |  |  | False | Gas-fired storage | 107 |  | 78 | 81 | 24615940 | High | 0.68 |  |  | 02/23/2023 | 208157153 | 02/23/2023
Bradford White Corporation | BRADFORD WHITE | LG2PDV50H60*X | Federally-Regulated Consumer Product | LPG |  | 46 |  | 60000 | True |  |  | False | Gas-fired storage | 103 |  | 77 | 110 | 24516992 | High | 0.68 |  |  | 02/23/2023 | 200094458 | 02/23/2023
Bradford White Corporation | BRADFORD WHITE | URG2PV50T*N19 | Federally-Regulated Consumer Product | Natural gas |  | 48 |  | 40000 | True |  |  | False | Gas-fired storage | 75 |  | 80 | 80 | 23236446 | High | 0.72 |  |  | 02/23/2023 | 205135034 | 02/23/2023
Bradford White Corporation | BRADFORD WHITE | URG1PV50S*N19 | Federally-Regulated Consumer Product | Natural gas |  | 48 |  | 40000 | True |  |  | False | Gas-fired storage | 78 |  | 79 | 81 | 24255182 | High | 0.69 |  |  | 02/23/2023 | 205135032 | 02/23/2023
Bradford White Corporation | BRADFORD WHITE | RG140T*N | Federally-Regulated Consumer Product | Natural gas |  | 38 |  | 34000 | True |  |  | False | Gas-fired storage | 64 |  | 78 | 0 | 18784755 | Medium | 0.59 |  |  | 02/23/2023 | 200094513 | 02/23/2023
Bradford White Corporation | BRADFORD WHITE | RG2DVMH30T*X | Federally-Regulated Consumer Product | LPG |  | 29 |  | 30000 | True |  |  | True | Gas-fired storage | 56 |  | 76 | 0 | 18471676 | Medium | 0.6 |  |  | 02/23/2023 | 200094498 | 02/23/2023
Bradford White Corporation | BRADFORD WHITE | RG2DV40S*N-*** | Federally-Regulated Consumer Product | Natural gas |  | 38 |  | 38000 | True |  |  | False | Gas-fired storage | 62 |  | 75 | 0 | 18471676 | Medium | 0.6 |  |  | 02/23/2023 | 200094464 | 02/23/2023
Bradford White Corporation | BRADFORD WHITE | ULG2DV50H45*N-*** | Federally-Regulated Consumer Product | Natural gas |  | 46 |  | 45000 | True |  |  | False | Gas-fired storage | 83 |  | 77 | 0 | 26448082 | High | 0.64 |  |  | 02/23/2023 | 200094486 | 02/23/2023
Bradford White Corporation | BRADFORD WHITE | RG2PV50T*X19 | Federally-Regulated Consumer Product | LPG |  | 48 |  | 40000 | True |  |  | False | Gas-fired storage | 75 |  | 80 | 80 | 23236446 | High | 0.72 |  |  | 02/23/2023 | 205135017 | 02/23/2023
Bradford White Corporation | BRADFORD WHITE | RG2DVMH30T*N | Federally-Regulated Consumer Product | Natural gas |  | 29 |  | 30000 | True |  |  | True | Gas-fired storage | 56 |  | 76 | 0 | 18471676 | Medium | 0.6 |  |  | 02/23/2023 | 200094496 | 02/23/2023
Bradford White Corporation | BRADFORD WHITE | RG2PV50S*X19 | Federally-Regulated Consumer Product | LPG |  | 48 |  | 40000 | True |  |  | False | Gas-fired storage | 78 |  | 80 | 78 | 23243270 | High | 0.72 |  |  | 02/23/2023 | 205135016 | 02/23/2023
Bradford White Corporation | BRADFORD WHITE | URG2PDV40S*N | Federally-Regulated Consumer Product | Natural gas |  | 38 |  | 40000 | True |  |  | False | Gas-fired storage | 75 |  | 78 | 104 | 23826256 | High | 0.7 |  |  | 02/23/2023 | 200094444 | 02/23/2023
Bradford White Corporation | BRADFORD WHITE | RG1PV50S*X19 | Federally-Regulated Consumer Product | LPG |  | 48 |  | 40000 | True |  |  | False | Gas-fired storage | 78 |  | 79 | 81 | 24255182 | High | 0.69 |  |  | 02/23/2023 | 205135013 | 02/23/2023
Bradford White Corporation | BRADFORD WHITE | RG250T*X | Federally-Regulated Consumer Product | LPG |  | 48 |  | 36000 | True |  |  | False | Gas-fired storage | 81 |  | 80 | 0 | 26867893 | High | 0.63 |  |  | 02/23/2023 | 200094350 | 02/23/2023
Bradford White Corporation | BRADFORD WHITE | RTGS199N1 | Federally-Regulated Consumer Product | Natural gas |  | 1 |  | 199000 |  |  |  | False | Instantaneous gas-fired |  | 5.6 | 97 | 34 | 17701647 | High | 0.95 |  | 0 | 02/23/2023 | 208083278 | 02/23/2023
Bradford White Corporation | BRADFORD WHITE | URG2D40S*N | Federally-Regulated Consumer Product | Natural gas |  | 38 |  | 38000 | True |  |  | False | Gas-fired storage | 62 |  | 78 | 22 | 17242132 | Medium | 0.64 |  |  | 02/23/2023 | 9963145 | 02/23/2023
Bradford White Corporation | BRADFORD WHITE | RG250R*X | Federally-Regulated Consumer Product | LPG |  | 47 |  | 37000 | True |  |  | False | Gas-fired storage | 78 |  | 82 | 0 | 26448082 | High | 0.64 |  |  | 02/23/2023 | 209471270 | 02/23/2023
Bradford White Corporation | BRADFORD WHITE | RG250R*N | Federally-Regulated Consumer Product | Natural gas |  | 47 |  | 40000 | True |  |  | False | Gas-fired storage | 78 |  | 82 | 0 | 26448082 | High | 0.64 |  |  | 02/23/2023 | 209471069 | 02/23/2023
Bradford White Corporation | BRADFORD WHITE | RG2F50S*X | Federally-Regulated Consumer Product | LPG |  | 48 |  | 38000 | True |  |  | False | Gas-fired storage | 76 |  | 79 | 51 | 24718300 | High | 0.68 |  |  | 02/23/2023 | 200094402 | 02/23/2023
Bradford White Corporation | BRADFORD WHITE | RG2PDV50H*N | Federally-Regulated Consumer Product | Natural gas |  | 46 |  | 60000 | True |  |  | False | Gas-fired storage | 103 |  | 77 | 110 | 24516992 | High | 0.68 |  |  | 02/23/2023 | 200094452 | 02/23/2023
Bradford White Corporation | BRADFORD WHITE | RG2PV50H*N** | Federally-Regulated Consumer Product | Natural gas |  | 46 |  | 65000 | True |  |  | False | Gas-fired storage | 116 |  | 79 | 76 | 24633000 | High | 0.68 |  |  | 02/23/2023 | 208141889 | 02/23/2023
Bradford White Corporation | BRADFORD WHITE | RG2PV40S*X19 | Federally-Regulated Consumer Product | LPG |  | 38 |  | 40000 | True |  |  | False | Gas-fired storage | 75 |  | 80 | 78 | 23243270 | High | 0.72 |  |  | 02/23/2023 | 205135014 | 02/23/2023
Bradford White Corporation | BRADFORD WHITE | URG2D50S*N | Federally-Regulated Consumer Product | Natural gas |  | 47 |  | 40000 | True |  |  | False | Gas-fired storage | 81 |  | 79 | 22 | 24817248 | High | 0.68 |  |  | 02/23/2023 | 9963146 | 02/23/2023
Bradford White Corporation | BRADFORD WHITE | RG250T*N | Federally-Regulated Consumer Product | Natural gas |  | 48 |  | 40000 | True |  |  | False | Gas-fired storage | 81 |  | 80 | 0 | 26867893 | High | 0.63 |  |  | 02/23/2023 | 200094348 | 02/23/2023
Bradford White Corporation | BRADFORD WHITE | LG250H65*N | Federally-Regulated Consumer Product | Natural gas |  | 46 |  | 65000 | True |  |  | False | Gas-fired storage | 106 |  | 81 | 0 | 26867893 | High | 0.63 |  |  | 02/23/2023 | 200094380 | 02/23/2023
Bradford White Corporation | BRADFORD WHITE | RG250H*X | Federally-Regulated Consumer Product | LPG |  | 46 |  | 61000 | True |  |  | False | Gas-fired storage | 106 |  | 81 | 0 | 26867893 | High | 0.63 |  |  | 02/23/2023 | 200094378 | 02/23/2023
Bradford White Corporation | BRADFORD WHITE | URG130T*N | Federally-Regulated Consumer Product | Natural gas |  | 29 |  | 27000 | True |  |  | False | Gas-fired storage | 46 |  | 78 | 0 | 14180277 | Low | 0.54 |  |  | 02/23/2023 | 200094511 | 02/23/2023
Bradford White Corporation | BRADFORD WHITE | RG2PDV50S*N | Federally-Regulated Consumer Product | Natural gas |  | 48 |  | 40000 | True |  |  | False | Gas-fired storage | 80 |  | 79 | 131 | 24445340 | High | 0.68 |  |  | 02/23/2023 | 200094446 | 02/23/2023
Bradford White Corporation | BRADFORD WHITE | RG230S*N | Federally-Regulated Consumer Product | Natural gas |  | 29 |  | 30000 | True |  |  | False | Gas-fired storage | 49 |  | 78 | 0 | 14180277 | Low | 0.54 |  |  | 02/23/2023 | 200094360 | 02/23/2023
Bradford White Corporation | BRADFORD WHITE | RG2F40S*X | Federally-Regulated Consumer Product | LPG |  | 38 |  | 38000 | True |  |  | False | Gas-fired storage | 75 |  | 80 | 44 | 24030976 | High | 0.7 |  |  | 02/23/2023 | 200094398 | 02/23/2023
Bradford White Corporation | BRADFORD WHITE | RG2MH40T*N | Federally-Regulated Consumer Product | Natural gas |  | 37 |  | 34000 | True |  |  | True | Gas-fired storage | 54 |  | 78 | 0 | 18784755 | Medium | 0.59 |  |  | 02/23/2023 | 200094492 | 02/23/2023
Bradford White Corporation | BRADFORD WHITE | LG2PDV50H60*N | Federally-Regulated Consumer Product | Natural gas |  | 46 |  | 60000 | True |  |  | False | Gas-fired storage | 103 |  | 77 | 110 | 24516992 | High | 0.68 |  |  | 02/23/2023 | 200094456 | 02/23/2023
Bradford White Corporation | BRADFORD WHITE | RG150T*X | Federally-Regulated Consumer Product | LPG |  | 47 |  | 34000 | True |  |  | False | Gas-fired storage | 75 |  | 80 | 0 | 26867893 | High | 0.63 |  |  | 02/23/2023 | 200094523 | 02/23/2023
Bradford White Corporation | BRADFORD WHITE | LG2DV50H50*N | Federally-Regulated Consumer Product | Natural gas |  | 46 |  | 50000 | True |  |  | False | Gas-fired storage | 96 |  | 78 | 0 | 26448082 | High | 0.64 |  |  | 02/23/2023 | 200094480 | 02/23/2023
Bradford White Corporation | BRADFORD WHITE | RG2PDV50S*X | Federally-Regulated Consumer Product | LPG |  | 48 |  | 38000 | True |  |  | False | Gas-fired storage | 80 |  | 79 | 131 | 24445340 | High | 0.68 |  |  | 02/23/2023 | 200094448 | 02/23/2023
Bradford White Corporation | BRADFORD WHITE | RG250H*N | Federally-Regulated Consumer Product | Natural gas |  | 46 |  | 65000 | True |  |  | False | Gas-fired storage | 106 |  | 81 | 0 | 26867893 | High | 0.63 |  |  | 02/23/2023 | 200094376 | 02/23/2023
Bradford White Corporation | BRADFORD WHITE | RG2PV40T*X19 | Federally-Regulated Consumer Product | LPG |  | 38 |  | 40000 | True |  |  | False | Gas-fired storage | 78 |  | 79 | 80 | 23236446 | High | 0.72 |  |  | 02/23/2023 | 205135015 | 02/23/2023
Bradford White Corporation | BRADFORD WHITE | RG2PV50T*N19 | Federally-Regulated Consumer Product | Natural gas |  | 48 |  | 40000 | True |  |  | False | Gas-fired storage | 75 |  | 80 | 80 | 23236446 | High | 0.72 |  |  | 02/23/2023 | 205134948 | 02/23/2023
Bradford White Corporation | BRADFORD WHITE | RG230T*N | Federally-Regulated Consumer Product | Natural gas |  | 29 |  | 32000 | True |  |  | False | Gas-fired storage | 60 |  | 79 | 0 | 18471676 | Medium | 0.6 |  |  | 02/23/2023 | 200094312 | 02/23/2023
Bradford White Corporation | BRADFORD WHITE | URG250S*N | Federally-Regulated Consumer Product | Natural gas |  | 47 |  | 50000 | True |  |  | False | Gas-fired storage | 75 |  | 78 | 0 | 26867893 | High | 0.63 |  |  | 02/23/2023 | 200094368 | 02/23/2023
Bradford White Corporation | BRADFORD WHITE | RG2PDV40S*X | Federally-Regulated Consumer Product | LPG |  | 38 |  | 38000 | True |  |  | False | Gas-fired storage | 75 |  | 78 | 104 | 23826256 | High | 0.7 |  |  | 02/23/2023 | 200094442 | 02/23/2023
Bradford White Corporation | BRADFORD WHITE | RG2DV50H*X-*** | Federally-Regulated Consumer Product | LPG |  | 46 |  | 48000 | True |  |  | False | Gas-fired storage | 96 |  | 78 | 0 | 26448082 | High | 0.64 |  |  | 02/23/2023 | 200094478 | 02/23/2023
Bradford White Corporation | BRADFORD WHITE | ULG2PDV50H50*N | Federally-Regulated Consumer Product | Natural gas |  | 46 |  | 50000 | True |  |  | False | Gas-fired storage | 82 |  | 76 | 110 | 24516992 | High | 0.68 |  |  | 02/23/2023 | 200094462 | 02/23/2023
Bradford White Corporation | BRADFORD WHITE | URG1PV40S*N19 | Federally-Regulated Consumer Product | Natural gas |  | 38 |  | 40000 | True |  |  | False | Gas-fired storage | 75 |  | 79 | 82 | 24612528 | High | 0.68 |  |  | 02/23/2023 | 205135031 | 02/23/2023
Bradford White Corporation | BRADFORD WHITE | RG2D50S*N | Federally-Regulated Consumer Product | Natural gas |  | 47 |  | 40000 | True |  |  | False | Gas-fired storage | 81 |  | 79 | 22 | 24817248 | High | 0.68 |  |  | 02/23/2023 | 200094392 | 02/23/2023
Bradford White Corporation | BRADFORD WHITE | RG2MH30T*N | Federally-Regulated Consumer Product | Natural gas |  | 29 |  | 32000 | True |  |  | True | Gas-fired storage | 50 |  | 79 | 0 | 14180277 | Low | 0.54 |  |  | 02/23/2023 | 200094488 | 02/23/2023
Bradford White Corporation | BRADFORD WHITE | RG250L*X | Federally-Regulated Consumer Product | LPG |  | 47 |  | 38000 | True |  |  | False | Gas-fired storage | 77 |  | 76 | 0 | 26867893 | High | 0.63 |  |  | 02/23/2023 | 200094372 | 02/23/2023
Bradford White Corporation | BRADFORD WHITE | RG1PV40S*X19 | Federally-Regulated Consumer Product | LPG |  | 38 |  | 40000 | True |  |  | False | Gas-fired storage | 75 |  | 79 | 82 | 24612528 | High | 0.68 |  |  | 02/23/2023 | 205135012 | 02/23/2023
Bradford White Corporation | BRADFORD WHITE | RG240T*X | Federally-Regulated Consumer Product | LPG |  | 38 |  | 36000 | True |  |  | False | Gas-fired storage | 75 |  | 77 | 0 | 26448082 | High | 0.64 |  |  | 02/23/2023 | 200094338 | 02/23/2023
Bradford White Corporation | BRADFORD WHITE | RG2D40S*X | Federally-Regulated Consumer Product | LPG |  | 38 |  | 38000 | True |  |  | False | Gas-fired storage | 62 |  | 78 | 22 | 17242132 | Medium | 0.64 |  |  | 02/23/2023 | 200094390 | 02/23/2023
Bradford White Corporation | BRADFORD WHITE | RG240S*N | Federally-Regulated Consumer Product | Natural gas |  | 38 |  | 40000 | True |  |  | False | Gas-fired storage | 69 |  | 77 | 0 | 19108631 | Medium | 0.58 |  |  | 02/23/2023 | 200094324 | 02/23/2023
Bradford White Corporation | BRADFORD WHITE | RG2F40S*N | Federally-Regulated Consumer Product | Natural gas |  | 38 |  | 38000 | True |  |  | False | Gas-fired storage | 75 |  | 80 | 44 | 24030976 | High | 0.7 |  |  | 02/23/2023 | 200094396 | 02/23/2023
Bradford White Corporation | BRADFORD WHITE | RG230S*X | Federally-Regulated Consumer Product | LPG |  | 29 |  | 26000 | True |  |  | False | Gas-fired storage | 49 |  | 78 | 0 | 14180277 | Low | 0.54 |  |  | 02/23/2023 | 200094362 | 02/23/2023
Bradford White Corporation | BRADFORD WHITE | RG150T*N | Federally-Regulated Consumer Product | Natural gas |  | 47 |  | 34000 | True |  |  | False | Gas-fired storage | 75 |  | 80 | 0 | 26867893 | High | 0.63 |  |  | 02/23/2023 | 200094519 | 02/23/2023
Bradford White Corporation | BRADFORD WHITE | LG2PV50H65*X** | Federally-Regulated Consumer Product | LPG |  | 46 |  | 58000 | True |  |  | False | Gas-fired storage | 116 |  | 79 | 76 | 24633000 | High | 0.68 |  |  | 02/23/2023 | 208157150 | 02/23/2023
Bradford White Corporation | BRADFORD WHITE | RG2D50S*X | Federally-Regulated Consumer Product | LPG |  | 47 |  | 40000 | True |  |  | False | Gas-fired storage | 81 |  | 79 | 22 | 24817248 | High | 0.68 |  |  | 02/23/2023 | 200094394 | 02/23/2023
Bradford White Corporation | BRADFORD WHITE | URG250L*N | Federally-Regulated Consumer Product | Natural gas |  | 47 |  | 40000 | True |  |  | False | Gas-fired storage | 77 |  | 76 | 0 | 26867893 | High | 0.63 |  |  | 02/23/2023 | 200094374 | 02/23/2023
Bradford White Corporation | BRADFORD WHITE | RG2MH30T*X | Federally-Regulated Consumer Product | LPG |  | 29 |  | 32000 | True |  |  | True | Gas-fired storage | 50 |  | 79 | 0 | 14180277 | Low | 0.54 |  |  | 02/23/2023 | 200094490 | 02/23/2023
Bradford White Corporation | BRADFORD WHITE | RG250L*N | Federally-Regulated Consumer Product | Natural gas |  | 47 |  | 40000 | True |  |  | False | Gas-fired storage | 77 |  | 76 | 0 | 26867893 | High | 0.63 |  |  | 02/23/2023 | 200094370 | 02/23/2023
Bradford White Corporation | BRADFORD WHITE | RG2PDV50H*X | Federally-Regulated Consumer Product | LPG |  | 46 |  | 60000 | True |  |  | False | Gas-fired storage | 103 |  | 77 | 110 | 24516992 | High | 0.68 |  |  | 02/23/2023 | 200094454 | 02/23/2023
Bradford White Corporation | BRADFORD WHITE | RTGS199X1 | Federally-Regulated Consumer Product | LPG |  | 1 |  | 199000 |  |  |  | False | Instantaneous gas-fired |  | 5.6 | 97 | 34 | 17701647 | High | 0.95 |  | 0 | 02/23/2023 | 208083280 | 02/23/2023
Bradford White Corporation | BRADFORD WHITE | URG2DV50S*N-*** | Federally-Regulated Consumer Product | Natural gas |  | 47 |  | 38000 | True |  |  | False | Gas-fired storage | 78 |  | 81 | 0 | 26867893 | High | 0.63 |  |  | 02/23/2023 | 200094474 | 02/23/2023
Bradford White Corporation | BRADFORD WHITE | RG240S*X | Federally-Regulated Consumer Product | LPG |  | 38 |  | 38000 | True |  |  | False | Gas-fired storage | 69 |  | 77 | 0 | 19108631 | Medium | 0.58 |  |  | 02/23/2023 | 200094326 | 02/23/2023
Bradford White Corporation | BRADFORD WHITE | RG2DV50H*N-*** | Federally-Regulated Consumer Product | Natural gas |  | 46 |  | 50000 | True |  |  | False | Gas-fired storage | 96 |  | 78 | 0 | 26448082 | High | 0.64 |  |  | 02/23/2023 | 200094476 | 02/23/2023
Bradford White Corporation | BRADFORD WHITE | RG2D40S*N | Federally-Regulated Consumer Product | Natural gas |  | 38 |  | 38000 | True |  |  | False | Gas-fired storage | 62 |  | 78 | 22 | 17242132 | Medium | 0.64 |  |  | 02/23/2023 | 200094388 | 02/23/2023
Bradford White Corporation | BRADFORD WHITE | RG2DVMH40T*N | Federally-Regulated Consumer Product | Natural gas |  | 38 |  | 30000 | True |  |  | True | Gas-fired storage | 51 |  | 78 | 0 | 19108631 | Medium | 0.58 |  |  | 02/23/2023 | 200094500 | 02/23/2023
Bradford White Corporation | BRADFORD WHITE | RG240T*N | Federally-Regulated Consumer Product | Natural gas |  | 38 |  | 40000 | True |  |  | False | Gas-fired storage | 75 |  | 77 | 0 | 26448082 | High | 0.64 |  |  | 02/23/2023 | 200094336 | 02/23/2023
Bradford White Corporation | BRADFORD WHITE | RG2DV40S*X-*** | Federally-Regulated Consumer Product | LPG |  | 38 |  | 36000 | True |  |  | False | Gas-fired storage | 62 |  | 75 | 0 | 18471676 | Medium | 0.6 |  |  | 02/23/2023 | 200094466 | 02/23/2023
Bradford White Corporation | BRADFORD WHITE | RG230T*X | Federally-Regulated Consumer Product | LPG |  | 29 |  | 31000 | True |  |  | False | Gas-fired storage | 60 |  | 79 | 0 | 18471676 | Medium | 0.6 |  |  | 02/23/2023 | 200094314 | 02/23/2023
Bradford White Corporation | BRADFORD WHITE | URG2DV50H*N-*** | Federally-Regulated Consumer Product | Natural gas |  | 46 |  | 45000 | True |  |  | False | Gas-fired storage | 83 |  | 77 | 0 | 26448082 | High | 0.64 |  |  | 02/23/2023 | 200094484 | 02/23/2023
Bradford White Corporation | BRADFORD WHITE | LG2PV50H65*N** | Federally-Regulated Consumer Product | Natural gas |  | 46 |  | 65000 | True |  |  | False | Gas-fired storage | 116 |  | 79 | 76 | 24633000 | High | 0.68 |  |  | 02/23/2023 | 208157148 | 02/23/2023
Bradford White Corporation | BRADFORD WHITE | URG240S*N | Federally-Regulated Consumer Product | Natural gas |  | 38 |  | 40000 | True |  |  | False | Gas-fired storage | 69 |  | 77 | 0 | 19108631 | Medium | 0.58 |  |  | 02/23/2023 | 200094328 | 02/23/2023
Bradford White Corporation | BRADFORD WHITE | RG2DV50S*N-*** | Federally-Regulated Consumer Product | Natural gas |  | 47 |  | 42000 | True |  |  | False | Gas-fired storage | 77 |  | 75 | 0 | 26448082 | High | 0.64 |  |  | 02/23/2023 | 200094470 | 02/23/2023
Bradford White Corporation | BRADFORD WHITE | RTGR199X1 | Federally-Regulated Consumer Product | LPG |  | 1 |  | 199000 |  |  |  | False | Instantaneous gas-fired |  | 5.6 | 97 | 34 | 17701647 | High | 0.95 |  | 0 | 02/23/2023 | 208083279 | 02/23/2023
Bradford White Corporation | BRADFORD WHITE | URG2PDV50S*N | Federally-Regulated Consumer Product | Natural gas |  | 48 |  | 40000 | True |  |  | False | Gas-fired storage | 80 |  | 79 | 131 | 24445340 | High | 0.68 |  |  | 02/23/2023 | 200094450 | 02/23/2023
Bradford White Corporation | BRADFORD WHITE | URG2PV40T*N19 | Federally-Regulated Consumer Product | Natural gas |  | 38 |  | 40000 | True |  |  | False | Gas-fired storage | 78 |  | 79 | 80 | 23236446 | High | 0.72 |  |  | 02/23/2023 | 205135033 | 02/23/2023
Bradford White Corporation | BRADFORD WHITE | RG2F50S*N | Federally-Regulated Consumer Product | Natural gas |  | 48 |  | 38000 | True |  |  | False | Gas-fired storage | 76 |  | 79 | 51 | 24718300 | High | 0.68 |  |  | 02/23/2023 | 200094400 | 02/23/2023
Bradford White Corporation | BRADFORD WHITE | RG250S*X | Federally-Regulated Consumer Product | LPG |  | 47 |  | 48000 | True |  |  | False | Gas-fired storage | 75 |  | 78 | 0 | 26867893 | High | 0.63 |  |  | 02/23/2023 | 200094366 | 02/23/2023
Bradford White Corporation | BRADFORD WHITE | RG2DV50S*X-*** | Federally-Regulated Consumer Product | LPG |  | 47 |  | 40000 | True |  |  | False | Gas-fired storage | 77 |  | 75 | 0 | 26448082 | High | 0.64 |  |  | 02/23/2023 | 200094472 | 02/23/2023
Bradford White Corporation | BRADFORD WHITE | RG2PV50H*X** | Federally-Regulated Consumer Product | LPG |  | 46 |  | 58000 | True |  |  | False | Gas-fired storage | 116 |  | 79 | 76 | 24633000 | High | 0.68 |  |  | 02/23/2023 | 208157070 | 02/23/2023
Bradford White Corporation | BRADFORD WHITE | RG2DVMH40T*X | Federally-Regulated Consumer Product | LPG |  | 38 |  | 30000 | True |  |  | True | Gas-fired storage | 51 |  | 78 | 0 | 19108631 | Medium | 0.58 |  |  | 02/23/2023 | 200094502 | 02/23/2023
Bradford White Corporation | BRADFORD WHITE | RG140T*X | Federally-Regulated Consumer Product | LPG |  | 38 |  | 34000 | True |  |  | False | Gas-fired storage | 64 |  | 78 | 0 | 18784755 | Medium | 0.59 |  |  | 02/23/2023 | 200094517 | 02/23/2023
Bradford White Corporation | BRADFORD WHITE | ULG250H55*N | Federally-Regulated Consumer Product | Natural gas |  | 46 |  | 55000 | True |  |  | False | Gas-fired storage | 110 |  | 82 | 0 | 26448082 | High | 0.64 |  |  | 02/23/2023 | 200094386 | 02/23/2023
Bradford White Corporation | BRADFORD WHITE | RG2MH40T*X | Federally-Regulated Consumer Product | LPG |  | 37 |  | 34000 | True |  |  | True | Gas-fired storage | 54 |  | 78 | 0 | 18784755 | Medium | 0.59 |  |  | 02/23/2023 | 200094494 | 02/23/2023
Bradford White Corporation | BRADFORD WHITE | RTGR199N1 | Federally-Regulated Consumer Product | Natural gas |  | 1 |  | 199000 |  |  |  | False | Instantaneous gas-fired |  | 5.6 | 97 | 34 | 17701647 | High | 0.95 |  | 0 | 02/23/2023 | 208083277 | 02/23/2023
Bradford White Corporation | BRADFORD WHITE | URG2PDV50H*N | Federally-Regulated Consumer Product | Natural gas |  | 46 |  | 50000 | True |  |  | False | Gas-fired storage | 82 |  | 76 | 110 | 24516992 | High | 0.68 |  |  | 02/23/2023 | 200094460 | 02/23/2023
Bradford White Corporation | BRADFORD WHITE | URG140T*N | Federally-Regulated Consumer Product | Natural gas |  | 38 |  | 34000 | True |  |  | False | Gas-fired storage | 64 |  | 78 | 0 | 18784755 | Medium | 0.59 |  |  | 02/23/2023 | 200094515 | 02/23/2023
Bradford White Corporation | BRADFORD WHITE | LG2DV50H50*X | Federally-Regulated Consumer Product | LPG |  | 46 |  | 48000 | True |  |  | False | Gas-fired storage | 96 |  | 78 | 0 | 26448082 | High | 0.64 |  |  | 02/23/2023 | 200094482 | 02/23/2023
Bradford White Corporation | BRADFORD WHITE | RG130T*N | Federally-Regulated Consumer Product | Natural gas |  | 29 |  | 27000 | True |  |  | False | Gas-fired storage | 46 |  | 78 | 0 | 14180277 | Low | 0.54 |  |  | 02/23/2023 | 200094507 | 02/23/2023
Bradford White Corporation | BRADFORD WHITE | RG130T*X | Federally-Regulated Consumer Product | LPG |  | 29 |  | 27000 | True |  |  | False | Gas-fired storage | 46 |  | 78 | 0 | 14180277 | Low | 0.54 |  |  | 02/23/2023 | 200094509 | 02/23/2023
Bradford White Corporation | BRADFORD WHITE | URG250H*N | Federally-Regulated Consumer Product | Natural gas |  | 46 |  | 55000 | True |  |  | False | Gas-fired storage | 110 |  | 82 | 0 | 26448082 | High | 0.64 |  |  | 02/23/2023 | 200094384 | 02/23/2023
Bradford White Corporation | BRADFORD WHITE | URG240T*N | Federally-Regulated Consumer Product | Natural gas |  | 38 |  | 40000 | True |  |  | False | Gas-fired storage | 75 |  | 77 | 0 | 26448082 | High | 0.64 |  |  | 02/23/2023 | 200094340 | 02/23/2023
Rheem Sales Company, Inc. | Richmond | 10E40-HP120M* | Federally-Regulated Consumer Product | Heat pump |  | 36 |  | 1 | False |  | False | True | Electric storage | 45 |  | 387 | 780 |  | Low | 2.8 |  |  | 02/23/2023 | 208105661 | 02/23/2023
Rheem Sales Company, Inc. | Richmond | 6G40-36F3 | Federally-Regulated Consumer Product | Natural gas |  | 38 |  | 36000 | True |  |  | False | Gas-fired storage | 64 |  | 74 | 0 | 19108631 | Medium | 0.58 |  |  | 02/23/2023 | 8086843 | 02/23/2023
Rheem Sales Company, Inc. | Richmond | 10E80-HP120M* | Federally-Regulated Consumer Product | Heat pump |  | 72 |  | 1 | False |  | False | True | Electric storage | 72 |  | 437 | 932 |  | Medium | 3.5 |  |  | 02/23/2023 | 208105670 | 02/23/2023
Rheem Sales Company, Inc. | Richmond | 6RHE40SP | Federally-Regulated Consumer Product | LPG |  | 37 |  | 36000 | True |  |  | False | Gas-fired storage | 68 |  | 87 | 181 | 14159769 | Medium | 0.75 |  |  | 02/23/2023 | 5609884 | 02/23/2023
Rheem Sales Company, Inc. | Richmond | MV40FDVX3 | Federally-Regulated Consumer Product | Natural gas |  | 38 |  | 36000 | True |  |  | True | Gas-fired storage | 63 |  | 74 | 0 | 18471676 | Medium | 0.6 |  |  | 02/23/2023 | 7451992 | 02/23/2023
Rheem Sales Company, Inc. | Richmond | 6G55-50F3 | Federally-Regulated Consumer Product | Natural gas |  | 55 |  | 50000 | True |  |  | False | Gas-fired storage | 91 |  | 75 | 0 | 27301246 | High | 0.62 |  |  | 02/23/2023 | 8077759 | 02/23/2023
Rheem Sales Company, Inc. | Richmond | 6V30FT3 * | Federally-Regulated Consumer Product | Natural gas |  | 28 |  | 32000 | True |  |  | True | Gas-fired storage | 52 |  | 75 | 0 | 18471676 | Medium | 0.6 |  |  | 02/23/2023 | 8107236 | 02/23/2023
Rheem Sales Company, Inc. | Richmond | 9G40-38F3 | Federally-Regulated Consumer Product | Natural gas |  | 38 |  | 38000 | True |  |  | False | Gas-fired storage | 64 |  | 74 | 0 | 19108631 | Medium | 0.58 |  |  | 02/23/2023 | 8077754 | 02/23/2023
Rheem Sales Company, Inc. | Richmond | 9G50S-36PF3 | Federally-Regulated Consumer Product | LPG |  | 48 |  | 36000 | True |  |  | False | Gas-fired storage | 87 |  | 75 | 0 | 26867893 | High | 0.63 |  |  | 02/23/2023 | 8087601 | 02/23/2023
Rheem Sales Company, Inc. | Richmond | MV50FDVX3 | Federally-Regulated Consumer Product | Natural gas |  | 48 |  | 36000 | True |  |  | True | Gas-fired storage | 65 |  | 73 | 0 | 19108631 | Medium | 0.58 |  |  | 02/23/2023 | 7451988 | 02/23/2023
Rheem Sales Company, Inc. | Richmond | MVR30DV3 | Federally-Regulated Consumer Product | Natural gas |  | 29 |  | 30000 | True |  |  | True | Gas-fired storage | 46 |  | 78 | 0 | 13433946 | Low | 0.57 |  |  | 02/23/2023 | 8068484 | 02/23/2023
Rheem Sales Company, Inc. | Richmond | 12G55-50F3 | Federally-Regulated Consumer Product | Natural gas |  | 55 |  | 50000 | True |  |  | False | Gas-fired storage | 91 |  | 75 | 0 | 27301246 | High | 0.62 |  |  | 02/23/2023 | 8077761 | 02/23/2023
Rheem Sales Company, Inc. | Richmond | 6G55-45PF3 | Federally-Regulated Consumer Product | LPG |  | 55 |  | 45000 | True |  |  | False | Gas-fired storage | 91 |  | 75 | 0 | 27301246 | High | 0.62 |  |  | 02/23/2023 | 8077760 | 02/23/2023
Rheem Sales Company, Inc. | Richmond | 6GR40-36PF3 | Federally-Regulated Consumer Product | LPG |  | 38 |  | 36000 | True |  |  | False | Gas-fired storage | 84 |  | 80 | 0 | 25646625 | High | 0.66 |  |  | 02/23/2023 | 8225020 | 02/23/2023
Rheem Sales Company, Inc. | Richmond | 10E65-HP120M* | Federally-Regulated Consumer Product | Heat pump |  | 59 |  | 1 | False |  | False | True | Electric storage | 55 |  | 405 | 955 |  | Medium | 3.3 |  |  | 02/23/2023 | 208105667 | 02/23/2023
Rheem Sales Company, Inc. | Richmond | 12GR40-36PF3 | Federally-Regulated Consumer Product | LPG |  | 38 |  | 36000 | True |  |  | False | Gas-fired storage | 84 |  | 80 | 0 | 25646625 | High | 0.66 |  |  | 02/23/2023 | 8225021 | 02/23/2023
Rheem Sales Company, Inc. | Richmond | 12GR40-40F3 | Federally-Regulated Consumer Product | Natural gas |  | 38 |  | 40000 | True |  |  | False | Gas-fired storage | 84 |  | 80 | 0 | 25646625 | High | 0.66 |  |  | 02/23/2023 | 8225022 | 02/23/2023
Rheem Sales Company, Inc. | Richmond | 6G30S-30F3 | Federally-Regulated Consumer Product | Natural gas |  | 29 |  | 30000 | True |  |  | False | Gas-fired storage | 51 |  | 75 | 0 | 18471676 | Medium | 0.6 |  |  | 02/23/2023 | 8086840 | 02/23/2023
Rheem Sales Company, Inc. | Richmond | 6G50S-40F3 | Federally-Regulated Consumer Product | Natural gas |  | 48 |  | 40000 | True |  |  | False | Gas-fired storage | 87 |  | 75 | 0 | 26867893 | High | 0.63 |  |  | 02/23/2023 | 8065142 | 02/23/2023
Rheem Sales Company, Inc. | Richmond | 12GR50-40F3 | Federally-Regulated Consumer Product | Natural gas |  | 48 |  | 40000 | True |  |  | False | Gas-fired storage | 76 |  | 81 | 0 | 26041188 | High | 0.65 |  |  | 02/23/2023 | 8225032 | 02/23/2023
Rheem Sales Company, Inc. | Richmond | 9G50S-40F3 | Federally-Regulated Consumer Product | Natural gas |  | 48 |  | 40000 | True |  |  | False | Gas-fired storage | 87 |  | 75 | 0 | 26867893 | High | 0.63 |  |  | 02/23/2023 | 8065144 | 02/23/2023
Rheem Sales Company, Inc. | Richmond | 10E50-HP120 | Federally-Regulated Consumer Product | Heat pump |  | 46 |  | 1.3 | False |  | False | True | Electric storage | 51 |  | 350 | 1082 |  | Medium | 3 |  |  | 02/23/2023 | 208676267 | 02/23/2023
Rheem Sales Company, Inc. | Richmond | 6GR50SPVE2-32P | Federally-Regulated Consumer Product | LPG |  | 48 |  | 32400 | True |  |  | False | Gas-fired storage | 78 |  | 79 | 86 | 23887672 | High | 0.7 |  |  | 02/23/2023 | 5536908 | 02/23/2023
Rheem Sales Company, Inc. | Richmond | 6G30-32F3 * | Federally-Regulated Consumer Product | Natural gas |  | 28 |  | 32000 | True |  |  | False | Gas-fired storage | 63 |  | 74 | 0 | 18471676 | Medium | 0.6 |  |  | 02/23/2023 | 8087962 | 02/23/2023
Rheem Sales Company, Inc. | Richmond | 6GR40-40F3 | Federally-Regulated Consumer Product | Natural gas |  | 38 |  | 40000 | True |  |  | False | Gas-fired storage | 84 |  | 80 | 0 | 25646625 | High | 0.66 |  |  | 02/23/2023 | 8225019 | 02/23/2023
Rheem Sales Company, Inc. | Richmond | RMTG84DVLP-1 | Federally-Regulated Consumer Product | LPG |  | 0 |  | 180000 |  |  |  | False | Instantaneous gas-fired |  | 4.5 | 84 | 31 | 20536633 | High | 0.82 |  | 0 | 02/23/2023 | 8552263 | 02/23/2023
Rheem Sales Company, Inc. | Richmond | 9G40S-35PF3 | Federally-Regulated Consumer Product | LPG |  | 39 |  | 35000 | True |  |  | False | Gas-fired storage | 65 |  | 77 | 0 | 19108631 | Medium | 0.58 |  |  | 02/23/2023 | 8065173 | 02/23/2023
Rheem Sales Company, Inc. | Richmond | 12GR50-36PF3 | Federally-Regulated Consumer Product | LPG |  | 48 |  | 36000 | True |  |  | False | Gas-fired storage | 76 |  | 81 | 0 | 26041188 | High | 0.65 |  |  | 02/23/2023 | 8225033 | 02/23/2023
Rheem Sales Company, Inc. | Richmond | 6G30-30PF3 | Federally-Regulated Consumer Product | LPG |  | 28 |  | 30000 | True |  |  | False | Gas-fired storage | 63 |  | 74 | 0 | 18471676 | Medium | 0.6 |  |  | 02/23/2023 | 8065163 | 02/23/2023
Rheem Sales Company, Inc. | Richmond | 12G55-45PF3 | Federally-Regulated Consumer Product | Natural gas |  | 55 |  | 45000 | True |  |  | False | Gas-fired storage | 91 |  | 75 | 0 | 27301246 | High | 0.62 |  |  | 02/23/2023 | 8077762 | 02/23/2023
Rheem Sales Company, Inc. | Richmond | 6G40S-35PF3 | Federally-Regulated Consumer Product | LPG |  | 39 |  | 35000 | True |  |  | False | Gas-fired storage | 65 |  | 77 | 0 | 19108631 | Medium | 0.58 |  |  | 02/23/2023 | 8236143 | 02/23/2023
Rheem Sales Company, Inc. | Richmond | MVR40DV3 | Federally-Regulated Consumer Product | Natural gas |  | 38 |  | 30000 | True |  |  | True | Gas-fired storage | 58 |  | 80 | 0 | 18784755 | Medium | 0.59 |  |  | 02/23/2023 | 8068488 | 02/23/2023
Rheem Sales Company, Inc. | Richmond | 6GR50-40F3 | Federally-Regulated Consumer Product | Natural gas |  | 48 |  | 40000 | True |  |  | False | Gas-fired storage | 76 |  | 81 | 0 | 26041188 | High | 0.65 |  |  | 02/23/2023 | 8225031 | 02/23/2023
Rheem Sales Company, Inc. | Richmond | 6G50S-36PF3 | Federally-Regulated Consumer Product | LPG |  | 48 |  | 36000 | True |  |  | False | Gas-fired storage | 87 |  | 75 | 0 | 26867893 | High | 0.63 |  |  | 02/23/2023 | 8087586 | 02/23/2023
Rheem Sales Company, Inc. | Richmond | 6GR50-36PF3 | Federally-Regulated Consumer Product | LPG |  | 48 |  | 36000 | True |  |  | False | Gas-fired storage | 76 |  | 81 | 0 | 26041188 | High | 0.65 |  |  | 02/23/2023 | 8225034 | 02/23/2023
Rheem Sales Company, Inc. | Richmond | 6RHE40S | Federally-Regulated Consumer Product | Natural gas |  | 37 |  | 40000 | True |  |  | False | Gas-fired storage | 87 |  | 92 | 219 | 19646474 | High | 0.83 |  |  | 02/23/2023 | 5609883 | 02/23/2023
Rheem Sales Company, Inc. | Richmond | 6GR50SPVE2-36 | Federally-Regulated Consumer Product | Natural gas |  | 48 |  | 36000 | True |  |  | False | Gas-fired storage | 78 |  | 79 | 86 | 23887672 | High | 0.7 |  |  | 02/23/2023 | 5536892 | 02/23/2023
Rheem Sales Company, Inc. | Richmond | 9G40S-38F3 | Federally-Regulated Consumer Product | Natural gas |  | 39 |  | 38000 | True |  |  | False | Gas-fired storage | 65 |  | 77 | 0 | 19108631 | Medium | 0.58 |  |  | 02/23/2023 | 8065172 | 02/23/2023
Rheem Sales Company, Inc. | Richmond | 10E40-HP120 | Federally-Regulated Consumer Product | Heat pump |  | 37 |  | 1.3 | False |  | False | True | Electric storage | 51 |  | 355 | 1082 |  | Medium | 3 |  |  | 02/23/2023 | 208629407 | 02/23/2023
Rheem Sales Company, Inc. | Richmond | RMTG84DVLN-1 | Federally-Regulated Consumer Product | Natural gas |  | 0 |  | 180000 |  |  |  | False | Instantaneous gas-fired |  | 4.5 | 84 | 31 | 20536633 | High | 0.82 |  | 0 | 02/23/2023 | 8552256 | 02/23/2023
Rheem Sales Company, Inc. | Richmond | 10E50-HP120M* | Federally-Regulated Consumer Product | Heat pump |  | 46 |  | 1 | False |  | False | True | Electric storage | 55 |  | 367 | 1072 |  | Medium | 3 |  |  | 02/23/2023 | 208105664 | 02/23/2023
Rheem Sales Company, Inc. | Richmond | 6GR40SPVE2-32P | Federally-Regulated Consumer Product | LPG |  | 39 |  | 32400 | True |  |  | False | Gas-fired storage | 66 |  | 74 | 61 | 16842646 | Medium | 0.65 |  |  | 02/23/2023 | 5536903 | 02/23/2023
Rheem Sales Company, Inc. | Richmond | 6V40FT3 | Federally-Regulated Consumer Product | Natural gas |  | 38 |  | 34000 | True |  |  | True | Gas-fired storage | 57 |  | 75 | 0 | 18784755 | Medium | 0.59 |  |  | 02/23/2023 | 8077637 | 02/23/2023
Rheem Sales Company, Inc. | RHEEM/ECOSENSE | ECO180DVLN3-1 | Federally-Regulated Consumer Product | Natural gas |  | 0 |  | 180000 |  |  |  | False | Instantaneous gas-fired |  | 4.5 | 84 | 31 | 20536633 | High | 0.82 |  | 0 | 02/23/2023 | 8552255 | 02/23/2023
A.O. Smith Water Products Company | Takagi | T-H3-OS-P 1*1 | Federally-Regulated Consumer Product | LPG |  | 1 |  | 199000 |  |  |  | False | Instantaneous gas-fired |  | 5.8 | 96 | 34 | 17701647 | High | 0.95 |  | 0 | 02/23/2023 | 206703108 | 02/23/2023
A.O. Smith Water Products Company | Takagi | TCT-199O-N 1** | Federally-Regulated Consumer Product | Natural gas |  | 1 |  | 199000 |  |  |  | False | Instantaneous gas-fired |  | 5.8 | 96 | 34 | 17701647 | High | 0.95 |  | 0 | 02/23/2023 | 206703107 | 02/23/2023
A.O. Smith Water Products Company | Takagi | TK-240X3-PIH 1*1 | Federally-Regulated Consumer Product | LPG |  | 1 |  | 160000 |  |  |  | False | Instantaneous gas-fired |  | 4.7 | 97 | 38 | 17877549 | High | 0.94 |  | 0 | 02/23/2023 | 207861922 | 02/23/2023
A.O. Smith Water Products Company | Takagi | T-H3-DV-N 1** | Federally-Regulated Consumer Product | Natural gas |  | 1 |  | 199000 |  |  |  | False | Instantaneous gas-fired |  | 5.8 | 96 | 47 | 18040466 | High | 0.93 |  | 0 | 02/23/2023 | 206703059 | 02/23/2023
A.O. Smith Water Products Company | Takagi | TK-510U-E 2** | Federally-Regulated Consumer Product | Natural gas |  | 1 |  | 199000 |  |  |  | False | Instantaneous gas-fired |  | 5 | 84 | 33 | 20784654 | High | 0.81 |  | 0 | 02/23/2023 | 206908516 | 02/23/2023
A.O. Smith Water Products Company | Takagi | TK-540P-NIH 1** | Federally-Regulated Consumer Product | Natural gas |  | 1 |  | 199000 |  |  |  | False | Instantaneous gas-fired |  | 5.8 | 96 | 47 | 18040466 | High | 0.93 |  | 0 | 02/23/2023 | 206703069 | 02/23/2023
A.O. Smith Water Products Company | Takagi | TCT-199I-P 1*1 | Federally-Regulated Consumer Product | LPG |  | 1 |  | 199000 |  |  |  | False | Instantaneous gas-fired |  | 5.8 | 96 | 47 | 18040466 | High | 0.93 |  | 0 | 02/23/2023 | 206703073 | 02/23/2023
A.O. Smith Water Products Company | Takagi | TCT-199I-N 1** | Federally-Regulated Consumer Product | Natural gas |  | 1 |  | 199000 |  |  |  | False | Instantaneous gas-fired |  | 5.8 | 96 | 47 | 18040466 | High | 0.93 |  | 0 | 02/23/2023 | 206703070 | 02/23/2023
A.O. Smith Water Products Company | Takagi | TK-110U-I 2** | Federally-Regulated Consumer Product | Natural gas |  | 1 |  | 140000 |  |  |  | False | Instantaneous gas-fired |  | 3.5 | 85 | 35 | 13563303 | Medium | 0.81 |  | 0 | 02/23/2023 | 206908494 | 02/23/2023
A.O. Smith Water Products Company | Takagi | TK-340X3-PIH 1*1 | Federally-Regulated Consumer Product | LPG |  | 1 |  | 180000 |  |  |  | False | Instantaneous gas-fired |  | 5.4 | 97 | 37 | 17691411 | High | 0.95 |  | 0 | 02/23/2023 | 207861934 | 02/23/2023
A.O. Smith Water Products Company | Takagi | TK-240X3-PEH 1*1 | Federally-Regulated Consumer Product | LPG |  | 1 |  | 160000 |  |  |  | False | Instantaneous gas-fired |  | 4.7 | 96 | 23 | 17739179 | High | 0.95 |  | 0 | 02/23/2023 | 207861946 | 02/23/2023
A.O. Smith Water Products Company | Takagi | TK-310C-NI 1** | Federally-Regulated Consumer Product | Natural gas |  | 1 |  | 190000 |  |  |  | False | Instantaneous gas-fired |  | 4.6 | 85 | 24 | 20815362 | High | 0.81 |  | 0 | 02/23/2023 | 206703063 | 02/23/2023
A.O. Smith Water Products Company | Takagi | TK-540P-NEH 1** | Federally-Regulated Consumer Product | Natural gas |  | 1 |  | 199000 |  |  |  | False | Instantaneous gas-fired |  | 5.8 | 96 | 34 | 17701647 | High | 0.95 |  | 0 | 02/23/2023 | 206703106 | 02/23/2023
A.O. Smith Water Products Company | Takagi | TCT-199O-P 1*1 | Federally-Regulated Consumer Product | LPG |  | 1 |  | 199000 |  |  |  | False | Instantaneous gas-fired |  | 5.8 | 96 | 34 | 17701647 | High | 0.95 |  | 0 | 02/23/2023 | 206703110 | 02/23/2023
A.O. Smith Water Products Company | Takagi | TK-340X3-NIH 1** | Federally-Regulated Consumer Product | Natural gas |  | 1 |  | 180000 |  |  |  | False | Instantaneous gas-fired |  | 5.4 | 97 | 37 | 17691411 | High | 0.95 |  | 0 | 02/23/2023 | 207861933 | 02/23/2023
A.O. Smith Water Products Company | Takagi | TK-240X3-NIH 1** | Federally-Regulated Consumer Product | Natural gas |  | 1 |  | 160000 |  |  |  | False | Instantaneous gas-fired |  | 4.7 | 97 | 38 | 17877549 | High | 0.94 |  | 0 | 02/23/2023 | 207861921 | 02/23/2023
A.O. Smith Water Products Company | Takagi | TK-510U-I 2** | Federally-Regulated Consumer Product | Natural gas |  | 1 |  | 199000 |  |  |  | False | Instantaneous gas-fired |  | 5 | 84 | 43 | 20750534 | High | 0.81 |  | 0 | 02/23/2023 | 206703061 | 02/23/2023
A.O. Smith Water Products Company | Takagi | T-H3J-DV-N 1** | Federally-Regulated Consumer Product | Natural gas |  | 1 |  | 160000 |  |  |  | False | Instantaneous gas-fired |  | 4.7 | 97 | 38 | 17877549 | High | 0.94 |  | 0 | 02/23/2023 | 206703064 | 02/23/2023
A.O. Smith Water Products Company | Takagi | T-H3-OS-N 1** | Federally-Regulated Consumer Product | Natural gas |  | 1 |  | 199000 |  |  |  | False | Instantaneous gas-fired |  | 5.8 | 96 | 34 | 17701647 | High | 0.95 |  | 0 | 02/23/2023 | 206703060 | 02/23/2023
A.O. Smith Water Products Company | Takagi | TK-510C-NI 1** | Federally-Regulated Consumer Product | Natural gas |  | 1 |  | 199000 |  |  |  | False | Instantaneous gas-fired |  | 4.7 | 82 | 23 | 20818774 | High | 0.81 |  | 0 | 02/23/2023 | 206703062 | 02/23/2023
A.O. Smith Water Products Company | Takagi | TK-310U-I 2** | Federally-Regulated Consumer Product | Natural gas |  | 1 |  | 190000 |  |  |  | False | Instantaneous gas-fired |  | 4.7 | 84 | 33 | 20784654 | High | 0.81 |  | 0 | 02/23/2023 | 206908509 | 02/23/2023
A.O. Smith Water Products Company | Takagi | TK-540P-PEH 1*1 | Federally-Regulated Consumer Product | LPG |  | 1 |  | 199000 |  |  |  | False | Instantaneous gas-fired |  | 5.8 | 96 | 34 | 17701647 | High | 0.95 |  | 0 | 02/23/2023 | 206703109 | 02/23/2023
A.O. Smith Water Products Company | Takagi | TK-110U-E 2** | Federally-Regulated Consumer Product | Natural gas |  | 1 |  | 140000 |  |  |  | False | Instantaneous gas-fired |  | 3.5 | 83 | 25 | 13597423 | Medium | 0.81 |  | 0 | 02/23/2023 | 206908486 | 02/23/2023
A.O. Smith Water Products Company | Takagi | TK-340X3-PEH 1*1 | Federally-Regulated Consumer Product | LPG |  | 1 |  | 180000 |  |  |  | False | Instantaneous gas-fired |  | 5.3 | 97 | 23 | 17928729 | High | 0.94 |  | 0 | 02/23/2023 | 207861958 | 02/23/2023
A.O. Smith Water Products Company | Takagi | TK-240X3-NEH 1** | Federally-Regulated Consumer Product | Natural gas |  | 1 |  | 160000 |  |  |  | False | Instantaneous gas-fired |  | 4.7 | 96 | 23 | 17739179 | High | 0.95 |  | 0 | 02/23/2023 | 207861945 | 02/23/2023
A.O. Smith Water Products Company | Takagi | T-H3J-DV-P 1*1 | Federally-Regulated Consumer Product | LPG |  | 1 |  | 160000 |  |  |  | False | Instantaneous gas-fired |  | 4.7 | 97 | 38 | 17877549 | High | 0.94 |  | 0 | 02/23/2023 | 206703144 | 02/23/2023
A.O. Smith Water Products Company | Takagi | T-H3-DV-P 1*1 | Federally-Regulated Consumer Product | LPG |  | 1 |  | 199000 |  |  |  | False | Instantaneous gas-fired |  | 5.8 | 96 | 47 | 18040466 | High | 0.93 |  | 0 | 02/23/2023 | 206703071 | 02/23/2023
A.O. Smith Water Products Company | Takagi | TK-310U-E 2** | Federally-Regulated Consumer Product | Natural gas |  | 1 |  | 190000 |  |  |  | False | Instantaneous gas-fired |  | 4.8 | 86 | 23 | 20818774 | High | 0.81 |  | 0 | 02/23/2023 | 206908501 | 02/23/2023
A.O. Smith Water Products Company | Takagi | TK-540P-PIH 1*1 | Federally-Regulated Consumer Product | LPG |  | 1 |  | 199000 |  |  |  | False | Instantaneous gas-fired |  | 5.8 | 96 | 47 | 18040466 | High | 0.93 |  | 0 | 02/23/2023 | 206703072 | 02/23/2023
A.O. Smith Water Products Company | Takagi | TK-340X3-NEH 1** | Federally-Regulated Consumer Product | Natural gas |  | 1 |  | 180000 |  |  |  | False | Instantaneous gas-fired |  | 5.3 | 97 | 23 | 17928729 | High | 0.94 |  | 0 | 02/23/2023 | 207861957 | 02/23/2023
Rheem Sales Company, Inc. | RHEEM/RUUD | GPDV50-65 | Federally-Regulated Consumer Product | Natural gas |  | 48 |  | 65000 | True |  |  | False | Gas-fired storage | 111 |  | 72 | 75 | 25785288 | High | 0.65 |  |  | 02/23/2023 | 5586487 | 02/23/2023
Rheem Sales Company, Inc. | Ruud | PROUH80 T0 RU120-M** | Federally-Regulated Consumer Product | Heat pump |  | 72 |  | 1 | False |  | False | True | Electric storage | 72 |  | 437 | 932 |  | Medium | 3.5 |  |  | 02/23/2023 | 208105669 | 02/23/2023
Rheem Sales Company, Inc. | Ruud | PROUH65 T0 RU120-M** | Federally-Regulated Consumer Product | Heat pump |  | 59 |  | 1 | False |  | False | True | Electric storage | 55 |  | 405 | 955 |  | Medium | 3.3 |  |  | 02/23/2023 | 208105666 | 02/23/2023
Rheem Sales Company, Inc. | Ruud | PROG40S-34N RU62 * | Federally-Regulated Consumer Product | Natural gas |  | 38 |  | 34000 | True |  |  | False | Gas-fired storage | 65 |  | 75 | 0 | 18784755 | Medium | 0.59 |  |  | 02/23/2023 | 8090632 | 02/23/2023
Rheem Sales Company, Inc. | Ruud | PRO+G50S-36P RU61 | Federally-Regulated Consumer Product | LPG |  | 48 |  | 36000 | True |  |  | False | Gas-fired storage | 87 |  | 75 | 0 | 26867893 | High | 0.63 |  |  | 02/23/2023 | 8065138 | 02/23/2023
Rheem Sales Company, Inc. | Ruud | PH2-50SPF1 | Federally-Regulated Consumer Product | LPG |  | 48 |  | 36000 | True |  |  | False | Gas-fired storage | 87 |  | 75 | 0 | 26867893 | High | 0.63 |  |  | 02/23/2023 | 8065141 | 02/23/2023
Rheem Sales Company, Inc. | Ruud | PRO H40 T2 RU310UM | Federally-Regulated Consumer Product | Heat pump |  | 36 |  | 4.5 | True |  | False | False | Electric storage | 60 |  | 430 | 879 |  | Medium | 3.5 |  |  | 02/23/2023 | 206077601 | 02/23/2023
Rheem Sales Company, Inc. | Ruud | PRO H80 T2 RU310UM | Federally-Regulated Consumer Product | Heat pump |  | 72 |  | 4.5 | True |  | False | False | Electric storage | 87 |  | 398 | 1303 |  | High | 3.5 |  |  | 02/23/2023 | 206077607 | 02/23/2023
Rheem Sales Company, Inc. | Ruud | HPLD65-1RU | Federally-Regulated Consumer Product | Heat pump |  | 59 |  | 4.5 | False |  | False | True | Electric storage | 75 |  | 457 | 1184 |  | High | 4.05 |  |  | 02/23/2023 | 206195926 | 02/23/2023
Rheem Sales Company, Inc. | Ruud | PROUH50 T0 RU120-M** | Federally-Regulated Consumer Product | Heat pump |  | 46 |  | 1 | False |  | False | True | Electric storage | 55 |  | 367 | 1072 |  | Medium | 3 |  |  | 02/23/2023 | 208105663 | 02/23/2023
Rheem Sales Company, Inc. | Ruud | M2-40SF1 * | Federally-Regulated Consumer Product | Natural gas |  | 38 |  | 34000 | True |  |  | False | Gas-fired storage | 65 |  | 75 | 0 | 18784755 | Medium | 0.59 |  |  | 02/23/2023 | 8090641 | 02/23/2023
Rheem Sales Company, Inc. | Ruud | HPLD40-1RU | Federally-Regulated Consumer Product | Heat pump |  | 36 |  | 4.5 | False |  | False | True | Electric storage | 60 |  | 434 | 859 |  | Medium | 3.83 |  |  | 02/23/2023 | 206195923 | 02/23/2023
Rheem Sales Company, Inc. | Ruud | HPLD50-1RU | Federally-Regulated Consumer Product | Heat pump |  | 45 |  | 4.5 | False |  | False | True | Electric storage | 67 |  | 430 | 846 |  | Medium | 3.88 |  |  | 02/23/2023 | 206195925 | 02/23/2023
Rheem Sales Company, Inc. | Ruud | PROUH40 T0 RU120 | Federally-Regulated Consumer Product | Heat pump |  | 37 |  | 1.3 | False |  | False | True | Electric storage | 51 |  | 355 | 1082 |  | Medium | 3 |  |  | 02/23/2023 | 208629406 | 02/23/2023
Rheem Sales Company, Inc. | Ruud | PRO H50 T2 RU310UM | Federally-Regulated Consumer Product | Heat pump |  | 45 |  | 4.5 | False |  | False | True | Electric storage | 67 |  | 400 | 915 |  | Medium | 3.5 |  |  | 02/23/2023 | 206077603 | 02/23/2023
Rheem Sales Company, Inc. | Ruud | PH2-50SF1 | Federally-Regulated Consumer Product | Natural gas |  | 48 |  | 40000 | True |  |  | False | Gas-fired storage | 87 |  | 75 | 0 | 26867893 | High | 0.63 |  |  | 02/23/2023 | 8065140 | 02/23/2023
Rheem Sales Company, Inc. | Ruud | PROG50S-36P RU61 | Federally-Regulated Consumer Product | LPG |  | 48 |  | 36000 | True |  |  | False | Gas-fired storage | 87 |  | 75 | 0 | 26867893 | High | 0.63 |  |  | 02/23/2023 | 8065139 | 02/23/2023
Rheem Sales Company, Inc. | Ruud | PROG30S-30N RU63 | Federally-Regulated Consumer Product | Natural gas |  | 29 |  | 30000 | True |  |  | False | Gas-fired storage | 51 |  | 75 | 0 | 18471676 | Medium | 0.6 |  |  | 02/23/2023 | 8086839 | 02/23/2023
Rheem Sales Company, Inc. | Ruud | PROUH40 T0 RU120-M** | Federally-Regulated Consumer Product | Heat pump |  | 36 |  | 1 | False |  | False | True | Electric storage | 45 |  | 387 | 780 |  | Low | 2.8 |  |  | 02/23/2023 | 208105660 | 02/23/2023
Rheem Sales Company, Inc. | Ruud | HPLD80-1RU | Federally-Regulated Consumer Product | Heat pump |  | 72 |  | 4.5 | False |  | False | True | Electric storage | 87 |  | 447 | 1213 |  | High | 4.07 |  |  | 02/23/2023 | 206195928 | 02/23/2023
Rheem Sales Company, Inc. | Ruud | PROUH50 T0 RU120 | Federally-Regulated Consumer Product | Heat pump |  | 46 |  | 1.3 | False |  | False | True | Electric storage | 51 |  | 350 | 1082 |  | Medium | 3 |  |  | 02/23/2023 | 208676266 | 02/23/2023
Rheem Sales Company, Inc. | Ruud | PROG50S-40N RU61 | Federally-Regulated Consumer Product | Natural gas |  | 48 |  | 40000 | True |  |  | False | Gas-fired storage | 87 |  | 75 | 0 | 26867893 | High | 0.63 |  |  | 02/23/2023 | 8065137 | 02/23/2023
Rheem Sales Company, Inc. | Ruud | PRO H65 T2 RU310UM | Federally-Regulated Consumer Product | Heat pump |  | 59 |  | 4.5 | True |  | False | False | Electric storage | 75 |  | 409 | 900 |  | High | 3.5 |  |  | 02/23/2023 | 206077605 | 02/23/2023
Bradford White Corporation | BRADFORD WHITE | RG2PV50S*N19 | Federally-Regulated Consumer Product | Natural gas |  | 48 |  | 40000 | True |  |  | False | Gas-fired storage | 78 |  | 80 | 78 | 23243270 | High | 0.72 |  |  | 02/23/2023 | 205134947 | 02/23/2023
Bradford White Corporation | BRADFORD WHITE | RG1PV50S*N19 | Federally-Regulated Consumer Product | Natural gas |  | 48 |  | 40000 | True |  |  | False | Gas-fired storage | 78 |  | 79 | 81 | 24255182 | High | 0.69 |  |  | 02/23/2023 | 205134944 | 02/23/2023
Bradford White Corporation | BRADFORD WHITE | RG1PV40S*N19 | Federally-Regulated Consumer Product | Natural gas |  | 38 |  | 40000 | True |  |  | False | Gas-fired storage | 75 |  | 79 | 82 | 24612528 | High | 0.68 |  |  | 02/23/2023 | 205134943 | 02/23/2023
Bradford White Corporation | BRADFORD WHITE | RE2H80T*-***** | Federally-Regulated Consumer Product | Heat pump |  | 75 |  | 4.5 | True |  | False | True | Electric storage | 88 |  | 392 | 1382 |  | High | 3.59 |  |  | 02/23/2023 | 200094645 | 02/23/2023
Bradford White Corporation | BRADFORD WHITE | RE2H65T**-***** | Federally-Regulated Consumer Product | Heat pump |  | 64 |  | 4.5 | True |  | False | True | Electric storage | 79 |  | 391 | 1363 |  | High | 3.64 |  |  | 02/23/2023 | 204835481 | 02/23/2023
Bradford White Corporation | BRADFORD WHITE | RG2PV40S*N19 | Federally-Regulated Consumer Product | Natural gas |  | 38 |  | 40000 | True |  |  | False | Gas-fired storage | 75 |  | 80 | 78 | 23243270 | High | 0.72 |  |  | 02/23/2023 | 205134945 | 02/23/2023
Bradford White Corporation | BRADFORD WHITE | RE2H50S*-***** | Federally-Regulated Consumer Product | Heat pump |  | 45 |  | 4.5 | True |  | False | True | Electric storage | 65 |  | 406 | 944 |  | Medium | 3.44 |  |  | 02/23/2023 | 200094643 | 02/23/2023
Bradford White Corporation | BRADFORD WHITE | RG2PV40T*N19 | Federally-Regulated Consumer Product | Natural gas |  | 38 |  | 40000 | True |  |  | False | Gas-fired storage | 78 |  | 79 | 80 | 23236446 | High | 0.72 |  |  | 02/23/2023 | 205134946 | 02/23/2023
Noritz America Corp. | THERMALUX | NER66OD (GQ-2039WS ET US) | Federally-Regulated Consumer Product | LPG |  | 1 |  | 140000 |  |  |  | True | Instantaneous gas-fired |  | 3.6 | 84 | 137 | 13048416 | Medium | 0.82 |  | 0 | 02/23/2023 | 205040812 | 02/23/2023
Noritz America Corp. | THERMALUX | NERC11DV (GQ-C3257WX-FF ET US) | Federally-Regulated Consumer Product | Natural gas |  | 1 |  | 199900 |  |  |  | True | Instantaneous gas-fired |  | 5.7 | 94 | 161 | 18051517 | High | 0.91 |  | 0 | 02/23/2023 | 205040809 | 02/23/2023
Noritz America Corp. | THERMALUX | NERC98DV (GQ-C2857WS-FF ET US) | Federally-Regulated Consumer Product | LPG |  | 1 |  | 180000 |  |  |  | False | Instantaneous gas-fired |  | 5.1 | 94 | 161 | 18051517 | High | 0.91 |  | 0 | 02/23/2023 | 205040811 | 02/23/2023
Noritz America Corp. | THERMALUX | NERC11DV (GQ-C3257WX-FF ET US) | Federally-Regulated Consumer Product | LPG |  | 1 |  | 199900 |  |  |  | True | Instantaneous gas-fired |  | 5.7 | 94 | 161 | 18051517 | High | 0.91 |  | 0 | 02/23/2023 | 205040809 | 02/23/2023
Noritz America Corp. | THERMALUX | NER66OD (GQ-2039WS ET US) | Federally-Regulated Consumer Product | Natural gas |  | 1 |  | 140000 |  |  |  | True | Instantaneous gas-fired |  | 3.6 | 84 | 137 | 13048416 | Medium | 0.82 |  | 0 | 02/23/2023 | 205040812 | 02/23/2023
Noritz America Corp. | THERMALUX | NERC98DV (GQ-C2857WS-FF ET US) | Federally-Regulated Consumer Product | Natural gas |  | 1 |  | 180000 |  |  |  | False | Instantaneous gas-fired |  | 5.1 | 94 | 161 | 18051517 | High | 0.91 |  | 0 | 02/23/2023 | 205040811 | 02/23/2023
Rheem Sales Company, Inc. | Rheem | PRO+G55-45P RH59 | Federally-Regulated Consumer Product | LPG |  | 55 |  | 45000 | True |  |  | False | Gas-fired storage | 91 |  | 75 | 0 | 27301246 | High | 0.62 |  |  | 02/23/2023 | 8077756 | 02/23/2023
Rheem Sales Company, Inc. | Rheem | PROG50-36N RH60 MH DVX | Federally-Regulated Consumer Product | Natural gas |  | 48 |  | 36000 | True |  |  | True | Gas-fired storage | 65 |  | 73 | 0 | 19108631 | Medium | 0.58 |  |  | 02/23/2023 | 7451987 | 02/23/2023
Rheem Sales Company, Inc. | Rheem | PRO+G50-40N RH62 | Federally-Regulated Consumer Product | Natural gas |  | 48 |  | 40000 | True |  |  | False | Gas-fired storage | 76 |  | 81 | 0 | 26041188 | High | 0.65 |  |  | 02/23/2023 | 8225023 | 02/23/2023
Rheem Sales Company, Inc. | Rheem | XP40S12HE36U0 | Federally-Regulated Consumer Product | LPG |  | 39 |  | 36000 | True |  |  | False | Gas-fired storage | 69 |  | 76 | 0 | 19108631 | Medium | 0.58 |  |  | 02/23/2023 | 6988320 | 02/23/2023
Rheem Sales Company, Inc. | Rheem | PROG30S-30N RH63 | Federally-Regulated Consumer Product | Natural gas |  | 29 |  | 30000 | True |  |  | False | Gas-fired storage | 51 |  | 75 | 0 | 18471676 | Medium | 0.6 |  |  | 02/23/2023 | 8086838 | 02/23/2023
Rheem Sales Company, Inc. | Rheem | XG29T06EC32U1 * | Federally-Regulated Consumer Product | Natural gas |  | 28 |  | 32000 | True |  |  | True | Gas-fired storage | 62 |  | 75 | 0 | 18471676 | Medium | 0.6 |  |  | 02/23/2023 | 8087966 | 02/23/2023
Rheem Sales Company, Inc. | Rheem | XP50T12HE36U0 | Federally-Regulated Consumer Product | LPG |  | 48 |  | 36000 | True |  |  | False | Gas-fired storage | 77 |  | 78 | 0 | 26448082 | High | 0.64 |  |  | 02/23/2023 | 6988313 | 02/23/2023
Rheem Sales Company, Inc. | Rheem | PROPG38-36P RH69 PD | Federally-Regulated Consumer Product | LPG |  | 37 |  | 36000 | True |  |  | False | Gas-fired storage | 66 |  | 77 | 19 | 24116276 | Medium | 0.68 |  |  | 02/23/2023 | 8310082 | 02/23/2023
Rheem Sales Company, Inc. | Rheem | XG40T06EC36U1 | Federally-Regulated Consumer Product | Natural gas |  | 38 |  | 36000 | True |  |  | False | Gas-fired storage | 68 |  | 77 | 0 | 19108631 | Medium | 0.58 |  |  | 02/23/2023 | 8068177 | 02/23/2023
Rheem Sales Company, Inc. | Rheem | PROPG38-40N RH69 PD | Federally-Regulated Consumer Product | Natural gas |  | 37 |  | 40000 | True |  |  | False | Gas-fired storage | 66 |  | 77 | 19 | 24116276 | Medium | 0.68 |  |  | 02/23/2023 | 8310081 | 02/23/2023
Rheem Sales Company, Inc. | Rheem | XG40S12DM40U0W | Federally-Regulated Consumer Product | Natural gas |  | 39 |  | 40000 | True |  |  | False | Gas-fired storage | 69 |  | 75 | 0 | 17050778 | Medium | 0.65 |  |  | 02/23/2023 | 8315600 | 02/23/2023
Rheem Sales Company, Inc. | Rheem | RTG-84DVLPWA-1 | Federally-Regulated Consumer Product | LPG |  | 0 |  | 180000 |  |  |  | False | Instantaneous gas-fired |  | 4.5 | 84 | 31 | 20536633 | High | 0.82 |  | 0 | 02/23/2023 | 8552235 | 02/23/2023
Rheem Sales Company, Inc. | Rheem | XG50T12HE40U0 | Federally-Regulated Consumer Product | Natural gas |  | 48 |  | 40000 | True |  |  | False | Gas-fired storage | 77 |  | 78 | 0 | 26448082 | High | 0.64 |  |  | 02/23/2023 | 6988312 | 02/23/2023
Rheem Sales Company, Inc. | Rheem | 24I30FT1 * | Federally-Regulated Consumer Product | Natural gas |  | 28 |  | 32000 | True |  |  | True | Gas-fired storage | 52 |  | 75 | 0 | 18471676 | Medium | 0.6 |  |  | 02/23/2023 | 8170603 | 02/23/2023
Rheem Sales Company, Inc. | Rheem | 24I50FDVX | Federally-Regulated Consumer Product | Natural gas |  | 48 |  | 36000 | True |  |  | True | Gas-fired storage | 65 |  | 73 | 0 | 19108631 | Medium | 0.58 |  |  | 02/23/2023 | 7451986 | 02/23/2023
Rheem Sales Company, Inc. | Rheem | PROG40-36N RH62 | Federally-Regulated Consumer Product | Natural gas |  | 38 |  | 36000 | True |  |  | False | Gas-fired storage | 64 |  | 74 | 0 | 19108631 | Medium | 0.58 |  |  | 02/23/2023 | 8086841 | 02/23/2023
Rheem Sales Company, Inc. | Rheem | PRO+G50-36P RH62 | Federally-Regulated Consumer Product | LPG |  | 48 |  | 36000 | True |  |  | False | Gas-fired storage | 76 |  | 81 | 0 | 26041188 | High | 0.65 |  |  | 02/23/2023 | 8225028 | 02/23/2023
Rheem Sales Company, Inc. | Rheem | 24I40FDVX | Federally-Regulated Consumer Product | Natural gas |  | 38 |  | 36000 | True |  |  | True | Gas-fired storage | 63 |  | 74 | 0 | 18471676 | Medium | 0.6 |  |  | 02/23/2023 | 7451990 | 02/23/2023
Rheem Sales Company, Inc. | Rheem | XG40T12DM40U0W | Federally-Regulated Consumer Product | Natural gas |  | 37 |  | 40000 | True |  |  | False | Gas-fired storage | 66 |  | 77 | 19 | 24116276 | Medium | 0.68 |  |  | 02/23/2023 | 8315599 | 02/23/2023
Rheem Sales Company, Inc. | Rheem | XG40T06MH34U1 | Federally-Regulated Consumer Product | Natural gas |  | 38 |  | 34000 | True |  |  | True | Gas-fired storage | 57 |  | 75 | 0 | 18784755 | Medium | 0.59 |  |  | 02/23/2023 | 8077636 | 02/23/2023
Rheem Sales Company, Inc. | Rheem | XP50T09HE36U0 | Federally-Regulated Consumer Product | LPG |  | 48 |  | 36000 | True |  |  | False | Gas-fired storage | 77 |  | 78 | 0 | 26448082 | High | 0.64 |  |  | 02/23/2023 | 6988311 | 02/23/2023
Rheem Sales Company, Inc. | Rheem | PROG50S-40N RH61 | Federally-Regulated Consumer Product | Natural gas |  | 48 |  | 40000 | True |  |  | False | Gas-fired storage | 87 |  | 75 | 0 | 26867893 | High | 0.63 |  |  | 02/23/2023 | 8065132 | 02/23/2023
Rheem Sales Company, Inc. | Rheem | XP40T12HE36U0 | Federally-Regulated Consumer Product | LPG |  | 38 |  | 36000 | True |  |  | False | Gas-fired storage | 84 |  | 77 | 0 | 26041188 | High | 0.65 |  |  | 02/23/2023 | 6983835 | 02/23/2023
Rheem Sales Company, Inc. | Rheem | PROG50S-36P RH61 | Federally-Regulated Consumer Product | LPG |  | 48 |  | 36000 | True |  |  | False | Gas-fired storage | 87 |  | 75 | 0 | 26867893 | High | 0.63 |  |  | 02/23/2023 | 8065135 | 02/23/2023
Rheem Sales Company, Inc. | Rheem | XP40S12DM36U0 | Federally-Regulated Consumer Product | LPG |  | 39 |  | 36000 | True |  |  | False | Gas-fired storage | 69 |  | 75 | 26 | 16962066 | Medium | 0.65 |  |  | 02/23/2023 | 7002034 | 02/23/2023
Rheem Sales Company, Inc. | Rheem | XP40T12DM36U0 | Federally-Regulated Consumer Product | LPG |  | 37 |  | 36000 | True |  |  | False | Gas-fired storage | 66 |  | 77 | 25 | 16213238 | Medium | 0.68 |  |  | 02/23/2023 | 7002032 | 02/23/2023
Rheem Sales Company, Inc. | Rheem | XG40S12DM40U0 | Federally-Regulated Consumer Product | Natural gas |  | 39 |  | 40000 | True |  |  | False | Gas-fired storage | 69 |  | 75 | 26 | 16962066 | Medium | 0.65 |  |  | 02/23/2023 | 7002033 | 02/23/2023
Rheem Sales Company, Inc. | Rheem | XG50S12DM40U0 | Federally-Regulated Consumer Product | Natural gas |  | 48 |  | 40000 | True |  |  | False | Gas-fired storage | 78 |  | 77 | 93 | 24214238 | High | 0.69 |  |  | 02/23/2023 | 7002035 | 02/23/2023
Rheem Sales Company, Inc. | Rheem | 24I40FT1 | Federally-Regulated Consumer Product | Natural gas |  | 38 |  | 34000 | True |  |  | True | Gas-fired storage | 57 |  | 75 | 0 | 18784755 | Medium | 0.59 |  |  | 02/23/2023 | 8170604 | 02/23/2023
Rheem Sales Company, Inc. | Rheem | PH2R50-40F3 | Federally-Regulated Consumer Product | Natural gas |  | 48 |  | 40000 | True |  |  | False | Gas-fired storage | 76 |  | 81 | 0 | 26041188 | High | 0.65 |  |  | 02/23/2023 | 8315126 | 02/23/2023
Rheem Sales Company, Inc. | Rheem | 24IR40DV1 | Federally-Regulated Consumer Product | Natural gas |  | 38 |  | 30000 | True |  |  | True | Gas-fired storage | 58 |  | 80 | 0 | 18784755 | Medium | 0.59 |  |  | 02/23/2023 | 8068485 | 02/23/2023
Rheem Sales Company, Inc. | Rheem | PRO+G55-50N RH59 | Federally-Regulated Consumer Product | Natural gas |  | 55 |  | 50000 | True |  |  | False | Gas-fired storage | 91 |  | 75 | 0 | 27301246 | High | 0.62 |  |  | 02/23/2023 | 8077755 | 02/23/2023
Rheem Sales Company, Inc. | Rheem | XG50T09HE40U0 | Federally-Regulated Consumer Product | Natural gas |  | 48 |  | 40000 | True |  |  | False | Gas-fired storage | 77 |  | 78 | 0 | 26448082 | High | 0.64 |  |  | 02/23/2023 | 6988310 | 02/23/2023
Rheem Sales Company, Inc. | Rheem | PRO+G50S-40N RH61 | Federally-Regulated Consumer Product | Natural gas |  | 48 |  | 40000 | True |  |  | False | Gas-fired storage | 87 |  | 75 | 0 | 26867893 | High | 0.63 |  |  | 02/23/2023 | 8065131 | 02/23/2023
Rheem Sales Company, Inc. | Rheem | XG40T09HE40U0 | Federally-Regulated Consumer Product | Natural gas |  | 38 |  | 40000 | True |  |  | False | Gas-fired storage | 81 |  | 77 | 0 | 26041188 | High | 0.65 |  |  | 02/23/2023 | 6983552 | 02/23/2023
Rheem Sales Company, Inc. | Rheem | XG29T06MH32U1 * | Federally-Regulated Consumer Product | Natural gas |  | 28 |  | 32000 | True |  |  | True | Gas-fired storage | 52 |  | 75 | 0 | 18471676 | Medium | 0.6 |  |  | 02/23/2023 | 8107298 | 02/23/2023
Rheem Sales Company, Inc. | Rheem | XP29T06EC30U1 | Federally-Regulated Consumer Product | LPG |  | 28 |  | 30000 | False |  |  | True | Gas-fired storage | 62 |  | 75 | 0 | 18471676 | Medium | 0.6 |  |  | 02/23/2023 | 8065127 | 02/23/2023
Rheem Sales Company, Inc. | Rheem | 24X30F1 * | Federally-Regulated Consumer Product | Natural gas |  | 28 |  | 32000 | True |  |  | False | Gas-fired storage | 63 |  | 74 | 0 | 18471676 | Medium | 0.6 |  |  | 02/23/2023 | 8170602 | 02/23/2023
Rheem Sales Company, Inc. | Rheem | PROG30-32N RH63 MH * | Federally-Regulated Consumer Product | Natural gas |  | 28 |  | 32000 | True |  |  | True | Gas-fired storage | 52 |  | 75 | 0 | 18471676 | Medium | 0.6 |  |  | 02/23/2023 | 8087963 | 02/23/2023
Rheem Sales Company, Inc. | Rheem | PRO+G40S-40N RH67 PD | Federally-Regulated Consumer Product | Natural gas |  | 39 |  | 40000 | True |  |  | False | Gas-fired storage | 69 |  | 75 | 26 | 16962066 | Medium | 0.65 |  |  | 02/23/2023 | 8235746 | 02/23/2023
Rheem Sales Company, Inc. | Rheem | 24IR30DV1 | Federally-Regulated Consumer Product | Natural gas |  | 29 |  | 30000 | True |  |  | True | Gas-fired storage | 46 |  | 78 | 0 | 13433946 | Low | 0.57 |  |  | 02/23/2023 | 8068481 | 02/23/2023
Rheem Sales Company, Inc. | Rheem | XG40S06HE38U0 | Federally-Regulated Consumer Product | Natural gas |  | 39 |  | 38000 | True |  |  | False | Gas-fired storage | 67 |  | 76 | 0 | 19108631 | Medium | 0.58 |  |  | 02/23/2023 | 6988314 | 02/23/2023
Rheem Sales Company, Inc. | Rheem | XG30T06MD30U1 | Federally-Regulated Consumer Product | Natural gas |  | 29 |  | 30000 | True |  |  | True | Gas-fired storage | 46 |  | 78 | 0 | 13433946 | Low | 0.57 |  |  | 02/23/2023 | 8068483 | 02/23/2023
Rheem Sales Company, Inc. | Rheem | PROG29-32N RH63 * | Federally-Regulated Consumer Product | Natural gas |  | 28 |  | 32000 | True |  |  | False | Gas-fired storage | 63 |  | 74 | 0 | 18471676 | Medium | 0.6 |  |  | 02/23/2023 | 8087960 | 02/23/2023
Rheem Sales Company, Inc. | Rheem | PROG40S-38N RH62 | Federally-Regulated Consumer Product | Natural gas |  | 39 |  | 38000 | True |  |  | False | Gas-fired storage | 65 |  | 77 | 0 | 19108631 | Medium | 0.58 |  |  | 02/23/2023 | 8065165 | 02/23/2023
Rheem Sales Company, Inc. | Rheem | RTG-95XLN-1 | Federally-Regulated Consumer Product | Natural gas |  | 0 |  | 199900 |  |  |  | False | Instantaneous gas-fired |  | 4.9 | 83 | 30 | 20794890 | High | 0.81 |  | 0 | 02/23/2023 | 8552279 | 02/23/2023
Rheem Sales Company, Inc. | Rheem | RTG-84XLN-1 | Federally-Regulated Consumer Product | Natural gas |  | 0 |  | 180000 |  |  |  | False | Instantaneous gas-fired |  | 4.5 | 83 | 30 | 20794890 | High | 0.81 |  | 0 | 02/23/2023 | 8552298 | 02/23/2023
Rheem Sales Company, Inc. | Rheem | XG40S06EC34U0 | Federally-Regulated Consumer Product | Natural gas |  | 38 |  | 34000 | True |  |  | False | Gas-fired storage | 64 |  | 78 | 0 | 19108631 | Medium | 0.58 |  |  | 02/23/2023 | 8065119 | 02/23/2023
Rheem Sales Company, Inc. | Rheem | XG40T06MD30U1 | Federally-Regulated Consumer Product | Natural gas |  | 38 |  | 30000 | True |  |  | True | Gas-fired storage | 58 |  | 80 | 0 | 18784755 | Medium | 0.59 |  |  | 02/23/2023 | 8068487 | 02/23/2023
Rheem Sales Company, Inc. | Rheem | XG40S12HE38U0 | Federally-Regulated Consumer Product | Natural gas |  | 39 |  | 38000 | True |  |  | False | Gas-fired storage | 69 |  | 76 | 0 | 19108631 | Medium | 0.58 |  |  | 02/23/2023 | 6988319 | 02/23/2023
Rheem Sales Company, Inc. | Rheem | PROG40-36P RH62 | Federally-Regulated Consumer Product | LPG |  | 38 |  | 36000 | True |  |  | False | Gas-fired storage | 84 |  | 80 | 0 | 25646625 | High | 0.66 |  |  | 02/23/2023 | 8225015 | 02/23/2023
Rheem Sales Company, Inc. | Rheem | 42XR50-40F3 | Federally-Regulated Consumer Product | Natural gas |  | 48 |  | 40000 | True |  |  | False | Gas-fired storage | 76 |  | 81 | 0 | 26041188 | High | 0.65 |  |  | 02/23/2023 | 8315131 | 02/23/2023
Rheem Sales Company, Inc. | Rheem | XP40T09HE36U0 | Federally-Regulated Consumer Product | LPG |  | 38 |  | 36000 | True |  |  | False | Gas-fired storage | 81 |  | 77 | 0 | 26041188 | High | 0.65 |  |  | 02/23/2023 | 6983417 | 02/23/2023
Rheem Sales Company, Inc. | Rheem | RTG-84XLNWA-1 | Federally-Regulated Consumer Product | Natural gas |  | 0 |  | 180000 |  |  |  | False | Instantaneous gas-fired |  | 4.5 | 83 | 30 | 20794890 | High | 0.81 |  | 0 | 02/23/2023 | 8552299 | 02/23/2023
Rheem Sales Company, Inc. | Rheem | 42X40SF3 | Federally-Regulated Consumer Product | Natural gas |  | 39 |  | 38000 | True |  |  | False | Gas-fired storage | 65 |  | 77 | 0 | 19108631 | Medium | 0.58 |  |  | 02/23/2023 | 8065167 | 02/23/2023
Rheem Sales Company, Inc. | Rheem | PROG30-30N RH63 MH DV | Federally-Regulated Consumer Product | Natural gas |  | 29 |  | 30000 | True |  |  | True | Gas-fired storage | 46 |  | 78 | 0 | 13433946 | Low | 0.57 |  |  | 02/23/2023 | 8068482 | 02/23/2023
Rheem Sales Company, Inc. | Rheem | 42XR40-40F3 | Federally-Regulated Consumer Product | Natural gas |  | 38 |  | 40000 | True |  |  | False | Gas-fired storage | 84 |  | 80 | 0 | 25646625 | High | 0.66 |  |  | 02/23/2023 | 8315121 | 02/23/2023
Rheem Sales Company, Inc. | Rheem | PRO+G40-40N RH62 | Federally-Regulated Consumer Product | Natural gas |  | 38 |  | 40000 | True |  |  | False | Gas-fired storage | 84 |  | 80 | 0 | 25646625 | High | 0.66 |  |  | 02/23/2023 | 7507345 | 02/23/2023
Rheem Sales Company, Inc. | Rheem | PROG40S-35P RH62 | Federally-Regulated Consumer Product | LPG |  | 39 |  | 35000 | True |  |  | False | Gas-fired storage | 65 |  | 77 | 0 | 19108631 | Medium | 0.58 |  |  | 02/23/2023 | 8065166 | 02/23/2023
Rheem Sales Company, Inc. | Rheem | PROG40-34N RH62 MH | Federally-Regulated Consumer Product | Natural gas |  | 38 |  | 34000 | True |  |  | True | Gas-fired storage | 57 |  | 75 | 0 | 18784755 | Medium | 0.59 |  |  | 02/23/2023 | 8077634 | 02/23/2023
Rheem Sales Company, Inc. | Rheem | RTG-95XLP-1 | Federally-Regulated Consumer Product | LPG |  | 0 |  | 199900 |  |  |  | False | Instantaneous gas-fired |  | 4.9 | 83 | 30 | 20794890 | High | 0.81 |  | 0 | 02/23/2023 | 8552288 | 02/23/2023
Rheem Sales Company, Inc. | Rheem | PROG40-36N RH62 MH DVX | Federally-Regulated Consumer Product | Natural gas |  | 38 |  | 36000 | True |  |  | True | Gas-fired storage | 63 |  | 74 | 0 | 18471676 | Medium | 0.6 |  |  | 02/23/2023 | 7451991 | 02/23/2023
Rheem Sales Company, Inc. | Rheem | PROG29-30P RH63 | Federally-Regulated Consumer Product | LPG |  | 28 |  | 30000 | True |  |  | False | Gas-fired storage | 63 |  | 74 | 0 | 18471676 | Medium | 0.6 |  |  | 02/23/2023 | 8066786 | 02/23/2023
Rheem Sales Company, Inc. | Rheem | XP40S06HE36U0 | Federally-Regulated Consumer Product | LPG |  | 39 |  | 36000 | True |  |  | False | Gas-fired storage | 67 |  | 76 | 0 | 19108631 | Medium | 0.58 |  |  | 02/23/2023 | 6988315 | 02/23/2023
Rheem Sales Company, Inc. | Rheem | PRO H65 T2 RH310UM | Federally-Regulated Consumer Product | Heat pump |  | 59 |  | 4.5 | True |  | False | False | Electric storage | 75 |  | 409 | 900 |  | High | 3.5 |  |  | 02/23/2023 | 206077604 | 02/23/2023
Rheem Sales Company, Inc. | Rheem | PROG40-38N RH62 | Federally-Regulated Consumer Product | Natural gas |  | 38 |  | 38000 | True |  |  | False | Gas-fired storage | 64 |  | 74 | 0 | 19108631 | Medium | 0.58 |  |  | 02/23/2023 | 8077750 | 02/23/2023
Rheem Sales Company, Inc. | Rheem | PRO+G40-36P RH62 | Federally-Regulated Consumer Product | LPG |  | 38 |  | 36000 | True |  |  | False | Gas-fired storage | 84 |  | 80 | 0 | 25646625 | High | 0.66 |  |  | 02/23/2023 | 8225016 | 02/23/2023
Rheem Sales Company, Inc. | Rheem | PRO+G50S-36P RH61 | Federally-Regulated Consumer Product | LPG |  | 48 |  | 36000 | True |  |  | False | Gas-fired storage | 87 |  | 75 | 0 | 26867893 | High | 0.63 |  |  | 02/23/2023 | 8065134 | 02/23/2023
Rheem Sales Company, Inc. | Rheem | PRO+G40S-36P RH67 PD | Federally-Regulated Consumer Product | LPG |  | 39 |  | 36000 | True |  |  | False | Gas-fired storage | 69 |  | 75 | 26 | 16962066 | Medium | 0.65 |  |  | 02/23/2023 | 8235748 | 02/23/2023
Rheem Sales Company, Inc. | Rheem | XG40S09HE38U0 | Federally-Regulated Consumer Product | Natural gas |  | 39 |  | 38000 | True |  |  | False | Gas-fired storage | 68 |  | 76 | 0 | 19108631 | Medium | 0.58 |  |  | 02/23/2023 | 6988316 | 02/23/2023
Rheem Sales Company, Inc. | Rheem | PROG40S-34N RH62 * | Federally-Regulated Consumer Product | Natural gas |  | 38 |  | 34000 | True |  |  | False | Gas-fired storage | 65 |  | 75 | 0 | 18784755 | Medium | 0.59 |  |  | 02/23/2023 | 8090590 | 02/23/2023
Rheem Sales Company, Inc. | Rheem | 24X40SF1 * | Federally-Regulated Consumer Product | Natural gas |  | 38 |  | 34000 | True |  |  | False | Gas-fired storage | 65 |  | 75 | 0 | 18784755 | Medium | 0.59 |  |  | 02/23/2023 | 8170605 | 02/23/2023
Rheem Sales Company, Inc. | Rheem | XG30S06EC30U1 | Federally-Regulated Consumer Product | Natural gas |  | 29 |  | 30000 | True |  |  | False | Gas-fired storage | 55 |  | 78 | 0 | 18471676 | Medium | 0.6 |  |  | 02/23/2023 | 8065174 | 02/23/2023
Rheem Sales Company, Inc. | Rheem | PROG29-32N RU63 * | Federally-Regulated Consumer Product | Natural gas |  | 28 |  | 32000 | True |  |  | False | Gas-fired storage | 63 |  | 74 | 0 | 18471676 | Medium | 0.6 |  |  | 02/23/2023 | 8087959 | 02/23/2023
Rheem Sales Company, Inc. | Rheem | PROG40-30N RH62 MH DV | Federally-Regulated Consumer Product | Natural gas |  | 38 |  | 30000 | True |  |  | True | Gas-fired storage | 58 |  | 80 | 0 | 18784755 | Medium | 0.59 |  |  | 02/23/2023 | 8068486 | 02/23/2023
Rheem Sales Company, Inc. | Rheem | XP50T06HE36U0 | Federally-Regulated Consumer Product | LPG |  | 48 |  | 36000 | True |  |  | False | Gas-fired storage | 75 |  | 78 | 0 | 26448082 | High | 0.64 |  |  | 02/23/2023 | 6988309 | 02/23/2023
Rheem Sales Company, Inc. | Rheem | XP40S09HE36U0 | Federally-Regulated Consumer Product | LPG |  | 39 |  | 36000 | True |  |  | False | Gas-fired storage | 68 |  | 76 | 0 | 19108631 | Medium | 0.58 |  |  | 02/23/2023 | 6988317 | 02/23/2023
Rheem Sales Company, Inc. | Rheem | XG40T12HE40U0 | Federally-Regulated Consumer Product | Natural gas |  | 38 |  | 40000 | True |  |  | False | Gas-fired storage | 84 |  | 77 | 0 | 26041188 | High | 0.65 |  |  | 02/23/2023 | 6983772 | 02/23/2023
Rheem Sales Company, Inc. | Rheem | 24X40F2 | Federally-Regulated Consumer Product | Natural gas |  | 38 |  | 38000 | True |  |  | False | Gas-fired storage | 64 |  | 74 | 0 | 19108631 | Medium | 0.58 |  |  | 02/23/2023 | 8170651 | 02/23/2023
Rinnai America | Rinnai | REU-VC2528W-US | Federally-Regulated Consumer Product | LPG |  | 1 |  | 180000 |  |  |  | True | Instantaneous gas-fired |  | 4.3 | 80 | 28 | 20801714 | High | 0.81 |  | 0 | 02/23/2023 | 5211506 | 02/23/2023
Rinnai America | Rinnai | (V94I) REU-VC2837FFU-US | Federally-Regulated Consumer Product | LPG |  | 1 |  | 199000 |  |  |  | True | Instantaneous gas-fired |  | 4.9 | 83 | 22 | 20822186 | High | 0.81 |  | 0 | 02/23/2023 | 8669114 | 02/23/2023
Rinnai America | Rinnai | (RU180I) REU-N2934FF-US | Federally-Regulated Consumer Product | LPG |  | 0 |  | 180000 |  |  |  | True | Instantaneous gas-fired |  | 5.3 | 96 | 11 | 18163298 | High | 0.93 |  | 0 | 02/23/2023 | 10595512 | 02/23/2023
Rinnai America | Rinnai | (RUR199E) REU-NP3237W-US | Federally-Regulated Consumer Product | LPG |  | 0 |  | 199000 |  |  |  | True | Instantaneous gas-fired |  | 5.6 | 97 | 11 | 18163298 | High | 0.93 |  | 0 | 02/23/2023 | 10595467 | 02/23/2023
Rinnai America | Rinnai | (RUR160E) REU-NP2530W-US | Federally-Regulated Consumer Product | Natural gas |  | 0 |  | 160000 |  |  |  | True | Instantaneous gas-fired |  | 4.6 | 97 | 11 | 18163298 | High | 0.93 |  | 0 | 02/23/2023 | 10595454 | 02/23/2023
Rinnai America | Rinnai | RE180I (REU-VE2432FFD-US) | Federally-Regulated Consumer Product | Natural gas |  | 0 |  | 180000 |  |  |  | True | Instantaneous gas-fired |  | 4.1 | 83 | 14 | 20594637 | High | 0.82 |  | 0 | 02/23/2023 | 208210670 | 02/23/2023
Rinnai America | Rinnai | RE160E (REU-VE2125WD-US) | Federally-Regulated Consumer Product | Natural gas |  | 0 |  | 160000 |  |  |  | True | Instantaneous gas-fired |  | 3.7 | 83 | 9 | 13652015 | Medium | 0.81 |  | 0 | 02/23/2023 | 208210673 | 02/23/2023
Rinnai America | Rinnai | RSC160IN | Federally-Regulated Consumer Product | Natural gas |  | 0 |  | 160000 |  |  |  | True | Instantaneous gas-fired |  | 4.1 | 97 | 26 | 18112118 | High | 0.93 |  | 0 | 02/23/2023 | 208141209 | 02/23/2023
Rinnai America | Rinnai | RE180E (REU-VE2432WD-US) | Federally-Regulated Consumer Product | Natural gas |  | 0 |  | 180000 |  |  |  | True | Instantaneous gas-fired |  | 4.2 | 82 | 7 | 20618521 | High | 0.82 |  | 0 | 02/23/2023 | 208210674 | 02/23/2023
Rinnai America | Rinnai | RSC199IP | Federally-Regulated Consumer Product | LPG |  | 0 |  | 199000 |  |  |  | True | Instantaneous gas-fired |  | 5.7 | 97 | 27 | 18108706 | High | 0.93 |  | 0 | 02/23/2023 | 208141216 | 02/23/2023
Rinnai America | Rinnai | (V94E) REU-VC2837W-US | Federally-Regulated Consumer Product | Natural gas |  | 1 |  | 199000 |  |  |  | True | Instantaneous gas-fired |  | 4.8 | 82 | 27 | 20805126 | High | 0.81 |  | 0 | 02/23/2023 | 8669106 | 02/23/2023
Rinnai America | Rinnai | REP199E (REU-VEP2730WD-US) | Federally-Regulated Consumer Product | LPG |  | 0 |  | 199000 |  |  |  | True | Instantaneous gas-fired |  | 4.9 | 82 | 12 | 20856306 | High | 0.81 |  | 0 | 02/23/2023 | 208816537 | 02/23/2023
Rinnai America | Rinnai | (V94I) REU-VC2837FFU-US | Federally-Regulated Consumer Product | Natural gas |  | 1 |  | 199000 |  |  |  | True | Instantaneous gas-fired |  | 4.9 | 83 | 22 | 20822186 | High | 0.81 |  | 0 | 02/23/2023 | 8669114 | 02/23/2023
Rinnai America | Rinnai | (RU180I) REU-N2934FF-US | Federally-Regulated Consumer Product | Natural gas |  | 0 |  | 180000 |  |  |  | True | Instantaneous gas-fired |  | 5.3 | 96 | 11 | 18163298 | High | 0.93 |  | 0 | 02/23/2023 | 10595512 | 02/23/2023
Rinnai America | Rinnai | (RU199I) REU-N3237FF-US | Federally-Regulated Consumer Product | LPG |  | 0 |  | 199000 |  |  |  | True | Instantaneous gas-fired |  | 5.7 | 97 | 27 | 18108706 | High | 0.93 |  | 0 | 02/23/2023 | 10595468 | 02/23/2023
Rinnai America | Rinnai | (V94E) REU-VC2837W-US | Federally-Regulated Consumer Product | LPG |  | 1 |  | 199000 |  |  |  | True | Instantaneous gas-fired |  | 4.8 | 82 | 27 | 20805126 | High | 0.81 |  | 0 | 02/23/2023 | 8669106 | 02/23/2023
Rinnai America | Rinnai | REP199I (REU-VEP2730FFD-US) | Federally-Regulated Consumer Product | Natural gas |  | 0 |  | 199000 |  |  |  | True | Instantaneous gas-fired |  | 4.8 | 84 | 16 | 20587813 | High | 0.82 |  | 0 | 02/23/2023 | 208816536 | 02/23/2023
Rinnai America | Rinnai | (RUCS75I) REU-KCM2528FFU-US | Federally-Regulated Consumer Product | Natural gas |  | 1 |  | 160000 |  |  |  | True | Instantaneous gas-fired |  | 4.5 | 92 | 13 | 18763169 | High | 0.9 |  | 0 | 02/23/2023 | 8203414 | 02/23/2023
Rinnai America | Rinnai | (RUCS75I) REU-KCM2528FFU-US | Federally-Regulated Consumer Product | LPG |  | 1 |  | 160000 |  |  |  | True | Instantaneous gas-fired |  | 4.5 | 92 | 13 | 18763169 | High | 0.9 |  | 0 | 02/23/2023 | 8203414 | 02/23/2023
Rinnai America | Rinnai | REU-VC2528WD(A)-US | Federally-Regulated Consumer Product | Natural gas |  | 1 |  | 180000 |  |  |  | True | Instantaneous gas-fired |  | 4.3 | 80 | 28 | 20801714 | High | 0.81 |  | 0 | 02/23/2023 | 5339227 | 02/23/2023
Rinnai America | Rinnai | (RUR160I) REU-NP2530FF-US | Federally-Regulated Consumer Product | LPG |  | 0 |  | 160000 |  |  |  | True | Instantaneous gas-fired |  | 4.1 | 97 | 26 | 18112118 | High | 0.93 |  | 0 | 02/23/2023 | 10595453 | 02/23/2023
Rinnai America | Rinnai | (RU130I) REU-N2024FF-US | Federally-Regulated Consumer Product | Natural gas |  | 0 |  | 130000 |  |  |  | True | Instantaneous gas-fired |  | 3.7 | 96 | 0 | 12179127 | Medium | 0.91 |  | 0 | 02/23/2023 | 202066923 | 02/23/2023
Rinnai America | Rinnai | (RU160I) REU-N2530FF-US | Federally-Regulated Consumer Product | Natural gas |  | 0 |  | 160000 |  |  |  | True | Instantaneous gas-fired |  | 4.1 | 97 | 26 | 18112118 | High | 0.93 |  | 0 | 02/23/2023 | 10595452 | 02/23/2023
Rinnai America | Rinnai | (RUR199I) REU-NP3237FF-US | Federally-Regulated Consumer Product | LPG |  | 0 |  | 199000 |  |  |  | True | Instantaneous gas-fired |  | 5.7 | 97 | 27 | 18108706 | High | 0.93 |  | 0 | 02/23/2023 | 10595469 | 02/23/2023
Rinnai America | Rinnai | (RU160E) REU-N2530W-US | Federally-Regulated Consumer Product | LPG |  | 0 |  | 160000 |  |  |  | True | Instantaneous gas-fired |  | 4.6 | 97 | 11 | 18163298 | High | 0.93 |  | 0 | 02/23/2023 | 10595417 | 02/23/2023
Rinnai America | Rinnai | (RUR199I) REU-NP3237FF-US | Federally-Regulated Consumer Product | Natural gas |  | 0 |  | 199000 |  |  |  | True | Instantaneous gas-fired |  | 5.7 | 97 | 27 | 18108706 | High | 0.93 |  | 0 | 02/23/2023 | 10595469 | 02/23/2023
Rinnai America | Rinnai | (RU160I) REU-N2530FF-US(B) | Federally-Regulated Consumer Product | Natural gas |  | 0 |  | 160000 |  |  |  | True | Instantaneous gas-fired |  | 4.1 | 97 | 26 | 18112118 | High | 0.93 |  | 0 | 02/23/2023 | 209258314 | 02/23/2023
Rinnai America | Rinnai | CU199E (REU-N3237WC-US) | Federally-Regulated Consumer Product | Natural gas |  | 0 |  | 199000 |  |  |  | True | Instantaneous gas-fired |  | 5.6 | 97 | 11 | 18163298 | High | 0.93 |  | 0 | 02/23/2023 | 202102167 | 02/23/2023
Rinnai America | Rinnai | (RU160I) REU-N2530FF-US(B) | Federally-Regulated Consumer Product | LPG |  | 0 |  | 160000 |  |  |  | True | Instantaneous gas-fired |  | 4.1 | 97 | 26 | 18112118 | High | 0.93 |  | 0 | 02/23/2023 | 209258314 | 02/23/2023
Rinnai America | Rinnai | V53DE (REU-AM1620WD-US) | Federally-Regulated Consumer Product | Natural gas |  | 0 |  | 120000 |  |  |  | True | Instantaneous gas-fired |  | 3 | 83 | 1 | 13679311 | Medium | 0.81 |  | 0 | 02/23/2023 | 202029992 | 02/23/2023
Rinnai America | Rinnai | RE180E (REU-VE2432WD-US) | Federally-Regulated Consumer Product | LPG |  | 0 |  | 180000 |  |  |  | True | Instantaneous gas-fired |  | 4.2 | 82 | 7 | 20618521 | High | 0.82 |  | 0 | 02/23/2023 | 208210674 | 02/23/2023
Rinnai America | Rinnai | V53DE (REU-AM1620WD-US) | Federally-Regulated Consumer Product | LPG |  | 0 |  | 120000 |  |  |  | True | Instantaneous gas-fired |  | 3 | 83 | 1 | 13679311 | Medium | 0.81 |  | 0 | 02/23/2023 | 202029992 | 02/23/2023
Rinnai America | Rinnai | RE199E (REU-VE2737WD-US) | Federally-Regulated Consumer Product | Natural gas |  | 0 |  | 199000 |  |  |  | True | Instantaneous gas-fired |  | 4.7 | 82 | 12 | 20601461 | High | 0.82 |  | 0 | 02/23/2023 | 208210675 | 02/23/2023
Rinnai America | Rinnai | REU-VC2837FFUD-US | Federally-Regulated Consumer Product | Natural gas |  | 1 |  | 199000 |  |  |  | True | Instantaneous gas-fired |  | 4.9 | 82 | 25 | 20811950 | High | 0.81 |  | 0 | 02/23/2023 | 5035306 | 02/23/2023
Rinnai America | Rinnai | REU-VC2837FFUD-US | Federally-Regulated Consumer Product | LPG |  | 1 |  | 199000 |  |  |  | True | Instantaneous gas-fired |  | 4.9 | 82 | 25 | 20811950 | High | 0.81 |  | 0 | 02/23/2023 | 5035306 | 02/23/2023
Rinnai America | Rinnai | CU199E (REU-N3237WC-US) | Federally-Regulated Consumer Product | LPG |  | 0 |  | 199000 |  |  |  | True | Instantaneous gas-fired |  | 5.6 | 97 | 11 | 18163298 | High | 0.93 |  | 0 | 02/23/2023 | 202102167 | 02/23/2023
Rinnai America | Rinnai | RSC160EN | Federally-Regulated Consumer Product | Natural gas |  | 0 |  | 160000 |  |  |  | True | Instantaneous gas-fired |  | 4.6 | 97 | 11 | 18163298 | High | 0.93 |  | 0 | 02/23/2023 | 208141210 | 02/23/2023
Rinnai America | Rinnai | (RU160E) REU-N2530W-US | Federally-Regulated Consumer Product | Natural gas |  | 0 |  | 160000 |  |  |  | True | Instantaneous gas-fired |  | 4.6 | 97 | 11 | 18163298 | High | 0.93 |  | 0 | 02/23/2023 | 10595417 | 02/23/2023
Rinnai America | Rinnai | RE180I (REU-VE2432FFD-US) | Federally-Regulated Consumer Product | LPG |  | 0 |  | 180000 |  |  |  | True | Instantaneous gas-fired |  | 4.1 | 83 | 14 | 20594637 | High | 0.82 |  | 0 | 02/23/2023 | 208210670 | 02/23/2023
Rinnai America | Rinnai | (RU180I) REU-N2934FF-US(B) | Federally-Regulated Consumer Product | Natural gas |  | 0 |  | 180000 |  |  |  | True | Instantaneous gas-fired |  | 5.3 | 96 | 11 | 18163298 | High | 0.93 |  | 0 | 02/23/2023 | 209258319 | 02/23/2023
Rinnai America | Rinnai | REU-VC2837WD-US | Federally-Regulated Consumer Product | LPG |  | 1 |  | 199000 |  |  |  | True | Instantaneous gas-fired |  | 4.8 | 82 | 27 | 20805126 | High | 0.81 |  | 0 | 02/23/2023 | 5035305 | 02/23/2023
Rinnai America | Rinnai | REP160E (REU-VEP2125WD-US) | Federally-Regulated Consumer Product | LPG |  | 0 |  | 160000 |  |  |  | True | Instantaneous gas-fired |  | 3.7 | 83 | 9 | 13652015 | Medium | 0.81 |  | 0 | 02/23/2023 | 208210798 | 02/23/2023
Rinnai America | Rinnai | RE160I (REU-VE2125FFD-US) | Federally-Regulated Consumer Product | Natural gas |  | 0 |  | 160000 |  |  |  | True | Instantaneous gas-fired |  | 3.5 | 83 | 10 | 13648603 | Medium | 0.81 |  | 0 | 02/23/2023 | 208210668 | 02/23/2023
Rinnai America | Rinnai | (RUR160I) REU-NP2530FF-US | Federally-Regulated Consumer Product | Natural gas |  | 0 |  | 160000 |  |  |  | True | Instantaneous gas-fired |  | 4.1 | 97 | 26 | 18112118 | High | 0.93 |  | 0 | 02/23/2023 | 10595453 | 02/23/2023
Rinnai America | Rinnai | REP160I (REU-VEP2125FFD-US) | Federally-Regulated Consumer Product | LPG |  | 0 |  | 160000 |  |  |  | True | Instantaneous gas-fired |  | 3.5 | 83 | 10 | 13648603 | Medium | 0.81 |  | 0 | 02/23/2023 | 208210796 | 02/23/2023
Rinnai America | Rinnai | REP199E (REU-VEP2730WD-US) | Federally-Regulated Consumer Product | Natural gas |  | 0 |  | 199000 |  |  |  | True | Instantaneous gas-fired |  | 4.9 | 82 | 12 | 20856306 | High | 0.81 |  | 0 | 02/23/2023 | 208816537 | 02/23/2023
Rinnai America | Rinnai | RE160E (REU-VE2125WD-US) | Federally-Regulated Consumer Product | LPG |  | 0 |  | 160000 |  |  |  | True | Instantaneous gas-fired |  | 3.7 | 83 | 9 | 13652015 | Medium | 0.81 |  | 0 | 02/23/2023 | 208210673 | 02/23/2023
Rinnai America | Rinnai | REU-VC2837WD-US | Federally-Regulated Consumer Product | Natural gas |  | 1 |  | 199000 |  |  |  | True | Instantaneous gas-fired |  | 4.8 | 82 | 27 | 20805126 | High | 0.81 |  | 0 | 02/23/2023 | 5035305 | 02/23/2023
Rinnai America | Rinnai | RE199I (REU-VE2737FFD-US) | Federally-Regulated Consumer Product | LPG |  | 0 |  | 199000 |  |  |  | True | Instantaneous gas-fired |  | 4.6 | 83 | 16 | 20587813 | High | 0.82 |  | 0 | 02/23/2023 | 208210671 | 02/23/2023
Rinnai America | Rinnai | RSC160IP | Federally-Regulated Consumer Product | LPG |  | 0 |  | 160000 |  |  |  | True | Instantaneous gas-fired |  | 4.1 | 97 | 26 | 18112118 | High | 0.93 |  | 0 | 02/23/2023 | 208141213 | 02/23/2023
Rinnai America | Rinnai | (RU130I) REU-N2024FF-US(B) | Federally-Regulated Consumer Product | LPG |  | 0 |  | 130000 |  |  |  | True | Instantaneous gas-fired |  | 3.7 | 96 | 0 | 12179127 | Medium | 0.91 |  | 0 | 02/23/2023 | 209258320 | 02/23/2023
Rinnai America | Rinnai | REU-VC2737FFUD-US | Federally-Regulated Consumer Product | Natural gas |  | 1 |  | 192000 |  |  |  | True | Instantaneous gas-fired |  | 4.7 | 84 | 19 | 20577577 | High | 0.82 |  | 0 | 02/23/2023 | 7370926 | 02/23/2023
Rinnai America | Rinnai | RSC160EP | Federally-Regulated Consumer Product | LPG |  | 0 |  | 160000 |  |  |  | True | Instantaneous gas-fired |  | 4.6 | 97 | 11 | 18163298 | High | 0.93 |  | 0 | 02/23/2023 | 208141214 | 02/23/2023
Rinnai America | Rinnai | RE140I (REU-VE1720FFD-US) | Federally-Regulated Consumer Product | Natural gas |  | 0 |  | 140000 |  |  |  | True | Instantaneous gas-fired |  | 3.1 | 83 | 10 | 13648603 | Medium | 0.81 |  | 0 | 02/23/2023 | 208210667 | 02/23/2023
Rinnai America | Rinnai | (RU130I) REU-N2024FF-US(B) | Federally-Regulated Consumer Product | Natural gas |  | 0 |  | 130000 |  |  |  | True | Instantaneous gas-fired |  | 3.7 | 96 | 0 | 12179127 | Medium | 0.91 |  | 0 | 02/23/2023 | 209258320 | 02/23/2023
Rinnai America | Rinnai | (RU180I) REU-N2934FF-US(B) | Federally-Regulated Consumer Product | LPG |  | 0 |  | 180000 |  |  |  | True | Instantaneous gas-fired |  | 5.3 | 96 | 11 | 18163298 | High | 0.93 |  | 0 | 02/23/2023 | 209258319 | 02/23/2023
Rinnai America | Rinnai | RE140E (REU-VE1720WD-US) | Federally-Regulated Consumer Product | LPG |  | 0 |  | 140000 |  |  |  | True | Instantaneous gas-fired |  | 3.2 | 83 | 11 | 13645191 | Medium | 0.81 |  | 0 | 02/23/2023 | 208210672 | 02/23/2023
Rinnai America | Rinnai | RE199I (REU-VE2737FFD-US) | Federally-Regulated Consumer Product | Natural gas |  | 0 |  | 199000 |  |  |  | True | Instantaneous gas-fired |  | 4.6 | 83 | 16 | 20587813 | High | 0.82 |  | 0 | 02/23/2023 | 208210671 | 02/23/2023
Rinnai America | Rinnai | REP199I (REU-VEP2730FFD-US) | Federally-Regulated Consumer Product | LPG |  | 0 |  | 199000 |  |  |  | True | Instantaneous gas-fired |  | 4.8 | 84 | 16 | 20587813 | High | 0.82 |  | 0 | 02/23/2023 | 208816536 | 02/23/2023
Rinnai America | Rinnai | (RUR160E) REU-NP2530W-US | Federally-Regulated Consumer Product | LPG |  | 0 |  | 160000 |  |  |  | True | Instantaneous gas-fired |  | 4.6 | 97 | 11 | 18163298 | High | 0.93 |  | 0 | 02/23/2023 | 10595454 | 02/23/2023
Rinnai America | Rinnai | REU-VC2528FFU-US | Federally-Regulated Consumer Product | LPG |  | 1 |  | 180000 |  |  |  | True | Instantaneous gas-fired |  | 4.3 | 82 | 12 | 20856306 | High | 0.81 |  | 0 | 02/23/2023 | 5211505 | 02/23/2023
Rinnai America | Rinnai | (V94XI) REU-VC2737FFU-US | Federally-Regulated Consumer Product | LPG |  | 1 |  | 192000 |  |  |  | True | Instantaneous gas-fired |  | 4.7 | 84 | 25 | 20557105 | High | 0.82 |  | 0 | 02/23/2023 | 8740686 | 02/23/2023
Rinnai America | Rinnai | RE140E (REU-VE1720WD-US) | Federally-Regulated Consumer Product | Natural gas |  | 0 |  | 140000 |  |  |  | True | Instantaneous gas-fired |  | 3.2 | 83 | 11 | 13645191 | Medium | 0.81 |  | 0 | 02/23/2023 | 208210672 | 02/23/2023
Rinnai America | Rinnai | REP160I (REU-VEP2125FFD-US) | Federally-Regulated Consumer Product | Natural gas |  | 0 |  | 160000 |  |  |  | True | Instantaneous gas-fired |  | 3.5 | 83 | 10 | 13648603 | Medium | 0.81 |  | 0 | 02/23/2023 | 208210796 | 02/23/2023
Rinnai America | Rinnai | (RU180E) REU-N2934W-US | Federally-Regulated Consumer Product | LPG |  | 0 |  | 180000 |  |  |  | True | Instantaneous gas-fired |  | 5.3 | 97 | 11 | 18163298 | High | 0.93 |  | 0 | 02/23/2023 | 10595463 | 02/23/2023
Rinnai America | Rinnai | (RU130E) REU-N2024W-US | Federally-Regulated Consumer Product | Natural gas |  | 0 |  | 130000 |  |  |  | True | Instantaneous gas-fired |  | 3.7 | 96 | 20 | 11978505 | Medium | 0.92 |  | 0 | 02/23/2023 | 10595398 | 02/23/2023
Rinnai America | Rinnai | (RUR199E) REU-NP3237W-US | Federally-Regulated Consumer Product | Natural gas |  | 0 |  | 199000 |  |  |  | True | Instantaneous gas-fired |  | 5.6 | 97 | 11 | 18163298 | High | 0.93 |  | 0 | 02/23/2023 | 10595467 | 02/23/2023
Rinnai America | Rinnai | REU-VC2528FFUD(A)-US | Federally-Regulated Consumer Product | LPG |  | 1 |  | 180000 |  |  |  | True | Instantaneous gas-fired |  | 4.3 | 82 | 12 | 20856306 | High | 0.81 |  | 0 | 02/23/2023 | 5339228 | 02/23/2023
Rinnai America | Rinnai | REP160E (REU-VEP2125WD-US) | Federally-Regulated Consumer Product | Natural gas |  | 0 |  | 160000 |  |  |  | True | Instantaneous gas-fired |  | 3.7 | 83 | 9 | 13652015 | Medium | 0.81 |  | 0 | 02/23/2023 | 208210798 | 02/23/2023
Rinnai America | Rinnai | (RU130E) REU-N2024W-US | Federally-Regulated Consumer Product | LPG |  | 0 |  | 130000 |  |  |  | True | Instantaneous gas-fired |  | 3.7 | 96 | 20 | 11978505 | Medium | 0.92 |  | 0 | 02/23/2023 | 10595398 | 02/23/2023
Rinnai America | Rinnai | (RU130I) REU-N2024FF-US | Federally-Regulated Consumer Product | LPG |  | 0 |  | 130000 |  |  |  | True | Instantaneous gas-fired |  | 3.7 | 96 | 0 | 12179127 | Medium | 0.91 |  | 0 | 02/23/2023 | 202066923 | 02/23/2023
Rinnai America | Rinnai | (RU180E) REU-N2934W-US | Federally-Regulated Consumer Product | Natural gas |  | 0 |  | 180000 |  |  |  | True | Instantaneous gas-fired |  | 5.3 | 97 | 11 | 18163298 | High | 0.93 |  | 0 | 02/23/2023 | 10595463 | 02/23/2023
Rinnai America | Rinnai | (RU160I) REU-N2530FF-US | Federally-Regulated Consumer Product | LPG |  | 0 |  | 160000 |  |  |  | True | Instantaneous gas-fired |  | 4.1 | 97 | 26 | 18112118 | High | 0.93 |  | 0 | 02/23/2023 | 10595452 | 02/23/2023
Rinnai America | Rinnai | REU-VC2528W-US | Federally-Regulated Consumer Product | Natural gas |  | 1 |  | 180000 |  |  |  | True | Instantaneous gas-fired |  | 4.3 | 80 | 28 | 20801714 | High | 0.81 |  | 0 | 02/23/2023 | 5211506 | 02/23/2023
Rinnai America | Rinnai | RE160I (REU-VE2125FFD-US) | Federally-Regulated Consumer Product | LPG |  | 0 |  | 160000 |  |  |  | True | Instantaneous gas-fired |  | 3.5 | 83 | 10 | 13648603 | Medium | 0.81 |  | 0 | 02/23/2023 | 208210668 | 02/23/2023
Rinnai America | Rinnai | RSC199IN | Federally-Regulated Consumer Product | Natural gas |  | 0 |  | 199000 |  |  |  | True | Instantaneous gas-fired |  | 5.7 | 97 | 27 | 18108706 | High | 0.93 |  | 0 | 02/23/2023 | 208141212 | 02/23/2023
Rinnai America | Rinnai | REU-VC2528FFU-US | Federally-Regulated Consumer Product | Natural gas |  | 1 |  | 180000 |  |  |  | True | Instantaneous gas-fired |  | 4.3 | 82 | 12 | 20856306 | High | 0.81 |  | 0 | 02/23/2023 | 5211505 | 02/23/2023
Rinnai America | Rinnai | RE140I (REU-VE1720FFD-US) | Federally-Regulated Consumer Product | LPG |  | 0 |  | 140000 |  |  |  | True | Instantaneous gas-fired |  | 3.1 | 83 | 10 | 13648603 | Medium | 0.81 |  | 0 | 02/23/2023 | 208210667 | 02/23/2023
Rinnai America | Rinnai | RE199E (REU-VE2737WD-US) | Federally-Regulated Consumer Product | LPG |  | 0 |  | 199000 |  |  |  | True | Instantaneous gas-fired |  | 4.7 | 82 | 12 | 20601461 | High | 0.82 |  | 0 | 02/23/2023 | 208210675 | 02/23/2023
Rinnai America | Rinnai | (RUS75E) REU-KCM2528W-US | Federally-Regulated Consumer Product | LPG |  | 1 |  | 160000 |  |  |  | True | Instantaneous gas-fired |  | 4.3 | 92 | 14 | 18971077 | High | 0.89 |  | 0 | 02/23/2023 | 8203413 | 02/23/2023
Rinnai America | Rinnai | (RU199I) REU-N3237FF-US(B) | Federally-Regulated Consumer Product | LPG |  | 0 |  | 199000 |  |  |  | True | Instantaneous gas-fired |  | 5.7 | 97 | 27 | 18108706 | High | 0.93 |  | 0 | 02/23/2023 | 209258317 | 02/23/2023
Rinnai America | Rinnai | (RU199I) REU-N3237FF-US | Federally-Regulated Consumer Product | Natural gas |  | 0 |  | 199000 |  |  |  | True | Instantaneous gas-fired |  | 5.7 | 97 | 27 | 18108706 | High | 0.93 |  | 0 | 02/23/2023 | 10595468 | 02/23/2023
Rinnai America | Rinnai | REU-VC2528FFUD(A)-US | Federally-Regulated Consumer Product | Natural gas |  | 1 |  | 180000 |  |  |  | True | Instantaneous gas-fired |  | 4.3 | 82 | 12 | 20856306 | High | 0.81 |  | 0 | 02/23/2023 | 5339228 | 02/23/2023
Rinnai America | Rinnai | (RU199I) REU-N3237FF-US(B) | Federally-Regulated Consumer Product | Natural gas |  | 0 |  | 199000 |  |  |  | True | Instantaneous gas-fired |  | 5.7 | 97 | 27 | 18108706 | High | 0.93 |  | 0 | 02/23/2023 | 209258317 | 02/23/2023
Rinnai America | Rinnai | (RU199E) REU-N3237W-US | Federally-Regulated Consumer Product | LPG |  | 0 |  | 199000 |  |  |  | True | Instantaneous gas-fired |  | 5.6 | 97 | 11 | 18163298 | High | 0.93 |  | 0 | 02/23/2023 | 10595466 | 02/23/2023
Rinnai America | Rinnai | (V94XI) REU-VC2737FFU-US | Federally-Regulated Consumer Product | Natural gas |  | 1 |  | 192000 |  |  |  | True | Instantaneous gas-fired |  | 4.7 | 84 | 25 | 20557105 | High | 0.82 |  | 0 | 02/23/2023 | 8740686 | 02/23/2023
Rinnai America | Rinnai | RSC199EP | Federally-Regulated Consumer Product | LPG |  | 0 |  | 199000 |  |  |  | True | Instantaneous gas-fired |  | 5.6 | 97 | 11 | 18163298 | High | 0.93 |  | 0 | 02/23/2023 | 208141215 | 02/23/2023
Rinnai America | Rinnai | REU-VC2528WD(A)-US | Federally-Regulated Consumer Product | LPG |  | 1 |  | 180000 |  |  |  | True | Instantaneous gas-fired |  | 4.3 | 80 | 28 | 20801714 | High | 0.81 |  | 0 | 02/23/2023 | 5339227 | 02/23/2023
Rinnai America | Rinnai | (RU199E) REU-N3237W-US | Federally-Regulated Consumer Product | Natural gas |  | 0 |  | 199000 |  |  |  | True | Instantaneous gas-fired |  | 5.6 | 97 | 11 | 18163298 | High | 0.93 |  | 0 | 02/23/2023 | 10595466 | 02/23/2023
Rinnai America | Rinnai | RSC199EN | Federally-Regulated Consumer Product | Natural gas |  | 0 |  | 199000 |  |  |  | True | Instantaneous gas-fired |  | 5.6 | 97 | 11 | 18163298 | High | 0.93 |  | 0 | 02/23/2023 | 208141211 | 02/23/2023
Rheem Sales Company, Inc. | Rheem | PRO+G38-40N RH69 PD | Federally-Regulated Consumer Product | Natural gas |  | 37 |  | 40000 | True |  |  | False | Gas-fired storage | 70 |  | 76 | 104 | 16437585 | Medium | 0.66 |  |  | 02/23/2023 | 6528348 | 02/28/2023
Rheem Sales Company, Inc. | Rheem | PROPG38-40N RH69 PD | Federally-Regulated Consumer Product | Natural gas |  | 37 |  | 40000 | True |  |  | False | Gas-fired storage | 66 |  | 77 | 19 | 24116276 | Medium | 0.68 |  |  | 02/23/2023 | 8310081 | 02/28/2023
Rheem Sales Company, Inc. | Rheem | XP40T12DM36U0 | Federally-Regulated Consumer Product | LPG |  | 37 |  | 36000 | True |  |  | False | Gas-fired storage | 66 |  | 77 | 25 | 16213238 | Medium | 0.68 |  |  | 02/23/2023 | 7002032 | 02/28/2023
Rheem Sales Company, Inc. | Rheem | PROPG38-36P RH69 PD | Federally-Regulated Consumer Product | LPG |  | 37 |  | 36000 | True |  |  | False | Gas-fired storage | 66 |  | 77 | 19 | 24116276 | Medium | 0.68 |  |  | 02/23/2023 | 8310082 | 02/28/2023
Rheem Sales Company, Inc. | Rheem | PRO+G38-36P RH69 PD | Federally-Regulated Consumer Product | LPG |  | 37 |  | 36000 | True |  |  | False | Gas-fired storage | 66 |  | 77 | 25 | 16213238 | Medium | 0.68 |  |  | 02/23/2023 | 6539852 | 02/28/2023
Rheem Sales Company, Inc. | Rheem | XG40T12DM40U0 | Federally-Regulated Consumer Product | Natural gas |  | 37 |  | 40000 | True |  |  | False | Gas-fired storage | 70 |  | 76 | 104 | 16437585 | Medium | 0.66 |  |  | 02/23/2023 | 7002042 | 02/28/2023
Rheem Sales Company, Inc. | Rheem | XG40T12DM40U0W | Federally-Regulated Consumer Product | Natural gas |  | 37 |  | 40000 | True |  |  | False | Gas-fired storage | 66 |  | 77 | 19 | 24116276 | Medium | 0.68 |  |  | 02/23/2023 | 8315599 | 02/28/2023
Rheem Sales Company, Inc. | Rheem | PROPG38-36P RH69 PD* | Federally-Regulated Consumer Product | LPG |  | 37 |  | 36000 | True |  |  | False | Gas-fired storage | 66 |  | 77 | 25 | 16213238 | Medium | 0.68 |  |  | 02/23/2023 | 206900645 | 02/28/2023
Rheem Sales Company, Inc. | Rheem | PROPG38-40N RH69 PD* | Federally-Regulated Consumer Product | Natural gas |  | 37 |  | 40000 | True |  |  | False | Gas-fired storage | 70 |  | 76 | 104 | 16437585 | Medium | 0.66 |  |  | 02/23/2023 | 206900644 | 02/28/2023
Rheem Sales Company, Inc. | Richmond | 9G40-36PE2 | Federally-Regulated Consumer Product | LPG |  | 37 |  | 36000 | True |  |  | False | Gas-fired storage | 66 |  | 77 | 25 | 16213238 | Medium | 0.68 |  |  | 02/23/2023 | 4663097 | 02/28/2023
Rheem Sales Company, Inc. | Richmond | 9G40-40E2 | Federally-Regulated Consumer Product | Natural gas |  | 37 |  | 40000 | True |  |  | False | Gas-fired storage | 70 |  | 76 | 104 | 16437585 | Medium | 0.66 |  |  | 02/23/2023 | 4663096 | 02/28/2023
Rheem Sales Company, Inc. | Richmond | 9CG40-40E2 | Federally-Regulated Consumer Product | Natural gas |  | 37 |  | 40000 | True |  |  | False | Gas-fired storage | 70 |  | 76 | 104 | 16437585 | Medium | 0.66 |  |  | 02/23/2023 | 206730807 | 02/28/2023
Rheem Sales Company, Inc. | Richmond | 6G40-40E2 | Federally-Regulated Consumer Product | Natural gas |  | 37 |  | 40000 | True |  |  | False | Gas-fired storage | 70 |  | 76 | 104 | 16437585 | Medium | 0.66 |  |  | 02/23/2023 | 4663094 | 02/28/2023
Rheem Sales Company, Inc. | Richmond | 6CG40-40E2 | Federally-Regulated Consumer Product | Natural gas |  | 37 |  | 40000 | True |  |  | False | Gas-fired storage | 70 |  | 76 | 104 | 16437585 | Medium | 0.66 |  |  | 02/23/2023 | 206730805 | 02/28/2023
Rheem Sales Company, Inc. | Richmond | 12G40-40E2 | Federally-Regulated Consumer Product | Natural gas |  | 37 |  | 40000 | True |  |  | False | Gas-fired storage | 70 |  | 76 | 104 | 16437585 | Medium | 0.66 |  |  | 02/23/2023 | 4663098 | 02/28/2023
Rheem Sales Company, Inc. | Richmond | 12G40-36PE2 | Federally-Regulated Consumer Product | LPG |  | 37 |  | 36000 | True |  |  | False | Gas-fired storage | 66 |  | 77 | 25 | 16213238 | Medium | 0.68 |  |  | 02/23/2023 | 4663099 | 02/28/2023
Rheem Sales Company, Inc. | Richmond | 6G40-36PE2 | Federally-Regulated Consumer Product | LPG |  | 37 |  | 36000 | True |  |  | False | Gas-fired storage | 66 |  | 77 | 25 | 16213238 | Medium | 0.68 |  |  | 02/23/2023 | 4663095 | 02/28/2023
Rheem Sales Company, Inc. | Richmond | 12CG40-40E2 | Federally-Regulated Consumer Product | Natural gas |  | 37 |  | 40000 | True |  |  | False | Gas-fired storage | 70 |  | 76 | 104 | 16437585 | Medium | 0.66 |  |  | 02/23/2023 | 206730809 | 02/28/2023
Rheem Sales Company, Inc. | Richmond | 9G40-36PE2 | Federally-Regulated Consumer Product | LPG |  | 37 |  | 36000 | True |  |  | False | Gas-fired storage | 64 |  | 77 | 25 | 16213238 | Medium | 0.68 |  |  | 02/28/2023 | 4663097 | 02/28/2023
Rheem Sales Company, Inc. | Richmond | 9G40-40E2 | Federally-Regulated Consumer Product | Natural gas |  | 37 |  | 40000 | True |  |  | False | Gas-fired storage | 71 |  | 76 | 104 | 16437585 | Medium | 0.66 |  |  | 02/28/2023 | 4663096 | 02/28/2023
Rheem Sales Company, Inc. | Richmond | 9CG40-40E2 | Federally-Regulated Consumer Product | Natural gas |  | 37 |  | 40000 | True |  |  | False | Gas-fired storage | 71 |  | 76 | 104 | 16437585 | Medium | 0.66 |  |  | 02/28/2023 | 206730807 | 02/28/2023
Rheem Sales Company, Inc. | Richmond | 6G40-40E2 | Federally-Regulated Consumer Product | Natural gas |  | 37 |  | 40000 | True |  |  | False | Gas-fired storage | 71 |  | 76 | 104 | 16437585 | Medium | 0.66 |  |  | 02/28/2023 | 4663094 | 02/28/2023
Rheem Sales Company, Inc. | Richmond | 6CG40-40E2 | Federally-Regulated Consumer Product | Natural gas |  | 37 |  | 40000 | True |  |  | False | Gas-fired storage | 71 |  | 76 | 104 | 16437585 | Medium | 0.66 |  |  | 02/28/2023 | 206730805 | 02/28/2023
Rheem Sales Company, Inc. | Richmond | 12G40-40E2 | Federally-Regulated Consumer Product | Natural gas |  | 37 |  | 40000 | True |  |  | False | Gas-fired storage | 71 |  | 76 | 104 | 16437585 | Medium | 0.66 |  |  | 02/28/2023 | 4663098 | 02/28/2023
Rheem Sales Company, Inc. | Richmond | 12G40-36PE2 | Federally-Regulated Consumer Product | LPG |  | 37 |  | 36000 | True |  |  | False | Gas-fired storage | 64 |  | 77 | 25 | 16213238 | Medium | 0.68 |  |  | 02/28/2023 | 4663099 | 02/28/2023
Rheem Sales Company, Inc. | Richmond | 6G40-36PE2 | Federally-Regulated Consumer Product | LPG |  | 37 |  | 36000 | True |  |  | False | Gas-fired storage | 64 |  | 77 | 25 | 16213238 | Medium | 0.68 |  |  | 02/28/2023 | 4663095 | 02/28/2023
Rheem Sales Company, Inc. | Richmond | 12CG40-40E2 | Federally-Regulated Consumer Product | Natural gas |  | 37 |  | 40000 | True |  |  | False | Gas-fired storage | 71 |  | 76 | 104 | 16437585 | Medium | 0.66 |  |  | 02/28/2023 | 206730809 | 02/28/2023
Rheem Sales Company, Inc. | Rheem | PRO+G38-40N RH69 PD | Federally-Regulated Consumer Product | Natural gas |  | 37 |  | 40000 | True |  |  | False | Gas-fired storage | 71 |  | 76 | 104 | 16437585 | Medium | 0.66 |  |  | 02/28/2023 | 6528348 | 02/28/2023
Rheem Sales Company, Inc. | Rheem | PROPG38-40N RH69 PD | Federally-Regulated Consumer Product | Natural gas |  | 37 |  | 40000 | True |  |  | False | Gas-fired storage | 71 |  | 76 | 19 | 16727605 | Medium | 0.66 |  |  | 02/28/2023 | 8310081 | 02/28/2023
Rheem Sales Company, Inc. | Rheem | XP40T12DM36U0 | Federally-Regulated Consumer Product | LPG |  | 37 |  | 36000 | True |  |  | False | Gas-fired storage | 64 |  | 77 | 25 | 16213238 | Medium | 0.68 |  |  | 02/28/2023 | 7002032 | 02/28/2023
Rheem Sales Company, Inc. | Rheem | PROPG38-36P RH69 PD | Federally-Regulated Consumer Product | LPG |  | 37 |  | 36000 | True |  |  | False | Gas-fired storage | 64 |  | 77 | 19 | 16233710 | Medium | 0.68 |  |  | 02/28/2023 | 8310082 | 02/28/2023
Rheem Sales Company, Inc. | Rheem | PRO+G38-36P RH69 PD | Federally-Regulated Consumer Product | LPG |  | 37 |  | 36000 | True |  |  | False | Gas-fired storage | 64 |  | 77 | 25 | 16213238 | Medium | 0.68 |  |  | 02/28/2023 | 6539852 | 02/28/2023
Rheem Sales Company, Inc. | Rheem | XG40T12DM40U0 | Federally-Regulated Consumer Product | Natural gas |  | 37 |  | 40000 | True |  |  | False | Gas-fired storage | 71 |  | 76 | 104 | 16437585 | Medium | 0.66 |  |  | 02/28/2023 | 7002042 | 02/28/2023
Rheem Sales Company, Inc. | Rheem | XG40T12DM40U0W | Federally-Regulated Consumer Product | Natural gas |  | 37 |  | 40000 | True |  |  | False | Gas-fired storage | 71 |  | 76 | 19 | 16727605 | Medium | 0.66 |  |  | 02/28/2023 | 8315599 | 02/28/2023
Rheem Sales Company, Inc. | Rheem | PROPG38-36P RH69 PD* | Federally-Regulated Consumer Product | LPG |  | 37 |  | 36000 | True |  |  | False | Gas-fired storage | 64 |  | 77 | 25 | 16213238 | Medium | 0.68 |  |  | 02/28/2023 | 206900645 | 02/28/2023
Rheem Sales Company, Inc. | Rheem | PROPG38-40N RH69 PD* | Federally-Regulated Consumer Product | Natural gas |  | 37 |  | 40000 | True |  |  | False | Gas-fired storage | 71 |  | 76 | 104 | 16437585 | Medium | 0.66 |  |  | 02/28/2023 | 206900644 | 02/28/2023
Bosch Thermotechnology Corp. | Bosch | US12 | Federally-Regulated Consumer Product | Electric resistance |  | 1 |  | 12 |  |  |  | False | Instantaneous electric |  | 0.7 | 97 | 597 |  | Very small | 0.99 |  |  | 08/23/2022 | 7173295 | 03/02/2023
Bosch Thermotechnology Corp. | Bosch | US9-2R | Federally-Regulated Consumer Product | Electric resistance |  | 0 |  | 9.5 |  |  |  | False | Instantaneous electric |  | 0.9 | 95 | 608 |  | Very small | 0.97 |  |  | 08/23/2022 | 205313385 | 03/02/2023
Bosch Thermotechnology Corp. | Bosch | US4-2R | Federally-Regulated Consumer Product | Electric resistance |  | 0 |  | 4.5 |  |  |  | False | Instantaneous electric |  | 0.3 | 99 | 593 |  | Very small | 0.97 |  |  | 08/23/2022 | 205313383 | 03/02/2023
Bosch Thermotechnology Corp. | Bosch | US7-2R | Federally-Regulated Consumer Product | Electric resistance |  | 0 |  | 7.2 |  |  |  | False | Instantaneous electric |  | 0.7 | 91 | 602 |  | Very small | 0.98 |  |  | 08/23/2022 | 205313384 | 03/02/2023
Bosch Thermotechnology Corp. | Bosch | US3-2R | Federally-Regulated Consumer Product | Electric resistance |  | 0 |  | 3.6 |  |  |  | False | Instantaneous electric |  | 0.3 | 92 | 623 |  | Very small | 0.95 |  |  | 08/23/2022 | 205313382 | 03/02/2023
Bosch Thermotechnology Corp. | Bosch | US12 | Federally-Regulated Consumer Product | Electric resistance |  | 1 |  | 12 |  |  |  | False | Instantaneous electric |  | 0.7 | 97 | 597 |  | Very small | 0.99 |  |  | 03/02/2023 | 7173295 | 03/02/2023
Bosch Thermotechnology Corp. | Bosch | US9-2R | Federally-Regulated Consumer Product | Electric resistance |  | 0 |  | 9.5 |  |  |  | False | Instantaneous electric |  | 0.9 | 95 | 608 |  | Very small | 0.97 |  |  | 03/02/2023 | 205313385 | 03/02/2023
Bosch Thermotechnology Corp. | Bosch | US4-2R | Federally-Regulated Consumer Product | Electric resistance |  | 0 |  | 4.5 |  |  |  | False | Instantaneous electric |  | 0.3 | 99 | 593 |  | Very small | 0.97 |  |  | 03/02/2023 | 205313383 | 03/02/2023
Bosch Thermotechnology Corp. | Bosch | US7-2R | Federally-Regulated Consumer Product | Electric resistance |  | 0 |  | 7.2 |  |  |  | False | Instantaneous electric |  | 0.7 | 91 | 602 |  | Very small | 0.98 |  |  | 03/02/2023 | 205313384 | 03/02/2023
Bosch Thermotechnology Corp. | Bosch | US3-2R | Federally-Regulated Consumer Product | Electric resistance |  | 0 |  | 3.6 |  |  |  | False | Instantaneous electric |  | 0.3 | 92 | 623 |  | Very small | 0.95 |  |  | 03/02/2023 | 205313382 | 03/02/2023
A.O. Smith Water Products Company | State | GS6-40-YBVIS 2** | Federally-Regulated Consumer Product | LPG |  | 38 |  | 40000 | True |  |  | False | Gas-fired storage | 73 |  | 79 | 30 | 16439440 | Medium | 0.67 |  |  | 08/23/2022 | 206860929 | 03/07/2023
A.O. Smith Water Products Company | State | GS6-40-HBVIS 2*1 | Federally-Regulated Consumer Product | Natural gas |  | 38 |  | 40000 | True |  |  | False | Gas-fired storage | 73 |  | 79 | 30 | 16439440 | Medium | 0.67 |  |  | 08/23/2022 | 206860930 | 03/07/2023
A.O. Smith Water Products Company | State | GS6-40-YBVIS 2** | Federally-Regulated Consumer Product | LPG |  | 38 |  | 40000 | True |  |  | False | Gas-fired storage | 73 |  | 79 | 30 | 16439440 | Medium | 0.67 |  |  | 03/07/2023 | 206860929 | 03/07/2023
A.O. Smith Water Products Company | State | GS6-40-HBVIS 2*1 | Federally-Regulated Consumer Product | Natural gas |  | 38 |  | 40000 | True |  |  | False | Gas-fired storage | 73 |  | 79 | 30 | 16439440 | Medium | 0.67 |  |  | 03/07/2023 | 206860930 | 03/07/2023
A.O. Smith Water Products Company | State | GS6-40-HBVIS 2*1 | Federally-Regulated Consumer Product | Natural gas |  | 38 |  | 40000 | True |  |  | False | Gas-fired storage | 73 |  | 79 | 30 | 16439440 | Medium | 0.67 |  |  | 03/07/2023 | 206860930 | 03/09/2023
A.O. Smith Water Products Company | State | GS6-40-YBVIS 2** | Federally-Regulated Consumer Product | LPG |  | 38 |  | 40000 | True |  |  | False | Gas-fired storage | 73 |  | 79 | 30 | 16439440 | Medium | 0.67 |  |  | 03/07/2023 | 206860929 | 03/09/2023
A.O. Smith Water Products Company | State | GTS-310U-I 2** | Federally-Regulated Consumer Product | Natural gas |  | 1 |  | 190000 |  |  |  | False | Instantaneous gas-fired |  | 4.7 | 84 | 33 | 20784654 | High | 0.81 |  | 0 | 02/23/2023 | 206908514 | 03/14/2023
A.O. Smith Water Products Company | U.S. Craftmaster | GTU-540-NEH 1** | Federally-Regulated Consumer Product | Natural gas |  | 1 |  | 199000 |  |  |  | False | Instantaneous gas-fired |  | 5.8 | 96 | 34 | 17701647 | High | 0.95 |  | 0 | 02/23/2023 | 206703134 | 03/14/2023
A.O. Smith Water Products Company | U.S. Craftmaster | GTU-240-PIH 1*1 | Federally-Regulated Consumer Product | LPG |  | 1 |  | 160000 |  |  |  | False | Instantaneous gas-fired |  | 4.7 | 97 | 38 | 17877549 | High | 0.94 |  | 0 | 02/23/2023 | 206703156 | 03/14/2023
A.O. Smith Water Products Company | U.S. Craftmaster | GTU-310C-NI 1** | Federally-Regulated Consumer Product | Natural gas |  | 1 |  | 190000 |  |  |  | False | Instantaneous gas-fired |  | 4.6 | 85 | 24 | 20815362 | High | 0.81 |  | 0 | 02/23/2023 | 206703176 | 03/14/2023
A.O. Smith Water Products Company | U.S. Craftmaster | GTU-540-PIH 1*1 | Federally-Regulated Consumer Product | LPG |  | 1 |  | 199000 |  |  |  | False | Instantaneous gas-fired |  | 5.8 | 96 | 47 | 18040466 | High | 0.93 |  | 0 | 02/23/2023 | 207524726 | 03/14/2023
A.O. Smith Water Products Company | U.S. Craftmaster | GTU-540P-PIH 1*1 | Federally-Regulated Consumer Product | LPG |  | 1 |  | 199000 |  |  |  | False | Instantaneous gas-fired |  | 5.8 | 96 | 47 | 18040466 | High | 0.93 |  | 0 | 02/23/2023 | 206703099 | 03/14/2023
A.O. Smith Water Products Company | U.S. Craftmaster | GTU-510U-I 2** | Federally-Regulated Consumer Product | Natural gas |  | 1 |  | 199000 |  |  |  | False | Instantaneous gas-fired |  | 5 | 84 | 43 | 20750534 | High | 0.81 |  | 0 | 02/23/2023 | 206703162 | 03/14/2023
A.O. Smith Water Products Company | U.S. Craftmaster | GTU-540-NIH 1** | Federally-Regulated Consumer Product | Natural gas |  | 1 |  | 199000 |  |  |  | False | Instantaneous gas-fired |  | 5.8 | 96 | 47 | 18040466 | High | 0.93 |  | 0 | 02/23/2023 | 207524725 | 03/14/2023
A.O. Smith Water Products Company | U.S. Craftmaster | GTU-510C-NI 1** | Federally-Regulated Consumer Product | Natural gas |  | 1 |  | 199000 |  |  |  | False | Instantaneous gas-fired |  | 4.7 | 82 | 23 | 20818774 | High | 0.81 |  | 0 | 02/23/2023 | 206703169 | 03/14/2023
A.O. Smith Water Products Company | U.S. Craftmaster | GTU-510U-E 2** | Federally-Regulated Consumer Product | Natural gas |  | 1 |  | 199000 |  |  |  | False | Instantaneous gas-fired |  | 5 | 84 | 33 | 20784654 | High | 0.81 |  | 0 | 02/23/2023 | 206908523 | 03/14/2023
A.O. Smith Water Products Company | U.S. Craftmaster | GTU-540-PEH 1*1 | Federally-Regulated Consumer Product | LPG |  | 1 |  | 199000 |  |  |  | False | Instantaneous gas-fired |  | 5.8 | 96 | 34 | 17701647 | High | 0.95 |  | 0 | 02/23/2023 | 206703136 | 03/14/2023
A.O. Smith Water Products Company | U.S. Craftmaster | GTU-540P-NIH 1** | Federally-Regulated Consumer Product | Natural gas |  | 1 |  | 199000 |  |  |  | False | Instantaneous gas-fired |  | 5.8 | 96 | 47 | 18040466 | High | 0.93 |  | 0 | 02/23/2023 | 206703098 | 03/14/2023
A.O. Smith Water Products Company | U.S. Craftmaster | GTU-110U-E 2** | Federally-Regulated Consumer Product | Natural gas |  | 1 |  | 140000 |  |  |  | False | Instantaneous gas-fired |  | 3.5 | 83 | 25 | 13597423 | Medium | 0.81 |  | 0 | 02/23/2023 | 206908493 | 03/14/2023
A.O. Smith Water Products Company | U.S. Craftmaster | GTU-540P-NEH 1** | Federally-Regulated Consumer Product | Natural gas |  | 1 |  | 199000 |  |  |  | False | Instantaneous gas-fired |  | 5.8 | 96 | 34 | 17701647 | High | 0.95 |  | 0 | 02/23/2023 | 206703135 | 03/14/2023
A.O. Smith Water Products Company | U.S. Craftmaster | GTU-540P-PEH 1*1 | Federally-Regulated Consumer Product | LPG |  | 1 |  | 199000 |  |  |  | False | Instantaneous gas-fired |  | 5.8 | 96 | 34 | 17701647 | High | 0.95 |  | 0 | 02/23/2023 | 206703137 | 03/14/2023
A.O. Smith Water Products Company | U.S. Craftmaster | GTU-310U-E 2** | Federally-Regulated Consumer Product | Natural gas |  | 1 |  | 190000 |  |  |  | False | Instantaneous gas-fired |  | 4.8 | 86 | 23 | 20818774 | High | 0.81 |  | 0 | 02/23/2023 | 206908508 | 03/14/2023
A.O. Smith Water Products Company | U.S. Craftmaster | GTU-110U-I 2** | Federally-Regulated Consumer Product | Natural gas |  | 1 |  | 140000 |  |  |  | False | Instantaneous gas-fired |  | 3.5 | 85 | 35 | 13563303 | Medium | 0.81 |  | 0 | 02/23/2023 | 206908500 | 03/14/2023
A.O. Smith Water Products Company | U.S. Craftmaster | GTU-240-NIH 1** | Federally-Regulated Consumer Product | Natural gas |  | 1 |  | 160000 |  |  |  | False | Instantaneous gas-fired |  | 4.7 | 97 | 38 | 17877549 | High | 0.94 |  | 0 | 02/23/2023 | 206703155 | 03/14/2023
Eemax, Inc | Eemax | SPEX3012 | Federally-Regulated Consumer Product | Electric resistance |  | 0 |  | 3 |  |  |  | False | Instantaneous electric |  | 0.3 | 95 | 611 |  | Very small | 0.96 |  |  | 08/23/2022 | 202537303 | 03/21/2023
Eemax, Inc | Eemax | AM004277T | Federally-Regulated Consumer Product | Electric resistance |  | 0 |  | 4.1 |  |  |  | False | Instantaneous electric |  | 0.4 | 92 | 638 |  | Very small | 0.94 |  |  | 08/23/2022 | 202570791 | 03/21/2023
Eemax, Inc | Eemax | SPEX3208T | Federally-Regulated Consumer Product | Electric resistance |  | 0 |  | 3 |  |  |  | False | Instantaneous electric |  | 0.3 | 98 | 604 |  | Very small | 0.97 |  |  | 08/23/2022 | 202371808 | 03/21/2023
Eemax, Inc | Eemax | SPEX100T | Federally-Regulated Consumer Product | Electric resistance |  | 0 |  | 10 |  |  |  | False | Instantaneous electric |  | 1 | 98 | 601 |  | Very small | 0.98 |  |  | 08/23/2022 | 202371804 | 03/21/2023
Eemax, Inc | Eemax | SPEX60 | Federally-Regulated Consumer Product | Electric resistance |  | 0 |  | 6 |  |  |  | False | Instantaneous electric |  | 0.6 | 96 | 616 |  | Very small | 0.96 |  |  | 08/23/2022 | 202537305 | 03/21/2023
Eemax, Inc | Eemax | SPEX2412T | Federally-Regulated Consumer Product | Electric resistance |  | 0 |  | 2.4 |  |  |  | False | Instantaneous electric |  | 0.2 | 98 | 613 |  | Very small | 0.96 |  |  | 08/23/2022 | 202371806 | 03/21/2023
Eemax, Inc | Eemax | SPEX75 | Federally-Regulated Consumer Product | Electric resistance |  | 0 |  | 7.5 |  |  |  | False | Instantaneous electric |  | 0.8 | 95 | 620 |  | Very small | 0.96 |  |  | 08/23/2022 | 202537301 | 03/21/2023
Eemax, Inc | Eemax | SPEX3512 | Federally-Regulated Consumer Product | Electric resistance |  | 0 |  | 3.5 |  |  |  | False | Instantaneous electric |  | 0.3 | 94 | 633 |  | Very small | 0.94 |  |  | 08/23/2022 | 202537300 | 03/21/2023
Eemax, Inc | Eemax | AM007240T | Federally-Regulated Consumer Product | Electric resistance |  | 0 |  | 6.5 |  |  |  | False | Instantaneous electric |  | 0.6 | 94 | 619 |  | Very small | 0.95 |  |  | 08/23/2022 | 202570789 | 03/21/2023
Eemax, Inc | Eemax | SPEX4208T | Federally-Regulated Consumer Product | Electric resistance |  | 0 |  | 4.1 |  |  |  | False | Instantaneous electric |  | 0.4 | 96 | 616 |  | Very small | 0.98 |  |  | 08/23/2022 | 202371811 | 03/21/2023
Eemax, Inc | Eemax | SPEX4277T | Federally-Regulated Consumer Product | Electric resistance |  | 0 |  | 4.1 |  |  |  | False | Instantaneous electric |  | 0.4 | 95 | 620 |  | Very small | 0.97 |  |  | 08/23/2022 | 202371812 | 03/21/2023
Eemax, Inc | Eemax | AM005240T | Federally-Regulated Consumer Product | Electric resistance |  | 0 |  | 4.8 |  |  |  | False | Instantaneous electric |  | 0.5 | 96 | 616 |  | Very small | 0.96 |  |  | 08/23/2022 | 202570788 | 03/21/2023
Eemax, Inc | Eemax | SPEX3277T | Federally-Regulated Consumer Product | Electric resistance |  | 0 |  | 3 |  |  |  | False | Instantaneous electric |  | 0.3 | 98 | 607 |  | Very small | 0.97 |  |  | 08/23/2022 | 202371809 | 03/21/2023
Eemax, Inc | Eemax | SPEX1812 | Federally-Regulated Consumer Product | Electric resistance |  | 1 |  | 1.8 |  |  |  | False | Instantaneous electric |  | 0.2 | 94 | 623 |  | Very small | 0.95 |  |  | 08/23/2022 | 202539678 | 03/21/2023
Eemax, Inc | Eemax | SPEX55T | Federally-Regulated Consumer Product | Electric resistance |  | 0 |  | 5.5 |  |  |  | False | Instantaneous electric |  | 0.5 | 98 | 608 |  | Very small | 0.97 |  |  | 08/23/2022 | 202371797 | 03/21/2023
Eemax, Inc | Eemax | SPEX8208T | Federally-Regulated Consumer Product | Electric resistance |  | 0 |  | 8.3 |  |  |  | False | Instantaneous electric |  | 0.7 | 97 | 609 |  | Very small | 0.98 |  |  | 08/23/2022 | 202371813 | 03/21/2023
Eemax, Inc | Eemax | SPEX55 | Federally-Regulated Consumer Product | Electric resistance |  | 0 |  | 5.5 |  |  |  | False | Instantaneous electric |  | 0.6 | 96 | 621 |  | Very small | 0.96 |  |  | 08/23/2022 | 202513252 | 03/21/2023
Eemax, Inc | Eemax | SPEX48T | Federally-Regulated Consumer Product | Electric resistance |  | 0 |  | 4.8 |  |  |  | False | Instantaneous electric |  | 0.4 | 94 | 639 |  | Very small | 0.97 |  |  | 08/23/2022 | 202371796 | 03/21/2023
Eemax, Inc | Eemax | SPEX60T | Federally-Regulated Consumer Product | Electric resistance |  | 0 |  | 6 |  |  |  | False | Instantaneous electric |  | 0.6 | 96 | 613 |  | Very small | 0.97 |  |  | 08/23/2022 | 202371798 | 03/21/2023
Eemax, Inc | Eemax | SPEX1812T | Federally-Regulated Consumer Product | Electric resistance |  | 0 |  | 1.8 |  |  |  | False | Instantaneous electric |  | 0.2 | 98 | 614 |  | Very small | 0.96 |  |  | 08/23/2022 | 202371805 | 03/21/2023
Eemax, Inc | Eemax | SPEX3012T | Federally-Regulated Consumer Product | Electric resistance |  | 0 |  | 3 |  |  |  | False | Instantaneous electric |  | 0.3 | 98 | 612 |  | Very small | 0.96 |  |  | 08/23/2022 | 202371807 | 03/21/2023
Eemax, Inc | Eemax | SPEX95T | Federally-Regulated Consumer Product | Electric resistance |  | 0 |  | 9.5 |  |  |  | False | Instantaneous electric |  | 0.9 | 98 | 609 |  | Very small | 0.98 |  |  | 08/23/2022 | 202371803 | 03/21/2023
Eemax, Inc | Eemax | SPEX90 | Federally-Regulated Consumer Product | Electric resistance |  | 0 |  | 9 |  |  |  | False | Instantaneous electric |  | 0.9 | 93 | 620 |  | Very small | 0.96 |  |  | 08/23/2022 | 202537307 | 03/21/2023
Eemax, Inc | Eemax | SPEX2412 | Federally-Regulated Consumer Product | Electric resistance |  | 1 |  | 2.4 |  |  |  | False | Instantaneous electric |  | 0.2 | 94 | 623 |  | Very small | 0.95 |  |  | 08/23/2022 | 202555320 | 03/21/2023
Eemax, Inc | Eemax | AM004120T | Federally-Regulated Consumer Product | Electric resistance |  | 0 |  | 3.5 |  |  |  | False | Instantaneous electric |  | 0.3 | 93 | 634 |  | Very small | 0.93 |  |  | 08/23/2022 | 202570787 | 03/21/2023
Eemax, Inc | Eemax | SPEX80T | Federally-Regulated Consumer Product | Electric resistance |  | 0 |  | 8 |  |  |  | False | Instantaneous electric |  | 0.8 | 98 | 607 |  | Very small | 0.98 |  |  | 08/23/2022 | 202371801 | 03/21/2023
Eemax, Inc | Eemax | SPEX3208 | Federally-Regulated Consumer Product | Electric resistance |  | 0 |  | 3 |  |  |  | False | Instantaneous electric |  | 0.3 | 97 | 607 |  | Very small | 0.97 |  |  | 08/23/2022 | 202513254 | 03/21/2023
Eemax, Inc | Eemax | SPEX3277 | Federally-Regulated Consumer Product | Electric resistance |  | 0 |  | 3 |  |  |  | False | Instantaneous electric |  | 0.3 | 95 | 627 |  | Very small | 0.95 |  |  | 08/23/2022 | 202513255 | 03/21/2023
Eemax, Inc | Eemax | SPEX75T | Federally-Regulated Consumer Product | Electric resistance |  | 0 |  | 7.5 |  |  |  | False | Instantaneous electric |  | 0.7 | 97 | 611 |  | Very small | 0.97 |  |  | 08/23/2022 | 202371800 | 03/21/2023
Eemax, Inc | Eemax | SPEX100 | Federally-Regulated Consumer Product | Electric resistance |  | 0 |  | 10 |  |  |  | False | Instantaneous electric |  | 1 | 94 | 615 |  | Very small | 0.96 |  |  | 08/23/2022 | 202537302 | 03/21/2023
Eemax, Inc | Eemax | SPEX3512T | Federally-Regulated Consumer Product | Electric resistance |  | 0 |  | 3.5 |  |  |  | False | Instantaneous electric |  | 0.3 | 98 | 608 |  | Very small | 0.96 |  |  | 08/23/2022 | 202371810 | 03/21/2023
Eemax, Inc | Eemax | SPEX95 | Federally-Regulated Consumer Product | Electric resistance |  | 0 |  | 9.5 |  |  |  | False | Instantaneous electric |  | 0.9 | 95 | 611 |  | Very small | 0.96 |  |  | 08/23/2022 | 202537306 | 03/21/2023
Eemax, Inc | Eemax | SPEX90T | Federally-Regulated Consumer Product | Electric resistance |  | 0 |  | 9 |  |  |  | False | Instantaneous electric |  | 0.9 | 98 | 605 |  | Very small | 0.98 |  |  | 08/23/2022 | 202371802 | 03/21/2023
Eemax, Inc | Eemax | SPEX3012 | Federally-Regulated Consumer Product | Electric resistance |  | 0 |  | 3 |  |  |  | False | Instantaneous electric |  | 0.3 | 95 | 611 |  | Very small | 0.96 |  |  | 03/21/2023 | 202537303 | 03/21/2023
Eemax, Inc | Eemax | AM004277T | Federally-Regulated Consumer Product | Electric resistance |  | 0 |  | 4.1 |  |  |  | False | Instantaneous electric |  | 0.4 | 92 | 638 |  | Very small | 0.94 |  |  | 03/21/2023 | 202570791 | 03/21/2023
Eemax, Inc | Eemax | SPEX3208T | Federally-Regulated Consumer Product | Electric resistance |  | 0 |  | 3 |  |  |  | False | Instantaneous electric |  | 0.3 | 98 | 604 |  | Very small | 0.97 |  |  | 03/21/2023 | 202371808 | 03/21/2023
Eemax, Inc | Eemax | SPEX100T | Federally-Regulated Consumer Product | Electric resistance |  | 0 |  | 10 |  |  |  | False | Instantaneous electric |  | 1 | 98 | 601 |  | Very small | 0.98 |  |  | 03/21/2023 | 202371804 | 03/21/2023
Eemax, Inc | Eemax | SPEX60 | Federally-Regulated Consumer Product | Electric resistance |  | 0 |  | 6 |  |  |  | False | Instantaneous electric |  | 0.6 | 96 | 616 |  | Very small | 0.96 |  |  | 03/21/2023 | 202537305 | 03/21/2023
Eemax, Inc | Eemax | SPEX2412T | Federally-Regulated Consumer Product | Electric resistance |  | 0 |  | 2.4 |  |  |  | False | Instantaneous electric |  | 0.2 | 98 | 613 |  | Very small | 0.96 |  |  | 03/21/2023 | 202371806 | 03/21/2023
Eemax, Inc | Eemax | SPEX75 | Federally-Regulated Consumer Product | Electric resistance |  | 0 |  | 7.5 |  |  |  | False | Instantaneous electric |  | 0.8 | 95 | 620 |  | Very small | 0.96 |  |  | 03/21/2023 | 202537301 | 03/21/2023
Eemax, Inc | Eemax | SPEX3512 | Federally-Regulated Consumer Product | Electric resistance |  | 0 |  | 3.5 |  |  |  | False | Instantaneous electric |  | 0.3 | 94 | 633 |  | Very small | 0.94 |  |  | 03/21/2023 | 202537300 | 03/21/2023
Eemax, Inc | Eemax | AM007240T | Federally-Regulated Consumer Product | Electric resistance |  | 0 |  | 6.5 |  |  |  | False | Instantaneous electric |  | 0.6 | 94 | 619 |  | Very small | 0.95 |  |  | 03/21/2023 | 202570789 | 03/21/2023
Eemax, Inc | Eemax | SPEX4208T | Federally-Regulated Consumer Product | Electric resistance |  | 0 |  | 4.1 |  |  |  | False | Instantaneous electric |  | 0.4 | 96 | 616 |  | Very small | 0.98 |  |  | 03/21/2023 | 202371811 | 03/21/2023
Eemax, Inc | Eemax | SPEX4277T | Federally-Regulated Consumer Product | Electric resistance |  | 0 |  | 4.1 |  |  |  | False | Instantaneous electric |  | 0.4 | 95 | 620 |  | Very small | 0.97 |  |  | 03/21/2023 | 202371812 | 03/21/2023
Eemax, Inc | Eemax | AM005240T | Federally-Regulated Consumer Product | Electric resistance |  | 0 |  | 4.8 |  |  |  | False | Instantaneous electric |  | 0.5 | 96 | 616 |  | Very small | 0.96 |  |  | 03/21/2023 | 202570788 | 03/21/2023
Eemax, Inc | Eemax | SPEX3277T | Federally-Regulated Consumer Product | Electric resistance |  | 0 |  | 3 |  |  |  | False | Instantaneous electric |  | 0.3 | 98 | 607 |  | Very small | 0.97 |  |  | 03/21/2023 | 202371809 | 03/21/2023
Eemax, Inc | Eemax | SPEX1812 | Federally-Regulated Consumer Product | Electric resistance |  | 1 |  | 1.8 |  |  |  | False | Instantaneous electric |  | 0.2 | 94 | 623 |  | Very small | 0.95 |  |  | 03/21/2023 | 202539678 | 03/21/2023
Eemax, Inc | Eemax | SPEX55T | Federally-Regulated Consumer Product | Electric resistance |  | 0 |  | 5.5 |  |  |  | False | Instantaneous electric |  | 0.5 | 98 | 608 |  | Very small | 0.97 |  |  | 03/21/2023 | 202371797 | 03/21/2023
Eemax, Inc | Eemax | SPEX8208T | Federally-Regulated Consumer Product | Electric resistance |  | 0 |  | 8.3 |  |  |  | False | Instantaneous electric |  | 0.7 | 97 | 609 |  | Very small | 0.98 |  |  | 03/21/2023 | 202371813 | 03/21/2023
Eemax, Inc | Eemax | SPEX55 | Federally-Regulated Consumer Product | Electric resistance |  | 0 |  | 5.5 |  |  |  | False | Instantaneous electric |  | 0.6 | 96 | 621 |  | Very small | 0.96 |  |  | 03/21/2023 | 202513252 | 03/21/2023
Eemax, Inc | Eemax | SPEX48T | Federally-Regulated Consumer Product | Electric resistance |  | 0 |  | 4.8 |  |  |  | False | Instantaneous electric |  | 0.4 | 94 | 639 |  | Very small | 0.97 |  |  | 03/21/2023 | 202371796 | 03/21/2023
Eemax, Inc | Eemax | SPEX60T | Federally-Regulated Consumer Product | Electric resistance |  | 0 |  | 6 |  |  |  | False | Instantaneous electric |  | 0.6 | 96 | 613 |  | Very small | 0.97 |  |  | 03/21/2023 | 202371798 | 03/21/2023
Eemax, Inc | Eemax | SPEX1812T | Federally-Regulated Consumer Product | Electric resistance |  | 0 |  | 1.8 |  |  |  | False | Instantaneous electric |  | 0.2 | 98 | 614 |  | Very small | 0.96 |  |  | 03/21/2023 | 202371805 | 03/21/2023
Eemax, Inc | Eemax | SPEX3012T | Federally-Regulated Consumer Product | Electric resistance |  | 0 |  | 3 |  |  |  | False | Instantaneous electric |  | 0.3 | 98 | 612 |  | Very small | 0.96 |  |  | 03/21/2023 | 202371807 | 03/21/2023
Eemax, Inc | Eemax | SPEX95T | Federally-Regulated Consumer Product | Electric resistance |  | 0 |  | 9.5 |  |  |  | False | Instantaneous electric |  | 0.9 | 98 | 609 |  | Very small | 0.98 |  |  | 03/21/2023 | 202371803 | 03/21/2023
Eemax, Inc | Eemax | SPEX90 | Federally-Regulated Consumer Product | Electric resistance |  | 0 |  | 9 |  |  |  | False | Instantaneous electric |  | 0.9 | 93 | 620 |  | Very small | 0.96 |  |  | 03/21/2023 | 202537307 | 03/21/2023
Eemax, Inc | Eemax | SPEX2412 | Federally-Regulated Consumer Product | Electric resistance |  | 1 |  | 2.4 |  |  |  | False | Instantaneous electric |  | 0.2 | 94 | 623 |  | Very small | 0.95 |  |  | 03/21/2023 | 202555320 | 03/21/2023
Eemax, Inc | Eemax | AM004120T | Federally-Regulated Consumer Product | Electric resistance |  | 0 |  | 3.5 |  |  |  | False | Instantaneous electric |  | 0.3 | 93 | 634 |  | Very small | 0.93 |  |  | 03/21/2023 | 202570787 | 03/21/2023
Eemax, Inc | Eemax | SPEX80T | Federally-Regulated Consumer Product | Electric resistance |  | 0 |  | 8 |  |  |  | False | Instantaneous electric |  | 0.8 | 98 | 607 |  | Very small | 0.98 |  |  | 03/21/2023 | 202371801 | 03/21/2023
Eemax, Inc | Eemax | SPEX3208 | Federally-Regulated Consumer Product | Electric resistance |  | 0 |  | 3 |  |  |  | False | Instantaneous electric |  | 0.3 | 97 | 607 |  | Very small | 0.97 |  |  | 03/21/2023 | 202513254 | 03/21/2023
Eemax, Inc | Eemax | SPEX3277 | Federally-Regulated Consumer Product | Electric resistance |  | 0 |  | 3 |  |  |  | False | Instantaneous electric |  | 0.3 | 95 | 627 |  | Very small | 0.95 |  |  | 03/21/2023 | 202513255 | 03/21/2023
Eemax, Inc | Eemax | SPEX75T | Federally-Regulated Consumer Product | Electric resistance |  | 0 |  | 7.5 |  |  |  | False | Instantaneous electric |  | 0.7 | 97 | 611 |  | Very small | 0.97 |  |  | 03/21/2023 | 202371800 | 03/21/2023
Eemax, Inc | Eemax | SPEX100 | Federally-Regulated Consumer Product | Electric resistance |  | 0 |  | 10 |  |  |  | False | Instantaneous electric |  | 1 | 94 | 615 |  | Very small | 0.96 |  |  | 03/21/2023 | 202537302 | 03/21/2023
Eemax, Inc | Eemax | SPEX3512T | Federally-Regulated Consumer Product | Electric resistance |  | 0 |  | 3.5 |  |  |  | False | Instantaneous electric |  | 0.3 | 98 | 608 |  | Very small | 0.96 |  |  | 03/21/2023 | 202371810 | 03/21/2023
Eemax, Inc | Eemax | SPEX95 | Federally-Regulated Consumer Product | Electric resistance |  | 0 |  | 9.5 |  |  |  | False | Instantaneous electric |  | 0.9 | 95 | 611 |  | Very small | 0.96 |  |  | 03/21/2023 | 202537306 | 03/21/2023
Eemax, Inc | Eemax | SPEX90T | Federally-Regulated Consumer Product | Electric resistance |  | 0 |  | 9 |  |  |  | False | Instantaneous electric |  | 0.9 | 98 | 605 |  | Very small | 0.98 |  |  | 03/21/2023 | 202371802 | 03/21/2023
Rheem Sales Company, Inc. | Ruud | RUTGH-90XLP-2 | Federally-Regulated Consumer Product | LPG |  | 0 |  | 180000 |  |  |  | False | Instantaneous gas-fired |  | 5.2 | 95 | 34 | 18084822 | High | 0.93 |  | 0 | 02/23/2023 | 205628318 | 03/21/2023
Rheem Sales Company, Inc. | Ruud | RUTGH-S*84* | Federally-Regulated Consumer Product | LPG |  | 0 |  | 157000 |  |  |  | True | Instantaneous gas-fired |  | 4.6 | 97 | 12 | 17591111 | High | 0.96 |  | 0 | 02/23/2023 | 210627641 | 03/21/2023
Rheem Sales Company, Inc. | Ruud | RUTGH-95DVLP-2 | Federally-Regulated Consumer Product | LPG |  | 0 |  | 199900 |  |  |  | False | Instantaneous gas-fired |  | 5.7 | 97 | 32 | 18091646 | High | 0.93 |  | 0 | 02/23/2023 | 202068319 | 03/21/2023
Rheem Sales Company, Inc. | Ruud | RUTG-70DVLP-1 | Federally-Regulated Consumer Product | LPG |  | 0 |  | 160000 |  |  |  | False | Instantaneous gas-fired |  | 4.1 | 85 | 31 | 20536633 | High | 0.82 |  | 0 | 02/23/2023 | 205706984 | 03/21/2023
Rheem Sales Company, Inc. | Ruud | RUTGH-S*11* | Federally-Regulated Consumer Product | Natural gas |  | 0 |  | 199900 |  |  |  | True | Instantaneous gas-fired |  | 5.8 | 98 | 19 | 17567227 | High | 0.96 |  | 0 | 02/23/2023 | 208798126 | 03/21/2023
Rheem Sales Company, Inc. | Ruud | RUTGH-95DVLN-2 | Federally-Regulated Consumer Product | Natural gas |  | 0 |  | 199900 |  |  |  | False | Instantaneous gas-fired |  | 5.7 | 97 | 32 | 18091646 | High | 0.93 |  | 0 | 02/23/2023 | 202068318 | 03/21/2023
Rheem Sales Company, Inc. | Ruud | RUTG-70DVLNWA-1 | Federally-Regulated Consumer Product | Natural gas |  | 0 |  | 160000 |  |  |  | False | Instantaneous gas-fired |  | 4.1 | 85 | 31 | 20536633 | High | 0.82 |  | 0 | 02/23/2023 | 205706983 | 03/21/2023
Rheem Sales Company, Inc. | Ruud | RUTGH-84XLN-2 | Federally-Regulated Consumer Product | Natural gas |  | 0 |  | 157000 |  |  |  | False | Instantaneous gas-fired |  | 4.5 | 96 | 27 | 18108706 | High | 0.93 |  | 0 | 02/23/2023 | 205628327 | 03/21/2023
Rheem Sales Company, Inc. | Ruud | RUTGH-84XLP-2 | Federally-Regulated Consumer Product | LPG |  | 0 |  | 157000 |  |  |  | False | Instantaneous gas-fired |  | 4.5 | 96 | 27 | 18108706 | High | 0.93 |  | 0 | 02/23/2023 | 205628328 | 03/21/2023
Rheem Sales Company, Inc. | Ruud | RUTGH-RH11DVLP * | Federally-Regulated Consumer Product | LPG |  | 0 |  | 199000 |  |  |  | False | Instantaneous gas-fired |  | 6 | 97 | 196 | 17338453 | High | 0.94 |  | 0 | 02/23/2023 | 203303907 | 03/21/2023
Rheem Sales Company, Inc. | Ruud | RUTG-70XLN-1 | Federally-Regulated Consumer Product | Natural gas |  | 0 |  | 160000 |  |  |  | False | Instantaneous gas-fired |  | 4 | 84 | 31 | 20791478 | High | 0.81 |  | 0 | 02/23/2023 | 205706989 | 03/21/2023
Rheem Sales Company, Inc. | Ruud | RUTG-70XLNWA-1 | Federally-Regulated Consumer Product | Natural gas |  | 0 |  | 160000 |  |  |  | False | Instantaneous gas-fired |  | 4 | 84 | 31 | 20791478 | High | 0.81 |  | 0 | 02/23/2023 | 205706990 | 03/21/2023
Rheem Sales Company, Inc. | Ruud | RUTGH-90XLN-2 | Federally-Regulated Consumer Product | Natural gas |  | 0 |  | 180000 |  |  |  | False | Instantaneous gas-fired |  | 5.2 | 95 | 34 | 18084822 | High | 0.93 |  | 0 | 02/23/2023 | 205628317 | 03/21/2023
Rheem Sales Company, Inc. | Ruud | RUTGH-95XLP-2 | Federally-Regulated Consumer Product | LPG |  | 0 |  | 199900 |  |  |  | False | Instantaneous gas-fired |  | 5.6 | 96 | 34 | 18084822 | High | 0.93 |  | 0 | 02/23/2023 | 205628303 | 03/21/2023
Rheem Sales Company, Inc. | Ruud | RUTGH-RH11DVLN * | Federally-Regulated Consumer Product | Natural gas |  | 0 |  | 199000 |  |  |  | False | Instantaneous gas-fired |  | 6 | 97 | 196 | 17338453 | High | 0.94 |  | 0 | 02/23/2023 | 203303906 | 03/21/2023
Rheem Sales Company, Inc. | Ruud | RUTG-70DVLN-1 | Federally-Regulated Consumer Product | Natural gas |  | 0 |  | 160000 |  |  |  | False | Instantaneous gas-fired |  | 4.1 | 85 | 31 | 20536633 | High | 0.82 |  | 0 | 02/23/2023 | 205706982 | 03/21/2023
Rheem Sales Company, Inc. | Ruud | RUTGH-CM95XLP | Federally-Regulated Consumer Product | LPG |  | 0 |  | 199900 |  |  |  | False | Instantaneous gas-fired |  | 5.6 | 95 | 34 | 18084822 | High | 0.93 |  | 0 | 02/23/2023 | 205746309 | 03/21/2023
Rheem Sales Company, Inc. | Ruud | RUTGH-S*10* | Federally-Regulated Consumer Product | LPG |  | 0 |  | 180000 |  |  |  | True | Instantaneous gas-fired |  | 5.2 | 98 | 19 | 17567227 | High | 0.96 |  | 0 | 02/23/2023 | 208798125 | 03/21/2023
Rheem Sales Company, Inc. | Ruud | RUTG-70DVLPWA-1 | Federally-Regulated Consumer Product | LPG |  | 0 |  | 160000 |  |  |  | False | Instantaneous gas-fired |  | 4.1 | 85 | 31 | 20536633 | High | 0.82 |  | 0 | 02/23/2023 | 205706985 | 03/21/2023
Rheem Sales Company, Inc. | Ruud | RUTGH-S*84* | Federally-Regulated Consumer Product | Natural gas |  | 0 |  | 157000 |  |  |  | True | Instantaneous gas-fired |  | 4.6 | 97 | 12 | 17591111 | High | 0.96 |  | 0 | 02/23/2023 | 210627641 | 03/21/2023
Rheem Sales Company, Inc. | Ruud | RUTGH-95XLN-2 | Federally-Regulated Consumer Product | Natural gas |  | 0 |  | 199900 |  |  |  | False | Instantaneous gas-fired |  | 5.6 | 96 | 34 | 18084822 | High | 0.93 |  | 0 | 02/23/2023 | 205628302 | 03/21/2023
Rheem Sales Company, Inc. | Ruud | RUTGH-S*10* | Federally-Regulated Consumer Product | Natural gas |  | 0 |  | 180000 |  |  |  | True | Instantaneous gas-fired |  | 5.2 | 98 | 19 | 17567227 | High | 0.96 |  | 0 | 02/23/2023 | 208798125 | 03/21/2023
Rheem Sales Company, Inc. | Ruud | RUTGH-S*11* | Federally-Regulated Consumer Product | LPG |  | 0 |  | 199900 |  |  |  | True | Instantaneous gas-fired |  | 5.8 | 98 | 19 | 17567227 | High | 0.96 |  | 0 | 02/23/2023 | 208798126 | 03/21/2023
Rheem Sales Company, Inc. | Ruud | RUTGH-CM95DVLN | Federally-Regulated Consumer Product | Natural gas |  | 0 |  | 199900 |  |  |  | False | Instantaneous gas-fired |  | 5.7 | 96 | 34 | 18084822 | High | 0.93 |  | 0 | 02/23/2023 | 205746304 | 03/21/2023
Rheem Sales Company, Inc. | Ruud | RUTGH-84DVLN-2 | Federally-Regulated Consumer Product | Natural gas |  | 0 |  | 157000 |  |  |  | False | Instantaneous gas-fired |  | 4.6 | 97 | 34 | 18084822 | High | 0.93 |  | 0 | 02/23/2023 | 202067530 | 03/21/2023
Rheem Sales Company, Inc. | Ruud | RUTGH-C95XLP | Federally-Regulated Consumer Product | LPG |  | 0 |  | 199900 |  |  |  | False | Instantaneous gas-fired |  | 5.6 | 95 | 34 | 18084822 | High | 0.93 |  | 0 | 02/23/2023 | 205746307 | 03/21/2023
Rheem Sales Company, Inc. | Ruud | PROG50S-36N RU67 PV | Federally-Regulated Consumer Product | Natural gas |  | 48 |  | 36000 | True |  |  | False | Gas-fired storage | 78 |  | 78 | 86 | 23887672 | High | 0.7 |  |  | 02/23/2023 | 6582064 | 03/21/2023
Rheem Sales Company, Inc. | Ruud | PROUG50-38U RU67 PD* | Federally-Regulated Consumer Product | Natural gas |  | 48 |  | 38000 | True |  |  | False | Gas-fired storage | 86 |  | 78 | 19 | 24827484 | High | 0.68 |  |  | 02/23/2023 | 205400784 | 03/21/2023
Rheem Sales Company, Inc. | Ruud | RUTGH-C95XLN | Federally-Regulated Consumer Product | Natural gas |  | 0 |  | 199900 |  |  |  | False | Instantaneous gas-fired |  | 5.6 | 95 | 34 | 18084822 | High | 0.93 |  | 0 | 02/23/2023 | 205746306 | 03/21/2023
Rheem Sales Company, Inc. | Ruud | PRO+G50-47P RU62 PDV | Federally-Regulated Consumer Product | LPG |  | 48 |  | 47000 | True |  |  | False | Gas-fired storage | 81 |  | 72 | 113 | 25655632 | High | 0.65 |  |  | 08/23/2022 | 8237983 | 03/21/2023
Rheem Sales Company, Inc. | Ruud | PROG50-38U RU67 PV* | Federally-Regulated Consumer Product | Natural gas |  | 48 |  | 38000 | True |  |  | False | Gas-fired storage | 86 |  | 77 | 80 | 24619352 | High | 0.68 |  |  | 02/23/2023 | 205406735 | 03/21/2023
Rheem Sales Company, Inc. | Ruud | RUTGH-84DVLP-2 | Federally-Regulated Consumer Product | LPG |  | 0 |  | 157000 |  |  |  | False | Instantaneous gas-fired |  | 4.6 | 97 | 34 | 18084822 | High | 0.93 |  | 0 | 02/23/2023 | 202067531 | 03/21/2023
Rheem Sales Company, Inc. | Ruud | RUTGH-68DVLN-2 | Federally-Regulated Consumer Product | Natural gas |  | 0 |  | 120000 |  |  |  | False | Instantaneous gas-fired |  | 3.5 | 96 | 33 | 12066531 | Medium | 0.91 |  | 0 | 02/23/2023 | 202067225 | 03/21/2023
Rheem Sales Company, Inc. | Ruud | RUTGH-68DVLP-2 | Federally-Regulated Consumer Product | LPG |  | 0 |  | 120000 |  |  |  | False | Instantaneous gas-fired |  | 3.5 | 96 | 33 | 12066531 | Medium | 0.91 |  | 0 | 02/23/2023 | 202067226 | 03/21/2023
Rheem Sales Company, Inc. | Ruud | RUTGH-90DVLP-2 | Federally-Regulated Consumer Product | LPG |  | 0 |  | 180000 |  |  |  | False | Instantaneous gas-fired |  | 5.2 | 97 | 34 | 18084822 | High | 0.93 |  | 0 | 02/23/2023 | 202067560 | 03/21/2023
Rheem Sales Company, Inc. | Ruud | PROG50-42N RU PV AX | Federally-Regulated Consumer Product | Natural gas |  | 48 |  | 42000 | True |  |  | False | Gas-fired storage | 78 |  | 75 | 291 | 23899420 | High | 0.68 |  |  | 02/23/2023 | 209403956 | 03/21/2023
Rheem Sales Company, Inc. | Ruud | PRO+G50-38U RU67 PD* | Federally-Regulated Consumer Product | Natural gas |  | 48 |  | 38000 | True |  |  | False | Gas-fired storage | 86 |  | 78 | 19 | 24827484 | High | 0.68 |  |  | 02/23/2023 | 205400783 | 03/21/2023
Rheem Sales Company, Inc. | Ruud | RUTGH-68XLN-2 | Federally-Regulated Consumer Product | Natural gas |  | 0 |  | 120000 |  |  |  | False | Instantaneous gas-fired |  | 3.6 | 95 | 31 | 12073355 | Medium | 0.91 |  | 0 | 02/23/2023 | 202067515 | 03/21/2023
Rheem Sales Company, Inc. | Ruud | RUTG-70XLP-1 | Federally-Regulated Consumer Product | LPG |  | 0 |  | 160000 |  |  |  | False | Instantaneous gas-fired |  | 4 | 84 | 31 | 20791478 | High | 0.81 |  | 0 | 02/23/2023 | 205706991 | 03/21/2023
Rheem Sales Company, Inc. | Ruud | RUTGH-CM95DVLP | Federally-Regulated Consumer Product | LPG |  | 0 |  | 199900 |  |  |  | False | Instantaneous gas-fired |  | 5.7 | 96 | 34 | 18084822 | High | 0.93 |  | 0 | 02/23/2023 | 205746305 | 03/21/2023
Rheem Sales Company, Inc. | Ruud | RUTGH-CM95XLN | Federally-Regulated Consumer Product | Natural gas |  | 0 |  | 199900 |  |  |  | False | Instantaneous gas-fired |  | 5.6 | 95 | 34 | 18084822 | High | 0.93 |  | 0 | 02/23/2023 | 205746308 | 03/21/2023
Rheem Sales Company, Inc. | Ruud | PROG30S-30N RU63 | Federally-Regulated Consumer Product | Natural gas |  | 29 |  | 30000 | True |  |  | False | Gas-fired storage | 51 |  | 75 | 0 | 18471676 | Medium | 0.6 |  |  | 02/23/2023 | 8086839 | 03/21/2023
Rheem Sales Company, Inc. | Ruud | RUTG-70XLPWA-1 | Federally-Regulated Consumer Product | LPG |  | 0 |  | 160000 |  |  |  | False | Instantaneous gas-fired |  | 4 | 84 | 31 | 20791478 | High | 0.81 |  | 0 | 02/23/2023 | 205706992 | 03/21/2023
Rheem Sales Company, Inc. | Ruud | PROG50-42P RU PV AX | Federally-Regulated Consumer Product | LPG |  | 48 |  | 42000 | True |  |  | False | Gas-fired storage | 78 |  | 75 | 291 | 23899420 | High | 0.68 |  |  | 02/23/2023 | 209403949 | 03/21/2023
Rheem Sales Company, Inc. | Ruud | RUTG-84XLPWA-1 | Federally-Regulated Consumer Product | LPG |  | 0 |  | 180000 |  |  |  | False | Instantaneous gas-fired |  | 4.5 | 83 | 30 | 20794890 | High | 0.81 |  | 0 | 02/23/2023 | 8552310 | 03/21/2023
Rheem Sales Company, Inc. | Ruud | PH2-50SPF1 | Federally-Regulated Consumer Product | LPG |  | 48 |  | 36000 | True |  |  | False | Gas-fired storage | 87 |  | 75 | 0 | 26867893 | High | 0.63 |  |  | 02/23/2023 | 8065141 | 03/21/2023
Rheem Sales Company, Inc. | Ruud | RUTGH-90DVLN-2 | Federally-Regulated Consumer Product | Natural gas |  | 0 |  | 180000 |  |  |  | False | Instantaneous gas-fired |  | 5.2 | 97 | 34 | 18084822 | High | 0.93 |  | 0 | 02/23/2023 | 202067554 | 03/21/2023
Rheem Sales Company, Inc. | Ruud | PRO+G40-38U RU67 PD* | Federally-Regulated Consumer Product | Natural gas |  | 38 |  | 38000 | True |  |  | False | Gas-fired storage | 67 |  | 75 | 12 | 17276252 | Medium | 0.64 |  |  | 02/23/2023 | 205400791 | 03/21/2023
Rheem Sales Company, Inc. | Ruud | RUTGH-68XLP-2 | Federally-Regulated Consumer Product | LPG |  | 0 |  | 120000 |  |  |  | False | Instantaneous gas-fired |  | 3.6 | 95 | 31 | 12073355 | Medium | 0.91 |  | 0 | 02/23/2023 | 202067516 | 03/21/2023
Rheem Sales Company, Inc. | Ruud | RUTGH-C95DVLP | Federally-Regulated Consumer Product | LPG |  | 0 |  | 199900 |  |  |  | False | Instantaneous gas-fired |  | 5.7 | 96 | 34 | 18084822 | High | 0.93 |  | 0 | 02/23/2023 | 205746303 | 03/21/2023
Rheem Sales Company, Inc. | Ruud | RUTGH-C95DVLN | Federally-Regulated Consumer Product | Natural gas |  | 0 |  | 199900 |  |  |  | False | Instantaneous gas-fired |  | 5.7 | 96 | 34 | 18084822 | High | 0.93 |  | 0 | 02/23/2023 | 205746302 | 03/21/2023
Rheem Sales Company, Inc. | Ruud | PROU G40-50* RU HE EC3 | Federally-Regulated Consumer Product | LPG |  | 40 |  | 50000 | True |  |  | False | Gas-fired storage | 88 |  | 97 | 60 | 18602805 | High | 0.9 |  |  | 02/23/2023 | 210605700 | 03/21/2023
Rheem Sales Company, Inc. | Ruud | PROUH50 T0 RU120 | Federally-Regulated Consumer Product | Heat pump |  | 46 |  | 1.3 | False |  | False | True | Electric storage | 51 |  | 350 | 1082 |  | Medium | 3 |  |  | 02/23/2023 | 208676266 | 03/21/2023
Rheem Sales Company, Inc. | Ruud | PROG50-40N RU62 TT | Federally-Regulated Consumer Product | Natural gas |  | 48 |  | 40000 | True |  |  | False | Gas-fired storage | 76 |  | 81 | 0 | 26041188 | High | 0.65 |  |  | 02/23/2023 | 206214381 | 03/21/2023
Rheem Sales Company, Inc. | Ruud | HPLD50-1RU | Federally-Regulated Consumer Product | Heat pump |  | 45 |  | 4.5 | False |  | False | True | Electric storage | 67 |  | 430 | 846 |  | Medium | 3.88 |  |  | 02/23/2023 | 206195925 | 03/21/2023
Rheem Sales Company, Inc. | Ruud | M2-40SF1 * | Federally-Regulated Consumer Product | Natural gas |  | 38 |  | 34000 | True |  |  | False | Gas-fired storage | 65 |  | 75 | 0 | 18784755 | Medium | 0.59 |  |  | 02/23/2023 | 8090641 | 03/21/2023
Rheem Sales Company, Inc. | Ruud | PRO+E55 T2 RU92 CL | Federally-Regulated Consumer Product | Electric resistance |  | 55 |  | 4.5 | True |  |  | False | Electric storage | 72 |  | 98 | 3531 |  | Medium | 0.92 |  |  | 08/23/2022 | 206043255 | 03/21/2023
Rheem Sales Company, Inc. | Ruud | PRO H65 T2 RU310UM | Federally-Regulated Consumer Product | Heat pump |  | 59 |  | 4.5 | True |  | False | False | Electric storage | 75 |  | 409 | 900 |  | High | 3.5 |  |  | 02/23/2023 | 206077605 | 03/21/2023
Rheem Sales Company, Inc. | Ruud | HPLD65-1RU | Federally-Regulated Consumer Product | Heat pump |  | 59 |  | 4.5 | False |  | False | True | Electric storage | 75 |  | 457 | 1184 |  | High | 4.05 |  |  | 02/23/2023 | 206195926 | 03/21/2023
Rheem Sales Company, Inc. | Ruud | MR40245 C-* | Federally-Regulated Consumer Product | Electric resistance |  | 37 |  | 4.5 | False |  |  | True | Electric storage | 51 |  | 98 | 3531 |  | Medium | 0.92 |  |  | 02/07/2023 | 207826032 | 03/21/2023
Rheem Sales Company, Inc. | Ruud | PROG40-36P RU AX | Federally-Regulated Consumer Product | LPG |  | 38 |  | 36000 | True |  |  | False | Gas-fired storage | 84 |  | 80 | 0 | 25646625 | High | 0.66 |  |  | 02/23/2023 | 209403930 | 03/21/2023
Rheem Sales Company, Inc. | Ruud | HPLD40-1RU | Federally-Regulated Consumer Product | Heat pump |  | 36 |  | 4.5 | False |  | False | True | Electric storage | 60 |  | 434 | 859 |  | Medium | 3.83 |  |  | 02/23/2023 | 206195923 | 03/21/2023
Rheem Sales Company, Inc. | Ruud | PROE40 M2 RU CG | Federally-Regulated Consumer Product | Electric resistance |  | 36 |  | 4.5 | True |  |  | True | Electric storage | 55 |  | 98 | 3495 |  | Medium | 0.93 | 0.92 |  | 09/08/2022 | 209232850 | 03/21/2023
Rheem Sales Company, Inc. | Ruud | PROE55 T2 RU CG | Federally-Regulated Consumer Product | Electric resistance |  | 55 |  | 4.5 | True |  |  | True | Electric storage | 72 |  | 98 | 4622 |  | Medium | 0.92 | 0.92 |  | 09/08/2022 | 208583870 | 03/21/2023
Rheem Sales Company, Inc. | Ruud | PRO+E55 T2 RU CG | Federally-Regulated Consumer Product | Electric resistance |  | 55 |  | 4.5 | True |  |  | True | Electric storage | 72 |  | 98 | 4622 |  | Medium | 0.92 | 0.92 |  | 09/08/2022 | 208583868 | 03/21/2023
Rheem Sales Company, Inc. | Ruud | PRO H50 T2 RU310UM | Federally-Regulated Consumer Product | Heat pump |  | 45 |  | 4.5 | False |  | False | True | Electric storage | 67 |  | 400 | 915 |  | Medium | 3.5 |  |  | 02/23/2023 | 206077603 | 03/21/2023
Rheem Sales Company, Inc. | Ruud | PH2-50SF1 | Federally-Regulated Consumer Product | Natural gas |  | 48 |  | 40000 | True |  |  | False | Gas-fired storage | 87 |  | 75 | 0 | 26867893 | High | 0.63 |  |  | 02/23/2023 | 8065140 | 03/21/2023
Rheem Sales Company, Inc. | Ruud | PRO H80 T2 RU310UM | Federally-Regulated Consumer Product | Heat pump |  | 72 |  | 4.5 | True |  | False | False | Electric storage | 87 |  | 398 | 1303 |  | High | 3.5 |  |  | 02/23/2023 | 206077607 | 03/21/2023
Rheem Sales Company, Inc. | Ruud | PROUE50 M2 RU CG | Federally-Regulated Consumer Product | Electric resistance |  | 45 |  | 4.5 | True |  |  | True | Electric storage | 63 |  | 98 | 3520 |  | Medium | 0.92 | 0.92 |  | 09/08/2022 | 209232655 | 03/21/2023
Rheem Sales Company, Inc. | Ruud | PROU G50-50* RU HE EC3 | Federally-Regulated Consumer Product | LPG |  | 50 |  | 50000 | True |  |  | False | Gas-fired storage | 95 |  | 94 | 133 | 18781173 | High | 0.88 |  |  | 02/23/2023 | 210605706 | 03/21/2023
Rheem Sales Company, Inc. | Ruud | PRO+G29-30U RU63 EC1* | Federally-Regulated Consumer Product | Natural gas |  | 28 |  | 30000 | True |  |  | False | Gas-fired storage | 51 |  | 78 | 0 | 18471676 | Medium | 0.6 |  |  | 02/23/2023 | 205417906 | 03/21/2023
Rheem Sales Company, Inc. | Ruud | PROG40-38N RU62 TT | Federally-Regulated Consumer Product | Natural gas |  | 38 |  | 38000 | True |  |  | False | Gas-fired storage | 64 |  | 74 | 0 | 19108631 | Medium | 0.58 |  |  | 02/23/2023 | 206214418 | 03/21/2023
Rheem Sales Company, Inc. | Ruud | PROG50-38N RU60 TT | Federally-Regulated Consumer Product | Natural gas |  | 48 |  | 38000 | True |  |  | False | Gas-fired storage | 85 |  | 83 | 0 | 26448082 | High | 0.64 |  |  | 02/23/2023 | 206214379 | 03/21/2023
Rheem Sales Company, Inc. | Ruud | PROUH40 T0 RU120 | Federally-Regulated Consumer Product | Heat pump |  | 37 |  | 1.3 | False |  | False | True | Electric storage | 51 |  | 355 | 1082 |  | Medium | 3 |  |  | 02/23/2023 | 208629406 | 03/21/2023
Rheem Sales Company, Inc. | Ruud | PRO+E50 T2 RU CG | Federally-Regulated Consumer Product | Electric resistance |  | 45 |  | 4.5 | True |  |  | True | Electric storage | 63 |  | 98 | 3545 |  | Medium | 0.92 | 0.92 |  | 09/08/2022 | 209232974 | 03/21/2023
Rheem Sales Company, Inc. | Ruud | PROUE40 M2 RU CG | Federally-Regulated Consumer Product | Electric resistance |  | 36 |  | 4.5 | True |  |  | True | Electric storage | 55 |  | 98 | 3495 |  | Medium | 0.93 | 0.92 |  | 09/08/2022 | 209232851 | 03/21/2023
Rheem Sales Company, Inc. | Ruud | PROG40-40N RU AX | Federally-Regulated Consumer Product | Natural gas |  | 38 |  | 40000 | True |  |  | False | Gas-fired storage | 84 |  | 80 | 0 | 25646625 | High | 0.66 |  |  | 02/23/2023 | 209403931 | 03/21/2023
Rheem Sales Company, Inc. | Ruud | PROUE55 T2 RU CG | Federally-Regulated Consumer Product | Electric resistance |  | 55 |  | 4.5 | True |  |  | True | Electric storage | 72 |  | 98 | 4622 |  | Medium | 0.92 | 0.92 |  | 09/08/2022 | 208583871 | 03/21/2023
Rheem Sales Company, Inc. | Ruud | PROG40-40N RU62 TT | Federally-Regulated Consumer Product | Natural gas |  | 38 |  | 40000 | True |  |  | False | Gas-fired storage | 84 |  | 80 | 0 | 25646625 | High | 0.66 |  |  | 02/23/2023 | 206214377 | 03/21/2023
Rheem Sales Company, Inc. | Ruud | PROUH80 T0 RU120-M** | Federally-Regulated Consumer Product | Heat pump |  | 72 |  | 1 | False |  | False | True | Electric storage | 72 |  | 437 | 932 |  | Medium | 3.5 |  |  | 02/23/2023 | 208105669 | 03/21/2023
Rheem Sales Company, Inc. | Ruud | PROE40 T2 RU CG | Federally-Regulated Consumer Product | Electric resistance |  | 36 |  | 4.5 | True |  |  | True | Electric storage | 55 |  | 98 | 3531 |  | Medium | 0.92 |  |  | 10/04/2022 | 208665657 | 03/21/2023
Rheem Sales Company, Inc. | Ruud | PRO+G40-40N RU AX | Federally-Regulated Consumer Product | Natural gas |  | 38 |  | 40000 | True |  |  | False | Gas-fired storage | 84 |  | 80 | 0 | 25646625 | High | 0.66 |  |  | 02/23/2023 | 209403929 | 03/21/2023
Rheem Sales Company, Inc. | Ruud | PRO+E50 M2 RU CG | Federally-Regulated Consumer Product | Electric resistance |  | 45 |  | 4.5 | True |  |  | True | Electric storage | 63 |  | 98 | 3520 |  | Medium | 0.92 | 0.92 |  | 09/08/2022 | 209232652 | 03/21/2023
Rheem Sales Company, Inc. | Ruud | PRO+G50S-36P RU61 | Federally-Regulated Consumer Product | LPG |  | 48 |  | 36000 | True |  |  | False | Gas-fired storage | 87 |  | 75 | 0 | 26867893 | High | 0.63 |  |  | 02/23/2023 | 8065138 | 03/21/2023
Rheem Sales Company, Inc. | Ruud | PROUE55 T2 RU92 CS | Federally-Regulated Consumer Product | Electric resistance |  | 55 |  | 4.5 | True |  |  | False | Electric storage | 72 |  | 98 | 3531 |  | Medium | 0.92 |  |  | 08/23/2022 | 206043254 | 03/21/2023
Rheem Sales Company, Inc. | Ruud | PRO H40 T2 RU310UM | Federally-Regulated Consumer Product | Heat pump |  | 36 |  | 4.5 | True |  | False | False | Electric storage | 60 |  | 430 | 879 |  | Medium | 3.5 |  |  | 02/23/2023 | 206077601 | 03/21/2023
Rheem Sales Company, Inc. | Ruud | PROG29-30U RU63 EC1* | Federally-Regulated Consumer Product | Natural gas |  | 28 |  | 30000 | True |  |  | False | Gas-fired storage | 51 |  | 78 | 0 | 18471676 | Medium | 0.6 |  |  | 02/23/2023 | 205417905 | 03/21/2023
Rheem Sales Company, Inc. | Ruud | PROU G40-50* RU HE EC3 | Federally-Regulated Consumer Product | Natural gas |  | 40 |  | 50000 | True |  |  | False | Gas-fired storage | 88 |  | 97 | 60 | 18602805 | High | 0.9 |  |  | 02/23/2023 | 210605700 | 03/21/2023
Rheem Sales Company, Inc. | Ruud | HPLD80-1RU | Federally-Regulated Consumer Product | Heat pump |  | 72 |  | 4.5 | False |  | False | True | Electric storage | 87 |  | 447 | 1213 |  | High | 4.07 |  |  | 02/23/2023 | 206195928 | 03/21/2023
Rheem Sales Company, Inc. | Ruud | PROG50S-36P RU61 | Federally-Regulated Consumer Product | LPG |  | 48 |  | 36000 | True |  |  | False | Gas-fired storage | 87 |  | 75 | 0 | 26867893 | High | 0.63 |  |  | 02/23/2023 | 8065139 | 03/21/2023
Rheem Sales Company, Inc. | Ruud | PROU G50-50* RU HE EC3 | Federally-Regulated Consumer Product | Natural gas |  | 50 |  | 50000 | True |  |  | False | Gas-fired storage | 95 |  | 94 | 133 | 18781173 | High | 0.88 |  |  | 02/23/2023 | 210605706 | 03/21/2023
Rheem Sales Company, Inc. | Ruud | PRO+E40 M2 RU CG | Federally-Regulated Consumer Product | Electric resistance |  | 36 |  | 4.5 | True |  |  | True | Electric storage | 55 |  | 98 | 3495 |  | Medium | 0.93 | 0.92 |  | 09/08/2022 | 209232849 | 03/21/2023
Rheem Sales Company, Inc. | Ruud | PROE50 T2 RU CG | Federally-Regulated Consumer Product | Electric resistance |  | 45 |  | 4.5 | True |  |  | True | Electric storage | 63 |  | 98 | 3545 |  | Medium | 0.92 | 0.92 |  | 09/08/2022 | 209232973 | 03/21/2023
Rheem Sales Company, Inc. | Ruud | PROE47 S2 RU CG | Federally-Regulated Consumer Product | Electric resistance |  | 43 |  | 4.5 | True |  |  | True | Electric storage | 54 |  | 98 | 3522 |  | Medium | 0.92 |  |  | 01/17/2023 | 210440247 | 03/21/2023
Rheem Sales Company, Inc. | Ruud | PROG50S-40N RU61 | Federally-Regulated Consumer Product | Natural gas |  | 48 |  | 40000 | True |  |  | False | Gas-fired storage | 87 |  | 75 | 0 | 26867893 | High | 0.63 |  |  | 02/23/2023 | 8065137 | 03/21/2023
Rheem Sales Company, Inc. | Ruud | M4-30FN* | Federally-Regulated Consumer Product | Natural gas |  | 28 |  | 30000 | True |  |  | False | Gas-fired storage | 51 |  | 78 | 0 | 18471676 | Medium | 0.6 |  |  | 02/23/2023 | 205417907 | 03/21/2023
Rheem Sales Company, Inc. | Ruud | PROE38 S2 RU BCG | Federally-Regulated Consumer Product | Electric resistance |  | 35 |  | 4.5 | True |  |  | True | Electric storage | 51 |  | 98 | 3274 |  | Medium | 0.92 |  |  | 10/04/2022 | 208812561 | 03/21/2023
Rheem Sales Company, Inc. | Ruud | PROUE50 T2 RU CG | Federally-Regulated Consumer Product | Electric resistance |  | 45 |  | 4.5 | True |  |  | True | Electric storage | 63 |  | 98 | 3545 |  | Medium | 0.92 | 0.92 |  | 09/08/2022 | 209232975 | 03/21/2023
Rheem Sales Company, Inc. | Ruud | PROG40S-34N RU62 * | Federally-Regulated Consumer Product | Natural gas |  | 38 |  | 34000 | True |  |  | False | Gas-fired storage | 65 |  | 75 | 0 | 18784755 | Medium | 0.59 |  |  | 02/23/2023 | 8090632 | 03/21/2023
Rheem Sales Company, Inc. | Ruud | PROUH65 T0 RU120-M** | Federally-Regulated Consumer Product | Heat pump |  | 59 |  | 1 | False |  | False | True | Electric storage | 55 |  | 405 | 955 |  | Medium | 3.3 |  |  | 02/23/2023 | 208105666 | 03/21/2023
Rheem Sales Company, Inc. | Ruud | PH2R40-40F* | Federally-Regulated Consumer Product | Natural gas |  | 38 |  | 40000 | True |  |  | False | Gas-fired storage | 84 |  | 80 | 0 | 25646625 | High | 0.66 |  |  | 02/23/2023 | 209439639 | 03/21/2023
Rheem Sales Company, Inc. | Ruud | PRO+E40 M2 RU93 CL | Federally-Regulated Consumer Product | Electric resistance |  | 36 |  | 4.5 | True |  |  | False | Electric storage | 55 |  | 98 | 3493 |  | Medium | 0.93 |  |  | 01/17/2023 | 211151074 | 03/21/2023
Rheem Sales Company, Inc. | Ruud | PROUH40 T0 RU120-M** | Federally-Regulated Consumer Product | Heat pump |  | 36 |  | 1 | False |  | False | True | Electric storage | 45 |  | 387 | 780 |  | Low | 2.8 |  |  | 02/23/2023 | 208105660 | 03/21/2023
Rheem Sales Company, Inc. | Ruud | PROE50 M2 RU CG | Federally-Regulated Consumer Product | Electric resistance |  | 45 |  | 4.5 | True |  |  | True | Electric storage | 63 |  | 98 | 3520 |  | Medium | 0.92 | 0.92 |  | 09/08/2022 | 209232654 | 03/21/2023
Rheem Sales Company, Inc. | Ruud | PRO+G40-36P RU AX | Federally-Regulated Consumer Product | LPG |  | 38 |  | 36000 | True |  |  | False | Gas-fired storage | 84 |  | 80 | 0 | 25646625 | High | 0.66 |  |  | 02/23/2023 | 209403928 | 03/21/2023
Rheem Sales Company, Inc. | Ruud | PROE36 S2 RU CG | Federally-Regulated Consumer Product | Electric resistance |  | 33 |  | 4.5 | True |  |  | True | Electric storage | 51 |  | 98 | 3508 |  | Medium | 0.92 |  |  | 10/04/2022 | 209247343 | 03/21/2023
Rheem Sales Company, Inc. | Ruud | PROUH50 T0 RU120-M** | Federally-Regulated Consumer Product | Heat pump |  | 46 |  | 1 | False |  | False | True | Electric storage | 55 |  | 367 | 1072 |  | Medium | 3 |  |  | 02/23/2023 | 208105663 | 03/21/2023
Rheem Sales Company, Inc. | Rheem | PROP G40-50* CN HE** | Federally-Regulated Consumer Product | LPG |  | 40 |  | 50000 | True |  |  | False | Gas-fired storage | 88 |  | 97 | 60 | 18602805 | High | 0.9 |  |  | 02/23/2023 | 210605696 | 03/21/2023
Rheem Sales Company, Inc. | Rheem | XG40S12UHN50* | Federally-Regulated Consumer Product | Natural gas |  | 40 |  | 50000 | True |  |  | False | Gas-fired storage | 88 |  | 97 | 60 | 18602805 | High | 0.9 |  |  | 02/23/2023 | 210605697 | 03/21/2023
Rheem Sales Company, Inc. | Rheem | ECE G40-50U CN HE* | Federally-Regulated Consumer Product | Natural gas |  | 40 |  | 50000 | True |  |  | False | Gas-fired storage | 88 |  | 97 | 60 | 18602805 | High | 0.9 |  |  | 02/23/2023 | 210605699 | 03/21/2023
Rheem Sales Company, Inc. | Rheem | XG50T06TH40U0 | Federally-Regulated Consumer Product | Natural gas |  | 48 |  | 40000 | True |  |  | False | Gas-fired storage | 77 |  | 78 | 0 | 26448082 | High | 0.64 |  |  | 02/23/2023 | 210594818 | 03/21/2023
Rheem Sales Company, Inc. | Rheem | PROG40-38N RH62 TT | Federally-Regulated Consumer Product | Natural gas |  | 38 |  | 38000 | True |  |  | False | Gas-fired storage | 64 |  | 74 | 0 | 19108631 | Medium | 0.58 |  |  | 02/23/2023 | 206194990 | 03/21/2023
Rheem Sales Company, Inc. | Rheem | XG29T06EN30U* | Federally-Regulated Consumer Product | Natural gas |  | 28 |  | 30000 | True |  |  | False | Gas-fired storage | 51 |  | 78 | 0 | 18471676 | Medium | 0.6 |  |  | 02/23/2023 | 205417904 | 03/21/2023
Rheem Sales Company, Inc. | Rheem | XG50T12UHN50* | Federally-Regulated Consumer Product | Natural gas |  | 50 |  | 50000 | True |  |  | False | Gas-fired storage | 95 |  | 94 | 133 | 18781173 | High | 0.88 |  |  | 02/23/2023 | 210605703 | 03/21/2023
Rheem Sales Company, Inc. | Rheem | PROP G40-50* RH HE EC3 | Federally-Regulated Consumer Product | Natural gas |  | 40 |  | 50000 | True |  |  | False | Gas-fired storage | 88 |  | 97 | 60 | 18602805 | High | 0.9 |  |  | 02/23/2023 | 210547590 | 03/21/2023
Rheem Sales Company, Inc. | Rheem | XG50T06HE40U0 * | Federally-Regulated Consumer Product | Natural gas |  | 48 |  | 40000 | True |  |  | False | Gas-fired storage | 75 |  | 78 | 0 | 0 | High | 0.64 | 0.63 |  | 05/07/2019 |  | 03/21/2023
Rheem Sales Company, Inc. | Rheem | XG50S12HE40U0 | Federally-Regulated Consumer Product | Natural gas |  | 48 |  | 40000 | True |  |  | False | Gas-fired storage | 86 |  | 78 | 0 | 26448082 | High | 0.64 |  |  | 02/23/2023 | 205814010 | 03/21/2023
Rheem Sales Company, Inc. | Rheem | PRO+G29-30U RH63 EC1* | Federally-Regulated Consumer Product | Natural gas |  | 28 |  | 30000 | True |  |  | False | Gas-fired storage | 51 |  | 78 | 0 | 18471676 | Medium | 0.6 |  |  | 02/23/2023 | 205417902 | 03/21/2023
Rheem Sales Company, Inc. | Rheem | P2R-40SF | Federally-Regulated Consumer Product | Natural gas |  | 39 |  | 40000 | True |  |  | False | Gas-fired storage | 66 |  | 75 | 0 | 19443870 | Medium | 0.58 |  |  | 02/23/2023 | 2112749 | 03/21/2023
Rheem Sales Company, Inc. | Rheem | 24X40SF1 * | Federally-Regulated Consumer Product | Natural gas |  | 38 |  | 34000 | True |  |  | False | Gas-fired storage | 65 |  | 75 | 0 | 18784755 | Medium | 0.59 |  |  | 02/23/2023 | 8170605 | 03/21/2023
Rheem Sales Company, Inc. | Rheem | PROG40-40N RH AX | Federally-Regulated Consumer Product | Natural gas |  | 38 |  | 40000 | True |  |  | False | Gas-fired storage | 84 |  | 80 | 0 | 25646625 | High | 0.66 |  |  | 02/23/2023 | 209403935 | 03/21/2023
Rheem Sales Company, Inc. | Rheem | PROG50-40N RH62 TT | Federally-Regulated Consumer Product | Natural gas |  | 48 |  | 40000 | True |  |  | False | Gas-fired storage | 76 |  | 81 | 0 | 26041188 | High | 0.65 |  |  | 02/23/2023 | 206214380 | 03/21/2023
Rheem Sales Company, Inc. | Rheem | PROP G50-50* CN HE** | Federally-Regulated Consumer Product | LPG |  | 50 |  | 50000 | True |  |  | False | Gas-fired storage | 95 |  | 94 | 133 | 18781173 | High | 0.88 |  |  | 02/23/2023 | 210605702 | 03/21/2023
Rheem Sales Company, Inc. | Rheem | 24X30FN* | Federally-Regulated Consumer Product | Natural gas |  | 28 |  | 30000 | True |  |  | False | Gas-fired storage | 51 |  | 78 | 0 | 18471676 | Medium | 0.6 |  |  | 02/23/2023 | 205417903 | 03/21/2023
Rheem Sales Company, Inc. | Rheem | ECE G50-50U CN HE* | Federally-Regulated Consumer Product | Natural gas |  | 50 |  | 50000 | True |  |  | False | Gas-fired storage | 95 |  | 94 | 133 | 18781173 | High | 0.88 |  |  | 02/23/2023 | 210605705 | 03/21/2023
Rheem Sales Company, Inc. | Rheem | PROP G50-50* CN HE** | Federally-Regulated Consumer Product | Natural gas |  | 50 |  | 50000 | True |  |  | False | Gas-fired storage | 95 |  | 94 | 133 | 18781173 | High | 0.88 |  |  | 02/23/2023 | 210605702 | 03/21/2023
Rheem Sales Company, Inc. | Rheem | XG50T06TC38U1 | Federally-Regulated Consumer Product | Natural gas |  | 48 |  | 38000 | True |  |  | False | Gas-fired storage | 85 |  | 83 | 0 | 26867893 | High | 0.63 |  |  | 02/23/2023 | 210594813 | 03/21/2023
Rheem Sales Company, Inc. | Rheem | PROG50-38N RH60 TT | Federally-Regulated Consumer Product | Natural gas |  | 48 |  | 38000 | True |  |  | False | Gas-fired storage | 85 |  | 83 | 0 | 26448082 | High | 0.64 |  |  | 02/23/2023 | 206214378 | 03/21/2023
Rheem Sales Company, Inc. | Rheem | XG40T06TH40U0 | Federally-Regulated Consumer Product | Natural gas |  | 38 |  | 40000 | True |  |  | False | Gas-fired storage | 78 |  | 77 | 0 | 26041188 | High | 0.65 |  |  | 02/23/2023 | 210594816 | 03/21/2023
Rheem Sales Company, Inc. | Rheem | PROG40S-34N RH62 * | Federally-Regulated Consumer Product | Natural gas |  | 38 |  | 34000 | True |  |  | False | Gas-fired storage | 65 |  | 75 | 0 | 18784755 | Medium | 0.59 |  |  | 02/23/2023 | 8090590 | 03/21/2023
Rheem Sales Company, Inc. | Rheem | PRO+G40-36P RH AX | Federally-Regulated Consumer Product | LPG |  | 38 |  | 36000 | True |  |  | False | Gas-fired storage | 84 |  | 80 | 0 | 25646625 | High | 0.66 |  |  | 02/23/2023 | 209403932 | 03/21/2023
Rheem Sales Company, Inc. | Rheem | PROG29-30U RH63 EC1* | Federally-Regulated Consumer Product | Natural gas |  | 28 |  | 30000 | True |  |  | False | Gas-fired storage | 51 |  | 78 | 0 | 18471676 | Medium | 0.6 |  |  | 02/23/2023 | 205417871 | 03/21/2023
Rheem Sales Company, Inc. | Rheem | PROG40-40N RH62 TT | Federally-Regulated Consumer Product | Natural gas |  | 38 |  | 40000 | True |  |  | False | Gas-fired storage | 84 |  | 80 | 0 | 25646625 | High | 0.66 |  |  | 02/23/2023 | 206214376 | 03/21/2023
Rheem Sales Company, Inc. | Rheem | PROP G40-50* CN HE** | Federally-Regulated Consumer Product | Natural gas |  | 40 |  | 50000 | True |  |  | False | Gas-fired storage | 88 |  | 97 | 60 | 18602805 | High | 0.9 |  |  | 02/23/2023 | 210605696 | 03/21/2023
Rheem Sales Company, Inc. | Rheem | PROG40-36N RH62 | Federally-Regulated Consumer Product | Natural gas |  | 38 |  | 36000 | True |  |  | False | Gas-fired storage | 64 |  | 74 | 0 | 19108631 | Medium | 0.58 |  |  | 02/23/2023 | 8086841 | 03/21/2023
Rheem Sales Company, Inc. | Rheem | XG40T06TC36U1 | Federally-Regulated Consumer Product | Natural gas |  | 38 |  | 36000 | True |  |  | False | Gas-fired storage | 68 |  | 77 | 0 | 19108631 | Medium | 0.58 |  |  | 02/23/2023 | 210594810 | 03/21/2023
Rheem Sales Company, Inc. | Rheem | PROG40S-40N RH62 | Federally-Regulated Consumer Product | Natural gas |  | 39 |  | 40000 | True |  |  | False | Gas-fired storage | 66 |  | 75 | 0 | 19443870 | Medium | 0.58 |  |  | 02/23/2023 | 6518263 | 03/21/2023
Rheem Sales Company, Inc. | Rheem | PROG40S-31P RH62 | Federally-Regulated Consumer Product | LPG |  | 38 |  | 31000 | True |  |  | False | Gas-fired storage | 64 |  | 75 | 0 | 18784755 | Medium | 0.59 | 0.58 |  | 03/14/2019 |  | 03/21/2023
Rheem Sales Company, Inc. | Rheem | PROP G50-50* RH HE EC3 | Federally-Regulated Consumer Product | LPG |  | 50 |  | 50000 | True |  |  | False | Gas-fired storage | 95 |  | 94 | 133 | 18781173 | High | 0.88 |  |  | 02/23/2023 | 210547592 | 03/21/2023
Rheem Sales Company, Inc. | Rheem | PROG40-36P RH AX | Federally-Regulated Consumer Product | LPG |  | 38 |  | 36000 | True |  |  | False | Gas-fired storage | 84 |  | 80 | 0 | 25646625 | High | 0.66 |  |  | 02/23/2023 | 209403934 | 03/21/2023
Rheem Sales Company, Inc. | Rheem | PROP G40-50* RH HE EC3 | Federally-Regulated Consumer Product | LPG |  | 40 |  | 50000 | True |  |  | False | Gas-fired storage | 88 |  | 97 | 60 | 18602805 | High | 0.9 |  |  | 02/23/2023 | 210547590 | 03/21/2023
Rheem Sales Company, Inc. | Rheem | PROP G50-50* RH HE EC3 | Federally-Regulated Consumer Product | Natural gas |  | 50 |  | 50000 | True |  |  | False | Gas-fired storage | 95 |  | 94 | 133 | 18781173 | High | 0.88 |  |  | 02/23/2023 | 210547592 | 03/21/2023
Rheem Sales Company, Inc. | Rheem | PRO+G40-40N RH AX | Federally-Regulated Consumer Product | Natural gas |  | 38 |  | 40000 | True |  |  | False | Gas-fired storage | 84 |  | 80 | 0 | 25646625 | High | 0.66 |  |  | 02/23/2023 | 209403933 | 03/21/2023
Rheem Sales Company, Inc. | Rheem | XE47S06CG45U0 | Federally-Regulated Consumer Product | Electric resistance |  | 43 |  | 4.5 | True |  |  | True | Electric storage | 54 |  | 98 | 3522 |  | Medium | 0.92 |  |  | 10/27/2022 | 210440246 | 03/21/2023
Rheem Sales Company, Inc. | Rheem | XP40T09HE36U0 | Federally-Regulated Consumer Product | LPG |  | 38 |  | 36000 | True |  |  | False | Gas-fired storage | 81 |  | 77 | 0 | 26041188 | High | 0.65 |  |  | 02/23/2023 | 6983417 | 03/21/2023
Rheem Sales Company, Inc. | Rheem | PROG40-40N RH67 PDV | Federally-Regulated Consumer Product | Natural gas |  | 38 |  | 40000 | True |  |  | False | Gas-fired storage | 67 |  | 79 | 240 | 16773193 | Medium | 0.63 |  |  | 02/23/2023 | 6521082 | 03/21/2023
Rheem Sales Company, Inc. | Rheem | PRO+E50 M2 RH CG | Federally-Regulated Consumer Product | Electric resistance |  | 45 |  | 4.5 | True |  |  | True | Electric storage | 63 |  | 98 | 3520 |  | Medium | 0.92 |  |  | 09/08/2022 | 209232640 | 03/21/2023
Rheem Sales Company, Inc. | Rheem | XG40S12HE38U0 | Federally-Regulated Consumer Product | Natural gas |  | 39 |  | 38000 | True |  |  | False | Gas-fired storage | 69 |  | 76 | 0 | 19108631 | Medium | 0.58 |  |  | 02/23/2023 | 6988319 | 03/21/2023
Rheem Sales Company, Inc. | Rheem | PRO+G40-40N RH62 | Federally-Regulated Consumer Product | Natural gas |  | 38 |  | 40000 | True |  |  | False | Gas-fired storage | 84 |  | 80 | 0 | 25646625 | High | 0.66 |  |  | 02/23/2023 | 7507345 | 03/21/2023
Rheem Sales Company, Inc. | Rheem | XE50M06CG45U0 | Federally-Regulated Consumer Product | Electric resistance |  | 45 |  | 4.5 | True |  |  | True | Electric storage | 63 |  | 98 | 3520 |  | Medium | 0.92 |  |  | 09/08/2022 | 209232644 | 03/21/2023
Rheem Sales Company, Inc. | Rheem | PROG40-40N RH62 | Federally-Regulated Consumer Product | Natural gas |  | 38 |  | 40000 | True |  |  | False | Gas-fired storage | 84 |  | 80 | 0 | 25646625 | High | 0.66 |  |  | 02/23/2023 | 6518260 | 03/21/2023
Rheem Sales Company, Inc. | Rheem | HPLD80-1RH | Federally-Regulated Consumer Product | Heat pump |  | 72 |  | 4.5 | False |  | False | True | Electric storage | 87 |  | 447 | 1213 |  | High | 4.07 |  |  | 02/23/2023 | 206195929 | 03/21/2023
Rheem Sales Company, Inc. | Rheem | PROE55 T2 RH CG | Federally-Regulated Consumer Product | Electric resistance |  | 55 |  | 4.5 | True |  |  | True | Electric storage | 72 |  | 98 | 4622 |  | Medium | 0.92 |  |  | 09/08/2022 | 208583855 | 03/21/2023
Rheem Sales Company, Inc. | Rheem | PROPH50 T0 RH120-M** | Federally-Regulated Consumer Product | Heat pump |  | 46 |  | 1 | False |  | False | True | Electric storage | 55 |  | 367 | 1072 |  | Medium | 3 |  |  | 02/23/2023 | 208101997 | 03/21/2023
Rheem Sales Company, Inc. | Rheem | XG40S06HE38U0 | Federally-Regulated Consumer Product | Natural gas |  | 39 |  | 38000 | True |  |  | False | Gas-fired storage | 67 |  | 76 | 0 | 19108631 | Medium | 0.58 |  |  | 02/23/2023 | 6988314 | 03/21/2023
Rheem Sales Company, Inc. | Rheem | XE50T09CG55U0 | Federally-Regulated Consumer Product | Electric resistance |  | 45 |  | 5.5 | True |  |  | True | Electric storage | 63 |  | 98 | 3545 |  | Medium | 0.92 |  |  | 09/08/2022 | 209232966 | 03/21/2023
Rheem Sales Company, Inc. | Rheem | PRO+G50S-36P RH61 | Federally-Regulated Consumer Product | LPG |  | 48 |  | 36000 | True |  |  | False | Gas-fired storage | 87 |  | 75 | 0 | 26867893 | High | 0.63 |  |  | 02/23/2023 | 8065134 | 03/21/2023
Rheem Sales Company, Inc. | Rheem | XE40T09CG55U0 | Federally-Regulated Consumer Product | Electric resistance |  | 36 |  | 5.5 | True |  |  | True | Electric storage | 55 |  | 98 | 3531 |  | Medium | 0.92 |  |  | 10/04/2022 | 208665656 | 03/21/2023
Rheem Sales Company, Inc. | Rheem | XE55T06CG45U0 | Federally-Regulated Consumer Product | Electric resistance |  | 55 |  | 4.5 | True |  |  | True | Electric storage | 72 |  | 98 | 4622 |  | Medium | 0.92 |  |  | 09/08/2022 | 208583858 | 03/21/2023
Rheem Sales Company, Inc. | Rheem | XP40S09HE36U0 | Federally-Regulated Consumer Product | LPG |  | 39 |  | 36000 | True |  |  | False | Gas-fired storage | 68 |  | 76 | 0 | 19108631 | Medium | 0.58 |  |  | 02/23/2023 | 6988317 | 03/21/2023
Rheem Sales Company, Inc. | Rheem | XE40M09CG45U0 | Federally-Regulated Consumer Product | Electric resistance |  | 36 |  | 4.5 | True |  |  | True | Electric storage | 55 |  | 98 | 3495 |  | Medium | 0.93 |  |  | 09/08/2022 | 209232841 | 03/21/2023
Rheem Sales Company, Inc. | Rheem | XE55T12CG55U0 | Federally-Regulated Consumer Product | Electric resistance |  | 55 |  | 5.5 | True |  |  | True | Electric storage | 72 |  | 98 | 4622 |  | Medium | 0.92 |  |  | 09/08/2022 | 208583862 | 03/21/2023
Rheem Sales Company, Inc. | Rheem | PROPH50 T0 RH120 | Federally-Regulated Consumer Product | Heat pump |  | 46 |  | 1.3 | False |  | False | True | Electric storage | 51 |  | 350 | 1082 |  | Medium | 3 |  |  | 02/23/2023 | 208676263 | 03/21/2023
Rheem Sales Company, Inc. | Rheem | XE55T12CG45U0 | Federally-Regulated Consumer Product | Electric resistance |  | 55 |  | 4.5 | True |  |  | True | Electric storage | 72 |  | 98 | 4622 |  | Medium | 0.92 |  |  | 09/08/2022 | 208583861 | 03/21/2023
Rheem Sales Company, Inc. | Rheem | XE50T09CG45U0 | Federally-Regulated Consumer Product | Electric resistance |  | 45 |  | 4.5 | True |  |  | True | Electric storage | 63 |  | 98 | 3545 |  | Medium | 0.92 |  |  | 09/08/2022 | 209232965 | 03/21/2023
Rheem Sales Company, Inc. | Rheem | HPLD65-1RH | Federally-Regulated Consumer Product | Heat pump |  | 59 |  | 4.5 | False |  | False | True | Electric storage | 75 |  | 457 | 1184 |  | High | 4.05 |  |  | 02/23/2023 | 206195927 | 03/21/2023
Rheem Sales Company, Inc. | Rheem | XE50T10HM*00U0 | Federally-Regulated Consumer Product | Heat pump |  | 46 |  | 1 | False |  | False | True | Electric storage | 55 |  | 367 | 1072 |  | Medium | 3 |  |  | 02/23/2023 | 208105662 | 03/21/2023
Rheem Sales Company, Inc. | Rheem | XE50M12CG45U0 | Federally-Regulated Consumer Product | Electric resistance |  | 45 |  | 4.5 | True |  |  | True | Electric storage | 63 |  | 98 | 3520 |  | Medium | 0.92 |  |  | 09/08/2022 | 209232647 | 03/21/2023
Rheem Sales Company, Inc. | Rheem | XE50T12CG45U0 | Federally-Regulated Consumer Product | Electric resistance |  | 45 |  | 4.5 | True |  |  | True | Electric storage | 63 |  | 98 | 3545 |  | Medium | 0.92 |  |  | 09/08/2022 | 209232968 | 03/21/2023
Rheem Sales Company, Inc. | Rheem | XG50T09HE40U0 | Federally-Regulated Consumer Product | Natural gas |  | 48 |  | 40000 | True |  |  | False | Gas-fired storage | 77 |  | 78 | 0 | 26448082 | High | 0.64 |  |  | 02/23/2023 | 6988310 | 03/21/2023
Rheem Sales Company, Inc. | Rheem | XE38S06CG38U0 | Federally-Regulated Consumer Product | Electric resistance |  | 35 |  | 3.8 | True |  |  | True | Electric storage | 51 |  | 98 | 3274 |  | Medium | 0.92 |  |  | 10/04/2022 | 208812558 | 03/21/2023
Rheem Sales Company, Inc. | Rheem | XE40T10H15U0 | Federally-Regulated Consumer Product | Heat pump |  | 37 |  | 1.3 | False |  | False | True | Electric storage | 51 |  | 355 | 1082 |  | Medium | 3 |  |  | 02/23/2023 | 208629405 | 03/21/2023
Rheem Sales Company, Inc. | Rheem | XE40T10HM*00U0 | Federally-Regulated Consumer Product | Heat pump |  | 36 |  | 1 | False |  | False | True | Electric storage | 45 |  | 387 | 780 |  | Low | 2.8 |  |  | 02/23/2023 | 208105659 | 03/21/2023
Rheem Sales Company, Inc. | Rheem | XP29T06EC30U1 | Federally-Regulated Consumer Product | LPG |  | 28 |  | 30000 | False |  |  | True | Gas-fired storage | 62 |  | 75 | 0 | 18471676 | Medium | 0.6 |  |  | 02/23/2023 | 8065127 | 03/21/2023
Rheem Sales Company, Inc. | Rheem | HPLD40-1RH | Federally-Regulated Consumer Product | Heat pump |  | 36 |  | 4.5 | False |  | False | True | Electric storage | 60 |  | 434 | 859 |  | Medium | 3.83 |  |  | 02/23/2023 | 206195922 | 03/21/2023
Rheem Sales Company, Inc. | Rheem | PROG40-38P RH67 PDV | Federally-Regulated Consumer Product | LPG |  | 38 |  | 38000 | True |  |  | False | Gas-fired storage | 67 |  | 79 | 240 | 16773193 | Medium | 0.63 |  |  | 02/23/2023 | 6521083 | 03/21/2023
Rheem Sales Company, Inc. | Rheem | XE40T06CG45U0 | Federally-Regulated Consumer Product | Electric resistance |  | 36 |  | 4.5 | True |  |  | True | Electric storage | 55 |  | 98 | 3531 |  | Medium | 0.92 |  |  | 10/04/2022 | 208665654 | 03/21/2023
Rheem Sales Company, Inc. | Rheem | XE65T10HM*00U0 | Federally-Regulated Consumer Product | Heat pump |  | 59 |  | 1 | False |  | False | True | Electric storage | 55 |  | 405 | 955 |  | Medium | 3.3 |  |  | 02/23/2023 | 208105665 | 03/21/2023
Rheem Sales Company, Inc. | Rheem | XP40T12HE36U0 | Federally-Regulated Consumer Product | LPG |  | 38 |  | 36000 | True |  |  | False | Gas-fired storage | 84 |  | 77 | 0 | 26041188 | High | 0.65 |  |  | 02/23/2023 | 6983835 | 03/21/2023
Rheem Sales Company, Inc. | Rheem | XG40T09HE40U0 | Federally-Regulated Consumer Product | Natural gas |  | 38 |  | 40000 | True |  |  | False | Gas-fired storage | 81 |  | 77 | 0 | 26041188 | High | 0.65 |  |  | 02/23/2023 | 6983552 | 03/21/2023
Rheem Sales Company, Inc. | Rheem | XG50T12HE40U0 | Federally-Regulated Consumer Product | Natural gas |  | 48 |  | 40000 | True |  |  | False | Gas-fired storage | 77 |  | 78 | 0 | 26448082 | High | 0.64 |  |  | 02/23/2023 | 6988312 | 03/21/2023
Rheem Sales Company, Inc. | Rheem | PROE50 T2 RH CG | Federally-Regulated Consumer Product | Electric resistance |  | 45 |  | 4.5 | True |  |  | True | Electric storage | 63 |  | 98 | 3545 |  | Medium | 0.92 |  |  | 09/08/2022 | 209232961 | 03/21/2023
Rheem Sales Company, Inc. | Rheem | PROPH40 T0 RH120-M** | Federally-Regulated Consumer Product | Heat pump |  | 36 |  | 1 | False |  | False | True | Electric storage | 45 |  | 387 | 780 |  | Low | 2.8 |  |  | 02/23/2023 | 208101996 | 03/21/2023
Rheem Sales Company, Inc. | Rheem | XE50M09CG55U0 | Federally-Regulated Consumer Product | Electric resistance |  | 45 |  | 5.5 | True |  |  | True | Electric storage | 63 |  | 98 | 3520 |  | Medium | 0.92 |  |  | 09/08/2022 | 209232646 | 03/21/2023
Rheem Sales Company, Inc. | Rheem | XE40M06CG38U0 | Federally-Regulated Consumer Product | Electric resistance |  | 36 |  | 3.8 | True |  |  | True | Electric storage | 55 |  | 98 | 3495 |  | Medium | 0.93 |  |  | 09/30/2022 | 209973903 | 03/21/2023
Rheem Sales Company, Inc. | Rheem | XE50T06CG45U0 | Federally-Regulated Consumer Product | Electric resistance |  | 45 |  | 4.5 | True |  |  | True | Electric storage | 63 |  | 98 | 3545 |  | Medium | 0.92 |  |  | 09/08/2022 | 209232964 | 03/21/2023
Rheem Sales Company, Inc. | Rheem | XE40M09CG55U0 | Federally-Regulated Consumer Product | Electric resistance |  | 36 |  | 5.5 | True |  |  | True | Electric storage | 55 |  | 98 | 3495 |  | Medium | 0.93 |  |  | 09/08/2022 | 209232842 | 03/21/2023
Rheem Sales Company, Inc. | Rheem | PRO+E40 M2 RH CG | Federally-Regulated Consumer Product | Electric resistance |  | 36 |  | 4.5 | True |  |  | True | Electric storage | 55 |  | 98 | 3495 |  | Medium | 0.93 |  |  | 09/08/2022 | 209232837 | 03/21/2023
Rheem Sales Company, Inc. | Rheem | PRO+G50S-40N RH61 | Federally-Regulated Consumer Product | Natural gas |  | 48 |  | 40000 | True |  |  | False | Gas-fired storage | 87 |  | 75 | 0 | 26867893 | High | 0.63 |  |  | 02/23/2023 | 8065131 | 03/21/2023
Rheem Sales Company, Inc. | Rheem | PRO H50 T2 RH310UM | Federally-Regulated Consumer Product | Heat pump |  | 45 |  | 4.5 | False |  | False | True | Electric storage | 67 |  | 400 | 915 |  | Medium | 3.5 |  |  | 02/23/2023 | 206077602 | 03/21/2023
Rheem Sales Company, Inc. | Rheem | PROPH65 T0 RH120-M** | Federally-Regulated Consumer Product | Heat pump |  | 59 |  | 1 | False |  | False | True | Electric storage | 55 |  | 405 | 955 |  | Medium | 3.3 |  |  | 02/23/2023 | 208101998 | 03/21/2023
Rheem Sales Company, Inc. | Rheem | XP40S12HE36U0 | Federally-Regulated Consumer Product | LPG |  | 39 |  | 36000 | True |  |  | False | Gas-fired storage | 69 |  | 76 | 0 | 19108631 | Medium | 0.58 |  |  | 02/23/2023 | 6988320 | 03/21/2023
Rheem Sales Company, Inc. | Rheem | PRO H40 T2 RH310UM | Federally-Regulated Consumer Product | Heat pump |  | 36 |  | 4.5 | True |  | False | False | Electric storage | 60 |  | 430 | 879 |  | Medium | 3.5 |  |  | 02/23/2023 | 206077600 | 03/21/2023
Rheem Sales Company, Inc. | Rheem | XP50T12UHC50* | Federally-Regulated Consumer Product | LPG |  | 50 |  | 50000 | True |  |  | False | Gas-fired storage | 95 |  | 94 | 133 | 18781173 | High | 0.88 |  |  | 02/23/2023 | 210605704 | 03/21/2023
Rheem Sales Company, Inc. | Rheem | XE80T10HM*00U0 | Federally-Regulated Consumer Product | Heat pump |  | 72 |  | 1 | False |  | False | True | Electric storage | 72 |  | 437 | 932 |  | Medium | 3.5 |  |  | 02/23/2023 | 208105668 | 03/21/2023
Rheem Sales Company, Inc. | Rheem | XE40T09CG45U0 | Federally-Regulated Consumer Product | Electric resistance |  | 36 |  | 4.5 | True |  |  | True | Electric storage | 55 |  | 98 | 3531 |  | Medium | 0.92 |  |  | 10/04/2022 | 208665655 | 03/21/2023
Rheem Sales Company, Inc. | Rheem | XG40T12HE40U0 | Federally-Regulated Consumer Product | Natural gas |  | 38 |  | 40000 | True |  |  | False | Gas-fired storage | 84 |  | 77 | 0 | 26041188 | High | 0.65 |  |  | 02/23/2023 | 6983772 | 03/21/2023
Rheem Sales Company, Inc. | Rheem | XP50T06HE36U0 | Federally-Regulated Consumer Product | LPG |  | 48 |  | 36000 | True |  |  | False | Gas-fired storage | 75 |  | 78 | 0 | 26448082 | High | 0.64 |  |  | 02/23/2023 | 6988309 | 03/21/2023
Rheem Sales Company, Inc. | Rheem | XE50T12CG55U0 | Federally-Regulated Consumer Product | Electric resistance |  | 45 |  | 5.5 | True |  |  | True | Electric storage | 63 |  | 98 | 3545 |  | Medium | 0.92 |  |  | 09/08/2022 | 209232969 | 03/21/2023
Rheem Sales Company, Inc. | Rheem | PRO H65 T2 RH310UM | Federally-Regulated Consumer Product | Heat pump |  | 59 |  | 4.5 | True |  | False | False | Electric storage | 75 |  | 409 | 900 |  | High | 3.5 |  |  | 02/23/2023 | 206077604 | 03/21/2023
Rheem Sales Company, Inc. | Rheem | PRO+E55 T2 RH92 CL | Federally-Regulated Consumer Product | Electric resistance |  | 55 |  | 4.5 | True |  |  | False | Electric storage | 72 |  | 98 | 3531 |  | Medium | 0.92 |  |  | 08/23/2022 | 206043252 | 03/21/2023
Rheem Sales Company, Inc. | Rheem | PROG50S-36P RH61 | Federally-Regulated Consumer Product | LPG |  | 48 |  | 36000 | True |  |  | False | Gas-fired storage | 87 |  | 75 | 0 | 26867893 | High | 0.63 |  |  | 02/23/2023 | 8065135 | 03/21/2023
Rheem Sales Company, Inc. | Rheem | XE40M06CG45U0 | Federally-Regulated Consumer Product | Electric resistance |  | 36 |  | 4.5 | True |  |  | True | Electric storage | 55 |  | 98 | 3495 |  | Medium | 0.93 |  |  | 09/08/2022 | 209232840 | 03/21/2023
Rheem Sales Company, Inc. | Rheem | HPLD50-1RH | Federally-Regulated Consumer Product | Heat pump |  | 45 |  | 4.5 | False |  | False | True | Electric storage | 67 |  | 430 | 846 |  | Medium | 3.88 |  |  | 02/23/2023 | 206195924 | 03/21/2023
Rheem Sales Company, Inc. | Rheem | XE38S06CG45U0 | Federally-Regulated Consumer Product | Electric resistance |  | 35 |  | 4.5 | True |  |  | True | Electric storage | 51 |  | 98 | 3274 |  | Medium | 0.92 |  |  | 10/04/2022 | 208812559 | 03/21/2023
Rheem Sales Company, Inc. | Rheem | PROE40 M2 RH CG | Federally-Regulated Consumer Product | Electric resistance |  | 36 |  | 4.5 | True |  |  | True | Electric storage | 55 |  | 98 | 3495 |  | Medium | 0.93 |  |  | 09/08/2022 | 209232838 | 03/21/2023
Rheem Sales Company, Inc. | Rheem | XE55T09CG45U0 | Federally-Regulated Consumer Product | Electric resistance |  | 55 |  | 4.5 | True |  |  | True | Electric storage | 72 |  | 98 | 4622 |  | Medium | 0.92 |  |  | 09/08/2022 | 208583860 | 03/21/2023
Rheem Sales Company, Inc. | Rheem | PROPH80 T0 RH120-M** | Federally-Regulated Consumer Product | Heat pump |  | 72 |  | 1 | False |  | False | True | Electric storage | 72 |  | 437 | 932 |  | Medium | 3.5 |  |  | 02/23/2023 | 208101999 | 03/21/2023
Rheem Sales Company, Inc. | Rheem | PROG50S-40N RH61 | Federally-Regulated Consumer Product | Natural gas |  | 48 |  | 40000 | True |  |  | False | Gas-fired storage | 87 |  | 75 | 0 | 26867893 | High | 0.63 |  |  | 02/23/2023 | 8065132 | 03/21/2023
Rheem Sales Company, Inc. | Rheem | XG40S09HE38U0 | Federally-Regulated Consumer Product | Natural gas |  | 39 |  | 38000 | True |  |  | False | Gas-fired storage | 68 |  | 76 | 0 | 19108631 | Medium | 0.58 |  |  | 02/23/2023 | 6988316 | 03/21/2023
Rheem Sales Company, Inc. | Rheem | PRO H80 T2 RH310UM | Federally-Regulated Consumer Product | Heat pump |  | 72 |  | 4.5 | True |  | False | False | Electric storage | 87 |  | 398 | 1303 |  | High | 3.5 |  |  | 02/23/2023 | 206077606 | 03/21/2023
Rheem Sales Company, Inc. | Rheem | PROE36 S2 RH CG | Federally-Regulated Consumer Product | Electric resistance |  | 33 |  | 4.5 | True |  |  | True | Electric storage | 51 |  | 98 | 3508 |  | Medium | 0.92 |  |  | 10/04/2022 | 209232787 | 03/21/2023
Rheem Sales Company, Inc. | Rheem | XP50T12HE36U0 | Federally-Regulated Consumer Product | LPG |  | 48 |  | 36000 | True |  |  | False | Gas-fired storage | 77 |  | 78 | 0 | 26448082 | High | 0.64 |  |  | 02/23/2023 | 6988313 | 03/21/2023
Rheem Sales Company, Inc. | Rheem | PROE50 M2 RH CG | Federally-Regulated Consumer Product | Electric resistance |  | 45 |  | 4.5 | True |  |  | True | Electric storage | 63 |  | 98 | 3520 |  | Medium | 0.92 |  |  | 09/08/2022 | 209232642 | 03/21/2023
Rheem Sales Company, Inc. | Rheem | PROE40 T2 RH CG | Federally-Regulated Consumer Product | Electric resistance |  | 36 |  | 4.5 | True |  |  | True | Electric storage | 55 |  | 98 | 3531 |  | Medium | 0.92 |  |  | 10/04/2022 | 208583940 | 03/21/2023
Rheem Sales Company, Inc. | Rheem | PROPE40 M2 RH CG | Federally-Regulated Consumer Product | Electric resistance |  | 36 |  | 4.5 | True |  |  | True | Electric storage | 55 |  | 98 | 3495 |  | Medium | 0.93 |  |  | 09/08/2022 | 209232839 | 03/21/2023
Rheem Sales Company, Inc. | Rheem | PRO+E50 T2 RH CG | Federally-Regulated Consumer Product | Electric resistance |  | 45 |  | 4.5 | True |  |  | True | Electric storage | 63 |  | 98 | 3545 |  | Medium | 0.92 |  |  | 09/08/2022 | 209232962 | 03/21/2023
Rheem Sales Company, Inc. | Rheem | XP50T09HE36U0 | Federally-Regulated Consumer Product | LPG |  | 48 |  | 36000 | True |  |  | False | Gas-fired storage | 77 |  | 78 | 0 | 26448082 | High | 0.64 |  |  | 02/23/2023 | 6988311 | 03/21/2023
Rheem Sales Company, Inc. | Rheem | XE50M09CG45U0 | Federally-Regulated Consumer Product | Electric resistance |  | 45 |  | 4.5 | True |  |  | True | Electric storage | 63 |  | 98 | 3520 |  | Medium | 0.92 |  |  | 09/08/2022 | 209232645 | 03/21/2023
Rheem Sales Company, Inc. | Rheem | XE40M12CG45U0 | Federally-Regulated Consumer Product | Electric resistance |  | 36 |  | 4.5 | True |  |  | True | Electric storage | 55 |  | 98 | 3495 |  | Medium | 0.93 |  |  | 09/08/2022 | 209232843 | 03/21/2023
Rheem Sales Company, Inc. | Rheem | PROE38 S2 RH BCG | Federally-Regulated Consumer Product | Electric resistance |  | 35 |  | 4.5 | True |  |  | True | Electric storage | 51 |  | 98 | 3274 |  | Medium | 0.92 |  |  | 10/04/2022 | 208583691 | 03/21/2023
Rheem Sales Company, Inc. | Rheem | PROG50-40N RH62 | Federally-Regulated Consumer Product | Natural gas |  | 48 |  | 40000 | True |  |  | False | Gas-fired storage | 76 |  | 81 | 0 | 26041188 | High | 0.65 |  |  | 02/23/2023 | 6518265 | 03/21/2023
Rheem Sales Company, Inc. | Rheem | XP40S12UHC50* | Federally-Regulated Consumer Product | LPG |  | 40 |  | 50000 | True |  |  | False | Gas-fired storage | 88 |  | 97 | 60 | 18602805 | High | 0.9 |  |  | 02/23/2023 | 210605698 | 03/21/2023
Rheem Sales Company, Inc. | Rheem | PROPE50 T2 RH CG | Federally-Regulated Consumer Product | Electric resistance |  | 45 |  | 4.5 | True |  |  | True | Electric storage | 63 |  | 98 | 3545 |  | Medium | 0.92 |  |  | 09/08/2022 | 209232963 | 03/21/2023
Rheem Sales Company, Inc. | Rheem | PROG50-36P RH62 | Federally-Regulated Consumer Product | LPG |  | 48 |  | 36000 | True |  |  | False | Gas-fired storage | 76 |  | 81 | 0 | 26041188 | High | 0.65 |  |  | 02/23/2023 | 6518267 | 03/21/2023
Rheem Sales Company, Inc. | Rheem | XE40M12CG55U0 | Federally-Regulated Consumer Product | Electric resistance |  | 36 |  | 5.5 | True |  |  | True | Electric storage | 55 |  | 98 | 3495 |  | Medium | 0.93 |  |  | 09/08/2022 | 209232844 | 03/21/2023
Rheem Sales Company, Inc. | Rheem | PROPE55 T2 RH CG | Federally-Regulated Consumer Product | Electric resistance |  | 55 |  | 4.5 | True |  |  | True | Electric storage | 72 |  | 98 | 4622 |  | Medium | 0.92 |  |  | 09/08/2022 | 208583856 | 03/21/2023
Rheem Sales Company, Inc. | Rheem | XE50T10H15U0 | Federally-Regulated Consumer Product | Heat pump |  | 46 |  | 1.3 | False |  | False | True | Electric storage | 51 |  | 350 | 1082 |  | Medium | 3 |  |  | 02/23/2023 | 208676265 | 03/21/2023
Rheem Sales Company, Inc. | Rheem | PROPH40 T0 RH120 | Federally-Regulated Consumer Product | Heat pump |  | 37 |  | 1.3 | False |  | False | True | Electric storage | 51 |  | 355 | 1082 |  | Medium | 3 |  |  | 02/23/2023 | 208598552 | 03/21/2023
Rheem Sales Company, Inc. | Rheem | PROPE50 M2 RH CG | Federally-Regulated Consumer Product | Electric resistance |  | 45 |  | 4.5 | True |  |  | True | Electric storage | 63 |  | 98 | 3520 |  | Medium | 0.92 |  |  | 09/08/2022 | 209232643 | 03/21/2023
Rheem Sales Company, Inc. | Rheem | XG40S06EC34U0 | Federally-Regulated Consumer Product | Natural gas |  | 38 |  | 34000 | True |  |  | False | Gas-fired storage | 64 |  | 78 | 0 | 19108631 | Medium | 0.58 |  |  | 02/23/2023 | 8065119 | 03/21/2023
Rheem Sales Company, Inc. | Rheem | XP40S06HE36U0 | Federally-Regulated Consumer Product | LPG |  | 39 |  | 36000 | True |  |  | False | Gas-fired storage | 67 |  | 76 | 0 | 19108631 | Medium | 0.58 |  |  | 02/23/2023 | 6988315 | 03/21/2023
Rheem Sales Company, Inc. | Rheem | XE50M12CG55U0 | Federally-Regulated Consumer Product | Electric resistance |  | 45 |  | 5.5 | True |  |  | True | Electric storage | 63 |  | 98 | 3520 |  | Medium | 0.92 |  |  | 09/08/2022 | 209232648 | 03/21/2023
Rheem Sales Company, Inc. | Rheem | XE36S06CG45U0 | Federally-Regulated Consumer Product | Electric resistance |  | 33 |  | 4.5 | True |  |  | True | Electric storage | 51 |  | 98 | 3508 |  | Medium | 0.92 |  |  | 10/04/2022 | 209247341 | 03/21/2023
Rheem Sales Company, Inc. | Rheem | PRO+E55 T2 RH CG | Federally-Regulated Consumer Product | Electric resistance |  | 55 |  | 4.5 | True |  |  | True | Electric storage | 72 |  | 98 | 4622 |  | Medium | 0.92 |  |  | 09/08/2022 | 208583854 | 03/21/2023
Rheem Sales Company, Inc. | Rheem | PROPE55 T2 RH92 CS | Federally-Regulated Consumer Product | Electric resistance |  | 55 |  | 4.5 | True |  |  | False | Electric storage | 72 |  | 98 | 3531 |  | Medium | 0.92 |  |  | 08/23/2022 | 206043251 | 03/21/2023
Rheem Sales Company, Inc. | Rheem | CRTGH-84DVLP-2 | Federally-Regulated Consumer Product | LPG |  | 0 |  | 157000 |  |  |  | False | Instantaneous gas-fired |  | 4.6 | 97 | 34 | 18084822 | High | 0.93 |  | 0 | 02/23/2023 | 206076871 | 03/21/2023
Rheem Sales Company, Inc. | Rheem | ECOH200DVLP-2 | Federally-Regulated Consumer Product | LPG |  | 0 |  | 199900 |  |  |  | False | Instantaneous gas-fired |  | 5.7 | 97 | 32 | 18091646 | High | 0.93 |  | 0 | 02/23/2023 | 202068314 | 03/21/2023
Rheem Sales Company, Inc. | Rheem | RTG-84XLP-1 | Federally-Regulated Consumer Product | LPG |  | 0 |  | 180000 |  |  |  | False | Instantaneous gas-fired |  | 4.5 | 83 | 30 | 20794890 | High | 0.81 |  | 0 | 02/23/2023 | 8552307 | 03/21/2023
Rheem Sales Company, Inc. | Rheem | RTGH-84XLN-2 | Federally-Regulated Consumer Product | Natural gas |  | 0 |  | 157000 |  |  |  | False | Instantaneous gas-fired |  | 4.5 | 96 | 27 | 18108706 | High | 0.93 |  | 0 | 02/23/2023 | 205622523 | 03/21/2023
Rheem Sales Company, Inc. | Rheem | CRTGH-84DVLN-2 | Federally-Regulated Consumer Product | Natural gas |  | 0 |  | 157000 |  |  |  | False | Instantaneous gas-fired |  | 4.6 | 97 | 34 | 18084822 | High | 0.93 |  | 0 | 02/23/2023 | 206076870 | 03/21/2023
Rheem Sales Company, Inc. | Rheem | ECOH200DVRHLP * | Federally-Regulated Consumer Product | LPG |  | 0 |  | 199000 |  |  |  | False | Instantaneous gas-fired |  | 6 | 97 | 57 | 17812721 | High | 0.94 |  | 0 | 02/23/2023 | 203303905 | 03/21/2023
Rheem Sales Company, Inc. | Rheem | RTGH-90XLP-2 | Federally-Regulated Consumer Product | LPG |  | 0 |  | 180000 |  |  |  | False | Instantaneous gas-fired |  | 5.2 | 95 | 34 | 18084822 | High | 0.93 |  | 0 | 02/23/2023 | 205628311 | 03/21/2023
Rheem Sales Company, Inc. | Rheem | ECOH180DVRHLP * | Federally-Regulated Consumer Product | LPG |  | 0 |  | 180000 |  |  |  | False | Instantaneous gas-fired |  | 5.2 | 97 | 29 | 17908257 | High | 0.94 |  | 0 | 02/23/2023 | 206076877 | 03/21/2023
Rheem Sales Company, Inc. | Rheem | ECOH180DVRHLN * | Federally-Regulated Consumer Product | Natural gas |  | 0 |  | 180000 |  |  |  | False | Instantaneous gas-fired |  | 5.2 | 97 | 29 | 17908257 | High | 0.94 |  | 0 | 02/23/2023 | 206076876 | 03/21/2023
Rheem Sales Company, Inc. | Rheem | ECOH200XLN-2 | Federally-Regulated Consumer Product | Natural gas |  | 0 |  | 199900 |  |  |  | False | Instantaneous gas-fired |  | 5.6 | 96 | 34 | 18084822 | High | 0.93 |  | 0 | 02/23/2023 | 205628297 | 03/21/2023
Rheem Sales Company, Inc. | Rheem | RTGH-RH11DVLN * | Federally-Regulated Consumer Product | Natural gas |  | 0 |  | 199000 |  |  |  | False | Instantaneous gas-fired |  | 6 | 97 | 196 | 17338453 | High | 0.94 |  | 0 | 02/23/2023 | 203303878 | 03/21/2023
Rheem Sales Company, Inc. | Rheem | RTGH-95XLP-2 | Federally-Regulated Consumer Product | LPG |  | 0 |  | 199900 |  |  |  | False | Instantaneous gas-fired |  | 5.6 | 96 | 34 | 18084822 | High | 0.93 |  | 0 | 02/23/2023 | 205628294 | 03/21/2023
Rheem Sales Company, Inc. | Rheem | DCRTGH95DVLP-2 | Federally-Regulated Consumer Product | LPG |  | 0 |  | 199900 |  |  |  | False | Instantaneous gas-fired |  | 5.7 | 97 | 32 | 18091646 | High | 0.93 |  | 0 | 02/23/2023 | 206076875 | 03/21/2023
Rheem Sales Company, Inc. | Rheem | RTGH-RH11DVLP * | Federally-Regulated Consumer Product | LPG |  | 0 |  | 199000 |  |  |  | False | Instantaneous gas-fired |  | 6 | 97 | 196 | 17338453 | High | 0.94 |  | 0 | 02/23/2023 | 203303903 | 03/21/2023
Rheem Sales Company, Inc. | Rheem | RTGH-S*11* | Federally-Regulated Consumer Product | Natural gas |  | 0 |  | 199900 |  |  |  | True | Instantaneous gas-fired |  | 5.8 | 98 | 19 | 17567227 | High | 0.96 |  | 0 | 02/23/2023 | 208798106 | 03/21/2023
Rheem Sales Company, Inc. | Rheem | ECOH200DVRHLN * | Federally-Regulated Consumer Product | Natural gas |  | 0 |  | 199000 |  |  |  | False | Instantaneous gas-fired |  | 6 | 97 | 57 | 17812721 | High | 0.94 |  | 0 | 02/23/2023 | 203303904 | 03/21/2023
Rheem Sales Company, Inc. | Rheem | RTG-70XLP-1 | Federally-Regulated Consumer Product | LPG |  | 0 |  | 160000 |  |  |  | False | Instantaneous gas-fired |  | 4 | 84 | 31 | 20791478 | High | 0.81 |  | 0 | 02/23/2023 | 205706987 | 03/21/2023
Rheem Sales Company, Inc. | Rheem | ECOH180XLN-2 | Federally-Regulated Consumer Product | Natural gas |  | 0 |  | 180000 |  |  |  | False | Instantaneous gas-fired |  | 5.2 | 95 | 34 | 18084822 | High | 0.93 |  | 0 | 02/23/2023 | 205628312 | 03/21/2023
Rheem Sales Company, Inc. | Rheem | RTGH-C95DVLN | Federally-Regulated Consumer Product | Natural gas |  | 0 |  | 199900 |  |  |  | False | Instantaneous gas-fired |  | 5.7 | 96 | 34 | 18084822 | High | 0.93 |  | 0 | 02/23/2023 | 10345346 | 03/21/2023
Rheem Sales Company, Inc. | Rheem | ECOH160XLN-2 | Federally-Regulated Consumer Product | Natural gas |  | 0 |  | 157000 |  |  |  | False | Instantaneous gas-fired |  | 4.5 | 96 | 27 | 18108706 | High | 0.93 |  | 0 | 02/23/2023 | 205628325 | 03/21/2023
Rheem Sales Company, Inc. | Rheem | RTGH-90XLN-2 | Federally-Regulated Consumer Product | Natural gas |  | 0 |  | 180000 |  |  |  | False | Instantaneous gas-fired |  | 5.2 | 95 | 34 | 18084822 | High | 0.93 |  | 0 | 02/23/2023 | 205622522 | 03/21/2023
Rheem Sales Company, Inc. | Rheem | RTG-70XLPWA-1 | Federally-Regulated Consumer Product | LPG |  | 0 |  | 160000 |  |  |  | False | Instantaneous gas-fired |  | 4 | 84 | 31 | 20791478 | High | 0.81 |  | 0 | 02/23/2023 | 205706988 | 03/21/2023
Rheem Sales Company, Inc. | Rheem | RTG-84XLNWA-1 | Federally-Regulated Consumer Product | Natural gas |  | 0 |  | 180000 |  |  |  | False | Instantaneous gas-fired |  | 4.5 | 83 | 30 | 20794890 | High | 0.81 |  | 0 | 02/23/2023 | 8552299 | 03/21/2023
Rheem Sales Company, Inc. | Rheem | RUTGH-RH10DVLP * | Federally-Regulated Consumer Product | Natural gas |  | 0 |  | 180000 |  |  |  | False | Instantaneous gas-fired |  | 5.2 | 97 | 29 | 17908257 | High | 0.94 |  | 0 | 02/23/2023 | 203303913 | 03/21/2023
Rheem Sales Company, Inc. | Rheem | CRTGH-90DVLP-2 | Federally-Regulated Consumer Product | LPG |  | 0 |  | 180000 |  |  |  | False | Instantaneous gas-fired |  | 5.2 | 97 | 34 | 18084822 | High | 0.93 |  | 0 | 02/23/2023 | 206076873 | 03/21/2023
Rheem Sales Company, Inc. | Rheem | RTG-70DVLPWA-1 | Federally-Regulated Consumer Product | LPG |  | 0 |  | 160000 |  |  |  | False | Instantaneous gas-fired |  | 4.1 | 85 | 31 | 20536633 | High | 0.82 |  | 0 | 02/23/2023 | 205706981 | 03/21/2023
Rheem Sales Company, Inc. | Rheem | RTG-70DVLN-1 | Federally-Regulated Consumer Product | Natural gas |  | 0 |  | 160000 |  |  |  | False | Instantaneous gas-fired |  | 4.1 | 85 | 31 | 20536633 | High | 0.82 |  | 0 | 02/23/2023 | 201874868 | 03/21/2023
Rheem Sales Company, Inc. | Rheem | RTG-70DVLP-1 | Federally-Regulated Consumer Product | LPG |  | 0 |  | 160000 |  |  |  | False | Instantaneous gas-fired |  | 4.1 | 85 | 31 | 20536633 | High | 0.82 |  | 0 | 02/23/2023 | 205706980 | 03/21/2023
Rheem Sales Company, Inc. | Rheem | RTG-84XLPWA-1 | Federally-Regulated Consumer Product | LPG |  | 0 |  | 180000 |  |  |  | False | Instantaneous gas-fired |  | 4.5 | 83 | 30 | 20794890 | High | 0.81 |  | 0 | 02/23/2023 | 8552308 | 03/21/2023
Rheem Sales Company, Inc. | Rheem | DCRTGH95DVLN-2 | Federally-Regulated Consumer Product | Natural gas |  | 0 |  | 199900 |  |  |  | False | Instantaneous gas-fired |  | 5.7 | 97 | 32 | 18091646 | High | 0.93 |  | 0 | 02/23/2023 | 206076874 | 03/21/2023
Rheem Sales Company, Inc. | Rheem | RTGH-S*10* | Federally-Regulated Consumer Product | LPG |  | 0 |  | 180000 |  |  |  | True | Instantaneous gas-fired |  | 5.2 | 98 | 19 | 17567227 | High | 0.96 |  | 0 | 02/23/2023 | 208798107 | 03/21/2023
Rheem Sales Company, Inc. | Rheem | RUTGH-RH10DVLN * | Federally-Regulated Consumer Product | Natural gas |  | 0 |  | 180000 |  |  |  | False | Instantaneous gas-fired |  | 5.2 | 97 | 29 | 17908257 | High | 0.94 |  | 0 | 02/23/2023 | 203303912 | 03/21/2023
Rheem Sales Company, Inc. | Rheem | RTG-84XLN-1 | Federally-Regulated Consumer Product | Natural gas |  | 0 |  | 180000 |  |  |  | False | Instantaneous gas-fired |  | 4.5 | 83 | 30 | 20794890 | High | 0.81 |  | 0 | 02/23/2023 | 8552298 | 03/21/2023
Rheem Sales Company, Inc. | Rheem | RTGH-95XLN-2 | Federally-Regulated Consumer Product | Natural gas |  | 0 |  | 199900 |  |  |  | False | Instantaneous gas-fired |  | 5.6 | 96 | 34 | 18084822 | High | 0.93 |  | 0 | 02/23/2023 | 205622521 | 03/21/2023
Rheem Sales Company, Inc. | Rheem | RTGH-S*11* | Federally-Regulated Consumer Product | LPG |  | 0 |  | 199900 |  |  |  | True | Instantaneous gas-fired |  | 5.8 | 98 | 19 | 17567227 | High | 0.96 |  | 0 | 02/23/2023 | 208798106 | 03/21/2023
Rheem Sales Company, Inc. | Rheem | RTGH-RH10DVLP * | Federally-Regulated Consumer Product | LPG |  | 0 |  | 180000 |  |  |  | False | Instantaneous gas-fired |  | 5.2 | 97 | 29 | 17908257 | High | 0.94 |  | 0 | 02/23/2023 | 203303914 | 03/21/2023
Rheem Sales Company, Inc. | Rheem | CRTGH-90DVLN-2 | Federally-Regulated Consumer Product | Natural gas |  | 0 |  | 180000 |  |  |  | False | Instantaneous gas-fired |  | 5.2 | 97 | 34 | 18084822 | High | 0.93 |  | 0 | 02/23/2023 | 206076872 | 03/21/2023
Rheem Sales Company, Inc. | Rheem | ECOH160XLP-2 | Federally-Regulated Consumer Product | LPG |  | 0 |  | 157000 |  |  |  | False | Instantaneous gas-fired |  | 4.5 | 96 | 27 | 18108706 | High | 0.93 |  | 0 | 02/23/2023 | 205628326 | 03/21/2023
Rheem Sales Company, Inc. | Rheem | RTGH-84XLP-2 | Federally-Regulated Consumer Product | LPG |  | 0 |  | 157000 |  |  |  | False | Instantaneous gas-fired |  | 4.5 | 96 | 27 | 18108706 | High | 0.93 |  | 0 | 02/23/2023 | 205628323 | 03/21/2023
Rheem Sales Company, Inc. | Rheem | RTGH-C95XLP | Federally-Regulated Consumer Product | LPG |  | 0 |  | 199900 |  |  |  | False | Instantaneous gas-fired |  | 5.6 | 96 | 34 | 18084822 | High | 0.93 |  | 0 | 02/23/2023 | 10345351 | 03/21/2023
Rheem Sales Company, Inc. | Rheem | ECOH200XLP-2 | Federally-Regulated Consumer Product | LPG |  | 0 |  | 199900 |  |  |  | False | Instantaneous gas-fired |  | 5.6 | 96 | 34 | 18084822 | High | 0.93 |  | 0 | 02/23/2023 | 205628299 | 03/21/2023
Rheem Sales Company, Inc. | Rheem | RTGH-C95XLN | Federally-Regulated Consumer Product | Natural gas |  | 0 |  | 199900 |  |  |  | False | Instantaneous gas-fired |  | 5.6 | 96 | 34 | 18084822 | High | 0.93 |  | 0 | 02/23/2023 | 10345350 | 03/21/2023
Rheem Sales Company, Inc. | Rheem | RTGH-RH10DVLN * | Federally-Regulated Consumer Product | Natural gas |  | 0 |  | 180000 |  |  |  | False | Instantaneous gas-fired |  | 5.2 | 97 | 29 | 17908257 | High | 0.94 |  | 0 | 02/23/2023 | 203303879 | 03/21/2023
Rheem Sales Company, Inc. | Rheem | ECOH180XLP-2 | Federally-Regulated Consumer Product | LPG |  | 0 |  | 180000 |  |  |  | False | Instantaneous gas-fired |  | 5.2 | 95 | 34 | 18084822 | High | 0.93 |  | 0 | 02/23/2023 | 205628313 | 03/21/2023
Rheem Sales Company, Inc. | Rheem | ECOH200DVLN-2 | Federally-Regulated Consumer Product | Natural gas |  | 0 |  | 199900 |  |  |  | False | Instantaneous gas-fired |  | 5.7 | 97 | 32 | 18091646 | High | 0.93 |  | 0 | 02/23/2023 | 202068313 | 03/21/2023
Rheem Sales Company, Inc. | Rheem | RTGH-S*10* | Federally-Regulated Consumer Product | Natural gas |  | 0 |  | 180000 |  |  |  | True | Instantaneous gas-fired |  | 5.2 | 98 | 19 | 17567227 | High | 0.96 |  | 0 | 02/23/2023 | 208798107 | 03/21/2023
Rheem Sales Company, Inc. | Rheem | RTGH-95DVLP-2 | Federally-Regulated Consumer Product | LPG |  | 0 |  | 199900 |  |  |  | False | Instantaneous gas-fired |  | 5.7 | 97 | 32 | 18091646 | High | 0.93 |  | 0 | 02/23/2023 | 202068317 | 03/21/2023
Rheem Sales Company, Inc. | Rheem | ECOH180DVLP-2 | Federally-Regulated Consumer Product | LPG |  | 0 |  | 180000 |  |  |  | False | Instantaneous gas-fired |  | 5.2 | 97 | 34 | 18084822 | High | 0.93 |  | 0 | 02/23/2023 | 202067555 | 03/21/2023
Rheem Sales Company, Inc. | Rheem | CECOH160DVLP-2 | Federally-Regulated Consumer Product | LPG |  | 0 |  | 157000 |  |  |  | False | Instantaneous gas-fired |  | 4.6 | 97 | 34 | 18084822 | High | 0.93 |  | 0 | 02/23/2023 | 202067520 | 03/21/2023
Rheem Sales Company, Inc. | Rheem | XG50T06PN38U* | Federally-Regulated Consumer Product | Natural gas |  | 48 |  | 38000 | True |  |  | False | Gas-fired storage | 86 |  | 77 | 80 | 24619352 | High | 0.68 |  |  | 02/23/2023 | 205406733 | 03/21/2023
Rheem Sales Company, Inc. | Rheem | XG40T12DU38U* | Federally-Regulated Consumer Product | Natural gas |  | 38 |  | 38000 | True |  |  | False | Gas-fired storage | 67 |  | 75 | 12 | 17276252 | Medium | 0.64 |  |  | 02/23/2023 | 205400786 | 03/21/2023
Rheem Sales Company, Inc. | Rheem | ECOH160DVLP-2 | Federally-Regulated Consumer Product | LPG |  | 0 |  | 157000 |  |  |  | False | Instantaneous gas-fired |  | 4.6 | 97 | 34 | 18084822 | High | 0.93 |  | 0 | 02/23/2023 | 202067526 | 03/21/2023
Rheem Sales Company, Inc. | Rheem | ECOH160DVLN-2 | Federally-Regulated Consumer Product | Natural gas |  | 0 |  | 157000 |  |  |  | False | Instantaneous gas-fired |  | 4.6 | 97 | 34 | 18084822 | High | 0.93 |  | 0 | 02/23/2023 | 202067525 | 03/21/2023
Rheem Sales Company, Inc. | Rheem | ECO160XLP3-1 | Federally-Regulated Consumer Product | LPG |  | 0 |  | 160000 |  |  |  | False | Instantaneous gas-fired |  | 4 | 84 | 31 | 20791478 | High | 0.81 |  | 0 | 02/23/2023 | 201921169 | 03/21/2023
Rheem Sales Company, Inc. | Rheem | RTG-95DVLN-1 | Federally-Regulated Consumer Product | Natural gas |  | 0 |  | 199900 |  |  |  | False | Instantaneous gas-fired |  | 5 | 84 | 31 | 20536633 | High | 0.82 |  | 0 | 02/23/2023 | 8552226 | 03/21/2023
Rheem Sales Company, Inc. | Rheem | RTGH-84DVLN-2 | Federally-Regulated Consumer Product | Natural gas |  | 0 |  | 157000 |  |  |  | False | Instantaneous gas-fired |  | 4.6 | 97 | 34 | 18084822 | High | 0.93 |  | 0 | 02/23/2023 | 202067519 | 03/21/2023
Rheem Sales Company, Inc. | Rheem | RTG-70DVLNWA-1 | Federally-Regulated Consumer Product | Natural gas |  | 0 |  | 160000 |  |  |  | False | Instantaneous gas-fired |  | 4.1 | 85 | 31 | 20536633 | High | 0.82 |  | 0 | 02/23/2023 | 201920591 | 03/21/2023
Rheem Sales Company, Inc. | Rheem | RTGH-95DVLN-2 | Federally-Regulated Consumer Product | Natural gas |  | 0 |  | 199900 |  |  |  | False | Instantaneous gas-fired |  | 5.7 | 97 | 32 | 18091646 | High | 0.93 |  | 0 | 02/23/2023 | 202067565 | 03/21/2023
Rheem Sales Company, Inc. | Rheem | RTG-95XLN-1 | Federally-Regulated Consumer Product | Natural gas |  | 0 |  | 199900 |  |  |  | False | Instantaneous gas-fired |  | 4.9 | 83 | 30 | 20794890 | High | 0.81 |  | 0 | 02/23/2023 | 8552279 | 03/21/2023
Rheem Sales Company, Inc. | Rheem | RTG-84DVLN-1 | Federally-Regulated Consumer Product | Natural gas |  | 0 |  | 180000 |  |  |  | False | Instantaneous gas-fired |  | 4.5 | 84 | 31 | 20536633 | High | 0.82 |  | 0 | 02/23/2023 | 8552228 | 03/21/2023
Rheem Sales Company, Inc. | Rheem | RTGH-84DVLP-2 | Federally-Regulated Consumer Product | LPG |  | 0 |  | 157000 |  |  |  | False | Instantaneous gas-fired |  | 4.6 | 97 | 34 | 18084822 | High | 0.93 |  | 0 | 02/23/2023 | 202067529 | 03/21/2023
Rheem Sales Company, Inc. | Rheem | DCRTGH84DVLP-2 | Federally-Regulated Consumer Product | LPG |  | 0 |  | 157000 |  |  |  | False | Instantaneous gas-fired |  | 4.6 | 97 | 34 | 18084822 | High | 0.93 |  | 0 | 02/23/2023 | 202067524 | 03/21/2023
Rheem Sales Company, Inc. | Rheem | ECO160XLN3-1 | Federally-Regulated Consumer Product | Natural gas |  | 0 |  | 160000 |  |  |  | False | Instantaneous gas-fired |  | 4 | 84 | 31 | 20791478 | High | 0.81 |  | 0 | 02/23/2023 | 201921168 | 03/21/2023
Rheem Sales Company, Inc. | Rheem | RTG-70XLNWA-1 | Federally-Regulated Consumer Product | Natural gas |  | 0 |  | 160000 |  |  |  | False | Instantaneous gas-fired |  | 4 | 84 | 31 | 20791478 | High | 0.81 |  | 0 | 02/23/2023 | 201921183 | 03/21/2023
Rheem Sales Company, Inc. | Rheem | ECO160DVLN3-1 | Federally-Regulated Consumer Product | Natural gas |  | 0 |  | 160000 |  |  |  | False | Instantaneous gas-fired |  | 4.1 | 85 | 31 | 20536633 | High | 0.82 |  | 0 | 02/23/2023 | 201920585 | 03/21/2023
Rheem Sales Company, Inc. | Rheem | RTGH-CM95XLP | Federally-Regulated Consumer Product | LPG |  | 0 |  | 199900 |  |  |  | False | Instantaneous gas-fired |  | 5.6 | 96 | 34 | 18084822 | High | 0.93 |  | 0 | 02/23/2023 | 10345352 | 03/21/2023
Rheem Sales Company, Inc. | Rheem | RTG-95DVLP-1 | Federally-Regulated Consumer Product | LPG |  | 0 |  | 199900 |  |  |  | False | Instantaneous gas-fired |  | 5 | 84 | 31 | 20536633 | High | 0.82 |  | 0 | 02/23/2023 | 8552227 | 03/21/2023
Rheem Sales Company, Inc. | Rheem | RTGH-68DVLN-2 | Federally-Regulated Consumer Product | Natural gas |  | 0 |  | 120000 |  |  |  | False | Instantaneous gas-fired |  | 3.5 | 96 | 33 | 12066531 | Medium | 0.91 |  | 0 | 02/23/2023 | 202066946 | 03/21/2023
Rheem Sales Company, Inc. | Rheem | PROPG40-38U RH67 PD* | Federally-Regulated Consumer Product | Natural gas |  | 38 |  | 38000 | True |  |  | False | Gas-fired storage | 67 |  | 75 | 12 | 17276252 | Medium | 0.64 |  |  | 02/23/2023 | 205400785 | 03/21/2023
Rheem Sales Company, Inc. | Rheem | DCRTGH84DVLN-2 | Federally-Regulated Consumer Product | Natural gas |  | 0 |  | 157000 |  |  |  | False | Instantaneous gas-fired |  | 4.6 | 97 | 34 | 18084822 | High | 0.93 |  | 0 | 02/23/2023 | 202067523 | 03/21/2023
Rheem Sales Company, Inc. | Rheem | RTG-70XLN-1 | Federally-Regulated Consumer Product | Natural gas |  | 0 |  | 160000 |  |  |  | False | Instantaneous gas-fired |  | 4 | 84 | 31 | 20791478 | High | 0.81 |  | 0 | 02/23/2023 | 201920656 | 03/21/2023
Rheem Sales Company, Inc. | Rheem | CECOH160DVLN-2 | Federally-Regulated Consumer Product | Natural gas |  | 0 |  | 157000 |  |  |  | False | Instantaneous gas-fired |  | 4.6 | 97 | 34 | 18084822 | High | 0.93 |  | 0 | 02/23/2023 | 202067548 | 03/21/2023
Rheem Sales Company, Inc. | Rheem | ECO160DVLP3-1 | Federally-Regulated Consumer Product | LPG |  | 0 |  | 160000 |  |  |  | False | Instantaneous gas-fired |  | 4.1 | 85 | 31 | 20536633 | High | 0.82 |  | 0 | 02/23/2023 | 201920586 | 03/21/2023
Rheem Sales Company, Inc. | Rheem | XG40T06PN36U* | Federally-Regulated Consumer Product | Natural gas |  | 39 |  | 36000 | True |  |  | False | Gas-fired storage | 67 |  | 74 | 61 | 17109064 | Medium | 0.64 |  |  | 02/23/2023 | 205406730 | 03/21/2023
Rheem Sales Company, Inc. | Rheem | RTGH-68XLN-2 | Federally-Regulated Consumer Product | Natural gas |  | 0 |  | 120000 |  |  |  | False | Instantaneous gas-fired |  | 3.6 | 95 | 31 | 12073355 | Medium | 0.91 |  | 0 | 02/23/2023 | 202067511 | 03/21/2023
Rheem Sales Company, Inc. | Rheem | RTGH-68DVLP-2 | Federally-Regulated Consumer Product | LPG |  | 0 |  | 120000 |  |  |  | False | Instantaneous gas-fired |  | 3.5 | 96 | 33 | 12066531 | Medium | 0.91 |  | 0 | 02/23/2023 | 202067224 | 03/21/2023
Rheem Sales Company, Inc. | Rheem | CRTGH-95DVLP-2 | Federally-Regulated Consumer Product | LPG |  | 0 |  | 199900 |  |  |  | False | Instantaneous gas-fired |  | 5.7 | 97 | 32 | 18091646 | High | 0.93 |  | 0 | 02/23/2023 | 202068310 | 03/21/2023
Rheem Sales Company, Inc. | Rheem | RTGH-90DVLN-2 | Federally-Regulated Consumer Product | Natural gas |  | 0 |  | 180000 |  |  |  | False | Instantaneous gas-fired |  | 5.2 | 97 | 34 | 18084822 | High | 0.93 |  | 0 | 02/23/2023 | 202067549 | 03/21/2023
Rheem Sales Company, Inc. | Rheem | RTGH-90DVLP-2 | Federally-Regulated Consumer Product | LPG |  | 0 |  | 180000 |  |  |  | False | Instantaneous gas-fired |  | 5.2 | 97 | 34 | 18084822 | High | 0.93 |  | 0 | 02/23/2023 | 202067553 | 03/21/2023
Rheem Sales Company, Inc. | Rheem | ECOH180DVLN-2 | Federally-Regulated Consumer Product | Natural gas |  | 0 |  | 180000 |  |  |  | False | Instantaneous gas-fired |  | 5.2 | 97 | 34 | 18084822 | High | 0.93 |  | 0 | 02/23/2023 | 202067550 | 03/21/2023
Rheem Sales Company, Inc. | Rheem | RTG-84DVLP-1 | Federally-Regulated Consumer Product | LPG |  | 0 |  | 180000 |  |  |  | False | Instantaneous gas-fired |  | 4.5 | 84 | 31 | 20536633 | High | 0.82 |  | 0 | 02/23/2023 | 8552229 | 03/21/2023
Rheem Sales Company, Inc. | Rheem | RTGH-68XLP-2 | Federally-Regulated Consumer Product | LPG |  | 0 |  | 120000 |  |  |  | False | Instantaneous gas-fired |  | 3.6 | 95 | 31 | 12073355 | Medium | 0.91 |  | 0 | 02/23/2023 | 202067514 | 03/21/2023
Rheem Sales Company, Inc. | Rheem | RTG-84DVLPWA-1 | Federally-Regulated Consumer Product | LPG |  | 0 |  | 180000 |  |  |  | False | Instantaneous gas-fired |  | 4.5 | 84 | 31 | 20536633 | High | 0.82 |  | 0 | 02/23/2023 | 8552235 | 03/21/2023
Rheem Sales Company, Inc. | Rheem | RTG-95XLP-1 | Federally-Regulated Consumer Product | LPG |  | 0 |  | 199900 |  |  |  | False | Instantaneous gas-fired |  | 4.9 | 83 | 30 | 20794890 | High | 0.81 |  | 0 | 02/23/2023 | 8552288 | 03/21/2023
Rheem Sales Company, Inc. | Richmond | 6GRT40-40F3 | Federally-Regulated Consumer Product | LPG |  | 38 |  | 36000 | True |  |  | False | Gas-fired storage | 84 |  | 80 | 0 | 25646625 | High | 0.66 |  |  | 02/23/2023 | 210594815 | 03/21/2023
Rheem Sales Company, Inc. | Richmond | 6G50-36PE2 | Federally-Regulated Consumer Product | LPG |  | 48 |  | 36000 | True |  |  | False | Gas-fired storage | 79 |  | 77 | 22 | 24456490 | High | 0.69 |  |  | 02/23/2023 | 4663107 | 03/21/2023
Rheem Sales Company, Inc. | Richmond | 6GRX40-40F | Federally-Regulated Consumer Product | Natural gas |  | 38 |  | 40000 | True |  |  | False | Gas-fired storage | 84 |  | 80 | 0 | 25646625 | High | 0.66 |  |  | 02/23/2023 | 209403927 | 03/21/2023
Rheem Sales Company, Inc. | Richmond | 12GR50-36PF3 | Federally-Regulated Consumer Product | LPG |  | 48 |  | 36000 | True |  |  | False | Gas-fired storage | 76 |  | 81 | 0 | 26041188 | High | 0.65 |  |  | 02/23/2023 | 8225033 | 03/21/2023
Rheem Sales Company, Inc. | Richmond | 6EM50-DCG | Federally-Regulated Consumer Product | Electric resistance |  | 45 |  | 4.5 | True |  |  | True | Electric storage | 63 |  | 98 | 3520 |  | Medium | 0.92 |  |  | 09/08/2022 | 209232649 | 03/21/2023
Rheem Sales Company, Inc. | Richmond | 12GR50-40F3 | Federally-Regulated Consumer Product | Natural gas |  | 48 |  | 40000 | True |  |  | False | Gas-fired storage | 76 |  | 81 | 0 | 26041188 | High | 0.65 |  |  | 02/23/2023 | 8225032 | 03/21/2023
Rheem Sales Company, Inc. | Richmond | 6GR50-36PF3 | Federally-Regulated Consumer Product | LPG |  | 48 |  | 36000 | True |  |  | False | Gas-fired storage | 76 |  | 81 | 0 | 26041188 | High | 0.65 |  |  | 02/23/2023 | 8225034 | 03/21/2023
Rheem Sales Company, Inc. | Richmond | 12GUH40-50F* | Federally-Regulated Consumer Product | LPG |  | 40 |  | 50000 | True |  |  | False | Gas-fired storage | 88 |  | 97 | 60 | 18602805 | High | 0.9 |  |  | 02/23/2023 | 210605701 | 03/21/2023
Rheem Sales Company, Inc. | Richmond | 10E50-HP120M* | Federally-Regulated Consumer Product | Heat pump |  | 46 |  | 1 | False |  | False | True | Electric storage | 55 |  | 367 | 1072 |  | Medium | 3 |  |  | 02/23/2023 | 208105664 | 03/21/2023
Rheem Sales Company, Inc. | Richmond | 10E50-HP120 | Federally-Regulated Consumer Product | Heat pump |  | 46 |  | 1.3 | False |  | False | True | Electric storage | 51 |  | 350 | 1082 |  | Medium | 3 |  |  | 02/23/2023 | 208676267 | 03/21/2023
Rheem Sales Company, Inc. | Richmond | 6G30S-30F3 | Federally-Regulated Consumer Product | Natural gas |  | 29 |  | 30000 | True |  |  | False | Gas-fired storage | 51 |  | 75 | 0 | 18471676 | Medium | 0.6 |  |  | 02/23/2023 | 8086840 | 03/21/2023
Rheem Sales Company, Inc. | Richmond | 10E40-HP120 | Federally-Regulated Consumer Product | Heat pump |  | 37 |  | 1.3 | False |  | False | True | Electric storage | 51 |  | 355 | 1082 |  | Medium | 3 |  |  | 02/23/2023 | 208629407 | 03/21/2023
Rheem Sales Company, Inc. | Richmond | 12G50-36PE2 | Federally-Regulated Consumer Product | LPG |  | 48 |  | 36000 | True |  |  | False | Gas-fired storage | 79 |  | 77 | 22 | 24456490 | High | 0.69 |  |  | 02/23/2023 | 4663109 | 03/21/2023
Rheem Sales Company, Inc. | Richmond | 6V30FT3 * | Federally-Regulated Consumer Product | Natural gas |  | 28 |  | 32000 | True |  |  | True | Gas-fired storage | 52 |  | 75 | 0 | 18471676 | Medium | 0.6 |  |  | 02/23/2023 | 8107236 | 03/21/2023
Rheem Sales Company, Inc. | Richmond | 6G55-50F3 | Federally-Regulated Consumer Product | Natural gas |  | 55 |  | 50000 | True |  |  | False | Gas-fired storage | 91 |  | 75 | 0 | 27301246 | High | 0.62 |  |  | 02/23/2023 | 8077759 | 03/21/2023
Rheem Sales Company, Inc. | Richmond | 6GR50SPVE2-32P | Federally-Regulated Consumer Product | LPG |  | 48 |  | 32400 | True |  |  | False | Gas-fired storage | 78 |  | 79 | 86 | 23887672 | High | 0.7 |  |  | 02/23/2023 | 5536908 | 03/21/2023
Rheem Sales Company, Inc. | Richmond | 9EM40-DCG | Federally-Regulated Consumer Product | Electric resistance |  | 36 |  | 4.5 | True |  |  | True | Electric storage | 55 |  | 98 | 3495 |  | Medium | 0.93 |  |  | 09/08/2022 | 209232847 | 03/21/2023
Rheem Sales Company, Inc. | Richmond | 9G50S-40F3 | Federally-Regulated Consumer Product | Natural gas |  | 48 |  | 40000 | True |  |  | False | Gas-fired storage | 87 |  | 75 | 0 | 26867893 | High | 0.63 |  |  | 02/23/2023 | 8065144 | 03/21/2023
Rheem Sales Company, Inc. | Richmond | 6G50S-40F3 | Federally-Regulated Consumer Product | Natural gas |  | 48 |  | 40000 | True |  |  | False | Gas-fired storage | 87 |  | 75 | 0 | 26867893 | High | 0.63 |  |  | 02/23/2023 | 8065142 | 03/21/2023
Rheem Sales Company, Inc. | Richmond | MVR30DV3 | Federally-Regulated Consumer Product | Natural gas |  | 29 |  | 30000 | True |  |  | True | Gas-fired storage | 46 |  | 78 | 0 | 13433946 | Low | 0.57 |  |  | 02/23/2023 | 8068484 | 03/21/2023
Rheem Sales Company, Inc. | Richmond | 6ESB40-DCG | Federally-Regulated Consumer Product | Electric resistance |  | 35 |  | 3.8 | True |  |  | True | Electric storage | 51 |  | 98 | 3274 |  | Medium | 0.92 |  |  | 10/04/2022 | 208812560 | 03/21/2023
Rheem Sales Company, Inc. | Richmond | 12GRX40-40F | Federally-Regulated Consumer Product | Natural gas |  | 38 |  | 40000 | True |  |  | False | Gas-fired storage | 84 |  | 80 | 0 | 25646625 | High | 0.66 |  |  | 02/23/2023 | 209403937 | 03/21/2023
Rheem Sales Company, Inc. | Richmond | 9G50S-36PF3 | Federally-Regulated Consumer Product | LPG |  | 48 |  | 36000 | True |  |  | False | Gas-fired storage | 87 |  | 75 | 0 | 26867893 | High | 0.63 |  |  | 02/23/2023 | 8087601 | 03/21/2023
Rheem Sales Company, Inc. | Richmond | 12GUH40-50F* | Federally-Regulated Consumer Product | Natural gas |  | 40 |  | 50000 | True |  |  | False | Gas-fired storage | 88 |  | 97 | 60 | 18602805 | High | 0.9 |  |  | 02/23/2023 | 210605701 | 03/21/2023
Rheem Sales Company, Inc. | Richmond | 12GUH50-50F* | Federally-Regulated Consumer Product | Natural gas |  | 50 |  | 50000 | True |  |  | False | Gas-fired storage | 95 |  | 94 | 133 | 18781173 | High | 0.88 |  |  | 02/23/2023 | 210605707 | 03/21/2023
Rheem Sales Company, Inc. | Richmond | 9G50-40E2 | Federally-Regulated Consumer Product | Natural gas |  | 48 |  | 40000 | True |  |  | False | Gas-fired storage | 79 |  | 77 | 22 | 24456490 | High | 0.69 |  |  | 02/23/2023 | 4663105 | 03/21/2023
Rheem Sales Company, Inc. | Richmond | 9EM50-DCG | Federally-Regulated Consumer Product | Electric resistance |  | 45 |  | 4.5 | True |  |  | True | Electric storage | 63 |  | 98 | 3520 |  | Medium | 0.92 |  |  | 09/08/2022 | 209232650 | 03/21/2023
Rheem Sales Company, Inc. | Richmond | 6GR40SPVE2-36 | Federally-Regulated Consumer Product | Natural gas |  | 39 |  | 36000 | True |  |  | False | Gas-fired storage | 64 |  | 74 | 61 | 16842646 | Medium | 0.65 | 0.58 |  | 03/14/2019 |  | 03/21/2023
Rheem Sales Company, Inc. | Richmond | 12E50-DCG | Federally-Regulated Consumer Product | Electric resistance |  | 45 |  | 5.5 | True |  |  | True | Electric storage | 63 |  | 98 | 3545 |  | Medium | 0.92 |  |  | 09/08/2022 | 209232972 | 03/21/2023
Rheem Sales Company, Inc. | Richmond | 6RHE40SP | Federally-Regulated Consumer Product | LPG |  | 37 |  | 36000 | True |  |  | False | Gas-fired storage | 68 |  | 87 | 181 | 14159769 | Medium | 0.75 |  |  | 02/23/2023 | 5609884 | 03/21/2023
Rheem Sales Company, Inc. | Richmond | 6E50-DCG | Federally-Regulated Consumer Product | Electric resistance |  | 45 |  | 4.5 | True |  |  | True | Electric storage | 63 |  | 98 | 3545 |  | Medium | 0.92 |  |  | 09/08/2022 | 209232970 | 03/21/2023
Rheem Sales Company, Inc. | Richmond | 6V40FT3 | Federally-Regulated Consumer Product | Natural gas |  | 38 |  | 34000 | True |  |  | True | Gas-fired storage | 57 |  | 75 | 0 | 18784755 | Medium | 0.59 |  |  | 02/23/2023 | 8077637 | 03/21/2023
Rheem Sales Company, Inc. | Richmond | 6G40PDV-40 | Federally-Regulated Consumer Product | Natural gas |  | 38 |  | 40000 | True |  |  | False | Gas-fired storage | 67 |  | 79 | 240 | 16773193 | Medium | 0.63 |  |  | 02/23/2023 | 4645603 | 03/21/2023
Rheem Sales Company, Inc. | Richmond | 6G50-40E2 | Federally-Regulated Consumer Product | Natural gas |  | 48 |  | 40000 | True |  |  | False | Gas-fired storage | 79 |  | 77 | 22 | 24456490 | High | 0.69 |  |  | 02/23/2023 | 4663104 | 03/21/2023
Rheem Sales Company, Inc. | Richmond | 6G40S-34F3 | Federally-Regulated Consumer Product | Natural gas |  | 38 |  | 34000 | True |  |  | False | Gas-fired storage | 64 |  | 75 | 0 | 18784755 | Medium | 0.59 | 0.58 |  | 03/14/2019 |  | 03/21/2023
Rheem Sales Company, Inc. | Richmond | 6G40-36F3 | Federally-Regulated Consumer Product | Natural gas |  | 38 |  | 36000 | True |  |  | False | Gas-fired storage | 64 |  | 74 | 0 | 19108631 | Medium | 0.58 |  |  | 02/23/2023 | 8086843 | 03/21/2023
Rheem Sales Company, Inc. | Richmond | 12GR40-40F3 | Federally-Regulated Consumer Product | Natural gas |  | 38 |  | 40000 | True |  |  | False | Gas-fired storage | 84 |  | 80 | 0 | 25646625 | High | 0.66 |  |  | 02/23/2023 | 8225022 | 03/21/2023
Rheem Sales Company, Inc. | Richmond | 9G50S-40E2 | Federally-Regulated Consumer Product | Natural gas |  | 48 |  | 40000 | True |  |  | False | Gas-fired storage | 78 |  | 77 | 93 | 24214238 | High | 0.69 |  |  | 02/23/2023 | 6503988 | 03/21/2023
Rheem Sales Company, Inc. | Richmond | 6ES50-DCG | Federally-Regulated Consumer Product | Electric resistance |  | 43 |  | 4.5 | True |  |  | True | Electric storage | 54 |  | 98 | 3522 |  | Medium | 0.92 |  |  | 01/17/2023 | 210440248 | 03/21/2023
Rheem Sales Company, Inc. | Richmond | 9G40-38F3 | Federally-Regulated Consumer Product | Natural gas |  | 38 |  | 38000 | True |  |  | False | Gas-fired storage | 64 |  | 74 | 0 | 19108631 | Medium | 0.58 |  |  | 02/23/2023 | 8077754 | 03/21/2023
Rheem Sales Company, Inc. | Richmond | 6E55-DCG | Federally-Regulated Consumer Product | Electric resistance |  | 55 |  | 4.5 | True |  |  | True | Electric storage | 72 |  | 98 | 4622 |  | Medium | 0.92 |  |  | 09/08/2022 | 208583863 | 03/21/2023
Rheem Sales Company, Inc. | Richmond | 12GR40-36PF3 | Federally-Regulated Consumer Product | LPG |  | 38 |  | 36000 | True |  |  | False | Gas-fired storage | 84 |  | 80 | 0 | 25646625 | High | 0.66 |  |  | 02/23/2023 | 8225021 | 03/21/2023
Rheem Sales Company, Inc. | Richmond | 6G50S-36PF3 | Federally-Regulated Consumer Product | LPG |  | 48 |  | 36000 | True |  |  | False | Gas-fired storage | 87 |  | 75 | 0 | 26867893 | High | 0.63 |  |  | 02/23/2023 | 8087586 | 03/21/2023
Rheem Sales Company, Inc. | Richmond | 12G40-36PE2 | Federally-Regulated Consumer Product | LPG |  | 37 |  | 36000 | True |  |  | False | Gas-fired storage | 64 |  | 77 | 25 | 16213238 | Medium | 0.68 |  |  | 02/28/2023 | 4663099 | 03/21/2023
Rheem Sales Company, Inc. | Richmond | 9E55-DCG | Federally-Regulated Consumer Product | Electric resistance |  | 55 |  | 4.5 | True |  |  | True | Electric storage | 72 |  | 98 | 4622 |  | Medium | 0.92 |  |  | 09/08/2022 | 208583864 | 03/21/2023
Rheem Sales Company, Inc. | Richmond | 6GT50-38F3 | Federally-Regulated Consumer Product | Natural gas |  | 48 |  | 38000 | True |  |  | False | Gas-fired storage | 85 |  | 83 | 0 | 26448082 | High | 0.64 |  |  | 02/23/2023 | 210594812 | 03/21/2023
Rheem Sales Company, Inc. | Richmond | 6GR50-40F3 | Federally-Regulated Consumer Product | Natural gas |  | 48 |  | 40000 | True |  |  | False | Gas-fired storage | 76 |  | 81 | 0 | 26041188 | High | 0.65 |  |  | 02/23/2023 | 8225031 | 03/21/2023
Rheem Sales Company, Inc. | Richmond | 12GRX40-36PF | Federally-Regulated Consumer Product | LPG |  | 38 |  | 36000 | True |  |  | False | Gas-fired storage | 84 |  | 80 | 0 | 25646625 | High | 0.66 |  |  | 02/23/2023 | 209403936 | 03/21/2023
Rheem Sales Company, Inc. | Richmond | 6G30-30FN* | Federally-Regulated Consumer Product | Natural gas |  | 28 |  | 30000 | True |  |  | False | Gas-fired storage | 51 |  | 78 | 0 | 18471676 | Medium | 0.6 |  |  | 02/23/2023 | 205417908 | 03/21/2023
Rheem Sales Company, Inc. | Richmond | 6GR40-40F3 | Federally-Regulated Consumer Product | Natural gas |  | 38 |  | 40000 | True |  |  | False | Gas-fired storage | 84 |  | 80 | 0 | 25646625 | High | 0.66 |  |  | 02/23/2023 | 8225019 | 03/21/2023
Rheem Sales Company, Inc. | Richmond | 10E40-HP120M* | Federally-Regulated Consumer Product | Heat pump |  | 36 |  | 1 | False |  | False | True | Electric storage | 45 |  | 387 | 780 |  | Low | 2.8 |  |  | 02/23/2023 | 208105661 | 03/21/2023
Rheem Sales Company, Inc. | Richmond | 12G55-45PF3 | Federally-Regulated Consumer Product | Natural gas |  | 55 |  | 45000 | True |  |  | False | Gas-fired storage | 91 |  | 75 | 0 | 27301246 | High | 0.62 |  |  | 02/23/2023 | 8077762 | 03/21/2023
Rheem Sales Company, Inc. | Richmond | 6GRT50-40F3 | Federally-Regulated Consumer Product | Natural gas |  | 48 |  | 40000 | True |  |  | False | Gas-fired storage | 76 |  | 81 | 0 | 26041188 | High | 0.65 |  |  | 02/23/2023 | 210594817 | 03/21/2023
Rheem Sales Company, Inc. | Richmond | 12G55-50F3 | Federally-Regulated Consumer Product | Natural gas |  | 55 |  | 50000 | True |  |  | False | Gas-fired storage | 91 |  | 75 | 0 | 27301246 | High | 0.62 |  |  | 02/23/2023 | 8077761 | 03/21/2023
Rheem Sales Company, Inc. | Richmond | TPDV50-65* | Federally-Regulated Consumer Product | Natural gas |  | 48 |  | 65000 | True |  |  | False | Gas-fired storage | 111 |  | 72 | 75 | 25785288 | High | 0.65 |  |  | 02/23/2023 | 4691433 | 03/21/2023
Rheem Sales Company, Inc. | Richmond | 6EM40-DCG | Federally-Regulated Consumer Product | Electric resistance |  | 36 |  | 4.5 | True |  |  | True | Electric storage | 55 |  | 98 | 3495 |  | Medium | 0.93 |  |  | 09/08/2022 | 209232845 | 03/21/2023
Rheem Sales Company, Inc. | Richmond | 6RHE50P | Federally-Regulated Consumer Product | LPG |  | 46 |  | 36000 | True |  |  | False | Gas-fired storage | 87 |  | 89 | 258 | 20278170 | High | 0.8 |  |  | 02/23/2023 | 5609886 | 03/21/2023
Rheem Sales Company, Inc. | Richmond | 12EM40-DCG | Federally-Regulated Consumer Product | Electric resistance |  | 36 |  | 5.5 | True |  |  | True | Electric storage | 55 |  | 98 | 3495 |  | Medium | 0.93 |  |  | 09/08/2022 | 209232848 | 03/21/2023
Rheem Sales Company, Inc. | Richmond | 9E50-DCG | Federally-Regulated Consumer Product | Electric resistance |  | 45 |  | 4.5 | True |  |  | True | Electric storage | 63 |  | 98 | 3545 |  | Medium | 0.92 |  |  | 09/08/2022 | 209232971 | 03/21/2023
Rheem Sales Company, Inc. | Richmond | 6GT40-36F3 | Federally-Regulated Consumer Product | Natural gas |  | 38 |  | 36000 | True |  |  | False | Gas-fired storage | 64 |  | 74 | 0 | 19108631 | Medium | 0.58 |  |  | 02/23/2023 | 210594811 | 03/21/2023
Rheem Sales Company, Inc. | Richmond | 10E65-HP120M* | Federally-Regulated Consumer Product | Heat pump |  | 59 |  | 1 | False |  | False | True | Electric storage | 55 |  | 405 | 955 |  | Medium | 3.3 |  |  | 02/23/2023 | 208105667 | 03/21/2023
Rheem Sales Company, Inc. | Richmond | 9G50-36PE2 | Federally-Regulated Consumer Product | LPG |  | 48 |  | 36000 | True |  |  | False | Gas-fired storage | 79 |  | 77 | 22 | 24456490 | High | 0.69 |  |  | 02/23/2023 | 4663108 | 03/21/2023
Rheem Sales Company, Inc. | Richmond | 6G55-45PF3 | Federally-Regulated Consumer Product | LPG |  | 55 |  | 45000 | True |  |  | False | Gas-fired storage | 91 |  | 75 | 0 | 27301246 | High | 0.62 |  |  | 02/23/2023 | 8077760 | 03/21/2023
Rheem Sales Company, Inc. | Richmond | 6RHE50 | Federally-Regulated Consumer Product | Natural gas |  | 46 |  | 40000 | True |  |  | False | Gas-fired storage | 87 |  | 89 | 258 | 20278170 | High | 0.8 |  |  | 02/23/2023 | 5609885 | 03/21/2023
Rheem Sales Company, Inc. | Richmond | 9ET40-DCG | Federally-Regulated Consumer Product | Electric resistance |  | 36 |  | 4.5 | True |  |  | True | Electric storage | 55 |  | 98 | 3531 |  | Medium | 0.92 |  |  | 10/04/2022 | 208665659 | 03/21/2023
Rheem Sales Company, Inc. | Richmond | 10E80-HP120M* | Federally-Regulated Consumer Product | Heat pump |  | 72 |  | 1 | False |  | False | True | Electric storage | 72 |  | 437 | 932 |  | Medium | 3.5 |  |  | 02/23/2023 | 208105670 | 03/21/2023
Rheem Sales Company, Inc. | Richmond | 6ES40-DCG | Federally-Regulated Consumer Product | Electric resistance |  | 33 |  | 4.5 | True |  |  | True | Electric storage | 51 |  | 98 | 3508 |  | Medium | 0.92 |  |  | 10/04/2022 | 209247342 | 03/21/2023
Rheem Sales Company, Inc. | Richmond | 12E55-DCG | Federally-Regulated Consumer Product | Electric resistance |  | 55 |  | 5.5 | True |  |  | True | Electric storage | 72 |  | 98 | 4622 |  | Medium | 0.92 |  |  | 09/08/2022 | 208583866 | 03/21/2023
Rheem Sales Company, Inc. | Richmond | 6GR40-36PF3 | Federally-Regulated Consumer Product | LPG |  | 38 |  | 36000 | True |  |  | False | Gas-fired storage | 84 |  | 80 | 0 | 25646625 | High | 0.66 |  |  | 02/23/2023 | 8225020 | 03/21/2023
Rheem Sales Company, Inc. | Richmond | 6RHE40S | Federally-Regulated Consumer Product | Natural gas |  | 37 |  | 40000 | True |  |  | False | Gas-fired storage | 87 |  | 92 | 219 | 19646474 | High | 0.83 |  |  | 02/23/2023 | 5609883 | 03/21/2023
Rheem Sales Company, Inc. | Richmond | 6GR40SPVE2-32P | Federally-Regulated Consumer Product | LPG |  | 39 |  | 32400 | True |  |  | False | Gas-fired storage | 66 |  | 74 | 61 | 16842646 | Medium | 0.65 |  |  | 02/23/2023 | 5536903 | 03/21/2023
Rheem Sales Company, Inc. | Richmond | 12EM50-DCG | Federally-Regulated Consumer Product | Electric resistance |  | 45 |  | 5.5 | True |  |  | True | Electric storage | 63 |  | 98 | 3520 |  | Medium | 0.92 |  |  | 09/08/2022 | 209232651 | 03/21/2023
Rheem Sales Company, Inc. | Richmond | 6GR50SPVE2-36 | Federally-Regulated Consumer Product | Natural gas |  | 48 |  | 36000 | True |  |  | False | Gas-fired storage | 78 |  | 79 | 86 | 23887672 | High | 0.7 |  |  | 02/23/2023 | 5536892 | 03/21/2023
Rheem Sales Company, Inc. | Richmond | 12GR40S-40F | Federally-Regulated Consumer Product | Natural gas |  | 39 |  | 40000 | True |  |  | False | Gas-fired storage | 66 |  | 75 | 0 | 19443870 | Medium | 0.58 |  |  | 02/23/2023 | 4648378 | 03/21/2023
Rheem Sales Company, Inc. | Richmond | 12GUH50-50F* | Federally-Regulated Consumer Product | LPG |  | 50 |  | 50000 | True |  |  | False | Gas-fired storage | 95 |  | 94 | 133 | 18781173 | High | 0.88 |  |  | 02/23/2023 | 210605707 | 03/21/2023
Rheem Sales Company, Inc. | Richmond | MVR40DV3 | Federally-Regulated Consumer Product | Natural gas |  | 38 |  | 30000 | True |  |  | True | Gas-fired storage | 58 |  | 80 | 0 | 18784755 | Medium | 0.59 |  |  | 02/23/2023 | 8068488 | 03/21/2023
Rheem Sales Company, Inc. | Richmond | 6E40-DCG | Federally-Regulated Consumer Product | Electric resistance |  | 36 |  | 4.5 | True |  |  | True | Electric storage | 55 |  | 98 | 3531 |  | Medium | 0.92 |  |  | 10/04/2022 | 208665658 | 03/21/2023
Rheem Sales Company, Inc. | Richmond | 6G40PV-36FN* | Federally-Regulated Consumer Product | Natural gas |  | 39 |  | 36000 | True |  |  | False | Gas-fired storage | 67 |  | 74 | 61 | 17109064 | Medium | 0.64 |  |  | 02/23/2023 | 205406731 | 03/21/2023
Rheem Sales Company, Inc. | Richmond | RMTG84DVLP-1 | Federally-Regulated Consumer Product | LPG |  | 0 |  | 180000 |  |  |  | False | Instantaneous gas-fired |  | 4.5 | 84 | 31 | 20536633 | High | 0.82 |  | 0 | 02/23/2023 | 8552263 | 03/21/2023
Rheem Sales Company, Inc. | Richmond | 6G50PDV-65 | Federally-Regulated Consumer Product | Natural gas |  | 48 |  | 65000 | True |  |  | False | Gas-fired storage | 111 |  | 72 | 75 | 25785288 | High | 0.65 |  |  | 02/23/2023 | 4645605 | 03/21/2023
Rheem Sales Company, Inc. | Richmond | 9CG40-40E2 | Federally-Regulated Consumer Product | Natural gas |  | 37 |  | 40000 | True |  |  | False | Gas-fired storage | 71 |  | 76 | 104 | 16437585 | Medium | 0.66 |  |  | 02/28/2023 | 206730807 | 03/21/2023
Rheem Sales Company, Inc. | Richmond | RMTGH90XLN-2 | Federally-Regulated Consumer Product | Natural gas |  | 0 |  | 180000 |  |  |  | False | Instantaneous gas-fired |  | 5.2 | 95 | 34 | 18084822 | High | 0.93 |  | 0 | 02/23/2023 | 205628319 | 03/21/2023
Rheem Sales Company, Inc. | Richmond | 12G50S-36PE2 | Federally-Regulated Consumer Product | LPG |  | 48 |  | 36000 | True |  |  | False | Gas-fired storage | 78 |  | 77 | 93 | 24214238 | High | 0.69 |  |  | 02/23/2023 | 4644902 | 03/21/2023
Rheem Sales Company, Inc. | Richmond | 6G40-38E2FN* | Federally-Regulated Consumer Product | Natural gas |  | 38 |  | 38000 | True |  |  | False | Gas-fired storage | 67 |  | 75 | 12 | 17276252 | Medium | 0.64 |  |  | 02/23/2023 | 205400788 | 03/21/2023
Rheem Sales Company, Inc. | Richmond | RMTG70XLP-1 | Federally-Regulated Consumer Product | LPG |  | 0 |  | 160000 |  |  |  | False | Instantaneous gas-fired |  | 4 | 84 | 31 | 20791478 | High | 0.81 |  | 0 | 02/23/2023 | 201921173 | 03/21/2023
Rheem Sales Company, Inc. | Richmond | 6CG40-40E2 | Federally-Regulated Consumer Product | Natural gas |  | 37 |  | 40000 | True |  |  | False | Gas-fired storage | 71 |  | 76 | 104 | 16437585 | Medium | 0.66 |  |  | 02/28/2023 | 206730805 | 03/21/2023
Rheem Sales Company, Inc. | Richmond | RMTGHRH111DVLN * | Federally-Regulated Consumer Product | Natural gas |  | 0 |  | 199000 |  |  |  | False | Instantaneous gas-fired |  | 6 | 97 | 196 | 17338453 | High | 0.94 |  | 0 | 02/23/2023 | 203303901 | 03/21/2023
Rheem Sales Company, Inc. | Richmond | RMTGH84DVLN-2 | Federally-Regulated Consumer Product | Natural gas |  | 0 |  | 157000 |  |  |  | False | Instantaneous gas-fired |  | 4.6 | 97 | 34 | 18084822 | High | 0.93 |  | 0 | 02/23/2023 | 202067527 | 03/21/2023
Rheem Sales Company, Inc. | Richmond | 6GRX50PVE2-42P | Federally-Regulated Consumer Product | LPG |  | 48 |  | 42000 | True |  |  | False | Gas-fired storage | 78 |  | 75 | 291 | 23899420 | High | 0.68 |  |  | 02/23/2023 | 209403955 | 03/21/2023
Rheem Sales Company, Inc. | Richmond | 6GRX50PVE2-42 | Federally-Regulated Consumer Product | Natural gas |  | 48 |  | 42000 | True |  |  | False | Gas-fired storage | 78 |  | 75 | 291 | 23899420 | High | 0.68 |  |  | 02/23/2023 | 209403954 | 03/21/2023
Rheem Sales Company, Inc. | Richmond | 6G50PDV-40 | Federally-Regulated Consumer Product | Natural gas |  | 47 |  | 40000 | True |  |  | False | Gas-fired storage | 82 |  | 81 | 93 | 24214238 | High | 0.69 |  |  | 02/23/2023 | 4645604 | 03/21/2023
Rheem Sales Company, Inc. | Richmond | 6G50-38E2FN* | Federally-Regulated Consumer Product | Natural gas |  | 48 |  | 38000 | True |  |  | False | Gas-fired storage | 86 |  | 78 | 19 | 24827484 | High | 0.68 |  |  | 02/23/2023 | 205400780 | 03/21/2023
Rheem Sales Company, Inc. | Richmond | 12G40-40E2 | Federally-Regulated Consumer Product | Natural gas |  | 37 |  | 40000 | True |  |  | False | Gas-fired storage | 71 |  | 76 | 104 | 16437585 | Medium | 0.66 |  |  | 02/28/2023 | 4663098 | 03/21/2023
Rheem Sales Company, Inc. | Richmond | 12G40S-40E2 | Federally-Regulated Consumer Product | Natural gas |  | 39 |  | 40000 | True |  |  | False | Gas-fired storage | 69 |  | 75 | 26 | 16962066 | Medium | 0.65 |  |  | 02/23/2023 | 4648391 | 03/21/2023
Rheem Sales Company, Inc. | Richmond | 9G40-38E2FN* | Federally-Regulated Consumer Product | Natural gas |  | 38 |  | 38000 | True |  |  | False | Gas-fired storage | 67 |  | 75 | 12 | 17276252 | Medium | 0.64 |  |  | 02/23/2023 | 205400789 | 03/21/2023
Rheem Sales Company, Inc. | Richmond | RMTGH84DVLP-2 | Federally-Regulated Consumer Product | LPG |  | 0 |  | 157000 |  |  |  | False | Instantaneous gas-fired |  | 4.6 | 97 | 34 | 18084822 | High | 0.93 |  | 0 | 02/23/2023 | 202067528 | 03/21/2023
Rheem Sales Company, Inc. | Richmond | RMTG70DVLN-1 | Federally-Regulated Consumer Product | Natural gas |  | 0 |  | 160000 |  |  |  | False | Instantaneous gas-fired |  | 4.1 | 85 | 31 | 20536633 | High | 0.82 |  | 0 | 02/23/2023 | 201920589 | 03/21/2023
Rheem Sales Company, Inc. | Richmond | RMTGH95DVLN-2 | Federally-Regulated Consumer Product | Natural gas |  | 0 |  | 199900 |  |  |  | False | Instantaneous gas-fired |  | 5.7 | 97 | 32 | 18091646 | High | 0.93 |  | 0 | 02/23/2023 | 202068315 | 03/21/2023
Rheem Sales Company, Inc. | Richmond | 6GR40PVE2-40 | Federally-Regulated Consumer Product | Natural gas |  | 38 |  | 40000 | True |  |  | False | Gas-fired storage | 86 |  | 79 | 198 | 23855978 | High | 0.69 |  |  | 02/23/2023 | 4648423 | 03/21/2023
Rheem Sales Company, Inc. | Richmond | 6G40-36PE2 | Federally-Regulated Consumer Product | LPG |  | 37 |  | 36000 | True |  |  | False | Gas-fired storage | 64 |  | 77 | 25 | 16213238 | Medium | 0.68 |  |  | 02/28/2023 | 4663095 | 03/21/2023
Rheem Sales Company, Inc. | Richmond | RMTG70XLN-1 | Federally-Regulated Consumer Product | Natural gas |  | 0 |  | 160000 |  |  |  | False | Instantaneous gas-fired |  | 4 | 84 | 31 | 20791478 | High | 0.81 |  | 0 | 02/23/2023 | 201921172 | 03/21/2023
Rheem Sales Company, Inc. | Richmond | RMTGH95DVLP-2 | Federally-Regulated Consumer Product | LPG |  | 0 |  | 199900 |  |  |  | False | Instantaneous gas-fired |  | 5.7 | 97 | 32 | 18091646 | High | 0.93 |  | 0 | 02/23/2023 | 202068316 | 03/21/2023
Rheem Sales Company, Inc. | Richmond | 6GR50PVE2-42P | Federally-Regulated Consumer Product | LPG |  | 48 |  | 42000 | True |  |  | False | Gas-fired storage | 78 |  | 75 | 291 | 23899420 | High | 0.68 |  |  | 02/23/2023 | 4645379 | 03/21/2023
Rheem Sales Company, Inc. | Richmond | 12G50S-40E2 | Federally-Regulated Consumer Product | Natural gas |  | 48 |  | 40000 | True |  |  | False | Gas-fired storage | 78 |  | 77 | 93 | 24214238 | High | 0.69 |  |  | 02/23/2023 | 4648396 | 03/21/2023
Rheem Sales Company, Inc. | Richmond | 9G50S-36PE2 | Federally-Regulated Consumer Product | LPG |  | 48 |  | 36000 | True |  |  | False | Gas-fired storage | 78 |  | 77 | 93 | 24214238 | High | 0.69 |  |  | 02/23/2023 | 4644904 | 03/21/2023
Rheem Sales Company, Inc. | Richmond | 9G50-38E2FN* | Federally-Regulated Consumer Product | Natural gas |  | 48 |  | 38000 | True |  |  | False | Gas-fired storage | 86 |  | 78 | 19 | 24827484 | High | 0.68 |  |  | 02/23/2023 | 205400781 | 03/21/2023
Rheem Sales Company, Inc. | Richmond | 9G40-40E2 | Federally-Regulated Consumer Product | Natural gas |  | 37 |  | 40000 | True |  |  | False | Gas-fired storage | 71 |  | 76 | 104 | 16437585 | Medium | 0.66 |  |  | 02/28/2023 | 4663096 | 03/21/2023
Rheem Sales Company, Inc. | Richmond | TPDV50-65LP | Federally-Regulated Consumer Product | LPG |  | 48 |  | 47000 | True |  |  | False | Gas-fired storage | 81 |  | 72 | 113 | 25655632 | High | 0.65 |  |  | 08/23/2022 | 4645474 | 03/21/2023
Rheem Sales Company, Inc. | Richmond | RMTGH90DVLP-2 | Federally-Regulated Consumer Product | LPG |  | 0 |  | 180000 |  |  |  | False | Instantaneous gas-fired |  | 5.2 | 97 | 34 | 18084822 | High | 0.93 |  | 0 | 02/23/2023 | 202067552 | 03/21/2023
Rheem Sales Company, Inc. | Richmond | 6G30-60 | Federally-Regulated Consumer Product | Natural gas |  | 28 |  | 60000 | True |  |  | False | Gas-fired storage | 93 |  | 78 | 123 | 23420849 | High | 0.71 |  |  | 02/23/2023 | 4663043 | 03/21/2023
Rheem Sales Company, Inc. | Richmond | RMTGH84XLN-2 | Federally-Regulated Consumer Product | Natural gas |  | 0 |  | 157000 |  |  |  | False | Instantaneous gas-fired |  | 4.5 | 96 | 27 | 18108706 | High | 0.93 |  | 0 | 02/23/2023 | 205628329 | 03/21/2023
Rheem Sales Company, Inc. | Richmond | 12G30-60 | Federally-Regulated Consumer Product | Natural gas |  | 28 |  | 60000 | True |  |  | False | Gas-fired storage | 93 |  | 78 | 123 | 23420849 | High | 0.71 |  |  | 02/23/2023 | 4663092 | 03/21/2023
Rheem Sales Company, Inc. | Richmond | 6G40S-40E2 | Federally-Regulated Consumer Product | Natural gas |  | 39 |  | 40000 | True |  |  | False | Gas-fired storage | 69 |  | 75 | 26 | 16962066 | Medium | 0.65 |  |  | 02/23/2023 | 4648392 | 03/21/2023
Rheem Sales Company, Inc. | Richmond | 6G50S-40E2 | Federally-Regulated Consumer Product | Natural gas |  | 48 |  | 40000 | True |  |  | False | Gas-fired storage | 78 |  | 77 | 93 | 24214238 | High | 0.69 |  |  | 02/23/2023 | 4648397 | 03/21/2023
Rheem Sales Company, Inc. | Richmond | 6G50PDVP-40 | Federally-Regulated Consumer Product | LPG |  | 47 |  | 40000 | True |  |  | False | Gas-fired storage | 82 |  | 81 | 93 | 24214238 | High | 0.69 |  |  | 02/23/2023 | 4645618 | 03/21/2023
Rheem Sales Company, Inc. | Richmond | 9G40S-40E2 | Federally-Regulated Consumer Product | Natural gas |  | 39 |  | 40000 | True |  |  | False | Gas-fired storage | 69 |  | 75 | 26 | 16962066 | Medium | 0.65 |  |  | 02/23/2023 | 4648390 | 03/21/2023
Rheem Sales Company, Inc. | Richmond | 6GR50PVE2-42 | Federally-Regulated Consumer Product | Natural gas |  | 48 |  | 42000 | True |  |  | False | Gas-fired storage | 78 |  | 75 | 291 | 23899420 | High | 0.68 |  |  | 02/23/2023 | 4648425 | 03/21/2023
Rheem Sales Company, Inc. | Richmond | RMTG70DVLP-1 | Federally-Regulated Consumer Product | LPG |  | 0 |  | 160000 |  |  |  | False | Instantaneous gas-fired |  | 4.1 | 85 | 31 | 20536633 | High | 0.82 |  | 0 | 02/23/2023 | 201920590 | 03/21/2023
Rheem Sales Company, Inc. | Richmond | RMTGH90DVLN-2 | Federally-Regulated Consumer Product | Natural gas |  | 0 |  | 180000 |  |  |  | False | Instantaneous gas-fired |  | 5.2 | 97 | 34 | 18084822 | High | 0.93 |  | 0 | 02/23/2023 | 202067551 | 03/21/2023
Rheem Sales Company, Inc. | Richmond | 12G50-38E2FN* | Federally-Regulated Consumer Product | Natural gas |  | 48 |  | 38000 | True |  |  | False | Gas-fired storage | 86 |  | 78 | 19 | 24827484 | High | 0.68 |  |  | 02/23/2023 | 205400782 | 03/21/2023
Rheem Sales Company, Inc. | Richmond | 12CG40-40E2 | Federally-Regulated Consumer Product | Natural gas |  | 37 |  | 40000 | True |  |  | False | Gas-fired storage | 71 |  | 76 | 104 | 16437585 | Medium | 0.66 |  |  | 02/28/2023 | 206730809 | 03/21/2023
Rheem Sales Company, Inc. | Richmond | RMTGH84XLP-2 | Federally-Regulated Consumer Product | LPG |  | 0 |  | 157000 |  |  |  | False | Instantaneous gas-fired |  | 4.5 | 96 | 27 | 18108706 | High | 0.93 |  | 0 | 02/23/2023 | 205628330 | 03/21/2023
Rheem Sales Company, Inc. | Richmond | 12G40S-36PE2 | Federally-Regulated Consumer Product | LPG |  | 39 |  | 36000 | True |  |  | False | Gas-fired storage | 69 |  | 75 | 26 | 16962066 | Medium | 0.65 |  |  | 02/23/2023 | 4644899 | 03/21/2023
Rheem Sales Company, Inc. | Richmond | RMTGH95XLN-2 | Federally-Regulated Consumer Product | Natural gas |  | 0 |  | 199900 |  |  |  | False | Instantaneous gas-fired |  | 5.6 | 96 | 34 | 18084822 | High | 0.93 |  | 0 | 02/23/2023 | 205628307 | 03/21/2023
Rheem Sales Company, Inc. | Richmond | RMTG84DVLN-1 | Federally-Regulated Consumer Product | Natural gas |  | 0 |  | 180000 |  |  |  | False | Instantaneous gas-fired |  | 4.5 | 84 | 31 | 20536633 | High | 0.82 |  | 0 | 02/23/2023 | 8552256 | 03/21/2023
Rheem Sales Company, Inc. | Richmond | 6G50PDVP-50 | Federally-Regulated Consumer Product | LPG |  | 48 |  | 47000 | True |  |  | False | Gas-fired storage | 81 |  | 72 | 113 | 25655632 | High | 0.65 |  |  | 08/23/2022 | 8237850 | 03/21/2023
Rheem Sales Company, Inc. | Richmond | 6G40-40E2 | Federally-Regulated Consumer Product | Natural gas |  | 37 |  | 40000 | True |  |  | False | Gas-fired storage | 71 |  | 76 | 104 | 16437585 | Medium | 0.66 |  |  | 02/28/2023 | 4663094 | 03/21/2023
Rheem Sales Company, Inc. | Richmond | RMTGHRH111DVLP * | Federally-Regulated Consumer Product | LPG |  | 0 |  | 199000 |  |  |  | False | Instantaneous gas-fired |  | 6 | 97 | 196 | 17338453 | High | 0.94 |  | 0 | 02/23/2023 | 203303902 | 03/21/2023
Rheem Sales Company, Inc. | Richmond | 6G40PDVP-38 * | Federally-Regulated Consumer Product | LPG |  | 38 |  | 38000 | True |  |  | False | Gas-fired storage | 67 |  | 79 | 66 | 17366881 | Medium | 0.63 |  |  | 08/23/2022 | 10609349 | 03/21/2023
Rheem Sales Company, Inc. | Richmond | 6G40S-36PE2 | Federally-Regulated Consumer Product | LPG |  | 39 |  | 36000 | True |  |  | False | Gas-fired storage | 69 |  | 75 | 26 | 16962066 | Medium | 0.65 |  |  | 02/23/2023 | 4644900 | 03/21/2023
Rheem Sales Company, Inc. | Richmond | 6GR40PVE2-36P | Federally-Regulated Consumer Product | LPG |  | 38 |  | 36000 | True |  |  | False | Gas-fired storage | 71 |  | 79 | 219 | 15551310 | Medium | 0.68 |  |  | 02/23/2023 | 4645178 | 03/21/2023
Rheem Sales Company, Inc. | Richmond | 12G40-38E2FN* | Federally-Regulated Consumer Product | Natural gas |  | 38 |  | 38000 | True |  |  | False | Gas-fired storage | 67 |  | 75 | 12 | 17276252 | Medium | 0.64 |  |  | 02/23/2023 | 205400790 | 03/21/2023
Rheem Sales Company, Inc. | Richmond | RMTGH90XLP-2 | Federally-Regulated Consumer Product | LPG |  | 0 |  | 180000 |  |  |  | False | Instantaneous gas-fired |  | 5.2 | 95 | 34 | 18084822 | High | 0.93 |  | 0 | 02/23/2023 | 205628320 | 03/21/2023
Rheem Sales Company, Inc. | Richmond | RMTGH95XLP-2 | Federally-Regulated Consumer Product | LPG |  | 0 |  | 199900 |  |  |  | False | Instantaneous gas-fired |  | 5.6 | 96 | 34 | 18084822 | High | 0.93 |  | 0 | 02/23/2023 | 205628308 | 03/21/2023
Rheem Sales Company, Inc. | Richmond | 9G40-36PE2 | Federally-Regulated Consumer Product | LPG |  | 37 |  | 36000 | True |  |  | False | Gas-fired storage | 64 |  | 77 | 25 | 16213238 | Medium | 0.68 |  |  | 02/28/2023 | 4663097 | 03/21/2023
Rheem Sales Company, Inc. | Richmond | 6G50S-36PE2 | Federally-Regulated Consumer Product | LPG |  | 48 |  | 36000 | True |  |  | False | Gas-fired storage | 78 |  | 77 | 93 | 24214238 | High | 0.69 |  |  | 02/23/2023 | 4644903 | 03/21/2023
Rheem Sales Company, Inc. | Richmond | RMTG84XLP-1 | Federally-Regulated Consumer Product | LPG |  | 0 |  | 180000 |  |  |  | False | Instantaneous gas-fired |  | 4.5 | 83 | 30 | 20794890 | High | 0.81 |  | 0 | 02/23/2023 | 8552312 | 03/21/2023
Rheem Sales Company, Inc. | Richmond | 9G40S-36PE2 | Federally-Regulated Consumer Product | LPG |  | 39 |  | 36000 | True |  |  | False | Gas-fired storage | 69 |  | 75 | 26 | 16962066 | Medium | 0.65 |  |  | 02/23/2023 | 4644901 | 03/21/2023
Rheem Sales Company, Inc. | Richmond | 6G50PV-38FN* | Federally-Regulated Consumer Product | Natural gas |  | 48 |  | 38000 | True |  |  | False | Gas-fired storage | 86 |  | 77 | 80 | 24619352 | High | 0.68 |  |  | 02/23/2023 | 205406734 | 03/21/2023
Rheem Sales Company, Inc. | Sure Comfort | 3G40-36F3 | Federally-Regulated Consumer Product | Natural gas |  | 38 |  | 36000 | True |  |  | False | Gas-fired storage | 64 |  | 74 | 0 | 19108631 | Medium | 0.58 |  |  | 02/23/2023 | 8086844 | 03/21/2023
Rheem Sales Company, Inc. | Marathon | MRG105245-RU | Federally-Regulated Consumer Product | Electric resistance |  | 101 |  | 4.5 | False |  |  | True | Grid-enabled | 83 |  | 98 | 1602 |  | High | 0.9 |  |  | 08/23/2022 | 207826043 | 03/21/2023
Rheem Sales Company, Inc. | Marathon | MRG105238-RU | Federally-Regulated Consumer Product | Electric resistance |  | 101 |  | 3.8 | False |  |  | True | Grid-enabled | 83 |  | 98 | 1602 |  | High | 0.9 |  |  | 08/23/2022 | 207826042 | 03/21/2023
Rheem Sales Company, Inc. | RHEEM/RUUD | GPDV50-65 | Federally-Regulated Consumer Product | Natural gas |  | 48 |  | 65000 | True |  |  | False | Gas-fired storage | 111 |  | 72 | 75 | 25785288 | High | 0.65 |  |  | 02/23/2023 | 5586487 | 03/21/2023
Rheem Sales Company, Inc. | RHEEM/RUUD | GPDV50-65LP | Federally-Regulated Consumer Product | LPG |  | 48 |  | 47000 | True |  |  | False | Gas-fired storage | 81 |  | 72 | 113 | 25655632 | High | 0.65 |  |  | 08/23/2022 | 2111713 | 03/21/2023
Rheem Sales Company, Inc. | RHEEM/ECOSENSE | ECO180DVLN3-1 | Federally-Regulated Consumer Product | Natural gas |  | 0 |  | 180000 |  |  |  | False | Instantaneous gas-fired |  | 4.5 | 84 | 31 | 20536633 | High | 0.82 |  | 0 | 02/23/2023 | 8552255 | 03/21/2023
Rheem Sales Company, Inc. | Rheem | PRO+G38-40N RH69 PD | Federally-Regulated Consumer Product | Natural gas |  | 37 |  | 40000 | True |  |  | False | Gas-fired storage | 71 |  | 76 | 104 | 16437585 | Medium | 0.66 |  |  | 02/28/2023 | 6528348 | 03/21/2023
Rheem Sales Company, Inc. | Rheem | PRO+G55-45P RH59 | Federally-Regulated Consumer Product | LPG |  | 55 |  | 45000 | True |  |  | False | Gas-fired storage | 91 |  | 75 | 0 | 27301246 | High | 0.62 |  |  | 02/23/2023 | 8077756 | 03/21/2023
Rheem Sales Company, Inc. | Rheem | PROG30-32N RH63 MH * | Federally-Regulated Consumer Product | Natural gas |  | 28 |  | 32000 | True |  |  | True | Gas-fired storage | 52 |  | 75 | 0 | 18471676 | Medium | 0.6 |  |  | 02/23/2023 | 8087963 | 03/21/2023
Rheem Sales Company, Inc. | Rheem | 24IR30DV1 | Federally-Regulated Consumer Product | Natural gas |  | 29 |  | 30000 | True |  |  | True | Gas-fired storage | 46 |  | 78 | 0 | 13433946 | Low | 0.57 |  |  | 02/23/2023 | 8068481 | 03/21/2023
Rheem Sales Company, Inc. | Rheem | XG30S06EC30U1 | Federally-Regulated Consumer Product | Natural gas |  | 29 |  | 30000 | True |  |  | False | Gas-fired storage | 55 |  | 78 | 0 | 18471676 | Medium | 0.6 |  |  | 02/23/2023 | 8065174 | 03/21/2023
Rheem Sales Company, Inc. | Rheem | RHE50P | Federally-Regulated Consumer Product | LPG |  | 46 |  | 36000 | True |  |  | False | Gas-fired storage | 87 |  | 89 | 258 | 20278170 | High | 0.8 |  |  | 02/23/2023 | 5609874 | 03/21/2023
Rheem Sales Company, Inc. | Rheem | XG29T06EC32U1 * | Federally-Regulated Consumer Product | Natural gas |  | 28 |  | 32000 | True |  |  | True | Gas-fired storage | 62 |  | 75 | 0 | 18471676 | Medium | 0.6 |  |  | 02/23/2023 | 8087966 | 03/21/2023
Rheem Sales Company, Inc. | Rheem | PRO+G40S-40N RH67 PD | Federally-Regulated Consumer Product | Natural gas |  | 39 |  | 40000 | True |  |  | False | Gas-fired storage | 69 |  | 75 | 26 | 16962066 | Medium | 0.65 |  |  | 02/23/2023 | 8235746 | 03/21/2023
Rheem Sales Company, Inc. | Rheem | PROG50S-36N RH67 PV | Federally-Regulated Consumer Product | Natural gas |  | 48 |  | 36000 | True |  |  | False | Gas-fired storage | 78 |  | 79 | 86 | 23887672 | High | 0.7 |  |  | 02/23/2023 | 6521078 | 03/21/2023
Rheem Sales Company, Inc. | Rheem | PH2R50-40F3 | Federally-Regulated Consumer Product | Natural gas |  | 48 |  | 40000 | True |  |  | False | Gas-fired storage | 76 |  | 81 | 0 | 26041188 | High | 0.65 |  |  | 02/23/2023 | 8315126 | 03/21/2023
Rheem Sales Company, Inc. | Rheem | PRO+G50S-36P RH67 PD | Federally-Regulated Consumer Product | LPG |  | 48 |  | 36000 | True |  |  | False | Gas-fired storage | 78 |  | 77 | 93 | 24214238 | High | 0.69 |  |  | 02/23/2023 | 6528551 | 03/21/2023
Rheem Sales Company, Inc. | Rheem | PROG40-36U RH67 PV* | Federally-Regulated Consumer Product | Natural gas |  | 39 |  | 36000 | True |  |  | False | Gas-fired storage | 67 |  | 74 | 61 | 17109064 | Medium | 0.64 |  |  | 02/23/2023 | 205363522 | 03/21/2023
Rheem Sales Company, Inc. | Rheem | XP40S12DM36U0 | Federally-Regulated Consumer Product | LPG |  | 39 |  | 36000 | True |  |  | False | Gas-fired storage | 69 |  | 75 | 26 | 16962066 | Medium | 0.65 |  |  | 02/23/2023 | 7002034 | 03/21/2023
Rheem Sales Company, Inc. | Rheem | PROG40S-32P RH67 PV | Federally-Regulated Consumer Product | LPG |  | 39 |  | 32400 | True |  |  | False | Gas-fired storage | 66 |  | 74 | 61 | 16842646 | Medium | 0.65 |  |  | 02/23/2023 | 6518273 | 03/21/2023
Rheem Sales Company, Inc. | Rheem | PROG40-36P RH62 | Federally-Regulated Consumer Product | LPG |  | 38 |  | 36000 | True |  |  | False | Gas-fired storage | 84 |  | 80 | 0 | 25646625 | High | 0.66 |  |  | 02/23/2023 | 8225015 | 03/21/2023
Rheem Sales Company, Inc. | Rheem | PROG50-42P RH67 PV | Federally-Regulated Consumer Product | LPG |  | 48 |  | 42000 | True |  |  | False | Gas-fired storage | 78 |  | 75 | 291 | 23899420 | High | 0.68 |  |  | 02/23/2023 | 6518278 | 03/21/2023
Rheem Sales Company, Inc. | Rheem | XG29T12XR60U0 | Federally-Regulated Consumer Product | Natural gas |  | 28 |  | 60000 | True |  |  | False | Gas-fired storage | 93 |  | 78 | 33 | 23727929 | High | 0.71 |  |  | 08/23/2022 | 7532775 | 03/21/2023
Rheem Sales Company, Inc. | Rheem | PRO+G50-40N RH67 PD | Federally-Regulated Consumer Product | Natural gas |  | 48 |  | 40000 | True |  |  | False | Gas-fired storage | 79 |  | 77 | 22 | 24456490 | High | 0.69 |  |  | 02/23/2023 | 6528444 | 03/21/2023
Rheem Sales Company, Inc. | Rheem | PRO+G50-38U RH67 PD* | Federally-Regulated Consumer Product | Natural gas |  | 48 |  | 38000 | True |  |  | False | Gas-fired storage | 86 |  | 78 | 19 | 24827484 | High | 0.68 |  |  | 02/23/2023 | 205363520 | 03/21/2023
Rheem Sales Company, Inc. | Rheem | PRO+G50-40N RH62 | Federally-Regulated Consumer Product | Natural gas |  | 48 |  | 40000 | True |  |  | False | Gas-fired storage | 76 |  | 81 | 0 | 26041188 | High | 0.65 |  |  | 02/23/2023 | 8225023 | 03/21/2023
Rheem Sales Company, Inc. | Rheem | XG40T12DM40U0 | Federally-Regulated Consumer Product | Natural gas |  | 37 |  | 40000 | True |  |  | False | Gas-fired storage | 71 |  | 76 | 104 | 16437585 | Medium | 0.66 |  |  | 02/28/2023 | 7002042 | 03/21/2023
Rheem Sales Company, Inc. | Rheem | PROG50-42P RH PV AX | Federally-Regulated Consumer Product | LPG |  | 48 |  | 42000 | True |  |  | False | Gas-fired storage | 78 |  | 75 | 291 | 23899420 | High | 0.68 |  |  | 02/23/2023 | 209403951 | 03/21/2023
Rheem Sales Company, Inc. | Rheem | 24I30FT1 * | Federally-Regulated Consumer Product | Natural gas |  | 28 |  | 32000 | True |  |  | True | Gas-fired storage | 52 |  | 75 | 0 | 18471676 | Medium | 0.6 |  |  | 02/23/2023 | 8170603 | 03/21/2023
Rheem Sales Company, Inc. | Rheem | PRO+G40S-36P RH67 PD | Federally-Regulated Consumer Product | LPG |  | 39 |  | 36000 | True |  |  | False | Gas-fired storage | 69 |  | 75 | 26 | 16962066 | Medium | 0.65 |  |  | 02/23/2023 | 8235748 | 03/21/2023
Rheem Sales Company, Inc. | Rheem | XG50T12DU38U* | Federally-Regulated Consumer Product | Natural gas |  | 48 |  | 38000 | True |  |  | False | Gas-fired storage | 86 |  | 78 | 19 | 24827484 | High | 0.68 |  |  | 02/23/2023 | 205400778 | 03/21/2023
Rheem Sales Company, Inc. | Rheem | PROG50-42N RH PV AX | Federally-Regulated Consumer Product | Natural gas |  | 48 |  | 42000 | True |  |  | False | Gas-fired storage | 78 |  | 75 | 291 | 23899420 | High | 0.68 |  |  | 02/23/2023 | 209403950 | 03/21/2023
Rheem Sales Company, Inc. | Rheem | PROG40-34N RH62 MH | Federally-Regulated Consumer Product | Natural gas |  | 38 |  | 34000 | True |  |  | True | Gas-fired storage | 57 |  | 75 | 0 | 18784755 | Medium | 0.59 |  |  | 02/23/2023 | 8077634 | 03/21/2023
Rheem Sales Company, Inc. | Rheem | PRO+G55-50N RH59 | Federally-Regulated Consumer Product | Natural gas |  | 55 |  | 50000 | True |  |  | False | Gas-fired storage | 91 |  | 75 | 0 | 27301246 | High | 0.62 |  |  | 02/23/2023 | 8077755 | 03/21/2023
Rheem Sales Company, Inc. | Rheem | XP40T12DM36U0 | Federally-Regulated Consumer Product | LPG |  | 37 |  | 36000 | True |  |  | False | Gas-fired storage | 64 |  | 77 | 25 | 16213238 | Medium | 0.68 |  |  | 02/28/2023 | 7002032 | 03/21/2023
Rheem Sales Company, Inc. | Rheem | XG50T06PV42U0 | Federally-Regulated Consumer Product | Natural gas |  | 48 |  | 42000 | True |  |  | False | Gas-fired storage | 78 |  | 75 | 291 | 23899420 | High | 0.68 |  |  | 02/23/2023 | 7002040 | 03/21/2023
Rheem Sales Company, Inc. | Rheem | XG30T06MD30U1 | Federally-Regulated Consumer Product | Natural gas |  | 29 |  | 30000 | True |  |  | True | Gas-fired storage | 46 |  | 78 | 0 | 13433946 | Low | 0.57 |  |  | 02/23/2023 | 8068483 | 03/21/2023
Rheem Sales Company, Inc. | Rheem | PROG50-42N RH67 PV | Federally-Regulated Consumer Product | Natural gas |  | 48 |  | 42000 | True |  |  | False | Gas-fired storage | 78 |  | 75 | 291 | 23899420 | High | 0.68 |  |  | 02/23/2023 | 6518277 | 03/21/2023
Rheem Sales Company, Inc. | Rheem | XG40T06PV40U0 | Federally-Regulated Consumer Product | Natural gas |  | 38 |  | 40000 | True |  |  | False | Gas-fired storage | 86 |  | 79 | 198 | 23855978 | High | 0.69 |  |  | 02/23/2023 | 7002038 | 03/21/2023
Rheem Sales Company, Inc. | Rheem | XG40T06EC36U1 | Federally-Regulated Consumer Product | Natural gas |  | 38 |  | 36000 | True |  |  | False | Gas-fired storage | 68 |  | 77 | 0 | 19108631 | Medium | 0.58 |  |  | 02/23/2023 | 8068177 | 03/21/2023
Rheem Sales Company, Inc. | Rheem | XG29T06MH32U1 * | Federally-Regulated Consumer Product | Natural gas |  | 28 |  | 32000 | True |  |  | True | Gas-fired storage | 52 |  | 75 | 0 | 18471676 | Medium | 0.6 |  |  | 02/23/2023 | 8107298 | 03/21/2023
Rheem Sales Company, Inc. | Rheem | XP50T06PVX42U0 | Federally-Regulated Consumer Product | LPG |  | 48 |  | 42000 | True |  |  | False | Gas-fired storage | 78 |  | 75 | 291 | 23899420 | High | 0.68 |  |  | 02/23/2023 | 209403953 | 03/21/2023
Rheem Sales Company, Inc. | Rheem | PROG40-36P RH67 PV | Federally-Regulated Consumer Product | LPG |  | 38 |  | 36000 | True |  |  | False | Gas-fired storage | 71 |  | 79 | 219 | 15551310 | Medium | 0.68 |  |  | 02/23/2023 | 6518269 | 03/21/2023
Rheem Sales Company, Inc. | Rheem | 24IR40DV1 | Federally-Regulated Consumer Product | Natural gas |  | 38 |  | 30000 | True |  |  | True | Gas-fired storage | 58 |  | 80 | 0 | 18784755 | Medium | 0.59 |  |  | 02/23/2023 | 8068485 | 03/21/2023
Rheem Sales Company, Inc. | Rheem | PROG50-38U RH67 PV* | Federally-Regulated Consumer Product | Natural gas |  | 48 |  | 38000 | True |  |  | False | Gas-fired storage | 86 |  | 77 | 80 | 24619352 | High | 0.68 |  |  | 02/23/2023 | 205363523 | 03/21/2023
Rheem Sales Company, Inc. | Rheem | 24I40FT1 | Federally-Regulated Consumer Product | Natural gas |  | 38 |  | 34000 | True |  |  | True | Gas-fired storage | 57 |  | 75 | 0 | 18784755 | Medium | 0.59 |  |  | 02/23/2023 | 8170604 | 03/21/2023
Rheem Sales Company, Inc. | Rheem | PROG30S-30N RH63 | Federally-Regulated Consumer Product | Natural gas |  | 29 |  | 30000 | True |  |  | False | Gas-fired storage | 51 |  | 75 | 0 | 18471676 | Medium | 0.6 |  |  | 02/23/2023 | 8086838 | 03/21/2023
Rheem Sales Company, Inc. | Rheem | XP40T06PV36U0 | Federally-Regulated Consumer Product | LPG |  | 38 |  | 36000 | True |  |  | False | Gas-fired storage | 71 |  | 79 | 219 | 15551310 | Medium | 0.68 |  |  | 02/23/2023 | 7002039 | 03/21/2023
Rheem Sales Company, Inc. | Rheem | PRO+G40-36P RH62 | Federally-Regulated Consumer Product | LPG |  | 38 |  | 36000 | True |  |  | False | Gas-fired storage | 84 |  | 80 | 0 | 25646625 | High | 0.66 |  |  | 02/23/2023 | 8225016 | 03/21/2023
Rheem Sales Company, Inc. | Rheem | PRO+G40-38U RH67 PD* | Federally-Regulated Consumer Product | Natural gas |  | 38 |  | 38000 | True |  |  | False | Gas-fired storage | 67 |  | 75 | 12 | 17276252 | Medium | 0.64 |  |  | 02/23/2023 | 205363521 | 03/21/2023
Rheem Sales Company, Inc. | Rheem | PROPG50-40N RH67 PD* | Federally-Regulated Consumer Product | Natural gas |  | 48 |  | 40000 | True |  |  | False | Gas-fired storage | 79 |  | 77 | 22 | 24456490 | High | 0.69 |  |  | 02/23/2023 | 206900648 | 03/21/2023
Rheem Sales Company, Inc. | Rheem | XP50S12DM36U0 | Federally-Regulated Consumer Product | LPG |  | 48 |  | 36000 | True |  |  | False | Gas-fired storage | 78 |  | 77 | 93 | 24214238 | High | 0.69 |  |  | 02/23/2023 | 7002037 | 03/21/2023
Rheem Sales Company, Inc. | Rheem | PROG40-30N RH62 MH DV | Federally-Regulated Consumer Product | Natural gas |  | 38 |  | 30000 | True |  |  | True | Gas-fired storage | 58 |  | 80 | 0 | 18784755 | Medium | 0.59 |  |  | 02/23/2023 | 8068486 | 03/21/2023
Rheem Sales Company, Inc. | Rheem | PROPG38-36P RH69 PD* | Federally-Regulated Consumer Product | LPG |  | 37 |  | 36000 | True |  |  | False | Gas-fired storage | 64 |  | 77 | 25 | 16213238 | Medium | 0.68 |  |  | 02/28/2023 | 206900645 | 03/21/2023
Rheem Sales Company, Inc. | Rheem | RHE40S | Federally-Regulated Consumer Product | Natural gas |  | 37 |  | 40000 | True |  |  | False | Gas-fired storage | 87 |  | 92 | 219 | 19646474 | High | 0.83 |  |  | 02/23/2023 | 5609871 | 03/21/2023
Rheem Sales Company, Inc. | Rheem | PROPG50-38U RH67 PD* | Federally-Regulated Consumer Product | Natural gas |  | 48 |  | 38000 | True |  |  | False | Gas-fired storage | 86 |  | 78 | 19 | 24827484 | High | 0.68 |  |  | 02/23/2023 | 205400777 | 03/21/2023
Rheem Sales Company, Inc. | Rheem | PRO+G50S-40N RH67 PD | Federally-Regulated Consumer Product | Natural gas |  | 48 |  | 40000 | True |  |  | False | Gas-fired storage | 78 |  | 77 | 93 | 24214238 | High | 0.69 |  |  | 02/23/2023 | 6528550 | 03/21/2023
Rheem Sales Company, Inc. | Rheem | PRO+G50-36P RH62 | Federally-Regulated Consumer Product | LPG |  | 48 |  | 36000 | True |  |  | False | Gas-fired storage | 76 |  | 81 | 0 | 26041188 | High | 0.65 |  |  | 02/23/2023 | 8225028 | 03/21/2023
Rheem Sales Company, Inc. | Rheem | 42XR40-40F3 | Federally-Regulated Consumer Product | Natural gas |  | 38 |  | 40000 | True |  |  | False | Gas-fired storage | 84 |  | 80 | 0 | 25646625 | High | 0.66 |  |  | 02/23/2023 | 8315121 | 03/21/2023
Rheem Sales Company, Inc. | Rheem | PROG40-38N RH62 | Federally-Regulated Consumer Product | Natural gas |  | 38 |  | 38000 | True |  |  | False | Gas-fired storage | 64 |  | 74 | 0 | 19108631 | Medium | 0.58 |  |  | 02/23/2023 | 8077750 | 03/21/2023
Rheem Sales Company, Inc. | Rheem | PDV50 | Federally-Regulated Consumer Product | Natural gas |  | 47 |  | 40000 | True |  |  | False | Gas-fired storage | 82 |  | 81 | 93 | 24214238 | High | 0.69 |  |  | 02/23/2023 | 2111826 | 03/21/2023
Rheem Sales Company, Inc. | Rheem | XG40T06MH34U1 | Federally-Regulated Consumer Product | Natural gas |  | 38 |  | 34000 | True |  |  | True | Gas-fired storage | 57 |  | 75 | 0 | 18784755 | Medium | 0.59 |  |  | 02/23/2023 | 8077636 | 03/21/2023
Rheem Sales Company, Inc. | Rheem | XP50T06PV42U0 | Federally-Regulated Consumer Product | LPG |  | 48 |  | 42000 | True |  |  | False | Gas-fired storage | 78 |  | 75 | 291 | 23899420 | High | 0.68 |  |  | 02/23/2023 | 7002041 | 03/21/2023
Rheem Sales Company, Inc. | Rheem | XG50T12DM40U0 | Federally-Regulated Consumer Product | Natural gas |  | 48 |  | 40000 | True |  |  | False | Gas-fired storage | 79 |  | 77 | 22 | 24456490 | High | 0.69 |  |  | 02/23/2023 | 7002043 | 03/21/2023
Rheem Sales Company, Inc. | Rheem | PRO+G50-36P RH67 PD | Federally-Regulated Consumer Product | LPG |  | 48 |  | 36000 | True |  |  | False | Gas-fired storage | 79 |  | 77 | 22 | 24456490 | High | 0.69 |  |  | 02/23/2023 | 6528459 | 03/21/2023
Rheem Sales Company, Inc. | Rheem | XG40S12DM40U0 | Federally-Regulated Consumer Product | Natural gas |  | 39 |  | 40000 | True |  |  | False | Gas-fired storage | 69 |  | 75 | 26 | 16962066 | Medium | 0.65 |  |  | 02/23/2023 | 7002033 | 03/21/2023
Rheem Sales Company, Inc. | Rheem | RHE40SP | Federally-Regulated Consumer Product | LPG |  | 37 |  | 36000 | True |  |  | False | Gas-fired storage | 68 |  | 87 | 181 | 14159769 | Medium | 0.75 |  |  | 02/23/2023 | 5609872 | 03/21/2023
Rheem Sales Company, Inc. | Rheem | 24X40F2 | Federally-Regulated Consumer Product | Natural gas |  | 38 |  | 38000 | True |  |  | False | Gas-fired storage | 64 |  | 74 | 0 | 19108631 | Medium | 0.58 |  |  | 02/23/2023 | 8170651 | 03/21/2023
Rheem Sales Company, Inc. | Rheem | PROG30-30N RH63 MH DV | Federally-Regulated Consumer Product | Natural gas |  | 29 |  | 30000 | True |  |  | True | Gas-fired storage | 46 |  | 78 | 0 | 13433946 | Low | 0.57 |  |  | 02/23/2023 | 8068482 | 03/21/2023
Rheem Sales Company, Inc. | Rheem | PRO+G29-60N RH70 ID | Federally-Regulated Consumer Product | Natural gas |  | 28 |  | 60000 | True |  |  | False | Gas-fired storage | 93 |  | 78 | 123 | 23420849 | High | 0.71 |  |  | 02/23/2023 | 6528345 | 03/21/2023
Rheem Sales Company, Inc. | Rheem | PROPG38-40N RH69 PD* | Federally-Regulated Consumer Product | Natural gas |  | 37 |  | 40000 | True |  |  | False | Gas-fired storage | 71 |  | 76 | 104 | 16437585 | Medium | 0.66 |  |  | 02/28/2023 | 206900644 | 03/21/2023
Rheem Sales Company, Inc. | Rheem | PROG40S-36N RH67 PV | Federally-Regulated Consumer Product | Natural gas |  | 39 |  | 36000 | True |  |  | False | Gas-fired storage | 66 |  | 74 | 61 | 16842646 | Medium | 0.65 |  |  | 02/23/2023 | 6518272 | 03/21/2023
Rheem Sales Company, Inc. | Rheem | PRO+G50-47P RH62 PDV | Federally-Regulated Consumer Product | LPG |  | 48 |  | 47000 | True |  |  | False | Gas-fired storage | 81 |  | 72 | 113 | 25655632 | High | 0.65 |  |  | 08/23/2022 | 6528553 | 03/21/2023
Rheem Sales Company, Inc. | Rheem | RHE50 | Federally-Regulated Consumer Product | Natural gas |  | 46 |  | 40000 | True |  |  | False | Gas-fired storage | 87 |  | 89 | 258 | 20278170 | High | 0.8 |  |  | 02/23/2023 | 5609873 | 03/21/2023
Rheem Sales Company, Inc. | Rheem | PROG50-40N RH67 PDV | Federally-Regulated Consumer Product | Natural gas |  | 47 |  | 40000 | True |  |  | False | Gas-fired storage | 82 |  | 81 | 93 | 24214238 | High | 0.69 |  |  | 02/23/2023 | 6521084 | 03/21/2023
Rheem Sales Company, Inc. | Rheem | XP50T12DM36U0 | Federally-Regulated Consumer Product | LPG |  | 48 |  | 36000 | True |  |  | False | Gas-fired storage | 79 |  | 77 | 22 | 24456490 | High | 0.69 |  |  | 02/23/2023 | 7002036 | 03/21/2023
Rheem Sales Company, Inc. | Rheem | PROPG50-36P RH67 PD* | Federally-Regulated Consumer Product | LPG |  | 48 |  | 36000 | True |  |  | False | Gas-fired storage | 79 |  | 77 | 22 | 24456490 | High | 0.69 |  |  | 02/23/2023 | 206900649 | 03/21/2023
Rheem Sales Company, Inc. | Rheem | PROG50S-32P RH67 PV | Federally-Regulated Consumer Product | LPG |  | 48 |  | 32400 | True |  |  | False | Gas-fired storage | 78 |  | 79 | 86 | 23887672 | High | 0.7 |  |  | 02/23/2023 | 6521079 | 03/21/2023
Rheem Sales Company, Inc. | Rheem | XG40T06MD30U1 | Federally-Regulated Consumer Product | Natural gas |  | 38 |  | 30000 | True |  |  | True | Gas-fired storage | 58 |  | 80 | 0 | 18784755 | Medium | 0.59 |  |  | 02/23/2023 | 8068487 | 03/21/2023
Rheem Sales Company, Inc. | Rheem | 42XR50-40F3 | Federally-Regulated Consumer Product | Natural gas |  | 48 |  | 40000 | True |  |  | False | Gas-fired storage | 76 |  | 81 | 0 | 26041188 | High | 0.65 |  |  | 02/23/2023 | 8315131 | 03/21/2023
Rheem Sales Company, Inc. | Rheem | PROG50-40P RH67 PDV | Federally-Regulated Consumer Product | LPG |  | 47 |  | 40000 | True |  |  | False | Gas-fired storage | 82 |  | 81 | 93 | 24214238 | High | 0.69 |  |  | 02/23/2023 | 6521085 | 03/21/2023
Rheem Sales Company, Inc. | Rheem | PRO+G38-36P RH69 PD | Federally-Regulated Consumer Product | LPG |  | 37 |  | 36000 | True |  |  | False | Gas-fired storage | 64 |  | 77 | 25 | 16213238 | Medium | 0.68 |  |  | 02/28/2023 | 6539852 | 03/21/2023
Rheem Sales Company, Inc. | Rheem | PRO+G50-65N RH62 PDV | Federally-Regulated Consumer Product | Natural gas |  | 48 |  | 65000 | True |  |  | False | Gas-fired storage | 111 |  | 72 | 75 | 25785288 | High | 0.65 |  |  | 02/23/2023 | 6528552 | 03/21/2023
Rheem Sales Company, Inc. | Rheem | XG50T06PVX42U0 | Federally-Regulated Consumer Product | Natural gas |  | 48 |  | 42000 | True |  |  | False | Gas-fired storage | 78 |  | 75 | 291 | 23899420 | High | 0.68 |  |  | 02/23/2023 | 209403952 | 03/21/2023
Rheem Sales Company, Inc. | Rheem | PROG40-40N RH67 PV | Federally-Regulated Consumer Product | Natural gas |  | 38 |  | 40000 | True |  |  | False | Gas-fired storage | 86 |  | 79 | 198 | 23855978 | High | 0.69 |  |  | 02/23/2023 | 6518268 | 03/21/2023
Rheem Sales Company, Inc. | EcoSense | ECORHE50 | Federally-Regulated Consumer Product | Natural gas |  | 46 |  | 40000 | True |  |  | False | Gas-fired storage | 87 |  | 89 | 258 | 20278170 | High | 0.8 |  |  | 02/23/2023 | 5609877 | 03/21/2023
Rheem Sales Company, Inc. | EcoSense | ECORHE40SP | Federally-Regulated Consumer Product | LPG |  | 37 |  | 36000 | True |  |  | False | Gas-fired storage | 68 |  | 87 | 181 | 14159769 | Medium | 0.75 |  |  | 02/23/2023 | 5609876 | 03/21/2023
Rheem Sales Company, Inc. | EcoSense | 43V30-60RE12 * | Federally-Regulated Consumer Product | Natural gas |  | 28 |  | 60000 | True |  |  | False | Gas-fired storage | 93 |  | 78 | 33 | 23727929 | High | 0.71 |  |  | 02/23/2023 | 10595514 | 03/21/2023
Rheem Sales Company, Inc. | EcoSense | ECORHE50P | Federally-Regulated Consumer Product | LPG |  | 46 |  | 36000 | True |  |  | False | Gas-fired storage | 87 |  | 89 | 258 | 20278170 | High | 0.8 |  |  | 02/23/2023 | 5609878 | 03/21/2023
Rheem Sales Company, Inc. | EcoSense | 43V30-60RE6 * | Federally-Regulated Consumer Product | Natural gas |  | 28 |  | 60000 | True |  |  | False | Gas-fired storage | 93 |  | 78 | 33 | 23727929 | High | 0.71 |  |  | 02/23/2023 | 10595513 | 03/21/2023
Rheem Sales Company, Inc. | Rheem | PRO+G38-40N RH69 PD | Federally-Regulated Consumer Product | Natural gas |  | 37 |  | 40000 | True |  |  | False | Gas-fired storage | 70 |  | 76 | 25 | 16707133 | Medium | 0.66 |  |  | 03/21/2023 | 6528348 | 03/21/2023
Rheem Sales Company, Inc. | Rheem | PRO+G55-45P RH59 | Federally-Regulated Consumer Product | LPG |  | 55 |  | 45000 | True |  |  | False | Gas-fired storage | 91 |  | 75 | 0 | 27301246 | High | 0.62 |  |  | 03/21/2023 | 8077756 | 03/21/2023
Rheem Sales Company, Inc. | Rheem | PROG30-32N RH63 MH * | Federally-Regulated Consumer Product | Natural gas |  | 28 |  | 32000 | True |  |  | True | Gas-fired storage | 52 |  | 75 | 0 | 18471676 | Medium | 0.6 |  |  | 03/21/2023 | 8087963 | 03/21/2023
Rheem Sales Company, Inc. | Rheem | 24IR30DV1 | Federally-Regulated Consumer Product | Natural gas |  | 29 |  | 30000 | True |  |  | True | Gas-fired storage | 46 |  | 78 | 0 | 13433946 | Low | 0.57 |  |  | 03/21/2023 | 8068481 | 03/21/2023
Rheem Sales Company, Inc. | Rheem | XG30S06EC30U1 | Federally-Regulated Consumer Product | Natural gas |  | 29 |  | 30000 | True |  |  | False | Gas-fired storage | 55 |  | 78 | 0 | 18471676 | Medium | 0.6 |  |  | 03/21/2023 | 8065174 | 03/21/2023
Rheem Sales Company, Inc. | Rheem | RHE50P | Federally-Regulated Consumer Product | LPG |  | 46 |  | 36000 | True |  |  | False | Gas-fired storage | 87 |  | 89 | 76 | 20899154 | High | 0.8 |  |  | 03/21/2023 | 5609874 | 03/21/2023
Rheem Sales Company, Inc. | Rheem | XG29T06EC32U1 * | Federally-Regulated Consumer Product | Natural gas |  | 28 |  | 32000 | True |  |  | True | Gas-fired storage | 62 |  | 75 | 0 | 18471676 | Medium | 0.6 |  |  | 03/21/2023 | 8087966 | 03/21/2023
Rheem Sales Company, Inc. | Rheem | PRO+G40S-40N RH67 PD | Federally-Regulated Consumer Product | Natural gas |  | 39 |  | 40000 | True |  |  | False | Gas-fired storage | 69 |  | 75 | 20 | 16982538 | Medium | 0.65 |  |  | 03/21/2023 | 8235746 | 03/21/2023
Rheem Sales Company, Inc. | Rheem | PROG50S-36N RH67 PV | Federally-Regulated Consumer Product | Natural gas |  | 48 |  | 36000 | True |  |  | False | Gas-fired storage | 78 |  | 79 | 86 | 23887672 | High | 0.7 |  |  | 03/21/2023 | 6521078 | 03/21/2023
Rheem Sales Company, Inc. | Rheem | PH2R50-40F3 | Federally-Regulated Consumer Product | Natural gas |  | 48 |  | 40000 | True |  |  | False | Gas-fired storage | 76 |  | 81 | 0 | 26041188 | High | 0.65 |  |  | 03/21/2023 | 8315126 | 03/21/2023
Rheem Sales Company, Inc. | Rheem | PRO+G50S-36P RH67 PD | Federally-Regulated Consumer Product | LPG |  | 48 |  | 36000 | True |  |  | False | Gas-fired storage | 78 |  | 77 | 27 | 24439430 | High | 0.69 |  |  | 03/21/2023 | 6528551 | 03/21/2023
Rheem Sales Company, Inc. | Rheem | PROG40-36U RH67 PV* | Federally-Regulated Consumer Product | Natural gas |  | 39 |  | 36000 | True |  |  | False | Gas-fired storage | 67 |  | 74 | 61 | 17109064 | Medium | 0.64 |  |  | 03/21/2023 | 205363522 | 03/21/2023
Rheem Sales Company, Inc. | Rheem | XP40S12DM36U0 | Federally-Regulated Consumer Product | LPG |  | 39 |  | 36000 | True |  |  | False | Gas-fired storage | 69 |  | 75 | 20 | 16982538 | Medium | 0.65 |  |  | 03/21/2023 | 7002034 | 03/21/2023
Rheem Sales Company, Inc. | Rheem | PROG40S-32P RH67 PV | Federally-Regulated Consumer Product | LPG |  | 39 |  | 32400 | True |  |  | False | Gas-fired storage | 66 |  | 74 | 61 | 16842646 | Medium | 0.65 |  |  | 03/21/2023 | 6518273 | 03/21/2023
Rheem Sales Company, Inc. | Rheem | PROG40-36P RH62 | Federally-Regulated Consumer Product | LPG |  | 38 |  | 36000 | True |  |  | False | Gas-fired storage | 84 |  | 80 | 0 | 25646625 | High | 0.66 |  |  | 03/21/2023 | 8225015 | 03/21/2023
Rheem Sales Company, Inc. | Rheem | PROG50-42P RH67 PV | Federally-Regulated Consumer Product | LPG |  | 48 |  | 42000 | True |  |  | False | Gas-fired storage | 78 |  | 75 | 85 | 24602292 | High | 0.68 |  |  | 03/21/2023 | 6518278 | 03/21/2023
Rheem Sales Company, Inc. | Rheem | XG29T12XR60U0 | Federally-Regulated Consumer Product | Natural gas |  | 28 |  | 60000 | True |  |  | False | Gas-fired storage | 93 |  | 78 | 34 | 23724517 | High | 0.71 |  |  | 03/21/2023 | 7532775 | 03/21/2023
Rheem Sales Company, Inc. | Rheem | PRO+G50-40N RH67 PD | Federally-Regulated Consumer Product | Natural gas |  | 48 |  | 40000 | True |  |  | False | Gas-fired storage | 79 |  | 77 | 22 | 24456490 | High | 0.69 |  |  | 03/21/2023 | 6528444 | 03/21/2023
Rheem Sales Company, Inc. | Rheem | PRO+G50-38U RH67 PD* | Federally-Regulated Consumer Product | Natural gas |  | 48 |  | 38000 | True |  |  | False | Gas-fired storage | 86 |  | 78 | 19 | 24827484 | High | 0.68 |  |  | 03/21/2023 | 205363520 | 03/21/2023
Rheem Sales Company, Inc. | Rheem | PRO+G50-40N RH62 | Federally-Regulated Consumer Product | Natural gas |  | 48 |  | 40000 | True |  |  | False | Gas-fired storage | 76 |  | 81 | 0 | 26041188 | High | 0.65 |  |  | 03/21/2023 | 8225023 | 03/21/2023
Rheem Sales Company, Inc. | Rheem | XG40T12DM40U0 | Federally-Regulated Consumer Product | Natural gas |  | 37 |  | 40000 | True |  |  | False | Gas-fired storage | 70 |  | 76 | 25 | 16707133 | Medium | 0.66 |  |  | 03/21/2023 | 7002042 | 03/21/2023
Rheem Sales Company, Inc. | Rheem | PROG50-42P RH PV AX | Federally-Regulated Consumer Product | LPG |  | 48 |  | 42000 | True |  |  | False | Gas-fired storage | 78 |  | 75 | 85 | 24602292 | High | 0.68 |  |  | 03/21/2023 | 209403951 | 03/21/2023
Rheem Sales Company, Inc. | Rheem | 24I30FT1 * | Federally-Regulated Consumer Product | Natural gas |  | 28 |  | 32000 | True |  |  | True | Gas-fired storage | 52 |  | 75 | 0 | 18471676 | Medium | 0.6 |  |  | 03/21/2023 | 8170603 | 03/21/2023
Rheem Sales Company, Inc. | Rheem | PRO+G40S-36P RH67 PD | Federally-Regulated Consumer Product | LPG |  | 39 |  | 36000 | True |  |  | False | Gas-fired storage | 69 |  | 75 | 20 | 16982538 | Medium | 0.65 |  |  | 03/21/2023 | 8235748 | 03/21/2023
Rheem Sales Company, Inc. | Rheem | XG50T12DU38U* | Federally-Regulated Consumer Product | Natural gas |  | 48 |  | 38000 | True |  |  | False | Gas-fired storage | 86 |  | 78 | 19 | 24827484 | High | 0.68 |  |  | 03/21/2023 | 205400778 | 03/21/2023
Rheem Sales Company, Inc. | Rheem | PROG50-42N RH PV AX | Federally-Regulated Consumer Product | Natural gas |  | 48 |  | 42000 | True |  |  | False | Gas-fired storage | 78 |  | 75 | 85 | 24602292 | High | 0.68 |  |  | 03/21/2023 | 209403950 | 03/21/2023
Rheem Sales Company, Inc. | Rheem | PROG40-34N RH62 MH | Federally-Regulated Consumer Product | Natural gas |  | 38 |  | 34000 | True |  |  | True | Gas-fired storage | 57 |  | 75 | 0 | 18784755 | Medium | 0.59 |  |  | 03/21/2023 | 8077634 | 03/21/2023
Rheem Sales Company, Inc. | Rheem | PRO+G55-50N RH59 | Federally-Regulated Consumer Product | Natural gas |  | 55 |  | 50000 | True |  |  | False | Gas-fired storage | 91 |  | 75 | 0 | 27301246 | High | 0.62 |  |  | 03/21/2023 | 8077755 | 03/21/2023
Rheem Sales Company, Inc. | Rheem | XP40T12DM36U0 | Federally-Regulated Consumer Product | LPG |  | 37 |  | 36000 | True |  |  | False | Gas-fired storage | 66 |  | 77 | 25 | 16213238 | Medium | 0.68 |  |  | 03/21/2023 | 7002032 | 03/21/2023
Rheem Sales Company, Inc. | Rheem | XG50T06PV42U0 | Federally-Regulated Consumer Product | Natural gas |  | 48 |  | 42000 | True |  |  | False | Gas-fired storage | 78 |  | 75 | 85 | 24602292 | High | 0.68 |  |  | 03/21/2023 | 7002040 | 03/21/2023
Rheem Sales Company, Inc. | Rheem | XG30T06MD30U1 | Federally-Regulated Consumer Product | Natural gas |  | 29 |  | 30000 | True |  |  | True | Gas-fired storage | 46 |  | 78 | 0 | 13433946 | Low | 0.57 |  |  | 03/21/2023 | 8068483 | 03/21/2023
Rheem Sales Company, Inc. | Rheem | PROG50-42N RH67 PV | Federally-Regulated Consumer Product | Natural gas |  | 48 |  | 42000 | True |  |  | False | Gas-fired storage | 78 |  | 75 | 85 | 24602292 | High | 0.68 |  |  | 03/21/2023 | 6518277 | 03/21/2023
Rheem Sales Company, Inc. | Rheem | XG40T06PV40U0 | Federally-Regulated Consumer Product | Natural gas |  | 38 |  | 40000 | True |  |  | False | Gas-fired storage | 86 |  | 79 | 92 | 24217650 | High | 0.69 |  |  | 03/21/2023 | 7002038 | 03/21/2023
Rheem Sales Company, Inc. | Rheem | XG40T06EC36U1 | Federally-Regulated Consumer Product | Natural gas |  | 38 |  | 36000 | True |  |  | False | Gas-fired storage | 68 |  | 77 | 0 | 19108631 | Medium | 0.58 |  |  | 03/21/2023 | 8068177 | 03/21/2023
Rheem Sales Company, Inc. | Rheem | XG29T06MH32U1 * | Federally-Regulated Consumer Product | Natural gas |  | 28 |  | 32000 | True |  |  | True | Gas-fired storage | 52 |  | 75 | 0 | 18471676 | Medium | 0.6 |  |  | 03/21/2023 | 8107298 | 03/21/2023
Rheem Sales Company, Inc. | Rheem | XP50T06PVX42U0 | Federally-Regulated Consumer Product | LPG |  | 48 |  | 42000 | True |  |  | False | Gas-fired storage | 78 |  | 75 | 85 | 24602292 | High | 0.68 |  |  | 03/21/2023 | 209403953 | 03/21/2023
Rheem Sales Company, Inc. | Rheem | PROG40-36P RH67 PV | Federally-Regulated Consumer Product | LPG |  | 38 |  | 36000 | True |  |  | False | Gas-fired storage | 71 |  | 79 | 65 | 16076758 | Medium | 0.68 |  |  | 03/21/2023 | 6518269 | 03/21/2023
Rheem Sales Company, Inc. | Rheem | 24IR40DV1 | Federally-Regulated Consumer Product | Natural gas |  | 38 |  | 30000 | True |  |  | True | Gas-fired storage | 58 |  | 80 | 0 | 18784755 | Medium | 0.59 |  |  | 03/21/2023 | 8068485 | 03/21/2023
Rheem Sales Company, Inc. | Rheem | PROG50-38U RH67 PV* | Federally-Regulated Consumer Product | Natural gas |  | 48 |  | 38000 | True |  |  | False | Gas-fired storage | 86 |  | 77 | 80 | 24619352 | High | 0.68 |  |  | 03/21/2023 | 205363523 | 03/21/2023
Rheem Sales Company, Inc. | Rheem | 24I40FT1 | Federally-Regulated Consumer Product | Natural gas |  | 38 |  | 34000 | True |  |  | True | Gas-fired storage | 57 |  | 75 | 0 | 18784755 | Medium | 0.59 |  |  | 03/21/2023 | 8170604 | 03/21/2023
Rheem Sales Company, Inc. | Rheem | PROG30S-30N RH63 | Federally-Regulated Consumer Product | Natural gas |  | 29 |  | 30000 | True |  |  | False | Gas-fired storage | 51 |  | 75 | 0 | 18471676 | Medium | 0.6 |  |  | 03/21/2023 | 8086838 | 03/21/2023
Rheem Sales Company, Inc. | Rheem | XP40T06PV36U0 | Federally-Regulated Consumer Product | LPG |  | 38 |  | 36000 | True |  |  | False | Gas-fired storage | 71 |  | 79 | 65 | 16076758 | Medium | 0.68 |  |  | 03/21/2023 | 7002039 | 03/21/2023
Rheem Sales Company, Inc. | Rheem | PRO+G40-36P RH62 | Federally-Regulated Consumer Product | LPG |  | 38 |  | 36000 | True |  |  | False | Gas-fired storage | 84 |  | 80 | 0 | 25646625 | High | 0.66 |  |  | 03/21/2023 | 8225016 | 03/21/2023
Rheem Sales Company, Inc. | Rheem | PRO+G40-38U RH67 PD* | Federally-Regulated Consumer Product | Natural gas |  | 38 |  | 38000 | True |  |  | False | Gas-fired storage | 67 |  | 75 | 12 | 17276252 | Medium | 0.64 |  |  | 03/21/2023 | 205363521 | 03/21/2023
Rheem Sales Company, Inc. | Rheem | PROPG50-40N RH67 PD* | Federally-Regulated Consumer Product | Natural gas |  | 48 |  | 40000 | True |  |  | False | Gas-fired storage | 79 |  | 77 | 22 | 24456490 | High | 0.69 |  |  | 03/21/2023 | 206900648 | 03/21/2023
Rheem Sales Company, Inc. | Rheem | XP50S12DM36U0 | Federally-Regulated Consumer Product | LPG |  | 48 |  | 36000 | True |  |  | False | Gas-fired storage | 78 |  | 77 | 27 | 24439430 | High | 0.69 |  |  | 03/21/2023 | 7002037 | 03/21/2023
Rheem Sales Company, Inc. | Rheem | PROG40-30N RH62 MH DV | Federally-Regulated Consumer Product | Natural gas |  | 38 |  | 30000 | True |  |  | True | Gas-fired storage | 58 |  | 80 | 0 | 18784755 | Medium | 0.59 |  |  | 03/21/2023 | 8068486 | 03/21/2023
Rheem Sales Company, Inc. | Rheem | PROPG38-36P RH69 PD* | Federally-Regulated Consumer Product | LPG |  | 37 |  | 36000 | True |  |  | False | Gas-fired storage | 66 |  | 77 | 25 | 16213238 | Medium | 0.68 |  |  | 03/21/2023 | 206900645 | 03/21/2023
Rheem Sales Company, Inc. | Rheem | RHE40S | Federally-Regulated Consumer Product | Natural gas |  | 37 |  | 40000 | True |  |  | False | Gas-fired storage | 87 |  | 92 | 64 | 20175334 | High | 0.83 |  |  | 03/21/2023 | 5609871 | 03/21/2023
Rheem Sales Company, Inc. | Rheem | PROPG50-38U RH67 PD* | Federally-Regulated Consumer Product | Natural gas |  | 48 |  | 38000 | True |  |  | False | Gas-fired storage | 86 |  | 78 | 19 | 24827484 | High | 0.68 |  |  | 03/21/2023 | 205400777 | 03/21/2023
Rheem Sales Company, Inc. | Rheem | PRO+G50S-40N RH67 PD | Federally-Regulated Consumer Product | Natural gas |  | 48 |  | 40000 | True |  |  | False | Gas-fired storage | 78 |  | 77 | 27 | 24439430 | High | 0.69 |  |  | 03/21/2023 | 6528550 | 03/21/2023
Rheem Sales Company, Inc. | Rheem | PRO+G50-36P RH62 | Federally-Regulated Consumer Product | LPG |  | 48 |  | 36000 | True |  |  | False | Gas-fired storage | 76 |  | 81 | 0 | 26041188 | High | 0.65 |  |  | 03/21/2023 | 8225028 | 03/21/2023
Rheem Sales Company, Inc. | Rheem | 42XR40-40F3 | Federally-Regulated Consumer Product | Natural gas |  | 38 |  | 40000 | True |  |  | False | Gas-fired storage | 84 |  | 80 | 0 | 25646625 | High | 0.66 |  |  | 03/21/2023 | 8315121 | 03/21/2023
Rheem Sales Company, Inc. | Rheem | PROG40-38N RH62 | Federally-Regulated Consumer Product | Natural gas |  | 38 |  | 38000 | True |  |  | False | Gas-fired storage | 64 |  | 74 | 0 | 19108631 | Medium | 0.58 |  |  | 03/21/2023 | 8077750 | 03/21/2023
Rheem Sales Company, Inc. | Rheem | PDV50 | Federally-Regulated Consumer Product | Natural gas |  | 47 |  | 40000 | True |  |  | False | Gas-fired storage | 82 |  | 81 | 93 | 24214238 | High | 0.69 |  |  | 03/21/2023 | 2111826 | 03/21/2023
Rheem Sales Company, Inc. | Rheem | XG40T06MH34U1 | Federally-Regulated Consumer Product | Natural gas |  | 38 |  | 34000 | True |  |  | True | Gas-fired storage | 57 |  | 75 | 0 | 18784755 | Medium | 0.59 |  |  | 03/21/2023 | 8077636 | 03/21/2023
Rheem Sales Company, Inc. | Rheem | XP50T06PV42U0 | Federally-Regulated Consumer Product | LPG |  | 48 |  | 42000 | True |  |  | False | Gas-fired storage | 78 |  | 75 | 85 | 24602292 | High | 0.68 |  |  | 03/21/2023 | 7002041 | 03/21/2023
Rheem Sales Company, Inc. | Rheem | XG50T12DM40U0 | Federally-Regulated Consumer Product | Natural gas |  | 48 |  | 40000 | True |  |  | False | Gas-fired storage | 79 |  | 77 | 22 | 24456490 | High | 0.69 |  |  | 03/21/2023 | 7002043 | 03/21/2023
Rheem Sales Company, Inc. | Rheem | PRO+G50-36P RH67 PD | Federally-Regulated Consumer Product | LPG |  | 48 |  | 36000 | True |  |  | False | Gas-fired storage | 79 |  | 77 | 22 | 24456490 | High | 0.69 |  |  | 03/21/2023 | 6528459 | 03/21/2023
Rheem Sales Company, Inc. | Rheem | XG40S12DM40U0 | Federally-Regulated Consumer Product | Natural gas |  | 39 |  | 40000 | True |  |  | False | Gas-fired storage | 69 |  | 75 | 20 | 16982538 | Medium | 0.65 |  |  | 03/21/2023 | 7002033 | 03/21/2023
Rheem Sales Company, Inc. | Rheem | RHE40SP | Federally-Regulated Consumer Product | LPG |  | 37 |  | 36000 | True |  |  | False | Gas-fired storage | 68 |  | 87 | 53 | 14596505 | Medium | 0.75 |  |  | 03/21/2023 | 5609872 | 03/21/2023
Rheem Sales Company, Inc. | Rheem | 24X40F2 | Federally-Regulated Consumer Product | Natural gas |  | 38 |  | 38000 | True |  |  | False | Gas-fired storage | 64 |  | 74 | 0 | 19108631 | Medium | 0.58 |  |  | 03/21/2023 | 8170651 | 03/21/2023
Rheem Sales Company, Inc. | Rheem | PROG30-30N RH63 MH DV | Federally-Regulated Consumer Product | Natural gas |  | 29 |  | 30000 | True |  |  | True | Gas-fired storage | 46 |  | 78 | 0 | 13433946 | Low | 0.57 |  |  | 03/21/2023 | 8068482 | 03/21/2023
Rheem Sales Company, Inc. | Rheem | PRO+G29-60N RH70 ID | Federally-Regulated Consumer Product | Natural gas |  | 28 |  | 60000 | True |  |  | False | Gas-fired storage | 93 |  | 78 | 34 | 23724517 | High | 0.71 |  |  | 03/21/2023 | 6528345 | 03/21/2023
Rheem Sales Company, Inc. | Rheem | PROPG38-40N RH69 PD* | Federally-Regulated Consumer Product | Natural gas |  | 37 |  | 40000 | True |  |  | False | Gas-fired storage | 70 |  | 76 | 25 | 16707133 | Medium | 0.66 |  |  | 03/21/2023 | 206900644 | 03/21/2023
Rheem Sales Company, Inc. | Rheem | PROG40S-36N RH67 PV | Federally-Regulated Consumer Product | Natural gas |  | 39 |  | 36000 | True |  |  | False | Gas-fired storage | 66 |  | 74 | 61 | 16842646 | Medium | 0.65 |  |  | 03/21/2023 | 6518272 | 03/21/2023
Rheem Sales Company, Inc. | Rheem | PRO+G50-47P RH62 PDV | Federally-Regulated Consumer Product | LPG |  | 48 |  | 47000 | True |  |  | False | Gas-fired storage | 81 |  | 72 | 111 | 25662456 | High | 0.65 |  |  | 03/21/2023 | 6528553 | 03/21/2023
Rheem Sales Company, Inc. | Rheem | RHE50 | Federally-Regulated Consumer Product | Natural gas |  | 46 |  | 40000 | True |  |  | False | Gas-fired storage | 87 |  | 89 | 76 | 20899154 | High | 0.8 |  |  | 03/21/2023 | 5609873 | 03/21/2023
Rheem Sales Company, Inc. | Rheem | PROG50-40N RH67 PDV | Federally-Regulated Consumer Product | Natural gas |  | 47 |  | 40000 | True |  |  | False | Gas-fired storage | 82 |  | 81 | 93 | 24214238 | High | 0.69 |  |  | 03/21/2023 | 6521084 | 03/21/2023
Rheem Sales Company, Inc. | Rheem | XP50T12DM36U0 | Federally-Regulated Consumer Product | LPG |  | 48 |  | 36000 | True |  |  | False | Gas-fired storage | 79 |  | 77 | 22 | 24456490 | High | 0.69 |  |  | 03/21/2023 | 7002036 | 03/21/2023
Rheem Sales Company, Inc. | Rheem | PROPG50-36P RH67 PD* | Federally-Regulated Consumer Product | LPG |  | 48 |  | 36000 | True |  |  | False | Gas-fired storage | 79 |  | 77 | 22 | 24456490 | High | 0.69 |  |  | 03/21/2023 | 206900649 | 03/21/2023
Rheem Sales Company, Inc. | Rheem | PROG50S-32P RH67 PV | Federally-Regulated Consumer Product | LPG |  | 48 |  | 32400 | True |  |  | False | Gas-fired storage | 78 |  | 79 | 86 | 23887672 | High | 0.7 |  |  | 03/21/2023 | 6521079 | 03/21/2023
Rheem Sales Company, Inc. | Rheem | XG40T06MD30U1 | Federally-Regulated Consumer Product | Natural gas |  | 38 |  | 30000 | True |  |  | True | Gas-fired storage | 58 |  | 80 | 0 | 18784755 | Medium | 0.59 |  |  | 03/21/2023 | 8068487 | 03/21/2023
Rheem Sales Company, Inc. | Rheem | 42XR50-40F3 | Federally-Regulated Consumer Product | Natural gas |  | 48 |  | 40000 | True |  |  | False | Gas-fired storage | 76 |  | 81 | 0 | 26041188 | High | 0.65 |  |  | 03/21/2023 | 8315131 | 03/21/2023
Rheem Sales Company, Inc. | Rheem | PROG50-40P RH67 PDV | Federally-Regulated Consumer Product | LPG |  | 47 |  | 40000 | True |  |  | False | Gas-fired storage | 82 |  | 81 | 93 | 24214238 | High | 0.69 |  |  | 03/21/2023 | 6521085 | 03/21/2023
Rheem Sales Company, Inc. | Rheem | PRO+G38-36P RH69 PD | Federally-Regulated Consumer Product | LPG |  | 37 |  | 36000 | True |  |  | False | Gas-fired storage | 66 |  | 77 | 25 | 16213238 | Medium | 0.68 |  |  | 03/21/2023 | 6539852 | 03/21/2023
Rheem Sales Company, Inc. | Rheem | PRO+G50-65N RH62 PDV | Federally-Regulated Consumer Product | Natural gas |  | 48 |  | 65000 | True |  |  | False | Gas-fired storage | 111 |  | 72 | 75 | 25785288 | High | 0.65 |  |  | 03/21/2023 | 6528552 | 03/21/2023
Rheem Sales Company, Inc. | Rheem | XG50T06PVX42U0 | Federally-Regulated Consumer Product | Natural gas |  | 48 |  | 42000 | True |  |  | False | Gas-fired storage | 78 |  | 75 | 85 | 24602292 | High | 0.68 |  |  | 03/21/2023 | 209403952 | 03/21/2023
Rheem Sales Company, Inc. | Rheem | PROG40-40N RH67 PV | Federally-Regulated Consumer Product | Natural gas |  | 38 |  | 40000 | True |  |  | False | Gas-fired storage | 86 |  | 79 | 92 | 24217650 | High | 0.69 |  |  | 03/21/2023 | 6518268 | 03/21/2023
Rheem Sales Company, Inc. | RHEEM/ECOSENSE | ECO180DVLN3-1 | Federally-Regulated Consumer Product | Natural gas |  | 0 |  | 180000 |  |  |  | False | Instantaneous gas-fired |  | 4.5 | 84 | 31 | 20536633 | High | 0.82 |  | 0 | 03/21/2023 | 8552255 | 03/21/2023
Rheem Sales Company, Inc. | Rheem | ECOH180DVLP-2 | Federally-Regulated Consumer Product | LPG |  | 0 |  | 180000 |  |  |  | False | Instantaneous gas-fired |  | 5.2 | 97 | 34 | 18084822 | High | 0.93 |  | 0 | 03/21/2023 | 202067555 | 03/21/2023
Rheem Sales Company, Inc. | Rheem | CECOH160DVLP-2 | Federally-Regulated Consumer Product | LPG |  | 0 |  | 157000 |  |  |  | False | Instantaneous gas-fired |  | 4.6 | 97 | 34 | 18084822 | High | 0.93 |  | 0 | 03/21/2023 | 202067520 | 03/21/2023
Rheem Sales Company, Inc. | Rheem | XG50T06PN38U* | Federally-Regulated Consumer Product | Natural gas |  | 48 |  | 38000 | True |  |  | False | Gas-fired storage | 86 |  | 77 | 80 | 24619352 | High | 0.68 |  |  | 03/21/2023 | 205406733 | 03/21/2023
Rheem Sales Company, Inc. | Rheem | XG40T12DU38U* | Federally-Regulated Consumer Product | Natural gas |  | 38 |  | 38000 | True |  |  | False | Gas-fired storage | 67 |  | 75 | 12 | 17276252 | Medium | 0.64 |  |  | 03/21/2023 | 205400786 | 03/21/2023
Rheem Sales Company, Inc. | Rheem | ECOH160DVLP-2 | Federally-Regulated Consumer Product | LPG |  | 0 |  | 157000 |  |  |  | False | Instantaneous gas-fired |  | 4.6 | 97 | 34 | 18084822 | High | 0.93 |  | 0 | 03/21/2023 | 202067526 | 03/21/2023
Rheem Sales Company, Inc. | Rheem | ECOH160DVLN-2 | Federally-Regulated Consumer Product | Natural gas |  | 0 |  | 157000 |  |  |  | False | Instantaneous gas-fired |  | 4.6 | 97 | 34 | 18084822 | High | 0.93 |  | 0 | 03/21/2023 | 202067525 | 03/21/2023
Rheem Sales Company, Inc. | Rheem | ECO160XLP3-1 | Federally-Regulated Consumer Product | LPG |  | 0 |  | 160000 |  |  |  | False | Instantaneous gas-fired |  | 4 | 84 | 31 | 20791478 | High | 0.81 |  | 0 | 03/21/2023 | 201921169 | 03/21/2023
Rheem Sales Company, Inc. | Rheem | RTG-95DVLN-1 | Federally-Regulated Consumer Product | Natural gas |  | 0 |  | 199900 |  |  |  | False | Instantaneous gas-fired |  | 5 | 84 | 31 | 20536633 | High | 0.82 |  | 0 | 03/21/2023 | 8552226 | 03/21/2023
Rheem Sales Company, Inc. | Rheem | RTGH-84DVLN-2 | Federally-Regulated Consumer Product | Natural gas |  | 0 |  | 157000 |  |  |  | False | Instantaneous gas-fired |  | 4.6 | 97 | 34 | 18084822 | High | 0.93 |  | 0 | 03/21/2023 | 202067519 | 03/21/2023
Rheem Sales Company, Inc. | Rheem | RTG-70DVLNWA-1 | Federally-Regulated Consumer Product | Natural gas |  | 0 |  | 160000 |  |  |  | False | Instantaneous gas-fired |  | 4.1 | 85 | 31 | 20536633 | High | 0.82 |  | 0 | 03/21/2023 | 201920591 | 03/21/2023
Rheem Sales Company, Inc. | Rheem | RTGH-95DVLN-2 | Federally-Regulated Consumer Product | Natural gas |  | 0 |  | 199900 |  |  |  | False | Instantaneous gas-fired |  | 5.7 | 97 | 32 | 18091646 | High | 0.93 |  | 0 | 03/21/2023 | 202067565 | 03/21/2023
Rheem Sales Company, Inc. | Rheem | RTG-95XLN-1 | Federally-Regulated Consumer Product | Natural gas |  | 0 |  | 199900 |  |  |  | False | Instantaneous gas-fired |  | 4.9 | 83 | 30 | 20794890 | High | 0.81 |  | 0 | 03/21/2023 | 8552279 | 03/21/2023
Rheem Sales Company, Inc. | Rheem | RTG-84DVLN-1 | Federally-Regulated Consumer Product | Natural gas |  | 0 |  | 180000 |  |  |  | False | Instantaneous gas-fired |  | 4.5 | 84 | 31 | 20536633 | High | 0.82 |  | 0 | 03/21/2023 | 8552228 | 03/21/2023
Rheem Sales Company, Inc. | Rheem | RTGH-84DVLP-2 | Federally-Regulated Consumer Product | LPG |  | 0 |  | 157000 |  |  |  | False | Instantaneous gas-fired |  | 4.6 | 97 | 34 | 18084822 | High | 0.93 |  | 0 | 03/21/2023 | 202067529 | 03/21/2023
Rheem Sales Company, Inc. | Rheem | DCRTGH84DVLP-2 | Federally-Regulated Consumer Product | LPG |  | 0 |  | 157000 |  |  |  | False | Instantaneous gas-fired |  | 4.6 | 97 | 34 | 18084822 | High | 0.93 |  | 0 | 03/21/2023 | 202067524 | 03/21/2023
Rheem Sales Company, Inc. | Rheem | ECO160XLN3-1 | Federally-Regulated Consumer Product | Natural gas |  | 0 |  | 160000 |  |  |  | False | Instantaneous gas-fired |  | 4 | 84 | 31 | 20791478 | High | 0.81 |  | 0 | 03/21/2023 | 201921168 | 03/21/2023
Rheem Sales Company, Inc. | Rheem | RTG-70XLNWA-1 | Federally-Regulated Consumer Product | Natural gas |  | 0 |  | 160000 |  |  |  | False | Instantaneous gas-fired |  | 4 | 84 | 31 | 20791478 | High | 0.81 |  | 0 | 03/21/2023 | 201921183 | 03/21/2023
Rheem Sales Company, Inc. | Rheem | ECO160DVLN3-1 | Federally-Regulated Consumer Product | Natural gas |  | 0 |  | 160000 |  |  |  | False | Instantaneous gas-fired |  | 4.1 | 85 | 31 | 20536633 | High | 0.82 |  | 0 | 03/21/2023 | 201920585 | 03/21/2023
Rheem Sales Company, Inc. | Rheem | RTGH-CM95XLP | Federally-Regulated Consumer Product | LPG |  | 0 |  | 199900 |  |  |  | False | Instantaneous gas-fired |  | 5.6 | 96 | 34 | 18084822 | High | 0.93 |  | 0 | 03/21/2023 | 10345352 | 03/21/2023
Rheem Sales Company, Inc. | Rheem | RTG-95DVLP-1 | Federally-Regulated Consumer Product | LPG |  | 0 |  | 199900 |  |  |  | False | Instantaneous gas-fired |  | 5 | 84 | 31 | 20536633 | High | 0.82 |  | 0 | 03/21/2023 | 8552227 | 03/21/2023
Rheem Sales Company, Inc. | Rheem | RTGH-68DVLN-2 | Federally-Regulated Consumer Product | Natural gas |  | 0 |  | 120000 |  |  |  | False | Instantaneous gas-fired |  | 3.5 | 96 | 33 | 12066531 | Medium | 0.91 |  | 0 | 03/21/2023 | 202066946 | 03/21/2023
Rheem Sales Company, Inc. | Rheem | PROPG40-38U RH67 PD* | Federally-Regulated Consumer Product | Natural gas |  | 38 |  | 38000 | True |  |  | False | Gas-fired storage | 67 |  | 75 | 12 | 17276252 | Medium | 0.64 |  |  | 03/21/2023 | 205400785 | 03/21/2023
Rheem Sales Company, Inc. | Rheem | DCRTGH84DVLN-2 | Federally-Regulated Consumer Product | Natural gas |  | 0 |  | 157000 |  |  |  | False | Instantaneous gas-fired |  | 4.6 | 97 | 34 | 18084822 | High | 0.93 |  | 0 | 03/21/2023 | 202067523 | 03/21/2023
Rheem Sales Company, Inc. | Rheem | RTG-70XLN-1 | Federally-Regulated Consumer Product | Natural gas |  | 0 |  | 160000 |  |  |  | False | Instantaneous gas-fired |  | 4 | 84 | 31 | 20791478 | High | 0.81 |  | 0 | 03/21/2023 | 201920656 | 03/21/2023
Rheem Sales Company, Inc. | Rheem | CECOH160DVLN-2 | Federally-Regulated Consumer Product | Natural gas |  | 0 |  | 157000 |  |  |  | False | Instantaneous gas-fired |  | 4.6 | 97 | 34 | 18084822 | High | 0.93 |  | 0 | 03/21/2023 | 202067548 | 03/21/2023
Rheem Sales Company, Inc. | Rheem | ECO160DVLP3-1 | Federally-Regulated Consumer Product | LPG |  | 0 |  | 160000 |  |  |  | False | Instantaneous gas-fired |  | 4.1 | 85 | 31 | 20536633 | High | 0.82 |  | 0 | 03/21/2023 | 201920586 | 03/21/2023
Rheem Sales Company, Inc. | Rheem | XG40T06PN36U* | Federally-Regulated Consumer Product | Natural gas |  | 39 |  | 36000 | True |  |  | False | Gas-fired storage | 67 |  | 74 | 61 | 17109064 | Medium | 0.64 |  |  | 03/21/2023 | 205406730 | 03/21/2023
Rheem Sales Company, Inc. | Rheem | RTGH-68XLN-2 | Federally-Regulated Consumer Product | Natural gas |  | 0 |  | 120000 |  |  |  | False | Instantaneous gas-fired |  | 3.6 | 95 | 31 | 12073355 | Medium | 0.91 |  | 0 | 03/21/2023 | 202067511 | 03/21/2023
Rheem Sales Company, Inc. | Rheem | RTGH-68DVLP-2 | Federally-Regulated Consumer Product | LPG |  | 0 |  | 120000 |  |  |  | False | Instantaneous gas-fired |  | 3.5 | 96 | 33 | 12066531 | Medium | 0.91 |  | 0 | 03/21/2023 | 202067224 | 03/21/2023
Rheem Sales Company, Inc. | Rheem | CRTGH-95DVLP-2 | Federally-Regulated Consumer Product | LPG |  | 0 |  | 199900 |  |  |  | False | Instantaneous gas-fired |  | 5.7 | 97 | 32 | 18091646 | High | 0.93 |  | 0 | 03/21/2023 | 202068310 | 03/21/2023
Rheem Sales Company, Inc. | Rheem | RTGH-90DVLN-2 | Federally-Regulated Consumer Product | Natural gas |  | 0 |  | 180000 |  |  |  | False | Instantaneous gas-fired |  | 5.2 | 97 | 34 | 18084822 | High | 0.93 |  | 0 | 03/21/2023 | 202067549 | 03/21/2023
Rheem Sales Company, Inc. | Rheem | RTGH-90DVLP-2 | Federally-Regulated Consumer Product | LPG |  | 0 |  | 180000 |  |  |  | False | Instantaneous gas-fired |  | 5.2 | 97 | 34 | 18084822 | High | 0.93 |  | 0 | 03/21/2023 | 202067553 | 03/21/2023
Rheem Sales Company, Inc. | Rheem | ECOH180DVLN-2 | Federally-Regulated Consumer Product | Natural gas |  | 0 |  | 180000 |  |  |  | False | Instantaneous gas-fired |  | 5.2 | 97 | 34 | 18084822 | High | 0.93 |  | 0 | 03/21/2023 | 202067550 | 03/21/2023
Rheem Sales Company, Inc. | Rheem | RTG-84DVLP-1 | Federally-Regulated Consumer Product | LPG |  | 0 |  | 180000 |  |  |  | False | Instantaneous gas-fired |  | 4.5 | 84 | 31 | 20536633 | High | 0.82 |  | 0 | 03/21/2023 | 8552229 | 03/21/2023
Rheem Sales Company, Inc. | Rheem | RTGH-68XLP-2 | Federally-Regulated Consumer Product | LPG |  | 0 |  | 120000 |  |  |  | False | Instantaneous gas-fired |  | 3.6 | 95 | 31 | 12073355 | Medium | 0.91 |  | 0 | 03/21/2023 | 202067514 | 03/21/2023
Rheem Sales Company, Inc. | Rheem | RTG-84DVLPWA-1 | Federally-Regulated Consumer Product | LPG |  | 0 |  | 180000 |  |  |  | False | Instantaneous gas-fired |  | 4.5 | 84 | 31 | 20536633 | High | 0.82 |  | 0 | 03/21/2023 | 8552235 | 03/21/2023
Rheem Sales Company, Inc. | Rheem | RTG-95XLP-1 | Federally-Regulated Consumer Product | LPG |  | 0 |  | 199900 |  |  |  | False | Instantaneous gas-fired |  | 4.9 | 83 | 30 | 20794890 | High | 0.81 |  | 0 | 03/21/2023 | 8552288 | 03/21/2023
Rheem Sales Company, Inc. | Richmond | 6G40PV-36FN* | Federally-Regulated Consumer Product | Natural gas |  | 39 |  | 36000 | True |  |  | False | Gas-fired storage | 67 |  | 74 | 61 | 17109064 | Medium | 0.64 |  |  | 03/21/2023 | 205406731 | 03/21/2023
Rheem Sales Company, Inc. | Richmond | RMTG84DVLP-1 | Federally-Regulated Consumer Product | LPG |  | 0 |  | 180000 |  |  |  | False | Instantaneous gas-fired |  | 4.5 | 84 | 31 | 20536633 | High | 0.82 |  | 0 | 03/21/2023 | 8552263 | 03/21/2023
Rheem Sales Company, Inc. | Richmond | 6G50PDV-65 | Federally-Regulated Consumer Product | Natural gas |  | 48 |  | 65000 | True |  |  | False | Gas-fired storage | 111 |  | 72 | 75 | 25785288 | High | 0.65 |  |  | 03/21/2023 | 4645605 | 03/21/2023
Rheem Sales Company, Inc. | Richmond | 9CG40-40E2 | Federally-Regulated Consumer Product | Natural gas |  | 37 |  | 40000 | True |  |  | False | Gas-fired storage | 70 |  | 76 | 25 | 16707133 | Medium | 0.66 |  |  | 03/21/2023 | 206730807 | 03/21/2023
Rheem Sales Company, Inc. | Richmond | RMTGH90XLN-2 | Federally-Regulated Consumer Product | Natural gas |  | 0 |  | 180000 |  |  |  | False | Instantaneous gas-fired |  | 5.2 | 95 | 34 | 18084822 | High | 0.93 |  | 0 | 03/21/2023 | 205628319 | 03/21/2023
Rheem Sales Company, Inc. | Richmond | 12G50S-36PE2 | Federally-Regulated Consumer Product | LPG |  | 48 |  | 36000 | True |  |  | False | Gas-fired storage | 78 |  | 77 | 27 | 24439430 | High | 0.69 |  |  | 03/21/2023 | 4644902 | 03/21/2023
Rheem Sales Company, Inc. | Richmond | 6G40-38E2FN* | Federally-Regulated Consumer Product | Natural gas |  | 38 |  | 38000 | True |  |  | False | Gas-fired storage | 67 |  | 75 | 12 | 17276252 | Medium | 0.64 |  |  | 03/21/2023 | 205400788 | 03/21/2023
Rheem Sales Company, Inc. | Richmond | RMTG70XLP-1 | Federally-Regulated Consumer Product | LPG |  | 0 |  | 160000 |  |  |  | False | Instantaneous gas-fired |  | 4 | 84 | 31 | 20791478 | High | 0.81 |  | 0 | 03/21/2023 | 201921173 | 03/21/2023
Rheem Sales Company, Inc. | Richmond | 6CG40-40E2 | Federally-Regulated Consumer Product | Natural gas |  | 37 |  | 40000 | True |  |  | False | Gas-fired storage | 70 |  | 76 | 25 | 16707133 | Medium | 0.66 |  |  | 03/21/2023 | 206730805 | 03/21/2023
Rheem Sales Company, Inc. | Richmond | RMTGHRH111DVLN * | Federally-Regulated Consumer Product | Natural gas |  | 0 |  | 199000 |  |  |  | False | Instantaneous gas-fired |  | 6 | 97 | 58 | 17809309 | High | 0.94 |  | 0 | 03/21/2023 | 203303901 | 03/21/2023
Rheem Sales Company, Inc. | Richmond | RMTGH84DVLN-2 | Federally-Regulated Consumer Product | Natural gas |  | 0 |  | 157000 |  |  |  | False | Instantaneous gas-fired |  | 4.6 | 97 | 34 | 18084822 | High | 0.93 |  | 0 | 03/21/2023 | 202067527 | 03/21/2023
Rheem Sales Company, Inc. | Richmond | 6GRX50PVE2-42P | Federally-Regulated Consumer Product | LPG |  | 48 |  | 42000 | True |  |  | False | Gas-fired storage | 78 |  | 75 | 85 | 24602292 | High | 0.68 |  |  | 03/21/2023 | 209403955 | 03/21/2023
Rheem Sales Company, Inc. | Richmond | 6GRX50PVE2-42 | Federally-Regulated Consumer Product | Natural gas |  | 48 |  | 42000 | True |  |  | False | Gas-fired storage | 78 |  | 75 | 85 | 24602292 | High | 0.68 |  |  | 03/21/2023 | 209403954 | 03/21/2023
Rheem Sales Company, Inc. | Richmond | 6G50PDV-40 | Federally-Regulated Consumer Product | Natural gas |  | 47 |  | 40000 | True |  |  | False | Gas-fired storage | 82 |  | 81 | 93 | 24214238 | High | 0.69 |  |  | 03/21/2023 | 4645604 | 03/21/2023
Rheem Sales Company, Inc. | Richmond | 6G50-38E2FN* | Federally-Regulated Consumer Product | Natural gas |  | 48 |  | 38000 | True |  |  | False | Gas-fired storage | 86 |  | 78 | 19 | 24827484 | High | 0.68 |  |  | 03/21/2023 | 205400780 | 03/21/2023
Rheem Sales Company, Inc. | Richmond | 12G40-40E2 | Federally-Regulated Consumer Product | Natural gas |  | 37 |  | 40000 | True |  |  | False | Gas-fired storage | 70 |  | 76 | 25 | 16707133 | Medium | 0.66 |  |  | 03/21/2023 | 4663098 | 03/21/2023
Rheem Sales Company, Inc. | Richmond | 12G40S-40E2 | Federally-Regulated Consumer Product | Natural gas |  | 39 |  | 40000 | True |  |  | False | Gas-fired storage | 69 |  | 75 | 20 | 16982538 | Medium | 0.65 |  |  | 03/21/2023 | 4648391 | 03/21/2023
Rheem Sales Company, Inc. | Richmond | 9G40-38E2FN* | Federally-Regulated Consumer Product | Natural gas |  | 38 |  | 38000 | True |  |  | False | Gas-fired storage | 67 |  | 75 | 12 | 17276252 | Medium | 0.64 |  |  | 03/21/2023 | 205400789 | 03/21/2023
Rheem Sales Company, Inc. | Richmond | RMTGH84DVLP-2 | Federally-Regulated Consumer Product | LPG |  | 0 |  | 157000 |  |  |  | False | Instantaneous gas-fired |  | 4.6 | 97 | 34 | 18084822 | High | 0.93 |  | 0 | 03/21/2023 | 202067528 | 03/21/2023
Rheem Sales Company, Inc. | Richmond | RMTG70DVLN-1 | Federally-Regulated Consumer Product | Natural gas |  | 0 |  | 160000 |  |  |  | False | Instantaneous gas-fired |  | 4.1 | 85 | 31 | 20536633 | High | 0.82 |  | 0 | 03/21/2023 | 201920589 | 03/21/2023
Rheem Sales Company, Inc. | Richmond | RMTGH95DVLN-2 | Federally-Regulated Consumer Product | Natural gas |  | 0 |  | 199900 |  |  |  | False | Instantaneous gas-fired |  | 5.7 | 97 | 32 | 18091646 | High | 0.93 |  | 0 | 03/21/2023 | 202068315 | 03/21/2023
Rheem Sales Company, Inc. | Richmond | 6GR40PVE2-40 | Federally-Regulated Consumer Product | Natural gas |  | 38 |  | 40000 | True |  |  | False | Gas-fired storage | 86 |  | 79 | 92 | 24217650 | High | 0.69 |  |  | 03/21/2023 | 4648423 | 03/21/2023
Rheem Sales Company, Inc. | Richmond | 6G40-36PE2 | Federally-Regulated Consumer Product | LPG |  | 37 |  | 36000 | True |  |  | False | Gas-fired storage | 66 |  | 77 | 25 | 16213238 | Medium | 0.68 |  |  | 03/21/2023 | 4663095 | 03/21/2023
Rheem Sales Company, Inc. | Richmond | RMTG70XLN-1 | Federally-Regulated Consumer Product | Natural gas |  | 0 |  | 160000 |  |  |  | False | Instantaneous gas-fired |  | 4 | 84 | 31 | 20791478 | High | 0.81 |  | 0 | 03/21/2023 | 201921172 | 03/21/2023
Rheem Sales Company, Inc. | Richmond | RMTGH95DVLP-2 | Federally-Regulated Consumer Product | LPG |  | 0 |  | 199900 |  |  |  | False | Instantaneous gas-fired |  | 5.7 | 97 | 32 | 18091646 | High | 0.93 |  | 0 | 03/21/2023 | 202068316 | 03/21/2023
Rheem Sales Company, Inc. | Richmond | 6GR50PVE2-42P | Federally-Regulated Consumer Product | LPG |  | 48 |  | 42000 | True |  |  | False | Gas-fired storage | 78 |  | 75 | 85 | 24602292 | High | 0.68 |  |  | 03/21/2023 | 4645379 | 03/21/2023
Rheem Sales Company, Inc. | Richmond | 12G50S-40E2 | Federally-Regulated Consumer Product | Natural gas |  | 48 |  | 40000 | True |  |  | False | Gas-fired storage | 78 |  | 77 | 27 | 24439430 | High | 0.69 |  |  | 03/21/2023 | 4648396 | 03/21/2023
Rheem Sales Company, Inc. | Richmond | 9G50S-36PE2 | Federally-Regulated Consumer Product | LPG |  | 48 |  | 36000 | True |  |  | False | Gas-fired storage | 78 |  | 77 | 27 | 24439430 | High | 0.69 |  |  | 03/21/2023 | 4644904 | 03/21/2023
Rheem Sales Company, Inc. | Richmond | 9G50-38E2FN* | Federally-Regulated Consumer Product | Natural gas |  | 48 |  | 38000 | True |  |  | False | Gas-fired storage | 86 |  | 78 | 19 | 24827484 | High | 0.68 |  |  | 03/21/2023 | 205400781 | 03/21/2023
Rheem Sales Company, Inc. | Richmond | 9G40-40E2 | Federally-Regulated Consumer Product | Natural gas |  | 37 |  | 40000 | True |  |  | False | Gas-fired storage | 70 |  | 76 | 25 | 16707133 | Medium | 0.66 |  |  | 03/21/2023 | 4663096 | 03/21/2023
Rheem Sales Company, Inc. | Richmond | TPDV50-65LP | Federally-Regulated Consumer Product | LPG |  | 48 |  | 47000 | True |  |  | False | Gas-fired storage | 81 |  | 72 | 111 | 25662456 | High | 0.65 |  |  | 03/21/2023 | 4645474 | 03/21/2023
Rheem Sales Company, Inc. | Richmond | RMTGH90DVLP-2 | Federally-Regulated Consumer Product | LPG |  | 0 |  | 180000 |  |  |  | False | Instantaneous gas-fired |  | 5.2 | 97 | 34 | 18084822 | High | 0.93 |  | 0 | 03/21/2023 | 202067552 | 03/21/2023
Rheem Sales Company, Inc. | Richmond | 6G30-60 | Federally-Regulated Consumer Product | Natural gas |  | 28 |  | 60000 | True |  |  | False | Gas-fired storage | 93 |  | 78 | 34 | 23724517 | High | 0.71 |  |  | 03/21/2023 | 4663043 | 03/21/2023
Rheem Sales Company, Inc. | Richmond | RMTGH84XLN-2 | Federally-Regulated Consumer Product | Natural gas |  | 0 |  | 157000 |  |  |  | False | Instantaneous gas-fired |  | 4.5 | 96 | 27 | 18108706 | High | 0.93 |  | 0 | 03/21/2023 | 205628329 | 03/21/2023
Rheem Sales Company, Inc. | Richmond | 12G30-60 | Federally-Regulated Consumer Product | Natural gas |  | 28 |  | 60000 | True |  |  | False | Gas-fired storage | 93 |  | 78 | 34 | 23724517 | High | 0.71 |  |  | 03/21/2023 | 4663092 | 03/21/2023
Rheem Sales Company, Inc. | Richmond | 6G40S-40E2 | Federally-Regulated Consumer Product | Natural gas |  | 39 |  | 40000 | True |  |  | False | Gas-fired storage | 69 |  | 75 | 20 | 16982538 | Medium | 0.65 |  |  | 03/21/2023 | 4648392 | 03/21/2023
Rheem Sales Company, Inc. | Richmond | 6G50S-40E2 | Federally-Regulated Consumer Product | Natural gas |  | 48 |  | 40000 | True |  |  | False | Gas-fired storage | 78 |  | 77 | 27 | 24439430 | High | 0.69 |  |  | 03/21/2023 | 4648397 | 03/21/2023
Rheem Sales Company, Inc. | Richmond | 6G50PDVP-40 | Federally-Regulated Consumer Product | LPG |  | 47 |  | 40000 | True |  |  | False | Gas-fired storage | 82 |  | 81 | 93 | 24214238 | High | 0.69 |  |  | 03/21/2023 | 4645618 | 03/21/2023
Rheem Sales Company, Inc. | Richmond | 9G40S-40E2 | Federally-Regulated Consumer Product | Natural gas |  | 39 |  | 40000 | True |  |  | False | Gas-fired storage | 69 |  | 75 | 20 | 16982538 | Medium | 0.65 |  |  | 03/21/2023 | 4648390 | 03/21/2023
Rheem Sales Company, Inc. | Richmond | 6GR50PVE2-42 | Federally-Regulated Consumer Product | Natural gas |  | 48 |  | 42000 | True |  |  | False | Gas-fired storage | 78 |  | 75 | 85 | 24602292 | High | 0.68 |  |  | 03/21/2023 | 4648425 | 03/21/2023
Rheem Sales Company, Inc. | Richmond | RMTG70DVLP-1 | Federally-Regulated Consumer Product | LPG |  | 0 |  | 160000 |  |  |  | False | Instantaneous gas-fired |  | 4.1 | 85 | 31 | 20536633 | High | 0.82 |  | 0 | 03/21/2023 | 201920590 | 03/21/2023
Rheem Sales Company, Inc. | Richmond | RMTGH90DVLN-2 | Federally-Regulated Consumer Product | Natural gas |  | 0 |  | 180000 |  |  |  | False | Instantaneous gas-fired |  | 5.2 | 97 | 34 | 18084822 | High | 0.93 |  | 0 | 03/21/2023 | 202067551 | 03/21/2023
Rheem Sales Company, Inc. | Richmond | 12G50-38E2FN* | Federally-Regulated Consumer Product | Natural gas |  | 48 |  | 38000 | True |  |  | False | Gas-fired storage | 86 |  | 78 | 19 | 24827484 | High | 0.68 |  |  | 03/21/2023 | 205400782 | 03/21/2023
Rheem Sales Company, Inc. | Richmond | 12CG40-40E2 | Federally-Regulated Consumer Product | Natural gas |  | 37 |  | 40000 | True |  |  | False | Gas-fired storage | 70 |  | 76 | 25 | 16707133 | Medium | 0.66 |  |  | 03/21/2023 | 206730809 | 03/21/2023
Rheem Sales Company, Inc. | Richmond | RMTGH84XLP-2 | Federally-Regulated Consumer Product | LPG |  | 0 |  | 157000 |  |  |  | False | Instantaneous gas-fired |  | 4.5 | 96 | 27 | 18108706 | High | 0.93 |  | 0 | 03/21/2023 | 205628330 | 03/21/2023
Rheem Sales Company, Inc. | Richmond | 12G40S-36PE2 | Federally-Regulated Consumer Product | LPG |  | 39 |  | 36000 | True |  |  | False | Gas-fired storage | 69 |  | 75 | 20 | 16982538 | Medium | 0.65 |  |  | 03/21/2023 | 4644899 | 03/21/2023
Rheem Sales Company, Inc. | Richmond | RMTGH95XLN-2 | Federally-Regulated Consumer Product | Natural gas |  | 0 |  | 199900 |  |  |  | False | Instantaneous gas-fired |  | 5.6 | 96 | 34 | 18084822 | High | 0.93 |  | 0 | 03/21/2023 | 205628307 | 03/21/2023
Rheem Sales Company, Inc. | Richmond | RMTG84DVLN-1 | Federally-Regulated Consumer Product | Natural gas |  | 0 |  | 180000 |  |  |  | False | Instantaneous gas-fired |  | 4.5 | 84 | 31 | 20536633 | High | 0.82 |  | 0 | 03/21/2023 | 8552256 | 03/21/2023
Rheem Sales Company, Inc. | Richmond | 6G50PDVP-50 | Federally-Regulated Consumer Product | LPG |  | 48 |  | 47000 | True |  |  | False | Gas-fired storage | 81 |  | 72 | 111 | 25662456 | High | 0.65 |  |  | 03/21/2023 | 8237850 | 03/21/2023
Rheem Sales Company, Inc. | Richmond | 6G40-40E2 | Federally-Regulated Consumer Product | Natural gas |  | 37 |  | 40000 | True |  |  | False | Gas-fired storage | 70 |  | 76 | 25 | 16707133 | Medium | 0.66 |  |  | 03/21/2023 | 4663094 | 03/21/2023
Rheem Sales Company, Inc. | Richmond | RMTGHRH111DVLP * | Federally-Regulated Consumer Product | LPG |  | 0 |  | 199000 |  |  |  | False | Instantaneous gas-fired |  | 6 | 97 | 58 | 17809309 | High | 0.94 |  | 0 | 03/21/2023 | 203303902 | 03/21/2023
Rheem Sales Company, Inc. | Richmond | 6G40PDVP-38 * | Federally-Regulated Consumer Product | LPG |  | 38 |  | 38000 | True |  |  | False | Gas-fired storage | 67 |  | 79 | 67 | 17363469 | Medium | 0.63 |  |  | 03/21/2023 | 10609349 | 03/21/2023
Rheem Sales Company, Inc. | Richmond | 6G40S-36PE2 | Federally-Regulated Consumer Product | LPG |  | 39 |  | 36000 | True |  |  | False | Gas-fired storage | 69 |  | 75 | 20 | 16982538 | Medium | 0.65 |  |  | 03/21/2023 | 4644900 | 03/21/2023
Rheem Sales Company, Inc. | Richmond | 6GR40PVE2-36P | Federally-Regulated Consumer Product | LPG |  | 38 |  | 36000 | True |  |  | False | Gas-fired storage | 71 |  | 79 | 65 | 16076758 | Medium | 0.68 |  |  | 03/21/2023 | 4645178 | 03/21/2023
Rheem Sales Company, Inc. | Richmond | 12G40-38E2FN* | Federally-Regulated Consumer Product | Natural gas |  | 38 |  | 38000 | True |  |  | False | Gas-fired storage | 67 |  | 75 | 12 | 17276252 | Medium | 0.64 |  |  | 03/21/2023 | 205400790 | 03/21/2023
Rheem Sales Company, Inc. | Richmond | RMTGH90XLP-2 | Federally-Regulated Consumer Product | LPG |  | 0 |  | 180000 |  |  |  | False | Instantaneous gas-fired |  | 5.2 | 95 | 34 | 18084822 | High | 0.93 |  | 0 | 03/21/2023 | 205628320 | 03/21/2023
Rheem Sales Company, Inc. | Richmond | RMTGH95XLP-2 | Federally-Regulated Consumer Product | LPG |  | 0 |  | 199900 |  |  |  | False | Instantaneous gas-fired |  | 5.6 | 96 | 34 | 18084822 | High | 0.93 |  | 0 | 03/21/2023 | 205628308 | 03/21/2023
Rheem Sales Company, Inc. | Richmond | 9G40-36PE2 | Federally-Regulated Consumer Product | LPG |  | 37 |  | 36000 | True |  |  | False | Gas-fired storage | 66 |  | 77 | 25 | 16213238 | Medium | 0.68 |  |  | 03/21/2023 | 4663097 | 03/21/2023
Rheem Sales Company, Inc. | Richmond | 6G50S-36PE2 | Federally-Regulated Consumer Product | LPG |  | 48 |  | 36000 | True |  |  | False | Gas-fired storage | 78 |  | 77 | 27 | 24439430 | High | 0.69 |  |  | 03/21/2023 | 4644903 | 03/21/2023
Rheem Sales Company, Inc. | Richmond | RMTG84XLP-1 | Federally-Regulated Consumer Product | LPG |  | 0 |  | 180000 |  |  |  | False | Instantaneous gas-fired |  | 4.5 | 83 | 30 | 20794890 | High | 0.81 |  | 0 | 03/21/2023 | 8552312 | 03/21/2023
Rheem Sales Company, Inc. | Richmond | 9G40S-36PE2 | Federally-Regulated Consumer Product | LPG |  | 39 |  | 36000 | True |  |  | False | Gas-fired storage | 69 |  | 75 | 20 | 16982538 | Medium | 0.65 |  |  | 03/21/2023 | 4644901 | 03/21/2023
Rheem Sales Company, Inc. | Richmond | 6G50PV-38FN* | Federally-Regulated Consumer Product | Natural gas |  | 48 |  | 38000 | True |  |  | False | Gas-fired storage | 86 |  | 77 | 80 | 24619352 | High | 0.68 |  |  | 03/21/2023 | 205406734 | 03/21/2023
Rheem Sales Company, Inc. | Rheem | XE47S06CG45U0 | Federally-Regulated Consumer Product | Electric resistance |  | 43 |  | 4.5 | True |  |  | True | Electric storage | 54 |  | 98 | 3531 |  | Medium | 0.92 |  |  | 03/21/2023 | 210440246 | 03/21/2023
Rheem Sales Company, Inc. | Rheem | XP40T09HE36U0 | Federally-Regulated Consumer Product | LPG |  | 38 |  | 36000 | True |  |  | False | Gas-fired storage | 81 |  | 77 | 0 | 26041188 | High | 0.65 |  |  | 03/21/2023 | 6983417 | 03/21/2023
Rheem Sales Company, Inc. | Rheem | PROG40-40N RH67 PDV | Federally-Regulated Consumer Product | Natural gas |  | 38 |  | 40000 | True |  |  | False | Gas-fired storage | 67 |  | 79 | 67 | 17363469 | Medium | 0.63 |  |  | 03/21/2023 | 6521082 | 03/21/2023
Rheem Sales Company, Inc. | Rheem | PRO+E50 M2 RH CG | Federally-Regulated Consumer Product | Electric resistance |  | 45 |  | 4.5 | True |  |  | True | Electric storage | 63 |  | 98 | 3531 |  | Medium | 0.92 |  |  | 03/21/2023 | 209232640 | 03/21/2023
Rheem Sales Company, Inc. | Rheem | XG40S12HE38U0 | Federally-Regulated Consumer Product | Natural gas |  | 39 |  | 38000 | True |  |  | False | Gas-fired storage | 69 |  | 76 | 0 | 19108631 | Medium | 0.58 |  |  | 03/21/2023 | 6988319 | 03/21/2023
Rheem Sales Company, Inc. | Rheem | PRO+G40-40N RH62 | Federally-Regulated Consumer Product | Natural gas |  | 38 |  | 40000 | True |  |  | False | Gas-fired storage | 84 |  | 80 | 0 | 25646625 | High | 0.66 |  |  | 03/21/2023 | 7507345 | 03/21/2023
Rheem Sales Company, Inc. | Rheem | XE50M06CG45U0 | Federally-Regulated Consumer Product | Electric resistance |  | 45 |  | 4.5 | True |  |  | True | Electric storage | 63 |  | 98 | 3531 |  | Medium | 0.92 |  |  | 03/21/2023 | 209232644 | 03/21/2023
Rheem Sales Company, Inc. | Rheem | PROG40-40N RH62 | Federally-Regulated Consumer Product | Natural gas |  | 38 |  | 40000 | True |  |  | False | Gas-fired storage | 84 |  | 80 | 0 | 25646625 | High | 0.66 |  |  | 03/21/2023 | 6518260 | 03/21/2023
Rheem Sales Company, Inc. | Rheem | HPLD80-1RH | Federally-Regulated Consumer Product | Heat pump |  | 72 |  | 4.5 | False |  | False | True | Electric storage | 87 |  | 447 | 1219 |  | High | 4.07 |  |  | 03/21/2023 | 206195929 | 03/21/2023
Rheem Sales Company, Inc. | Rheem | PROE55 T2 RH CG | Federally-Regulated Consumer Product | Electric resistance |  | 55 |  | 4.5 | True |  |  | True | Electric storage | 74 |  | 98 | 3531 |  | Medium | 0.92 |  |  | 03/21/2023 | 208583855 | 03/21/2023
Rheem Sales Company, Inc. | Rheem | PROPH50 T0 RH120-M** | Federally-Regulated Consumer Product | Heat pump |  | 46 |  | 1 | False |  | False | True | Electric storage | 55 |  | 367 | 1083 |  | Medium | 3 |  |  | 03/21/2023 | 208101997 | 03/21/2023
Rheem Sales Company, Inc. | Rheem | XG40S06HE38U0 | Federally-Regulated Consumer Product | Natural gas |  | 39 |  | 38000 | True |  |  | False | Gas-fired storage | 67 |  | 76 | 0 | 19108631 | Medium | 0.58 |  |  | 03/21/2023 | 6988314 | 03/21/2023
Rheem Sales Company, Inc. | Rheem | XE50T09CG55U0 | Federally-Regulated Consumer Product | Electric resistance |  | 45 |  | 5.5 | True |  |  | True | Electric storage | 63 |  | 98 | 3531 |  | Medium | 0.92 |  |  | 03/21/2023 | 209232966 | 03/21/2023
Rheem Sales Company, Inc. | Rheem | PRO+G50S-36P RH61 | Federally-Regulated Consumer Product | LPG |  | 48 |  | 36000 | True |  |  | False | Gas-fired storage | 87 |  | 75 | 0 | 26867893 | High | 0.63 |  |  | 03/21/2023 | 8065134 | 03/21/2023
Rheem Sales Company, Inc. | Rheem | XE40T09CG55U0 | Federally-Regulated Consumer Product | Electric resistance |  | 36 |  | 5.5 | True |  |  | True | Electric storage | 55 |  | 98 | 3531 |  | Medium | 0.92 |  |  | 03/21/2023 | 208665656 | 03/21/2023
Rheem Sales Company, Inc. | Rheem | XE55T06CG45U0 | Federally-Regulated Consumer Product | Electric resistance |  | 55 |  | 4.5 | True |  |  | True | Electric storage | 74 |  | 98 | 3531 |  | Medium | 0.92 |  |  | 03/21/2023 | 208583858 | 03/21/2023
Rheem Sales Company, Inc. | Rheem | XP40S09HE36U0 | Federally-Regulated Consumer Product | LPG |  | 39 |  | 36000 | True |  |  | False | Gas-fired storage | 68 |  | 76 | 0 | 19108631 | Medium | 0.58 |  |  | 03/21/2023 | 6988317 | 03/21/2023
Rheem Sales Company, Inc. | Rheem | XE40M09CG45U0 | Federally-Regulated Consumer Product | Electric resistance |  | 36 |  | 4.5 | True |  |  | True | Electric storage | 55 |  | 98 | 3493 |  | Medium | 0.93 |  |  | 03/21/2023 | 209232841 | 03/21/2023
Rheem Sales Company, Inc. | Rheem | XE55T12CG55U0 | Federally-Regulated Consumer Product | Electric resistance |  | 55 |  | 5.5 | True |  |  | True | Electric storage | 74 |  | 98 | 3531 |  | Medium | 0.92 |  |  | 03/21/2023 | 208583862 | 03/21/2023
Rheem Sales Company, Inc. | Rheem | PROPH50 T0 RH120 | Federally-Regulated Consumer Product | Heat pump |  | 46 |  | 1.3 | False |  | False | True | Electric storage | 51 |  | 350 | 1083 |  | Medium | 3 |  |  | 03/21/2023 | 208676263 | 03/21/2023
Rheem Sales Company, Inc. | Rheem | XE55T12CG45U0 | Federally-Regulated Consumer Product | Electric resistance |  | 55 |  | 4.5 | True |  |  | True | Electric storage | 74 |  | 98 | 3531 |  | Medium | 0.92 |  |  | 03/21/2023 | 208583861 | 03/21/2023
Rheem Sales Company, Inc. | Rheem | XE50T09CG45U0 | Federally-Regulated Consumer Product | Electric resistance |  | 45 |  | 4.5 | True |  |  | True | Electric storage | 63 |  | 98 | 3531 |  | Medium | 0.92 |  |  | 03/21/2023 | 209232965 | 03/21/2023
Rheem Sales Company, Inc. | Rheem | HPLD65-1RH | Federally-Regulated Consumer Product | Heat pump |  | 59 |  | 4.5 | False |  | False | True | Electric storage | 75 |  | 457 | 1225 |  | High | 4.05 |  |  | 03/21/2023 | 206195927 | 03/21/2023
Rheem Sales Company, Inc. | Rheem | XE50T10HM*00U0 | Federally-Regulated Consumer Product | Heat pump |  | 46 |  | 1 | False |  | False | True | Electric storage | 55 |  | 367 | 1083 |  | Medium | 3 |  |  | 03/21/2023 | 208105662 | 03/21/2023
Rheem Sales Company, Inc. | Rheem | XE50M12CG45U0 | Federally-Regulated Consumer Product | Electric resistance |  | 45 |  | 4.5 | True |  |  | True | Electric storage | 63 |  | 98 | 3531 |  | Medium | 0.92 |  |  | 03/21/2023 | 209232647 | 03/21/2023
Rheem Sales Company, Inc. | Rheem | XE50T12CG45U0 | Federally-Regulated Consumer Product | Electric resistance |  | 45 |  | 4.5 | True |  |  | True | Electric storage | 63 |  | 98 | 3531 |  | Medium | 0.92 |  |  | 03/21/2023 | 209232968 | 03/21/2023
Rheem Sales Company, Inc. | Rheem | XG50T09HE40U0 | Federally-Regulated Consumer Product | Natural gas |  | 48 |  | 40000 | True |  |  | False | Gas-fired storage | 77 |  | 78 | 0 | 26448082 | High | 0.64 |  |  | 03/21/2023 | 6988310 | 03/21/2023
Rheem Sales Company, Inc. | Rheem | XE38S06CG38U0 | Federally-Regulated Consumer Product | Electric resistance |  | 35 |  | 3.8 | True |  |  | True | Electric storage | 51 |  | 98 | 3531 |  | Medium | 0.92 |  |  | 03/21/2023 | 208812558 | 03/21/2023
Rheem Sales Company, Inc. | Rheem | XE40T10H15U0 | Federally-Regulated Consumer Product | Heat pump |  | 37 |  | 1.3 | False |  | False | True | Electric storage | 51 |  | 355 | 1083 |  | Medium | 3 |  |  | 03/21/2023 | 208629405 | 03/21/2023
Rheem Sales Company, Inc. | Rheem | XE40T10HM*00U0 | Federally-Regulated Consumer Product | Heat pump |  | 36 |  | 1 | False |  | False | True | Electric storage | 45 |  | 387 | 802 |  | Low | 2.8 |  |  | 03/21/2023 | 208105659 | 03/21/2023
Rheem Sales Company, Inc. | Rheem | XP29T06EC30U1 | Federally-Regulated Consumer Product | LPG |  | 28 |  | 30000 | False |  |  | True | Gas-fired storage | 62 |  | 75 | 0 | 18471676 | Medium | 0.6 |  |  | 03/21/2023 | 8065127 | 03/21/2023
Rheem Sales Company, Inc. | Rheem | HPLD40-1RH | Federally-Regulated Consumer Product | Heat pump |  | 36 |  | 4.5 | False |  | False | True | Electric storage | 60 |  | 434 | 848 |  | Medium | 3.83 |  |  | 03/21/2023 | 206195922 | 03/21/2023
Rheem Sales Company, Inc. | Rheem | PROG40-38P RH67 PDV | Federally-Regulated Consumer Product | LPG |  | 38 |  | 38000 | True |  |  | False | Gas-fired storage | 67 |  | 79 | 67 | 17363469 | Medium | 0.63 |  |  | 03/21/2023 | 6521083 | 03/21/2023
Rheem Sales Company, Inc. | Rheem | XE40T06CG45U0 | Federally-Regulated Consumer Product | Electric resistance |  | 36 |  | 4.5 | True |  |  | True | Electric storage | 55 |  | 98 | 3531 |  | Medium | 0.92 |  |  | 03/21/2023 | 208665654 | 03/21/2023
Rheem Sales Company, Inc. | Rheem | XE65T10HM*00U0 | Federally-Regulated Consumer Product | Heat pump |  | 59 |  | 1 | False |  | False | True | Electric storage | 55 |  | 405 | 984 |  | Medium | 3.3 |  |  | 03/21/2023 | 208105665 | 03/21/2023
Rheem Sales Company, Inc. | Rheem | XP40T12HE36U0 | Federally-Regulated Consumer Product | LPG |  | 38 |  | 36000 | True |  |  | False | Gas-fired storage | 84 |  | 77 | 0 | 26041188 | High | 0.65 |  |  | 03/21/2023 | 6983835 | 03/21/2023
Rheem Sales Company, Inc. | Rheem | XG40T09HE40U0 | Federally-Regulated Consumer Product | Natural gas |  | 38 |  | 40000 | True |  |  | False | Gas-fired storage | 81 |  | 77 | 0 | 26041188 | High | 0.65 |  |  | 03/21/2023 | 6983552 | 03/21/2023
Rheem Sales Company, Inc. | Rheem | XG50T12HE40U0 | Federally-Regulated Consumer Product | Natural gas |  | 48 |  | 40000 | True |  |  | False | Gas-fired storage | 77 |  | 78 | 0 | 26448082 | High | 0.64 |  |  | 03/21/2023 | 6988312 | 03/21/2023
Rheem Sales Company, Inc. | Rheem | PROE50 T2 RH CG | Federally-Regulated Consumer Product | Electric resistance |  | 45 |  | 4.5 | True |  |  | True | Electric storage | 63 |  | 98 | 3531 |  | Medium | 0.92 |  |  | 03/21/2023 | 209232961 | 03/21/2023
Rheem Sales Company, Inc. | Rheem | PROPH40 T0 RH120-M** | Federally-Regulated Consumer Product | Heat pump |  | 36 |  | 1 | False |  | False | True | Electric storage | 45 |  | 387 | 802 |  | Low | 2.8 |  |  | 03/21/2023 | 208101996 | 03/21/2023
Rheem Sales Company, Inc. | Rheem | XE50M09CG55U0 | Federally-Regulated Consumer Product | Electric resistance |  | 45 |  | 5.5 | True |  |  | True | Electric storage | 63 |  | 98 | 3531 |  | Medium | 0.92 |  |  | 03/21/2023 | 209232646 | 03/21/2023
Rheem Sales Company, Inc. | Rheem | XE40M06CG38U0 | Federally-Regulated Consumer Product | Electric resistance |  | 36 |  | 3.8 | True |  |  | True | Electric storage | 55 |  | 98 | 3493 |  | Medium | 0.93 |  |  | 03/21/2023 | 209973903 | 03/21/2023
Rheem Sales Company, Inc. | Rheem | XE50T06CG45U0 | Federally-Regulated Consumer Product | Electric resistance |  | 45 |  | 4.5 | True |  |  | True | Electric storage | 63 |  | 98 | 3531 |  | Medium | 0.92 |  |  | 03/21/2023 | 209232964 | 03/21/2023
Rheem Sales Company, Inc. | Rheem | XE40M09CG55U0 | Federally-Regulated Consumer Product | Electric resistance |  | 36 |  | 5.5 | True |  |  | True | Electric storage | 55 |  | 98 | 3493 |  | Medium | 0.93 |  |  | 03/21/2023 | 209232842 | 03/21/2023
Rheem Sales Company, Inc. | Rheem | PRO+E40 M2 RH CG | Federally-Regulated Consumer Product | Electric resistance |  | 36 |  | 4.5 | True |  |  | True | Electric storage | 55 |  | 98 | 3493 |  | Medium | 0.93 |  |  | 03/21/2023 | 209232837 | 03/21/2023
Rheem Sales Company, Inc. | Rheem | PRO+G50S-40N RH61 | Federally-Regulated Consumer Product | Natural gas |  | 48 |  | 40000 | True |  |  | False | Gas-fired storage | 87 |  | 75 | 0 | 26867893 | High | 0.63 |  |  | 03/21/2023 | 8065131 | 03/21/2023
Rheem Sales Company, Inc. | Rheem | PRO H50 T2 RH310UM | Federally-Regulated Consumer Product | Heat pump |  | 45 |  | 4.5 | False |  | False | True | Electric storage | 67 |  | 400 | 928 |  | Medium | 3.5 |  |  | 03/21/2023 | 206077602 | 03/21/2023
Rheem Sales Company, Inc. | Rheem | PROPH65 T0 RH120-M** | Federally-Regulated Consumer Product | Heat pump |  | 59 |  | 1 | False |  | False | True | Electric storage | 55 |  | 405 | 984 |  | Medium | 3.3 |  |  | 03/21/2023 | 208101998 | 03/21/2023
Rheem Sales Company, Inc. | Rheem | XP40S12HE36U0 | Federally-Regulated Consumer Product | LPG |  | 39 |  | 36000 | True |  |  | False | Gas-fired storage | 69 |  | 76 | 0 | 19108631 | Medium | 0.58 |  |  | 03/21/2023 | 6988320 | 03/21/2023
Rheem Sales Company, Inc. | Rheem | PRO H40 T2 RH310UM | Federally-Regulated Consumer Product | Heat pump |  | 36 |  | 4.5 | True |  | False | False | Electric storage | 60 |  | 430 | 928 |  | Medium | 3.5 |  |  | 03/21/2023 | 206077600 | 03/21/2023
Rheem Sales Company, Inc. | Rheem | XP50T12UHC50* | Federally-Regulated Consumer Product | LPG |  | 50 |  | 50000 | True |  |  | False | Gas-fired storage | 95 |  | 94 | 134 | 18777761 | High | 0.88 |  |  | 03/21/2023 | 210605704 | 03/21/2023
Rheem Sales Company, Inc. | Rheem | XE80T10HM*00U0 | Federally-Regulated Consumer Product | Heat pump |  | 72 |  | 1 | False |  | False | True | Electric storage | 72 |  | 437 | 928 |  | Medium | 3.5 |  |  | 03/21/2023 | 208105668 | 03/21/2023
Rheem Sales Company, Inc. | Rheem | XE40T09CG45U0 | Federally-Regulated Consumer Product | Electric resistance |  | 36 |  | 4.5 | True |  |  | True | Electric storage | 55 |  | 98 | 3531 |  | Medium | 0.92 |  |  | 03/21/2023 | 208665655 | 03/21/2023
Rheem Sales Company, Inc. | Rheem | XG40T12HE40U0 | Federally-Regulated Consumer Product | Natural gas |  | 38 |  | 40000 | True |  |  | False | Gas-fired storage | 84 |  | 77 | 0 | 26041188 | High | 0.65 |  |  | 03/21/2023 | 6983772 | 03/21/2023
Rheem Sales Company, Inc. | Rheem | XP50T06HE36U0 | Federally-Regulated Consumer Product | LPG |  | 48 |  | 36000 | True |  |  | False | Gas-fired storage | 75 |  | 78 | 0 | 26448082 | High | 0.64 |  |  | 03/21/2023 | 6988309 | 03/21/2023
Rheem Sales Company, Inc. | Rheem | XE50T12CG55U0 | Federally-Regulated Consumer Product | Electric resistance |  | 45 |  | 5.5 | True |  |  | True | Electric storage | 63 |  | 98 | 3531 |  | Medium | 0.92 |  |  | 03/21/2023 | 209232969 | 03/21/2023
Rheem Sales Company, Inc. | Rheem | PRO H65 T2 RH310UM | Federally-Regulated Consumer Product | Heat pump |  | 59 |  | 4.5 | True |  | False | False | Electric storage | 75 |  | 409 | 1417 |  | High | 3.5 |  |  | 03/21/2023 | 206077604 | 03/21/2023
Rheem Sales Company, Inc. | Rheem | PRO+E55 T2 RH92 CL | Federally-Regulated Consumer Product | Electric resistance |  | 55 |  | 4.5 | True |  |  | True | Electric storage | 74 |  | 98 | 3531 |  | Medium | 0.92 |  |  | 03/21/2023 | 206043252 | 03/21/2023
Rheem Sales Company, Inc. | Rheem | PROG50S-36P RH61 | Federally-Regulated Consumer Product | LPG |  | 48 |  | 36000 | True |  |  | False | Gas-fired storage | 87 |  | 75 | 0 | 26867893 | High | 0.63 |  |  | 03/21/2023 | 8065135 | 03/21/2023
Rheem Sales Company, Inc. | Rheem | XE40M06CG45U0 | Federally-Regulated Consumer Product | Electric resistance |  | 36 |  | 4.5 | True |  |  | True | Electric storage | 55 |  | 98 | 3493 |  | Medium | 0.93 |  |  | 03/21/2023 | 209232840 | 03/21/2023
Rheem Sales Company, Inc. | Rheem | HPLD50-1RH | Federally-Regulated Consumer Product | Heat pump |  | 45 |  | 4.5 | False |  | False | True | Electric storage | 67 |  | 430 | 837 |  | Medium | 3.88 |  |  | 03/21/2023 | 206195924 | 03/21/2023
Rheem Sales Company, Inc. | Rheem | XE38S06CG45U0 | Federally-Regulated Consumer Product | Electric resistance |  | 35 |  | 4.5 | True |  |  | True | Electric storage | 51 |  | 98 | 3531 |  | Medium | 0.92 |  |  | 03/21/2023 | 208812559 | 03/21/2023
Rheem Sales Company, Inc. | Rheem | PROE40 M2 RH CG | Federally-Regulated Consumer Product | Electric resistance |  | 36 |  | 4.5 | True |  |  | True | Electric storage | 55 |  | 98 | 3493 |  | Medium | 0.93 |  |  | 03/21/2023 | 209232838 | 03/21/2023
Rheem Sales Company, Inc. | Rheem | XE55T09CG45U0 | Federally-Regulated Consumer Product | Electric resistance |  | 55 |  | 4.5 | True |  |  | True | Electric storage | 74 |  | 98 | 3531 |  | Medium | 0.92 |  |  | 03/21/2023 | 208583860 | 03/21/2023
Rheem Sales Company, Inc. | Rheem | PROPH80 T0 RH120-M** | Federally-Regulated Consumer Product | Heat pump |  | 72 |  | 1 | False |  | False | True | Electric storage | 72 |  | 437 | 928 |  | Medium | 3.5 |  |  | 03/21/2023 | 208101999 | 03/21/2023
Rheem Sales Company, Inc. | Rheem | PROG50S-40N RH61 | Federally-Regulated Consumer Product | Natural gas |  | 48 |  | 40000 | True |  |  | False | Gas-fired storage | 87 |  | 75 | 0 | 26867893 | High | 0.63 |  |  | 03/21/2023 | 8065132 | 03/21/2023
Rheem Sales Company, Inc. | Rheem | XG40S09HE38U0 | Federally-Regulated Consumer Product | Natural gas |  | 39 |  | 38000 | True |  |  | False | Gas-fired storage | 68 |  | 76 | 0 | 19108631 | Medium | 0.58 |  |  | 03/21/2023 | 6988316 | 03/21/2023
Rheem Sales Company, Inc. | Rheem | PRO H80 T2 RH310UM | Federally-Regulated Consumer Product | Heat pump |  | 72 |  | 4.5 | True |  | False | False | Electric storage | 87 |  | 398 | 1417 |  | High | 3.5 |  |  | 03/21/2023 | 206077606 | 03/21/2023
Rheem Sales Company, Inc. | Rheem | PROE36 S2 RH CG | Federally-Regulated Consumer Product | Electric resistance |  | 33 |  | 4.5 | True |  |  | True | Electric storage | 51 |  | 98 | 3531 |  | Medium | 0.92 |  |  | 03/21/2023 | 209232787 | 03/21/2023
Rheem Sales Company, Inc. | Rheem | XP50T12HE36U0 | Federally-Regulated Consumer Product | LPG |  | 48 |  | 36000 | True |  |  | False | Gas-fired storage | 77 |  | 78 | 0 | 26448082 | High | 0.64 |  |  | 03/21/2023 | 6988313 | 03/21/2023
Rheem Sales Company, Inc. | Rheem | PROE50 M2 RH CG | Federally-Regulated Consumer Product | Electric resistance |  | 45 |  | 4.5 | True |  |  | True | Electric storage | 63 |  | 98 | 3531 |  | Medium | 0.92 |  |  | 03/21/2023 | 209232642 | 03/21/2023
Rheem Sales Company, Inc. | Rheem | PROE40 T2 RH CG | Federally-Regulated Consumer Product | Electric resistance |  | 36 |  | 4.5 | True |  |  | True | Electric storage | 55 |  | 98 | 3531 |  | Medium | 0.92 |  |  | 03/21/2023 | 208583940 | 03/21/2023
Rheem Sales Company, Inc. | Rheem | PROPE40 M2 RH CG | Federally-Regulated Consumer Product | Electric resistance |  | 36 |  | 4.5 | True |  |  | True | Electric storage | 55 |  | 98 | 3493 |  | Medium | 0.93 |  |  | 03/21/2023 | 209232839 | 03/21/2023
Rheem Sales Company, Inc. | Rheem | PRO+E50 T2 RH CG | Federally-Regulated Consumer Product | Electric resistance |  | 45 |  | 4.5 | True |  |  | True | Electric storage | 63 |  | 98 | 3531 |  | Medium | 0.92 |  |  | 03/21/2023 | 209232962 | 03/21/2023
Rheem Sales Company, Inc. | Rheem | XP50T09HE36U0 | Federally-Regulated Consumer Product | LPG |  | 48 |  | 36000 | True |  |  | False | Gas-fired storage | 77 |  | 78 | 0 | 26448082 | High | 0.64 |  |  | 03/21/2023 | 6988311 | 03/21/2023
Rheem Sales Company, Inc. | Rheem | XE50M09CG45U0 | Federally-Regulated Consumer Product | Electric resistance |  | 45 |  | 4.5 | True |  |  | True | Electric storage | 63 |  | 98 | 3531 |  | Medium | 0.92 |  |  | 03/21/2023 | 209232645 | 03/21/2023
Rheem Sales Company, Inc. | Rheem | XE40M12CG45U0 | Federally-Regulated Consumer Product | Electric resistance |  | 36 |  | 4.5 | True |  |  | True | Electric storage | 55 |  | 98 | 3493 |  | Medium | 0.93 |  |  | 03/21/2023 | 209232843 | 03/21/2023
Rheem Sales Company, Inc. | Rheem | PROE38 S2 RH BCG | Federally-Regulated Consumer Product | Electric resistance |  | 35 |  | 4.5 | True |  |  | True | Electric storage | 51 |  | 98 | 3531 |  | Medium | 0.92 |  |  | 03/21/2023 | 208583691 | 03/21/2023
Rheem Sales Company, Inc. | Rheem | PROG50-40N RH62 | Federally-Regulated Consumer Product | Natural gas |  | 48 |  | 40000 | True |  |  | False | Gas-fired storage | 76 |  | 81 | 0 | 26041188 | High | 0.65 |  |  | 03/21/2023 | 6518265 | 03/21/2023
Rheem Sales Company, Inc. | Rheem | XP40S12UHC50* | Federally-Regulated Consumer Product | LPG |  | 40 |  | 50000 | True |  |  | False | Gas-fired storage | 88 |  | 97 | 60 | 18602805 | High | 0.9 |  |  | 03/21/2023 | 210605698 | 03/21/2023
Rheem Sales Company, Inc. | Rheem | PROPE50 T2 RH CG | Federally-Regulated Consumer Product | Electric resistance |  | 45 |  | 4.5 | True |  |  | True | Electric storage | 63 |  | 98 | 3531 |  | Medium | 0.92 |  |  | 03/21/2023 | 209232963 | 03/21/2023
Rheem Sales Company, Inc. | Rheem | PROG50-36P RH62 | Federally-Regulated Consumer Product | LPG |  | 48 |  | 36000 | True |  |  | False | Gas-fired storage | 76 |  | 81 | 0 | 26041188 | High | 0.65 |  |  | 03/21/2023 | 6518267 | 03/21/2023
Rheem Sales Company, Inc. | Rheem | XE40M12CG55U0 | Federally-Regulated Consumer Product | Electric resistance |  | 36 |  | 5.5 | True |  |  | True | Electric storage | 55 |  | 98 | 3493 |  | Medium | 0.93 |  |  | 03/21/2023 | 209232844 | 03/21/2023
Rheem Sales Company, Inc. | Rheem | PROPE55 T2 RH CG | Federally-Regulated Consumer Product | Electric resistance |  | 55 |  | 4.5 | True |  |  | True | Electric storage | 74 |  | 98 | 3531 |  | Medium | 0.92 |  |  | 03/21/2023 | 208583856 | 03/21/2023
Rheem Sales Company, Inc. | Rheem | XE50T10H15U0 | Federally-Regulated Consumer Product | Heat pump |  | 46 |  | 1.3 | False |  | False | True | Electric storage | 51 |  | 350 | 1083 |  | Medium | 3 |  |  | 03/21/2023 | 208676265 | 03/21/2023
Rheem Sales Company, Inc. | Rheem | PROPH40 T0 RH120 | Federally-Regulated Consumer Product | Heat pump |  | 37 |  | 1.3 | False |  | False | True | Electric storage | 51 |  | 355 | 1083 |  | Medium | 3 |  |  | 03/21/2023 | 208598552 | 03/21/2023
Rheem Sales Company, Inc. | Rheem | PROPE50 M2 RH CG | Federally-Regulated Consumer Product | Electric resistance |  | 45 |  | 4.5 | True |  |  | True | Electric storage | 63 |  | 98 | 3531 |  | Medium | 0.92 |  |  | 03/21/2023 | 209232643 | 03/21/2023
Rheem Sales Company, Inc. | Rheem | XG40S06EC34U0 | Federally-Regulated Consumer Product | Natural gas |  | 38 |  | 34000 | True |  |  | False | Gas-fired storage | 64 |  | 78 | 0 | 19108631 | Medium | 0.58 |  |  | 03/21/2023 | 8065119 | 03/21/2023
Rheem Sales Company, Inc. | Rheem | XP40S06HE36U0 | Federally-Regulated Consumer Product | LPG |  | 39 |  | 36000 | True |  |  | False | Gas-fired storage | 67 |  | 76 | 0 | 19108631 | Medium | 0.58 |  |  | 03/21/2023 | 6988315 | 03/21/2023
Rheem Sales Company, Inc. | Rheem | XE50M12CG55U0 | Federally-Regulated Consumer Product | Electric resistance |  | 45 |  | 5.5 | True |  |  | True | Electric storage | 63 |  | 98 | 3531 |  | Medium | 0.92 |  |  | 03/21/2023 | 209232648 | 03/21/2023
Rheem Sales Company, Inc. | Rheem | XE36S06CG45U0 | Federally-Regulated Consumer Product | Electric resistance |  | 33 |  | 4.5 | True |  |  | True | Electric storage | 51 |  | 98 | 3531 |  | Medium | 0.92 |  |  | 03/21/2023 | 209247341 | 03/21/2023
Rheem Sales Company, Inc. | Rheem | PRO+E55 T2 RH CG | Federally-Regulated Consumer Product | Electric resistance |  | 55 |  | 4.5 | True |  |  | True | Electric storage | 74 |  | 98 | 3531 |  | Medium | 0.92 |  |  | 03/21/2023 | 208583854 | 03/21/2023
Rheem Sales Company, Inc. | Rheem | PROPE55 T2 RH92 CS | Federally-Regulated Consumer Product | Electric resistance |  | 55 |  | 4.5 | True |  |  | True | Electric storage | 74 |  | 98 | 3531 |  | Medium | 0.92 |  |  | 03/21/2023 | 206043251 | 03/21/2023
Rheem Sales Company, Inc. | Ruud | RUTGH-90XLP-2 | Federally-Regulated Consumer Product | LPG |  | 0 |  | 180000 |  |  |  | False | Instantaneous gas-fired |  | 5.2 | 95 | 34 | 18084822 | High | 0.93 |  | 0 | 03/21/2023 | 205628318 | 03/21/2023
Rheem Sales Company, Inc. | Ruud | RUTGH-S*84* | Federally-Regulated Consumer Product | LPG |  | 0 |  | 157000 |  |  |  | True | Instantaneous gas-fired |  | 4.6 | 97 | 12 | 17591111 | High | 0.96 |  | 0 | 03/21/2023 | 210627641 | 03/21/2023
Rheem Sales Company, Inc. | Ruud | RUTGH-95DVLP-2 | Federally-Regulated Consumer Product | LPG |  | 0 |  | 199900 |  |  |  | False | Instantaneous gas-fired |  | 5.7 | 97 | 32 | 18091646 | High | 0.93 |  | 0 | 03/21/2023 | 202068319 | 03/21/2023
Rheem Sales Company, Inc. | Ruud | RUTG-70DVLP-1 | Federally-Regulated Consumer Product | LPG |  | 0 |  | 160000 |  |  |  | False | Instantaneous gas-fired |  | 4.1 | 85 | 31 | 20536633 | High | 0.82 |  | 0 | 03/21/2023 | 205706984 | 03/21/2023
Rheem Sales Company, Inc. | Ruud | RUTGH-S*11* | Federally-Regulated Consumer Product | Natural gas |  | 0 |  | 199900 |  |  |  | True | Instantaneous gas-fired |  | 5.8 | 98 | 19 | 17567227 | High | 0.96 |  | 0 | 03/21/2023 | 208798126 | 03/21/2023
Rheem Sales Company, Inc. | Ruud | RUTGH-95DVLN-2 | Federally-Regulated Consumer Product | Natural gas |  | 0 |  | 199900 |  |  |  | False | Instantaneous gas-fired |  | 5.7 | 97 | 32 | 18091646 | High | 0.93 |  | 0 | 03/21/2023 | 202068318 | 03/21/2023
Rheem Sales Company, Inc. | Ruud | RUTG-70DVLNWA-1 | Federally-Regulated Consumer Product | Natural gas |  | 0 |  | 160000 |  |  |  | False | Instantaneous gas-fired |  | 4.1 | 85 | 31 | 20536633 | High | 0.82 |  | 0 | 03/21/2023 | 205706983 | 03/21/2023
Rheem Sales Company, Inc. | Ruud | RUTGH-84XLN-2 | Federally-Regulated Consumer Product | Natural gas |  | 0 |  | 157000 |  |  |  | False | Instantaneous gas-fired |  | 4.5 | 96 | 27 | 18108706 | High | 0.93 |  | 0 | 03/21/2023 | 205628327 | 03/21/2023
Rheem Sales Company, Inc. | Ruud | RUTGH-84XLP-2 | Federally-Regulated Consumer Product | LPG |  | 0 |  | 157000 |  |  |  | False | Instantaneous gas-fired |  | 4.5 | 96 | 27 | 18108706 | High | 0.93 |  | 0 | 03/21/2023 | 205628328 | 03/21/2023
Rheem Sales Company, Inc. | Ruud | RUTGH-RH11DVLP * | Federally-Regulated Consumer Product | LPG |  | 0 |  | 199000 |  |  |  | False | Instantaneous gas-fired |  | 6 | 97 | 58 | 17809309 | High | 0.94 |  | 0 | 03/21/2023 | 203303907 | 03/21/2023
Rheem Sales Company, Inc. | Ruud | RUTG-70XLN-1 | Federally-Regulated Consumer Product | Natural gas |  | 0 |  | 160000 |  |  |  | False | Instantaneous gas-fired |  | 4 | 84 | 31 | 20791478 | High | 0.81 |  | 0 | 03/21/2023 | 205706989 | 03/21/2023
Rheem Sales Company, Inc. | Ruud | RUTG-70XLNWA-1 | Federally-Regulated Consumer Product | Natural gas |  | 0 |  | 160000 |  |  |  | False | Instantaneous gas-fired |  | 4 | 84 | 31 | 20791478 | High | 0.81 |  | 0 | 03/21/2023 | 205706990 | 03/21/2023
Rheem Sales Company, Inc. | Ruud | RUTGH-90XLN-2 | Federally-Regulated Consumer Product | Natural gas |  | 0 |  | 180000 |  |  |  | False | Instantaneous gas-fired |  | 5.2 | 95 | 34 | 18084822 | High | 0.93 |  | 0 | 03/21/2023 | 205628317 | 03/21/2023
Rheem Sales Company, Inc. | Ruud | RUTGH-95XLP-2 | Federally-Regulated Consumer Product | LPG |  | 0 |  | 199900 |  |  |  | False | Instantaneous gas-fired |  | 5.6 | 96 | 34 | 18084822 | High | 0.93 |  | 0 | 03/21/2023 | 205628303 | 03/21/2023
Rheem Sales Company, Inc. | Ruud | RUTGH-RH11DVLN * | Federally-Regulated Consumer Product | Natural gas |  | 0 |  | 199000 |  |  |  | False | Instantaneous gas-fired |  | 6 | 97 | 58 | 17809309 | High | 0.94 |  | 0 | 03/21/2023 | 203303906 | 03/21/2023
Rheem Sales Company, Inc. | Ruud | RUTG-70DVLN-1 | Federally-Regulated Consumer Product | Natural gas |  | 0 |  | 160000 |  |  |  | False | Instantaneous gas-fired |  | 4.1 | 85 | 31 | 20536633 | High | 0.82 |  | 0 | 03/21/2023 | 205706982 | 03/21/2023
Rheem Sales Company, Inc. | Ruud | RUTGH-CM95XLP | Federally-Regulated Consumer Product | LPG |  | 0 |  | 199900 |  |  |  | False | Instantaneous gas-fired |  | 5.6 | 95 | 34 | 18084822 | High | 0.93 |  | 0 | 03/21/2023 | 205746309 | 03/21/2023
Rheem Sales Company, Inc. | Ruud | RUTGH-S*10* | Federally-Regulated Consumer Product | LPG |  | 0 |  | 180000 |  |  |  | True | Instantaneous gas-fired |  | 5.2 | 98 | 19 | 17567227 | High | 0.96 |  | 0 | 03/21/2023 | 208798125 | 03/21/2023
Rheem Sales Company, Inc. | Ruud | RUTG-70DVLPWA-1 | Federally-Regulated Consumer Product | LPG |  | 0 |  | 160000 |  |  |  | False | Instantaneous gas-fired |  | 4.1 | 85 | 31 | 20536633 | High | 0.82 |  | 0 | 03/21/2023 | 205706985 | 03/21/2023
Rheem Sales Company, Inc. | Ruud | RUTGH-S*84* | Federally-Regulated Consumer Product | Natural gas |  | 0 |  | 157000 |  |  |  | True | Instantaneous gas-fired |  | 4.6 | 97 | 12 | 17591111 | High | 0.96 |  | 0 | 03/21/2023 | 210627641 | 03/21/2023
Rheem Sales Company, Inc. | Ruud | RUTGH-95XLN-2 | Federally-Regulated Consumer Product | Natural gas |  | 0 |  | 199900 |  |  |  | False | Instantaneous gas-fired |  | 5.6 | 96 | 34 | 18084822 | High | 0.93 |  | 0 | 03/21/2023 | 205628302 | 03/21/2023
Rheem Sales Company, Inc. | Ruud | RUTGH-S*10* | Federally-Regulated Consumer Product | Natural gas |  | 0 |  | 180000 |  |  |  | True | Instantaneous gas-fired |  | 5.2 | 98 | 19 | 17567227 | High | 0.96 |  | 0 | 03/21/2023 | 208798125 | 03/21/2023
Rheem Sales Company, Inc. | Ruud | RUTGH-S*11* | Federally-Regulated Consumer Product | LPG |  | 0 |  | 199900 |  |  |  | True | Instantaneous gas-fired |  | 5.8 | 98 | 19 | 17567227 | High | 0.96 |  | 0 | 03/21/2023 | 208798126 | 03/21/2023
Rheem Sales Company, Inc. | Marathon | MRG105245-RU | Federally-Regulated Consumer Product | Electric resistance |  | 101 |  | 4.5 | False |  |  | True | Grid-enabled | 83 |  | 98 | 5512 |  | High | 0.9 |  |  | 03/21/2023 | 207826043 | 03/21/2023
Rheem Sales Company, Inc. | Marathon | MRG105238-RU | Federally-Regulated Consumer Product | Electric resistance |  | 101 |  | 3.8 | False |  |  | True | Grid-enabled | 83 |  | 98 | 5512 |  | High | 0.9 |  |  | 03/21/2023 | 207826042 | 03/21/2023
Rheem Sales Company, Inc. | Sure Comfort | 3G40-36F3 | Federally-Regulated Consumer Product | Natural gas |  | 38 |  | 36000 | True |  |  | False | Gas-fired storage | 64 |  | 74 | 0 | 19108631 | Medium | 0.58 |  |  | 03/21/2023 | 8086844 | 03/21/2023
Rheem Sales Company, Inc. | Ruud | RUTGH-CM95DVLN | Federally-Regulated Consumer Product | Natural gas |  | 0 |  | 199900 |  |  |  | False | Instantaneous gas-fired |  | 5.7 | 96 | 34 | 18084822 | High | 0.93 |  | 0 | 03/21/2023 | 205746304 | 03/21/2023
Rheem Sales Company, Inc. | Ruud | RUTGH-84DVLN-2 | Federally-Regulated Consumer Product | Natural gas |  | 0 |  | 157000 |  |  |  | False | Instantaneous gas-fired |  | 4.6 | 97 | 34 | 18084822 | High | 0.93 |  | 0 | 03/21/2023 | 202067530 | 03/21/2023
Rheem Sales Company, Inc. | Ruud | RUTGH-C95XLP | Federally-Regulated Consumer Product | LPG |  | 0 |  | 199900 |  |  |  | False | Instantaneous gas-fired |  | 5.6 | 95 | 34 | 18084822 | High | 0.93 |  | 0 | 03/21/2023 | 205746307 | 03/21/2023
Rheem Sales Company, Inc. | Ruud | PROG50S-36N RU67 PV | Federally-Regulated Consumer Product | Natural gas |  | 48 |  | 36000 | True |  |  | False | Gas-fired storage | 78 |  | 78 | 86 | 23887672 | High | 0.7 |  |  | 03/21/2023 | 6582064 | 03/21/2023
Rheem Sales Company, Inc. | Ruud | PROUG50-38U RU67 PD* | Federally-Regulated Consumer Product | Natural gas |  | 48 |  | 38000 | True |  |  | False | Gas-fired storage | 86 |  | 78 | 19 | 24827484 | High | 0.68 |  |  | 03/21/2023 | 205400784 | 03/21/2023
Rheem Sales Company, Inc. | Ruud | RUTGH-C95XLN | Federally-Regulated Consumer Product | Natural gas |  | 0 |  | 199900 |  |  |  | False | Instantaneous gas-fired |  | 5.6 | 95 | 34 | 18084822 | High | 0.93 |  | 0 | 03/21/2023 | 205746306 | 03/21/2023
Rheem Sales Company, Inc. | Ruud | PRO+G50-47P RU62 PDV | Federally-Regulated Consumer Product | LPG |  | 48 |  | 47000 | True |  |  | False | Gas-fired storage | 81 |  | 72 | 111 | 25662456 | High | 0.65 |  |  | 03/21/2023 | 8237983 | 03/21/2023
Rheem Sales Company, Inc. | Ruud | PROG50-38U RU67 PV* | Federally-Regulated Consumer Product | Natural gas |  | 48 |  | 38000 | True |  |  | False | Gas-fired storage | 86 |  | 77 | 80 | 24619352 | High | 0.68 |  |  | 03/21/2023 | 205406735 | 03/21/2023
Rheem Sales Company, Inc. | Ruud | RUTGH-84DVLP-2 | Federally-Regulated Consumer Product | LPG |  | 0 |  | 157000 |  |  |  | False | Instantaneous gas-fired |  | 4.6 | 97 | 34 | 18084822 | High | 0.93 |  | 0 | 03/21/2023 | 202067531 | 03/21/2023
Rheem Sales Company, Inc. | Ruud | RUTGH-68DVLN-2 | Federally-Regulated Consumer Product | Natural gas |  | 0 |  | 120000 |  |  |  | False | Instantaneous gas-fired |  | 3.5 | 96 | 33 | 12066531 | Medium | 0.91 |  | 0 | 03/21/2023 | 202067225 | 03/21/2023
Rheem Sales Company, Inc. | Ruud | RUTGH-68DVLP-2 | Federally-Regulated Consumer Product | LPG |  | 0 |  | 120000 |  |  |  | False | Instantaneous gas-fired |  | 3.5 | 96 | 33 | 12066531 | Medium | 0.91 |  | 0 | 03/21/2023 | 202067226 | 03/21/2023
Rheem Sales Company, Inc. | Ruud | RUTGH-90DVLP-2 | Federally-Regulated Consumer Product | LPG |  | 0 |  | 180000 |  |  |  | False | Instantaneous gas-fired |  | 5.2 | 97 | 34 | 18084822 | High | 0.93 |  | 0 | 03/21/2023 | 202067560 | 03/21/2023
Rheem Sales Company, Inc. | Ruud | PROG50-42N RU PV AX | Federally-Regulated Consumer Product | Natural gas |  | 48 |  | 42000 | True |  |  | False | Gas-fired storage | 78 |  | 75 | 85 | 24602292 | High | 0.68 |  |  | 03/21/2023 | 209403956 | 03/21/2023
Rheem Sales Company, Inc. | Ruud | PRO+G50-38U RU67 PD* | Federally-Regulated Consumer Product | Natural gas |  | 48 |  | 38000 | True |  |  | False | Gas-fired storage | 86 |  | 78 | 19 | 24827484 | High | 0.68 |  |  | 03/21/2023 | 205400783 | 03/21/2023
Rheem Sales Company, Inc. | Ruud | RUTGH-68XLN-2 | Federally-Regulated Consumer Product | Natural gas |  | 0 |  | 120000 |  |  |  | False | Instantaneous gas-fired |  | 3.6 | 95 | 31 | 12073355 | Medium | 0.91 |  | 0 | 03/21/2023 | 202067515 | 03/21/2023
Rheem Sales Company, Inc. | Ruud | RUTG-70XLP-1 | Federally-Regulated Consumer Product | LPG |  | 0 |  | 160000 |  |  |  | False | Instantaneous gas-fired |  | 4 | 84 | 31 | 20791478 | High | 0.81 |  | 0 | 03/21/2023 | 205706991 | 03/21/2023
Rheem Sales Company, Inc. | Ruud | RUTGH-CM95DVLP | Federally-Regulated Consumer Product | LPG |  | 0 |  | 199900 |  |  |  | False | Instantaneous gas-fired |  | 5.7 | 96 | 34 | 18084822 | High | 0.93 |  | 0 | 03/21/2023 | 205746305 | 03/21/2023
Rheem Sales Company, Inc. | Ruud | RUTGH-CM95XLN | Federally-Regulated Consumer Product | Natural gas |  | 0 |  | 199900 |  |  |  | False | Instantaneous gas-fired |  | 5.6 | 95 | 34 | 18084822 | High | 0.93 |  | 0 | 03/21/2023 | 205746308 | 03/21/2023
Rheem Sales Company, Inc. | Ruud | PROG30S-30N RU63 | Federally-Regulated Consumer Product | Natural gas |  | 29 |  | 30000 | True |  |  | False | Gas-fired storage | 51 |  | 75 | 0 | 18471676 | Medium | 0.6 |  |  | 03/21/2023 | 8086839 | 03/21/2023
Rheem Sales Company, Inc. | Ruud | RUTG-70XLPWA-1 | Federally-Regulated Consumer Product | LPG |  | 0 |  | 160000 |  |  |  | False | Instantaneous gas-fired |  | 4 | 84 | 31 | 20791478 | High | 0.81 |  | 0 | 03/21/2023 | 205706992 | 03/21/2023
Rheem Sales Company, Inc. | Ruud | PROG50-42P RU PV AX | Federally-Regulated Consumer Product | LPG |  | 48 |  | 42000 | True |  |  | False | Gas-fired storage | 78 |  | 75 | 85 | 24602292 | High | 0.68 |  |  | 03/21/2023 | 209403949 | 03/21/2023
Rheem Sales Company, Inc. | Ruud | RUTG-84XLPWA-1 | Federally-Regulated Consumer Product | LPG |  | 0 |  | 180000 |  |  |  | False | Instantaneous gas-fired |  | 4.5 | 83 | 30 | 20794890 | High | 0.81 |  | 0 | 03/21/2023 | 8552310 | 03/21/2023
Rheem Sales Company, Inc. | Ruud | PH2-50SPF1 | Federally-Regulated Consumer Product | LPG |  | 48 |  | 36000 | True |  |  | False | Gas-fired storage | 87 |  | 75 | 0 | 26867893 | High | 0.63 |  |  | 03/21/2023 | 8065141 | 03/21/2023
Rheem Sales Company, Inc. | Ruud | RUTGH-90DVLN-2 | Federally-Regulated Consumer Product | Natural gas |  | 0 |  | 180000 |  |  |  | False | Instantaneous gas-fired |  | 5.2 | 97 | 34 | 18084822 | High | 0.93 |  | 0 | 03/21/2023 | 202067554 | 03/21/2023
Rheem Sales Company, Inc. | Ruud | PRO+G40-38U RU67 PD* | Federally-Regulated Consumer Product | Natural gas |  | 38 |  | 38000 | True |  |  | False | Gas-fired storage | 67 |  | 75 | 12 | 17276252 | Medium | 0.64 |  |  | 03/21/2023 | 205400791 | 03/21/2023
Rheem Sales Company, Inc. | Ruud | RUTGH-68XLP-2 | Federally-Regulated Consumer Product | LPG |  | 0 |  | 120000 |  |  |  | False | Instantaneous gas-fired |  | 3.6 | 95 | 31 | 12073355 | Medium | 0.91 |  | 0 | 03/21/2023 | 202067516 | 03/21/2023
Rheem Sales Company, Inc. | Ruud | RUTGH-C95DVLP | Federally-Regulated Consumer Product | LPG |  | 0 |  | 199900 |  |  |  | False | Instantaneous gas-fired |  | 5.7 | 96 | 34 | 18084822 | High | 0.93 |  | 0 | 03/21/2023 | 205746303 | 03/21/2023
Rheem Sales Company, Inc. | Ruud | RUTGH-C95DVLN | Federally-Regulated Consumer Product | Natural gas |  | 0 |  | 199900 |  |  |  | False | Instantaneous gas-fired |  | 5.7 | 96 | 34 | 18084822 | High | 0.93 |  | 0 | 03/21/2023 | 205746302 | 03/21/2023
Rheem Sales Company, Inc. | RHEEM/RUUD | GPDV50-65 | Federally-Regulated Consumer Product | Natural gas |  | 48 |  | 65000 | True |  |  | False | Gas-fired storage | 111 |  | 72 | 75 | 25785288 | High | 0.65 |  |  | 03/21/2023 | 5586487 | 03/21/2023
Rheem Sales Company, Inc. | RHEEM/RUUD | GPDV50-65LP | Federally-Regulated Consumer Product | LPG |  | 48 |  | 47000 | True |  |  | False | Gas-fired storage | 81 |  | 72 | 111 | 25662456 | High | 0.65 |  |  | 03/21/2023 | 2111713 | 03/21/2023
Rheem Sales Company, Inc. | Ruud | PROU G40-50* RU HE EC3 | Federally-Regulated Consumer Product | LPG |  | 40 |  | 50000 | True |  |  | False | Gas-fired storage | 88 |  | 97 | 60 | 18602805 | High | 0.9 |  |  | 03/21/2023 | 210605700 | 03/21/2023
Rheem Sales Company, Inc. | Ruud | PROUH50 T0 RU120 | Federally-Regulated Consumer Product | Heat pump |  | 46 |  | 1.3 | False |  | False | True | Electric storage | 51 |  | 350 | 1083 |  | Medium | 3 |  |  | 03/21/2023 | 208676266 | 03/21/2023
Rheem Sales Company, Inc. | Ruud | PROG50-40N RU62 TT | Federally-Regulated Consumer Product | Natural gas |  | 48 |  | 40000 | True |  |  | False | Gas-fired storage | 76 |  | 81 | 0 | 26041188 | High | 0.65 |  |  | 03/21/2023 | 206214381 | 03/21/2023
Rheem Sales Company, Inc. | Ruud | HPLD50-1RU | Federally-Regulated Consumer Product | Heat pump |  | 45 |  | 4.5 | False |  | False | True | Electric storage | 67 |  | 430 | 837 |  | Medium | 3.88 |  |  | 03/21/2023 | 206195925 | 03/21/2023
Rheem Sales Company, Inc. | Ruud | M2-40SF1 * | Federally-Regulated Consumer Product | Natural gas |  | 38 |  | 34000 | True |  |  | False | Gas-fired storage | 65 |  | 75 | 0 | 18784755 | Medium | 0.59 |  |  | 03/21/2023 | 8090641 | 03/21/2023
Rheem Sales Company, Inc. | Ruud | PRO+E55 T2 RU92 CL | Federally-Regulated Consumer Product | Electric resistance |  | 55 |  | 4.5 | True |  |  | True | Electric storage | 74 |  | 98 | 3531 |  | Medium | 0.92 |  |  | 03/21/2023 | 206043255 | 03/21/2023
Rheem Sales Company, Inc. | Ruud | PRO H65 T2 RU310UM | Federally-Regulated Consumer Product | Heat pump |  | 59 |  | 4.5 | True |  | False | False | Electric storage | 75 |  | 409 | 1417 |  | High | 3.5 |  |  | 03/21/2023 | 206077605 | 03/21/2023
Rheem Sales Company, Inc. | Ruud | HPLD65-1RU | Federally-Regulated Consumer Product | Heat pump |  | 59 |  | 4.5 | False |  | False | True | Electric storage | 75 |  | 457 | 1225 |  | High | 4.05 |  |  | 03/21/2023 | 206195926 | 03/21/2023
Rheem Sales Company, Inc. | Ruud | MR40245 C-* | Federally-Regulated Consumer Product | Electric resistance |  | 37 |  | 4.5 | False |  |  | True | Electric storage | 51 |  | 98 | 3531 |  | Medium | 0.92 |  |  | 03/21/2023 | 207826032 | 03/21/2023
Rheem Sales Company, Inc. | Ruud | PROG40-36P RU AX | Federally-Regulated Consumer Product | LPG |  | 38 |  | 36000 | True |  |  | False | Gas-fired storage | 84 |  | 80 | 0 | 25646625 | High | 0.66 |  |  | 03/21/2023 | 209403930 | 03/21/2023
Rheem Sales Company, Inc. | Ruud | HPLD40-1RU | Federally-Regulated Consumer Product | Heat pump |  | 36 |  | 4.5 | False |  | False | True | Electric storage | 60 |  | 434 | 848 |  | Medium | 3.83 |  |  | 03/21/2023 | 206195923 | 03/21/2023
Rheem Sales Company, Inc. | Ruud | PROE40 M2 RU CG | Federally-Regulated Consumer Product | Electric resistance |  | 36 |  | 4.5 | True |  |  | True | Electric storage | 55 |  | 98 | 3493 |  | Medium | 0.93 |  |  | 03/21/2023 | 209232850 | 03/21/2023
Rheem Sales Company, Inc. | Ruud | PROE55 T2 RU CG | Federally-Regulated Consumer Product | Electric resistance |  | 55 |  | 4.5 | True |  |  | True | Electric storage | 74 |  | 98 | 3531 |  | Medium | 0.92 |  |  | 03/21/2023 | 208583870 | 03/21/2023
Rheem Sales Company, Inc. | Ruud | PRO+E55 T2 RU CG | Federally-Regulated Consumer Product | Electric resistance |  | 55 |  | 4.5 | True |  |  | True | Electric storage | 74 |  | 98 | 3531 |  | Medium | 0.92 |  |  | 03/21/2023 | 208583868 | 03/21/2023
Rheem Sales Company, Inc. | Ruud | PRO H50 T2 RU310UM | Federally-Regulated Consumer Product | Heat pump |  | 45 |  | 4.5 | False |  | False | True | Electric storage | 67 |  | 400 | 928 |  | Medium | 3.5 |  |  | 03/21/2023 | 206077603 | 03/21/2023
Rheem Sales Company, Inc. | Ruud | PH2-50SF1 | Federally-Regulated Consumer Product | Natural gas |  | 48 |  | 40000 | True |  |  | False | Gas-fired storage | 87 |  | 75 | 0 | 26867893 | High | 0.63 |  |  | 03/21/2023 | 8065140 | 03/21/2023
Rheem Sales Company, Inc. | Ruud | PRO H80 T2 RU310UM | Federally-Regulated Consumer Product | Heat pump |  | 72 |  | 4.5 | True |  | False | False | Electric storage | 87 |  | 398 | 1417 |  | High | 3.5 |  |  | 03/21/2023 | 206077607 | 03/21/2023
Rheem Sales Company, Inc. | Ruud | PROUE50 M2 RU CG | Federally-Regulated Consumer Product | Electric resistance |  | 45 |  | 4.5 | True |  |  | True | Electric storage | 63 |  | 98 | 3531 |  | Medium | 0.92 |  |  | 03/21/2023 | 209232655 | 03/21/2023
Rheem Sales Company, Inc. | Ruud | PROU G50-50* RU HE EC3 | Federally-Regulated Consumer Product | LPG |  | 50 |  | 50000 | True |  |  | False | Gas-fired storage | 95 |  | 94 | 134 | 18777761 | High | 0.88 |  |  | 03/21/2023 | 210605706 | 03/21/2023
Rheem Sales Company, Inc. | Ruud | PRO+G29-30U RU63 EC1* | Federally-Regulated Consumer Product | Natural gas |  | 28 |  | 30000 | True |  |  | False | Gas-fired storage | 51 |  | 78 | 0 | 18471676 | Medium | 0.6 |  |  | 03/21/2023 | 205417906 | 03/21/2023
Rheem Sales Company, Inc. | Ruud | PROG40-38N RU62 TT | Federally-Regulated Consumer Product | Natural gas |  | 38 |  | 38000 | True |  |  | False | Gas-fired storage | 64 |  | 74 | 0 | 19108631 | Medium | 0.58 |  |  | 03/21/2023 | 206214418 | 03/21/2023
Rheem Sales Company, Inc. | Ruud | PROG50-38N RU60 TT | Federally-Regulated Consumer Product | Natural gas |  | 48 |  | 38000 | True |  |  | False | Gas-fired storage | 85 |  | 83 | 0 | 26448082 | High | 0.64 |  |  | 03/21/2023 | 206214379 | 03/21/2023
Rheem Sales Company, Inc. | Ruud | PROUH40 T0 RU120 | Federally-Regulated Consumer Product | Heat pump |  | 37 |  | 1.3 | False |  | False | True | Electric storage | 51 |  | 355 | 1083 |  | Medium | 3 |  |  | 03/21/2023 | 208629406 | 03/21/2023
Rheem Sales Company, Inc. | Ruud | PRO+E50 T2 RU CG | Federally-Regulated Consumer Product | Electric resistance |  | 45 |  | 4.5 | True |  |  | True | Electric storage | 63 |  | 98 | 3531 |  | Medium | 0.92 |  |  | 03/21/2023 | 209232974 | 03/21/2023
Rheem Sales Company, Inc. | Ruud | PROUE40 M2 RU CG | Federally-Regulated Consumer Product | Electric resistance |  | 36 |  | 4.5 | True |  |  | True | Electric storage | 55 |  | 98 | 3493 |  | Medium | 0.93 |  |  | 03/21/2023 | 209232851 | 03/21/2023
Rheem Sales Company, Inc. | Ruud | PROG40-40N RU AX | Federally-Regulated Consumer Product | Natural gas |  | 38 |  | 40000 | True |  |  | False | Gas-fired storage | 84 |  | 80 | 0 | 25646625 | High | 0.66 |  |  | 03/21/2023 | 209403931 | 03/21/2023
Rheem Sales Company, Inc. | Ruud | PROUE55 T2 RU CG | Federally-Regulated Consumer Product | Electric resistance |  | 55 |  | 4.5 | True |  |  | True | Electric storage | 74 |  | 98 | 3531 |  | Medium | 0.92 |  |  | 03/21/2023 | 208583871 | 03/21/2023
Rheem Sales Company, Inc. | Ruud | PROG40-40N RU62 TT | Federally-Regulated Consumer Product | Natural gas |  | 38 |  | 40000 | True |  |  | False | Gas-fired storage | 84 |  | 80 | 0 | 25646625 | High | 0.66 |  |  | 03/21/2023 | 206214377 | 03/21/2023
Rheem Sales Company, Inc. | Ruud | PROUH80 T0 RU120-M** | Federally-Regulated Consumer Product | Heat pump |  | 72 |  | 1 | False |  | False | True | Electric storage | 72 |  | 437 | 928 |  | Medium | 3.5 |  |  | 03/21/2023 | 208105669 | 03/21/2023
Rheem Sales Company, Inc. | Ruud | PROE40 T2 RU CG | Federally-Regulated Consumer Product | Electric resistance |  | 36 |  | 4.5 | True |  |  | True | Electric storage | 55 |  | 98 | 3531 |  | Medium | 0.92 |  |  | 03/21/2023 | 208665657 | 03/21/2023
Rheem Sales Company, Inc. | Ruud | PRO+G40-40N RU AX | Federally-Regulated Consumer Product | Natural gas |  | 38 |  | 40000 | True |  |  | False | Gas-fired storage | 84 |  | 80 | 0 | 25646625 | High | 0.66 |  |  | 03/21/2023 | 209403929 | 03/21/2023
Rheem Sales Company, Inc. | Ruud | PRO+E50 M2 RU CG | Federally-Regulated Consumer Product | Electric resistance |  | 45 |  | 4.5 | True |  |  | True | Electric storage | 63 |  | 98 | 3531 |  | Medium | 0.92 |  |  | 03/21/2023 | 209232652 | 03/21/2023
Rheem Sales Company, Inc. | Ruud | PRO+G50S-36P RU61 | Federally-Regulated Consumer Product | LPG |  | 48 |  | 36000 | True |  |  | False | Gas-fired storage | 87 |  | 75 | 0 | 26867893 | High | 0.63 |  |  | 03/21/2023 | 8065138 | 03/21/2023
Rheem Sales Company, Inc. | Ruud | PROUE55 T2 RU92 CS | Federally-Regulated Consumer Product | Electric resistance |  | 55 |  | 4.5 | True |  |  | True | Electric storage | 74 |  | 98 | 3531 |  | Medium | 0.92 |  |  | 03/21/2023 | 206043254 | 03/21/2023
Rheem Sales Company, Inc. | Ruud | PRO H40 T2 RU310UM | Federally-Regulated Consumer Product | Heat pump |  | 36 |  | 4.5 | True |  | False | False | Electric storage | 60 |  | 430 | 928 |  | Medium | 3.5 |  |  | 03/21/2023 | 206077601 | 03/21/2023
Rheem Sales Company, Inc. | Ruud | PROG29-30U RU63 EC1* | Federally-Regulated Consumer Product | Natural gas |  | 28 |  | 30000 | True |  |  | False | Gas-fired storage | 51 |  | 78 | 0 | 18471676 | Medium | 0.6 |  |  | 03/21/2023 | 205417905 | 03/21/2023
Rheem Sales Company, Inc. | Ruud | PROU G40-50* RU HE EC3 | Federally-Regulated Consumer Product | Natural gas |  | 40 |  | 50000 | True |  |  | False | Gas-fired storage | 88 |  | 97 | 60 | 18602805 | High | 0.9 |  |  | 03/21/2023 | 210605700 | 03/21/2023
Rheem Sales Company, Inc. | Ruud | HPLD80-1RU | Federally-Regulated Consumer Product | Heat pump |  | 72 |  | 4.5 | False |  | False | True | Electric storage | 87 |  | 447 | 1219 |  | High | 4.07 |  |  | 03/21/2023 | 206195928 | 03/21/2023
Rheem Sales Company, Inc. | Ruud | PROG50S-36P RU61 | Federally-Regulated Consumer Product | LPG |  | 48 |  | 36000 | True |  |  | False | Gas-fired storage | 87 |  | 75 | 0 | 26867893 | High | 0.63 |  |  | 03/21/2023 | 8065139 | 03/21/2023
Rheem Sales Company, Inc. | Ruud | PROU G50-50* RU HE EC3 | Federally-Regulated Consumer Product | Natural gas |  | 50 |  | 50000 | True |  |  | False | Gas-fired storage | 95 |  | 94 | 134 | 18777761 | High | 0.88 |  |  | 03/21/2023 | 210605706 | 03/21/2023
Rheem Sales Company, Inc. | Ruud | PRO+E40 M2 RU CG | Federally-Regulated Consumer Product | Electric resistance |  | 36 |  | 4.5 | True |  |  | True | Electric storage | 55 |  | 98 | 3493 |  | Medium | 0.93 |  |  | 03/21/2023 | 209232849 | 03/21/2023
Rheem Sales Company, Inc. | Ruud | PROE50 T2 RU CG | Federally-Regulated Consumer Product | Electric resistance |  | 45 |  | 4.5 | True |  |  | True | Electric storage | 63 |  | 98 | 3531 |  | Medium | 0.92 |  |  | 03/21/2023 | 209232973 | 03/21/2023
Rheem Sales Company, Inc. | Ruud | PROE47 S2 RU CG | Federally-Regulated Consumer Product | Electric resistance |  | 43 |  | 4.5 | True |  |  | True | Electric storage | 54 |  | 98 | 3531 |  | Medium | 0.92 |  |  | 03/21/2023 | 210440247 | 03/21/2023
Rheem Sales Company, Inc. | Ruud | PROG50S-40N RU61 | Federally-Regulated Consumer Product | Natural gas |  | 48 |  | 40000 | True |  |  | False | Gas-fired storage | 87 |  | 75 | 0 | 26867893 | High | 0.63 |  |  | 03/21/2023 | 8065137 | 03/21/2023
Rheem Sales Company, Inc. | Ruud | M4-30FN* | Federally-Regulated Consumer Product | Natural gas |  | 28 |  | 30000 | True |  |  | False | Gas-fired storage | 51 |  | 78 | 0 | 18471676 | Medium | 0.6 |  |  | 03/21/2023 | 205417907 | 03/21/2023
Rheem Sales Company, Inc. | Ruud | PROE38 S2 RU BCG | Federally-Regulated Consumer Product | Electric resistance |  | 35 |  | 4.5 | True |  |  | True | Electric storage | 51 |  | 98 | 3531 |  | Medium | 0.92 |  |  | 03/21/2023 | 208812561 | 03/21/2023
Rheem Sales Company, Inc. | Ruud | PROUE50 T2 RU CG | Federally-Regulated Consumer Product | Electric resistance |  | 45 |  | 4.5 | True |  |  | True | Electric storage | 63 |  | 98 | 3531 |  | Medium | 0.92 |  |  | 03/21/2023 | 209232975 | 03/21/2023
Rheem Sales Company, Inc. | Ruud | PROG40S-34N RU62 * | Federally-Regulated Consumer Product | Natural gas |  | 38 |  | 34000 | True |  |  | False | Gas-fired storage | 65 |  | 75 | 0 | 18784755 | Medium | 0.59 |  |  | 03/21/2023 | 8090632 | 03/21/2023
Rheem Sales Company, Inc. | Ruud | PROUH65 T0 RU120-M** | Federally-Regulated Consumer Product | Heat pump |  | 59 |  | 1 | False |  | False | True | Electric storage | 55 |  | 405 | 984 |  | Medium | 3.3 |  |  | 03/21/2023 | 208105666 | 03/21/2023
Rheem Sales Company, Inc. | Ruud | PH2R40-40F* | Federally-Regulated Consumer Product | Natural gas |  | 38 |  | 40000 | True |  |  | False | Gas-fired storage | 84 |  | 80 | 0 | 25646625 | High | 0.66 |  |  | 03/21/2023 | 209439639 | 03/21/2023
Rheem Sales Company, Inc. | Ruud | PRO+E40 M2 RU93 CL | Federally-Regulated Consumer Product | Electric resistance |  | 36 |  | 4.5 | True |  |  | False | Electric storage | 55 |  | 98 | 3493 |  | Medium | 0.93 |  |  | 03/21/2023 | 211151074 | 03/21/2023
Rheem Sales Company, Inc. | Ruud | PROUH40 T0 RU120-M** | Federally-Regulated Consumer Product | Heat pump |  | 36 |  | 1 | False |  | False | True | Electric storage | 45 |  | 387 | 802 |  | Low | 2.8 |  |  | 03/21/2023 | 208105660 | 03/21/2023
Rheem Sales Company, Inc. | Ruud | PROE50 M2 RU CG | Federally-Regulated Consumer Product | Electric resistance |  | 45 |  | 4.5 | True |  |  | True | Electric storage | 63 |  | 98 | 3531 |  | Medium | 0.92 |  |  | 03/21/2023 | 209232654 | 03/21/2023
Rheem Sales Company, Inc. | Ruud | PRO+G40-36P RU AX | Federally-Regulated Consumer Product | LPG |  | 38 |  | 36000 | True |  |  | False | Gas-fired storage | 84 |  | 80 | 0 | 25646625 | High | 0.66 |  |  | 03/21/2023 | 209403928 | 03/21/2023
Rheem Sales Company, Inc. | Ruud | PROE36 S2 RU CG | Federally-Regulated Consumer Product | Electric resistance |  | 33 |  | 4.5 | True |  |  | True | Electric storage | 51 |  | 98 | 3531 |  | Medium | 0.92 |  |  | 03/21/2023 | 209247343 | 03/21/2023
Rheem Sales Company, Inc. | Ruud | PROUH50 T0 RU120-M** | Federally-Regulated Consumer Product | Heat pump |  | 46 |  | 1 | False |  | False | True | Electric storage | 55 |  | 367 | 1083 |  | Medium | 3 |  |  | 03/21/2023 | 208105663 | 03/21/2023
Rheem Sales Company, Inc. | EcoSense | ECORHE50 | Federally-Regulated Consumer Product | Natural gas |  | 46 |  | 40000 | True |  |  | False | Gas-fired storage | 87 |  | 89 | 76 | 20899154 | High | 0.8 |  |  | 03/21/2023 | 5609877 | 03/21/2023
Rheem Sales Company, Inc. | EcoSense | ECORHE40SP | Federally-Regulated Consumer Product | LPG |  | 37 |  | 36000 | True |  |  | False | Gas-fired storage | 68 |  | 87 | 53 | 14596505 | Medium | 0.75 |  |  | 03/21/2023 | 5609876 | 03/21/2023
Rheem Sales Company, Inc. | EcoSense | 43V30-60RE12 * | Federally-Regulated Consumer Product | Natural gas |  | 28 |  | 60000 | True |  |  | False | Gas-fired storage | 93 |  | 78 | 34 | 23724517 | High | 0.71 |  |  | 03/21/2023 | 10595514 | 03/21/2023
Rheem Sales Company, Inc. | EcoSense | ECORHE50P | Federally-Regulated Consumer Product | LPG |  | 46 |  | 36000 | True |  |  | False | Gas-fired storage | 87 |  | 89 | 76 | 20899154 | High | 0.8 |  |  | 03/21/2023 | 5609878 | 03/21/2023
Rheem Sales Company, Inc. | EcoSense | 43V30-60RE6 * | Federally-Regulated Consumer Product | Natural gas |  | 28 |  | 60000 | True |  |  | False | Gas-fired storage | 93 |  | 78 | 34 | 23724517 | High | 0.71 |  |  | 03/21/2023 | 10595513 | 03/21/2023
Rheem Sales Company, Inc. | Rheem | CRTGH-84DVLP-2 | Federally-Regulated Consumer Product | LPG |  | 0 |  | 157000 |  |  |  | False | Instantaneous gas-fired |  | 4.6 | 97 | 34 | 18084822 | High | 0.93 |  | 0 | 03/21/2023 | 206076871 | 03/21/2023
Rheem Sales Company, Inc. | Rheem | ECOH200DVLP-2 | Federally-Regulated Consumer Product | LPG |  | 0 |  | 199900 |  |  |  | False | Instantaneous gas-fired |  | 5.7 | 97 | 32 | 18091646 | High | 0.93 |  | 0 | 03/21/2023 | 202068314 | 03/21/2023
Rheem Sales Company, Inc. | Rheem | RTG-84XLP-1 | Federally-Regulated Consumer Product | LPG |  | 0 |  | 180000 |  |  |  | False | Instantaneous gas-fired |  | 4.5 | 83 | 30 | 20794890 | High | 0.81 |  | 0 | 03/21/2023 | 8552307 | 03/21/2023
Rheem Sales Company, Inc. | Rheem | RTGH-84XLN-2 | Federally-Regulated Consumer Product | Natural gas |  | 0 |  | 157000 |  |  |  | False | Instantaneous gas-fired |  | 4.5 | 96 | 27 | 18108706 | High | 0.93 |  | 0 | 03/21/2023 | 205622523 | 03/21/2023
Rheem Sales Company, Inc. | Rheem | CRTGH-84DVLN-2 | Federally-Regulated Consumer Product | Natural gas |  | 0 |  | 157000 |  |  |  | False | Instantaneous gas-fired |  | 4.6 | 97 | 34 | 18084822 | High | 0.93 |  | 0 | 03/21/2023 | 206076870 | 03/21/2023
Rheem Sales Company, Inc. | Rheem | ECOH200DVRHLP * | Federally-Regulated Consumer Product | LPG |  | 0 |  | 199000 |  |  |  | False | Instantaneous gas-fired |  | 6 | 97 | 58 | 17809309 | High | 0.94 |  | 0 | 03/21/2023 | 203303905 | 03/21/2023
Rheem Sales Company, Inc. | Rheem | RTGH-90XLP-2 | Federally-Regulated Consumer Product | LPG |  | 0 |  | 180000 |  |  |  | False | Instantaneous gas-fired |  | 5.2 | 95 | 34 | 18084822 | High | 0.93 |  | 0 | 03/21/2023 | 205628311 | 03/21/2023
Rheem Sales Company, Inc. | Rheem | ECOH180DVRHLP * | Federally-Regulated Consumer Product | LPG |  | 0 |  | 180000 |  |  |  | False | Instantaneous gas-fired |  | 5.2 | 97 | 29 | 17908257 | High | 0.94 |  | 0 | 03/21/2023 | 206076877 | 03/21/2023
Rheem Sales Company, Inc. | Rheem | ECOH180DVRHLN * | Federally-Regulated Consumer Product | Natural gas |  | 0 |  | 180000 |  |  |  | False | Instantaneous gas-fired |  | 5.2 | 97 | 29 | 17908257 | High | 0.94 |  | 0 | 03/21/2023 | 206076876 | 03/21/2023
Rheem Sales Company, Inc. | Rheem | ECOH200XLN-2 | Federally-Regulated Consumer Product | Natural gas |  | 0 |  | 199900 |  |  |  | False | Instantaneous gas-fired |  | 5.6 | 96 | 34 | 18084822 | High | 0.93 |  | 0 | 03/21/2023 | 205628297 | 03/21/2023
Rheem Sales Company, Inc. | Rheem | RTGH-RH11DVLN * | Federally-Regulated Consumer Product | Natural gas |  | 0 |  | 199000 |  |  |  | False | Instantaneous gas-fired |  | 6 | 97 | 58 | 17809309 | High | 0.94 |  | 0 | 03/21/2023 | 203303878 | 03/21/2023
Rheem Sales Company, Inc. | Rheem | RTGH-95XLP-2 | Federally-Regulated Consumer Product | LPG |  | 0 |  | 199900 |  |  |  | False | Instantaneous gas-fired |  | 5.6 | 96 | 34 | 18084822 | High | 0.93 |  | 0 | 03/21/2023 | 205628294 | 03/21/2023
Rheem Sales Company, Inc. | Rheem | DCRTGH95DVLP-2 | Federally-Regulated Consumer Product | LPG |  | 0 |  | 199900 |  |  |  | False | Instantaneous gas-fired |  | 5.7 | 97 | 32 | 18091646 | High | 0.93 |  | 0 | 03/21/2023 | 206076875 | 03/21/2023
Rheem Sales Company, Inc. | Rheem | RTGH-RH11DVLP * | Federally-Regulated Consumer Product | LPG |  | 0 |  | 199000 |  |  |  | False | Instantaneous gas-fired |  | 6 | 97 | 58 | 17809309 | High | 0.94 |  | 0 | 03/21/2023 | 203303903 | 03/21/2023
Rheem Sales Company, Inc. | Rheem | RTGH-S*11* | Federally-Regulated Consumer Product | Natural gas |  | 0 |  | 199900 |  |  |  | True | Instantaneous gas-fired |  | 5.8 | 98 | 19 | 17567227 | High | 0.96 |  | 0 | 03/21/2023 | 208798106 | 03/21/2023
Rheem Sales Company, Inc. | Rheem | ECOH200DVRHLN * | Federally-Regulated Consumer Product | Natural gas |  | 0 |  | 199000 |  |  |  | False | Instantaneous gas-fired |  | 6 | 97 | 58 | 17809309 | High | 0.94 |  | 0 | 03/21/2023 | 203303904 | 03/21/2023
Rheem Sales Company, Inc. | Rheem | RTG-70XLP-1 | Federally-Regulated Consumer Product | LPG |  | 0 |  | 160000 |  |  |  | False | Instantaneous gas-fired |  | 4 | 84 | 31 | 20791478 | High | 0.81 |  | 0 | 03/21/2023 | 205706987 | 03/21/2023
Rheem Sales Company, Inc. | Rheem | ECOH180XLN-2 | Federally-Regulated Consumer Product | Natural gas |  | 0 |  | 180000 |  |  |  | False | Instantaneous gas-fired |  | 5.2 | 95 | 34 | 18084822 | High | 0.93 |  | 0 | 03/21/2023 | 205628312 | 03/21/2023
Rheem Sales Company, Inc. | Rheem | RTGH-C95DVLN | Federally-Regulated Consumer Product | Natural gas |  | 0 |  | 199900 |  |  |  | False | Instantaneous gas-fired |  | 5.7 | 96 | 34 | 18084822 | High | 0.93 |  | 0 | 03/21/2023 | 10345346 | 03/21/2023
Rheem Sales Company, Inc. | Rheem | ECOH160XLN-2 | Federally-Regulated Consumer Product | Natural gas |  | 0 |  | 157000 |  |  |  | False | Instantaneous gas-fired |  | 4.5 | 96 | 27 | 18108706 | High | 0.93 |  | 0 | 03/21/2023 | 205628325 | 03/21/2023
Rheem Sales Company, Inc. | Rheem | RTGH-90XLN-2 | Federally-Regulated Consumer Product | Natural gas |  | 0 |  | 180000 |  |  |  | False | Instantaneous gas-fired |  | 5.2 | 95 | 34 | 18084822 | High | 0.93 |  | 0 | 03/21/2023 | 205622522 | 03/21/2023
Rheem Sales Company, Inc. | Rheem | RTG-70XLPWA-1 | Federally-Regulated Consumer Product | LPG |  | 0 |  | 160000 |  |  |  | False | Instantaneous gas-fired |  | 4 | 84 | 31 | 20791478 | High | 0.81 |  | 0 | 03/21/2023 | 205706988 | 03/21/2023
Rheem Sales Company, Inc. | Rheem | RTG-84XLNWA-1 | Federally-Regulated Consumer Product | Natural gas |  | 0 |  | 180000 |  |  |  | False | Instantaneous gas-fired |  | 4.5 | 83 | 30 | 20794890 | High | 0.81 |  | 0 | 03/21/2023 | 8552299 | 03/21/2023
Rheem Sales Company, Inc. | Rheem | RUTGH-RH10DVLP * | Federally-Regulated Consumer Product | Natural gas |  | 0 |  | 180000 |  |  |  | False | Instantaneous gas-fired |  | 5.2 | 97 | 29 | 17908257 | High | 0.94 |  | 0 | 03/21/2023 | 203303913 | 03/21/2023
Rheem Sales Company, Inc. | Rheem | CRTGH-90DVLP-2 | Federally-Regulated Consumer Product | LPG |  | 0 |  | 180000 |  |  |  | False | Instantaneous gas-fired |  | 5.2 | 97 | 34 | 18084822 | High | 0.93 |  | 0 | 03/21/2023 | 206076873 | 03/21/2023
Rheem Sales Company, Inc. | Rheem | RTG-70DVLPWA-1 | Federally-Regulated Consumer Product | LPG |  | 0 |  | 160000 |  |  |  | False | Instantaneous gas-fired |  | 4.1 | 85 | 31 | 20536633 | High | 0.82 |  | 0 | 03/21/2023 | 205706981 | 03/21/2023
Rheem Sales Company, Inc. | Rheem | RTG-70DVLN-1 | Federally-Regulated Consumer Product | Natural gas |  | 0 |  | 160000 |  |  |  | False | Instantaneous gas-fired |  | 4.1 | 85 | 31 | 20536633 | High | 0.82 |  | 0 | 03/21/2023 | 201874868 | 03/21/2023
Rheem Sales Company, Inc. | Rheem | RTG-70DVLP-1 | Federally-Regulated Consumer Product | LPG |  | 0 |  | 160000 |  |  |  | False | Instantaneous gas-fired |  | 4.1 | 85 | 31 | 20536633 | High | 0.82 |  | 0 | 03/21/2023 | 205706980 | 03/21/2023
Rheem Sales Company, Inc. | Rheem | RTG-84XLPWA-1 | Federally-Regulated Consumer Product | LPG |  | 0 |  | 180000 |  |  |  | False | Instantaneous gas-fired |  | 4.5 | 83 | 30 | 20794890 | High | 0.81 |  | 0 | 03/21/2023 | 8552308 | 03/21/2023
Rheem Sales Company, Inc. | Rheem | DCRTGH95DVLN-2 | Federally-Regulated Consumer Product | Natural gas |  | 0 |  | 199900 |  |  |  | False | Instantaneous gas-fired |  | 5.7 | 97 | 32 | 18091646 | High | 0.93 |  | 0 | 03/21/2023 | 206076874 | 03/21/2023
Rheem Sales Company, Inc. | Rheem | RTGH-S*10* | Federally-Regulated Consumer Product | LPG |  | 0 |  | 180000 |  |  |  | True | Instantaneous gas-fired |  | 5.2 | 98 | 19 | 17567227 | High | 0.96 |  | 0 | 03/21/2023 | 208798107 | 03/21/2023
Rheem Sales Company, Inc. | Rheem | RUTGH-RH10DVLN * | Federally-Regulated Consumer Product | Natural gas |  | 0 |  | 180000 |  |  |  | False | Instantaneous gas-fired |  | 5.2 | 97 | 29 | 17908257 | High | 0.94 |  | 0 | 03/21/2023 | 203303912 | 03/21/2023
Rheem Sales Company, Inc. | Rheem | RTG-84XLN-1 | Federally-Regulated Consumer Product | Natural gas |  | 0 |  | 180000 |  |  |  | False | Instantaneous gas-fired |  | 4.5 | 83 | 30 | 20794890 | High | 0.81 |  | 0 | 03/21/2023 | 8552298 | 03/21/2023
Rheem Sales Company, Inc. | Rheem | RTGH-95XLN-2 | Federally-Regulated Consumer Product | Natural gas |  | 0 |  | 199900 |  |  |  | False | Instantaneous gas-fired |  | 5.6 | 96 | 34 | 18084822 | High | 0.93 |  | 0 | 03/21/2023 | 205622521 | 03/21/2023
Rheem Sales Company, Inc. | Rheem | RTGH-S*11* | Federally-Regulated Consumer Product | LPG |  | 0 |  | 199900 |  |  |  | True | Instantaneous gas-fired |  | 5.8 | 98 | 19 | 17567227 | High | 0.96 |  | 0 | 03/21/2023 | 208798106 | 03/21/2023
Rheem Sales Company, Inc. | Rheem | RTGH-RH10DVLP * | Federally-Regulated Consumer Product | LPG |  | 0 |  | 180000 |  |  |  | False | Instantaneous gas-fired |  | 5.2 | 97 | 29 | 17908257 | High | 0.94 |  | 0 | 03/21/2023 | 203303914 | 03/21/2023
Rheem Sales Company, Inc. | Rheem | CRTGH-90DVLN-2 | Federally-Regulated Consumer Product | Natural gas |  | 0 |  | 180000 |  |  |  | False | Instantaneous gas-fired |  | 5.2 | 97 | 34 | 18084822 | High | 0.93 |  | 0 | 03/21/2023 | 206076872 | 03/21/2023
Rheem Sales Company, Inc. | Rheem | ECOH160XLP-2 | Federally-Regulated Consumer Product | LPG |  | 0 |  | 157000 |  |  |  | False | Instantaneous gas-fired |  | 4.5 | 96 | 27 | 18108706 | High | 0.93 |  | 0 | 03/21/2023 | 205628326 | 03/21/2023
Rheem Sales Company, Inc. | Rheem | RTGH-84XLP-2 | Federally-Regulated Consumer Product | LPG |  | 0 |  | 157000 |  |  |  | False | Instantaneous gas-fired |  | 4.5 | 96 | 27 | 18108706 | High | 0.93 |  | 0 | 03/21/2023 | 205628323 | 03/21/2023
Rheem Sales Company, Inc. | Rheem | RTGH-C95XLP | Federally-Regulated Consumer Product | LPG |  | 0 |  | 199900 |  |  |  | False | Instantaneous gas-fired |  | 5.6 | 96 | 34 | 18084822 | High | 0.93 |  | 0 | 03/21/2023 | 10345351 | 03/21/2023
Rheem Sales Company, Inc. | Rheem | ECOH200XLP-2 | Federally-Regulated Consumer Product | LPG |  | 0 |  | 199900 |  |  |  | False | Instantaneous gas-fired |  | 5.6 | 96 | 34 | 18084822 | High | 0.93 |  | 0 | 03/21/2023 | 205628299 | 03/21/2023
Rheem Sales Company, Inc. | Rheem | RTGH-C95XLN | Federally-Regulated Consumer Product | Natural gas |  | 0 |  | 199900 |  |  |  | False | Instantaneous gas-fired |  | 5.6 | 96 | 34 | 18084822 | High | 0.93 |  | 0 | 03/21/2023 | 10345350 | 03/21/2023
Rheem Sales Company, Inc. | Rheem | RTGH-RH10DVLN * | Federally-Regulated Consumer Product | Natural gas |  | 0 |  | 180000 |  |  |  | False | Instantaneous gas-fired |  | 5.2 | 97 | 29 | 17908257 | High | 0.94 |  | 0 | 03/21/2023 | 203303879 | 03/21/2023
Rheem Sales Company, Inc. | Rheem | ECOH180XLP-2 | Federally-Regulated Consumer Product | LPG |  | 0 |  | 180000 |  |  |  | False | Instantaneous gas-fired |  | 5.2 | 95 | 34 | 18084822 | High | 0.93 |  | 0 | 03/21/2023 | 205628313 | 03/21/2023
Rheem Sales Company, Inc. | Rheem | ECOH200DVLN-2 | Federally-Regulated Consumer Product | Natural gas |  | 0 |  | 199900 |  |  |  | False | Instantaneous gas-fired |  | 5.7 | 97 | 32 | 18091646 | High | 0.93 |  | 0 | 03/21/2023 | 202068313 | 03/21/2023
Rheem Sales Company, Inc. | Rheem | RTGH-S*10* | Federally-Regulated Consumer Product | Natural gas |  | 0 |  | 180000 |  |  |  | True | Instantaneous gas-fired |  | 5.2 | 98 | 19 | 17567227 | High | 0.96 |  | 0 | 03/21/2023 | 208798107 | 03/21/2023
Rheem Sales Company, Inc. | Rheem | RTGH-95DVLP-2 | Federally-Regulated Consumer Product | LPG |  | 0 |  | 199900 |  |  |  | False | Instantaneous gas-fired |  | 5.7 | 97 | 32 | 18091646 | High | 0.93 |  | 0 | 03/21/2023 | 202068317 | 03/21/2023
Rheem Sales Company, Inc. | Rheem | PROP G40-50* CN HE** | Federally-Regulated Consumer Product | LPG |  | 40 |  | 50000 | True |  |  | False | Gas-fired storage | 88 |  | 97 | 60 | 18602805 | High | 0.9 |  |  | 03/21/2023 | 210605696 | 03/21/2023
Rheem Sales Company, Inc. | Rheem | XG40S12UHN50* | Federally-Regulated Consumer Product | Natural gas |  | 40 |  | 50000 | True |  |  | False | Gas-fired storage | 88 |  | 97 | 60 | 18602805 | High | 0.9 |  |  | 03/21/2023 | 210605697 | 03/21/2023
Rheem Sales Company, Inc. | Rheem | ECE G40-50U CN HE* | Federally-Regulated Consumer Product | Natural gas |  | 40 |  | 50000 | True |  |  | False | Gas-fired storage | 88 |  | 97 | 60 | 18602805 | High | 0.9 |  |  | 03/21/2023 | 210605699 | 03/21/2023
Rheem Sales Company, Inc. | Rheem | XG50T06TH40U0 | Federally-Regulated Consumer Product | Natural gas |  | 48 |  | 40000 | True |  |  | False | Gas-fired storage | 77 |  | 78 | 0 | 26448082 | High | 0.64 |  |  | 03/21/2023 | 210594818 | 03/21/2023
Rheem Sales Company, Inc. | Rheem | PROG40-38N RH62 TT | Federally-Regulated Consumer Product | Natural gas |  | 38 |  | 38000 | True |  |  | False | Gas-fired storage | 64 |  | 74 | 0 | 19108631 | Medium | 0.58 |  |  | 03/21/2023 | 206194990 | 03/21/2023
Rheem Sales Company, Inc. | Rheem | XG29T06EN30U* | Federally-Regulated Consumer Product | Natural gas |  | 28 |  | 30000 | True |  |  | False | Gas-fired storage | 51 |  | 78 | 0 | 18471676 | Medium | 0.6 |  |  | 03/21/2023 | 205417904 | 03/21/2023
Rheem Sales Company, Inc. | Rheem | XG50T12UHN50* | Federally-Regulated Consumer Product | Natural gas |  | 50 |  | 50000 | True |  |  | False | Gas-fired storage | 95 |  | 94 | 134 | 18777761 | High | 0.88 |  |  | 03/21/2023 | 210605703 | 03/21/2023
Rheem Sales Company, Inc. | Rheem | PROP G40-50* RH HE EC3 | Federally-Regulated Consumer Product | Natural gas |  | 40 |  | 50000 | True |  |  | False | Gas-fired storage | 88 |  | 97 | 60 | 18602805 | High | 0.9 |  |  | 03/21/2023 | 210547590 | 03/21/2023
Rheem Sales Company, Inc. | Rheem | XG50T06HE40U0 * | Federally-Regulated Consumer Product | Natural gas |  | 48 |  | 40000 | True |  |  | False | Gas-fired storage | 75 |  | 78 | 0 | 26448082 | High | 0.64 |  |  | 03/21/2023 | 10609350 | 03/21/2023
Rheem Sales Company, Inc. | Rheem | XG50S12HE40U0 | Federally-Regulated Consumer Product | Natural gas |  | 48 |  | 40000 | True |  |  | False | Gas-fired storage | 86 |  | 78 | 0 | 26448082 | High | 0.64 |  |  | 03/21/2023 | 205814010 | 03/21/2023
Rheem Sales Company, Inc. | Rheem | PRO+G29-30U RH63 EC1* | Federally-Regulated Consumer Product | Natural gas |  | 28 |  | 30000 | True |  |  | False | Gas-fired storage | 51 |  | 78 | 0 | 18471676 | Medium | 0.6 |  |  | 03/21/2023 | 205417902 | 03/21/2023
Rheem Sales Company, Inc. | Rheem | P2R-40SF | Federally-Regulated Consumer Product | Natural gas |  | 39 |  | 40000 | True |  |  | False | Gas-fired storage | 66 |  | 75 | 0 | 19108631 | Medium | 0.58 |  |  | 03/21/2023 | 2112749 | 03/21/2023
Rheem Sales Company, Inc. | Rheem | 24X40SF1 * | Federally-Regulated Consumer Product | Natural gas |  | 38 |  | 34000 | True |  |  | False | Gas-fired storage | 65 |  | 75 | 0 | 18784755 | Medium | 0.59 |  |  | 03/21/2023 | 8170605 | 03/21/2023
Rheem Sales Company, Inc. | Rheem | PROG40-40N RH AX | Federally-Regulated Consumer Product | Natural gas |  | 38 |  | 40000 | True |  |  | False | Gas-fired storage | 84 |  | 80 | 0 | 25646625 | High | 0.66 |  |  | 03/21/2023 | 209403935 | 03/21/2023
Rheem Sales Company, Inc. | Rheem | PROG50-40N RH62 TT | Federally-Regulated Consumer Product | Natural gas |  | 48 |  | 40000 | True |  |  | False | Gas-fired storage | 76 |  | 81 | 0 | 26041188 | High | 0.65 |  |  | 03/21/2023 | 206214380 | 03/21/2023
Rheem Sales Company, Inc. | Rheem | PROP G50-50* CN HE** | Federally-Regulated Consumer Product | LPG |  | 50 |  | 50000 | True |  |  | False | Gas-fired storage | 95 |  | 94 | 134 | 18777761 | High | 0.88 |  |  | 03/21/2023 | 210605702 | 03/21/2023
Rheem Sales Company, Inc. | Rheem | 24X30FN* | Federally-Regulated Consumer Product | Natural gas |  | 28 |  | 30000 | True |  |  | False | Gas-fired storage | 51 |  | 78 | 0 | 18471676 | Medium | 0.6 |  |  | 03/21/2023 | 205417903 | 03/21/2023
Rheem Sales Company, Inc. | Rheem | ECE G50-50U CN HE* | Federally-Regulated Consumer Product | Natural gas |  | 50 |  | 50000 | True |  |  | False | Gas-fired storage | 95 |  | 94 | 134 | 18777761 | High | 0.88 |  |  | 03/21/2023 | 210605705 | 03/21/2023
Rheem Sales Company, Inc. | Rheem | PROP G50-50* CN HE** | Federally-Regulated Consumer Product | Natural gas |  | 50 |  | 50000 | True |  |  | False | Gas-fired storage | 95 |  | 94 | 134 | 18777761 | High | 0.88 |  |  | 03/21/2023 | 210605702 | 03/21/2023
Rheem Sales Company, Inc. | Rheem | XG50T06TC38U1 | Federally-Regulated Consumer Product | Natural gas |  | 48 |  | 38000 | True |  |  | False | Gas-fired storage | 85 |  | 83 | 0 | 26867893 | High | 0.63 |  |  | 03/21/2023 | 210594813 | 03/21/2023
Rheem Sales Company, Inc. | Rheem | PROG50-38N RH60 TT | Federally-Regulated Consumer Product | Natural gas |  | 48 |  | 38000 | True |  |  | False | Gas-fired storage | 85 |  | 83 | 0 | 26448082 | High | 0.64 |  |  | 03/21/2023 | 206214378 | 03/21/2023
Rheem Sales Company, Inc. | Rheem | XG40T06TH40U0 | Federally-Regulated Consumer Product | Natural gas |  | 38 |  | 40000 | True |  |  | False | Gas-fired storage | 78 |  | 77 | 0 | 26041188 | High | 0.65 |  |  | 03/21/2023 | 210594816 | 03/21/2023
Rheem Sales Company, Inc. | Rheem | PROG40S-34N RH62 * | Federally-Regulated Consumer Product | Natural gas |  | 38 |  | 34000 | True |  |  | False | Gas-fired storage | 65 |  | 75 | 0 | 18784755 | Medium | 0.59 |  |  | 03/21/2023 | 8090590 | 03/21/2023
Rheem Sales Company, Inc. | Rheem | PRO+G40-36P RH AX | Federally-Regulated Consumer Product | LPG |  | 38 |  | 36000 | True |  |  | False | Gas-fired storage | 84 |  | 80 | 0 | 25646625 | High | 0.66 |  |  | 03/21/2023 | 209403932 | 03/21/2023
Rheem Sales Company, Inc. | Rheem | PROG29-30U RH63 EC1* | Federally-Regulated Consumer Product | Natural gas |  | 28 |  | 30000 | True |  |  | False | Gas-fired storage | 51 |  | 78 | 0 | 18471676 | Medium | 0.6 |  |  | 03/21/2023 | 205417871 | 03/21/2023
Rheem Sales Company, Inc. | Rheem | PROG40-40N RH62 TT | Federally-Regulated Consumer Product | Natural gas |  | 38 |  | 40000 | True |  |  | False | Gas-fired storage | 84 |  | 80 | 0 | 25646625 | High | 0.66 |  |  | 03/21/2023 | 206214376 | 03/21/2023
Rheem Sales Company, Inc. | Rheem | PROP G40-50* CN HE** | Federally-Regulated Consumer Product | Natural gas |  | 40 |  | 50000 | True |  |  | False | Gas-fired storage | 88 |  | 97 | 60 | 18602805 | High | 0.9 |  |  | 03/21/2023 | 210605696 | 03/21/2023
Rheem Sales Company, Inc. | Rheem | PROG40-36N RH62 | Federally-Regulated Consumer Product | Natural gas |  | 38 |  | 36000 | True |  |  | False | Gas-fired storage | 64 |  | 74 | 0 | 19108631 | Medium | 0.58 |  |  | 03/21/2023 | 8086841 | 03/21/2023
Rheem Sales Company, Inc. | Rheem | XG40T06TC36U1 | Federally-Regulated Consumer Product | Natural gas |  | 38 |  | 36000 | True |  |  | False | Gas-fired storage | 68 |  | 77 | 0 | 19108631 | Medium | 0.58 |  |  | 03/21/2023 | 210594810 | 03/21/2023
Rheem Sales Company, Inc. | Rheem | PROG40S-40N RH62 | Federally-Regulated Consumer Product | Natural gas |  | 39 |  | 40000 | True |  |  | False | Gas-fired storage | 66 |  | 75 | 0 | 19108631 | Medium | 0.58 |  |  | 03/21/2023 | 6518263 | 03/21/2023
Rheem Sales Company, Inc. | Rheem | PROG40S-31P RH62 | Federally-Regulated Consumer Product | LPG |  | 38 |  | 31000 | True |  |  | False | Gas-fired storage | 65 |  | 75 | 0 | 18784755 | Medium | 0.59 |  |  | 03/21/2023 | 8068163 | 03/21/2023
Rheem Sales Company, Inc. | Rheem | PROP G50-50* RH HE EC3 | Federally-Regulated Consumer Product | LPG |  | 50 |  | 50000 | True |  |  | False | Gas-fired storage | 95 |  | 94 | 134 | 18777761 | High | 0.88 |  |  | 03/21/2023 | 210547592 | 03/21/2023
Rheem Sales Company, Inc. | Rheem | PROG40-36P RH AX | Federally-Regulated Consumer Product | LPG |  | 38 |  | 36000 | True |  |  | False | Gas-fired storage | 84 |  | 80 | 0 | 25646625 | High | 0.66 |  |  | 03/21/2023 | 209403934 | 03/21/2023
Rheem Sales Company, Inc. | Rheem | PROP G40-50* RH HE EC3 | Federally-Regulated Consumer Product | LPG |  | 40 |  | 50000 | True |  |  | False | Gas-fired storage | 88 |  | 97 | 60 | 18602805 | High | 0.9 |  |  | 03/21/2023 | 210547590 | 03/21/2023
Rheem Sales Company, Inc. | Rheem | PROP G50-50* RH HE EC3 | Federally-Regulated Consumer Product | Natural gas |  | 50 |  | 50000 | True |  |  | False | Gas-fired storage | 95 |  | 94 | 134 | 18777761 | High | 0.88 |  |  | 03/21/2023 | 210547592 | 03/21/2023
Rheem Sales Company, Inc. | Rheem | PRO+G40-40N RH AX | Federally-Regulated Consumer Product | Natural gas |  | 38 |  | 40000 | True |  |  | False | Gas-fired storage | 84 |  | 80 | 0 | 25646625 | High | 0.66 |  |  | 03/21/2023 | 209403933 | 03/21/2023
Rheem Sales Company, Inc. | Richmond | 6GRT40-40F3 | Federally-Regulated Consumer Product | LPG |  | 38 |  | 36000 | True |  |  | False | Gas-fired storage | 84 |  | 80 | 0 | 25646625 | High | 0.66 |  |  | 03/21/2023 | 210594815 | 03/21/2023
Rheem Sales Company, Inc. | Richmond | 6G50-36PE2 | Federally-Regulated Consumer Product | LPG |  | 48 |  | 36000 | True |  |  | False | Gas-fired storage | 79 |  | 77 | 22 | 24456490 | High | 0.69 |  |  | 03/21/2023 | 4663107 | 03/21/2023
Rheem Sales Company, Inc. | Richmond | 6GRX40-40F | Federally-Regulated Consumer Product | Natural gas |  | 38 |  | 40000 | True |  |  | False | Gas-fired storage | 84 |  | 80 | 0 | 25646625 | High | 0.66 |  |  | 03/21/2023 | 209403927 | 03/21/2023
Rheem Sales Company, Inc. | Richmond | 12GR50-36PF3 | Federally-Regulated Consumer Product | LPG |  | 48 |  | 36000 | True |  |  | False | Gas-fired storage | 76 |  | 81 | 0 | 26041188 | High | 0.65 |  |  | 03/21/2023 | 8225033 | 03/21/2023
Rheem Sales Company, Inc. | Richmond | 6EM50-DCG | Federally-Regulated Consumer Product | Electric resistance |  | 45 |  | 4.5 | True |  |  | True | Electric storage | 63 |  | 98 | 3531 |  | Medium | 0.92 |  |  | 03/21/2023 | 209232649 | 03/21/2023
Rheem Sales Company, Inc. | Richmond | 12GR50-40F3 | Federally-Regulated Consumer Product | Natural gas |  | 48 |  | 40000 | True |  |  | False | Gas-fired storage | 76 |  | 81 | 0 | 26041188 | High | 0.65 |  |  | 03/21/2023 | 8225032 | 03/21/2023
Rheem Sales Company, Inc. | Richmond | 6GR50-36PF3 | Federally-Regulated Consumer Product | LPG |  | 48 |  | 36000 | True |  |  | False | Gas-fired storage | 76 |  | 81 | 0 | 26041188 | High | 0.65 |  |  | 03/21/2023 | 8225034 | 03/21/2023
Rheem Sales Company, Inc. | Richmond | 12GUH40-50F* | Federally-Regulated Consumer Product | LPG |  | 40 |  | 50000 | True |  |  | False | Gas-fired storage | 88 |  | 97 | 60 | 18602805 | High | 0.9 |  |  | 03/21/2023 | 210605701 | 03/21/2023
Rheem Sales Company, Inc. | Richmond | 10E50-HP120M* | Federally-Regulated Consumer Product | Heat pump |  | 46 |  | 1 | False |  | False | True | Electric storage | 55 |  | 367 | 1083 |  | Medium | 3 |  |  | 03/21/2023 | 208105664 | 03/21/2023
Rheem Sales Company, Inc. | Richmond | 10E50-HP120 | Federally-Regulated Consumer Product | Heat pump |  | 46 |  | 1.3 | False |  | False | True | Electric storage | 51 |  | 350 | 1083 |  | Medium | 3 |  |  | 03/21/2023 | 208676267 | 03/21/2023
Rheem Sales Company, Inc. | Richmond | 6G30S-30F3 | Federally-Regulated Consumer Product | Natural gas |  | 29 |  | 30000 | True |  |  | False | Gas-fired storage | 51 |  | 75 | 0 | 18471676 | Medium | 0.6 |  |  | 03/21/2023 | 8086840 | 03/21/2023
Rheem Sales Company, Inc. | Richmond | 10E40-HP120 | Federally-Regulated Consumer Product | Heat pump |  | 37 |  | 1.3 | False |  | False | True | Electric storage | 51 |  | 355 | 1083 |  | Medium | 3 |  |  | 03/21/2023 | 208629407 | 03/21/2023
Rheem Sales Company, Inc. | Richmond | 12G50-36PE2 | Federally-Regulated Consumer Product | LPG |  | 48 |  | 36000 | True |  |  | False | Gas-fired storage | 79 |  | 77 | 22 | 24456490 | High | 0.69 |  |  | 03/21/2023 | 4663109 | 03/21/2023
Rheem Sales Company, Inc. | Richmond | 6V30FT3 * | Federally-Regulated Consumer Product | Natural gas |  | 28 |  | 32000 | True |  |  | True | Gas-fired storage | 52 |  | 75 | 0 | 18471676 | Medium | 0.6 |  |  | 03/21/2023 | 8107236 | 03/21/2023
Rheem Sales Company, Inc. | Richmond | 6G55-50F3 | Federally-Regulated Consumer Product | Natural gas |  | 55 |  | 50000 | True |  |  | False | Gas-fired storage | 91 |  | 75 | 0 | 27301246 | High | 0.62 |  |  | 03/21/2023 | 8077759 | 03/21/2023
Rheem Sales Company, Inc. | Richmond | 6GR50SPVE2-32P | Federally-Regulated Consumer Product | LPG |  | 48 |  | 32400 | True |  |  | False | Gas-fired storage | 78 |  | 79 | 86 | 23887672 | High | 0.7 |  |  | 03/21/2023 | 5536908 | 03/21/2023
Rheem Sales Company, Inc. | Richmond | 9EM40-DCG | Federally-Regulated Consumer Product | Electric resistance |  | 36 |  | 4.5 | True |  |  | True | Electric storage | 55 |  | 98 | 3493 |  | Medium | 0.93 |  |  | 03/21/2023 | 209232847 | 03/21/2023
Rheem Sales Company, Inc. | Richmond | 9G50S-40F3 | Federally-Regulated Consumer Product | Natural gas |  | 48 |  | 40000 | True |  |  | False | Gas-fired storage | 87 |  | 75 | 0 | 26867893 | High | 0.63 |  |  | 03/21/2023 | 8065144 | 03/21/2023
Rheem Sales Company, Inc. | Richmond | 6G50S-40F3 | Federally-Regulated Consumer Product | Natural gas |  | 48 |  | 40000 | True |  |  | False | Gas-fired storage | 87 |  | 75 | 0 | 26867893 | High | 0.63 |  |  | 03/21/2023 | 8065142 | 03/21/2023
Rheem Sales Company, Inc. | Richmond | MVR30DV3 | Federally-Regulated Consumer Product | Natural gas |  | 29 |  | 30000 | True |  |  | True | Gas-fired storage | 46 |  | 78 | 0 | 13433946 | Low | 0.57 |  |  | 03/21/2023 | 8068484 | 03/21/2023
Rheem Sales Company, Inc. | Richmond | 6ESB40-DCG | Federally-Regulated Consumer Product | Electric resistance |  | 35 |  | 3.8 | True |  |  | True | Electric storage | 51 |  | 98 | 3531 |  | Medium | 0.92 |  |  | 03/21/2023 | 208812560 | 03/21/2023
Rheem Sales Company, Inc. | Richmond | 12GRX40-40F | Federally-Regulated Consumer Product | Natural gas |  | 38 |  | 40000 | True |  |  | False | Gas-fired storage | 84 |  | 80 | 0 | 25646625 | High | 0.66 |  |  | 03/21/2023 | 209403937 | 03/21/2023
Rheem Sales Company, Inc. | Richmond | 9G50S-36PF3 | Federally-Regulated Consumer Product | LPG |  | 48 |  | 36000 | True |  |  | False | Gas-fired storage | 87 |  | 75 | 0 | 26867893 | High | 0.63 |  |  | 03/21/2023 | 8087601 | 03/21/2023
Rheem Sales Company, Inc. | Richmond | 12GUH40-50F* | Federally-Regulated Consumer Product | Natural gas |  | 40 |  | 50000 | True |  |  | False | Gas-fired storage | 88 |  | 97 | 60 | 18602805 | High | 0.9 |  |  | 03/21/2023 | 210605701 | 03/21/2023
Rheem Sales Company, Inc. | Richmond | 12GUH50-50F* | Federally-Regulated Consumer Product | Natural gas |  | 50 |  | 50000 | True |  |  | False | Gas-fired storage | 95 |  | 94 | 134 | 18777761 | High | 0.88 |  |  | 03/21/2023 | 210605707 | 03/21/2023
Rheem Sales Company, Inc. | Richmond | 9G50-40E2 | Federally-Regulated Consumer Product | Natural gas |  | 48 |  | 40000 | True |  |  | False | Gas-fired storage | 79 |  | 77 | 22 | 24456490 | High | 0.69 |  |  | 03/21/2023 | 4663105 | 03/21/2023
Rheem Sales Company, Inc. | Richmond | 9EM50-DCG | Federally-Regulated Consumer Product | Electric resistance |  | 45 |  | 4.5 | True |  |  | True | Electric storage | 63 |  | 98 | 3531 |  | Medium | 0.92 |  |  | 03/21/2023 | 209232650 | 03/21/2023
Rheem Sales Company, Inc. | Richmond | 6GR40SPVE2-36 | Federally-Regulated Consumer Product | Natural gas |  | 39 |  | 36000 | True |  |  | False | Gas-fired storage | 66 |  | 74 | 61 | 16842646 | Medium | 0.65 |  |  | 03/21/2023 | 5536520 | 03/21/2023
Rheem Sales Company, Inc. | Richmond | 12E50-DCG | Federally-Regulated Consumer Product | Electric resistance |  | 45 |  | 5.5 | True |  |  | True | Electric storage | 63 |  | 98 | 3531 |  | Medium | 0.92 |  |  | 03/21/2023 | 209232972 | 03/21/2023
Rheem Sales Company, Inc. | Richmond | 6RHE40SP | Federally-Regulated Consumer Product | LPG |  | 37 |  | 36000 | True |  |  | False | Gas-fired storage | 68 |  | 87 | 53 | 14596505 | Medium | 0.75 |  |  | 03/21/2023 | 5609884 | 03/21/2023
Rheem Sales Company, Inc. | Richmond | 6E50-DCG | Federally-Regulated Consumer Product | Electric resistance |  | 45 |  | 4.5 | True |  |  | True | Electric storage | 63 |  | 98 | 3531 |  | Medium | 0.92 |  |  | 03/21/2023 | 209232970 | 03/21/2023
Rheem Sales Company, Inc. | Richmond | 6V40FT3 | Federally-Regulated Consumer Product | Natural gas |  | 38 |  | 34000 | True |  |  | True | Gas-fired storage | 57 |  | 75 | 0 | 18784755 | Medium | 0.59 |  |  | 03/21/2023 | 8077637 | 03/21/2023
Rheem Sales Company, Inc. | Richmond | 6G40PDV-40 | Federally-Regulated Consumer Product | Natural gas |  | 38 |  | 40000 | True |  |  | False | Gas-fired storage | 67 |  | 79 | 67 | 17363469 | Medium | 0.63 |  |  | 03/21/2023 | 4645603 | 03/21/2023
Rheem Sales Company, Inc. | Richmond | 6G50-40E2 | Federally-Regulated Consumer Product | Natural gas |  | 48 |  | 40000 | True |  |  | False | Gas-fired storage | 79 |  | 77 | 22 | 24456490 | High | 0.69 |  |  | 03/21/2023 | 4663104 | 03/21/2023
Rheem Sales Company, Inc. | Richmond | 6G40S-34F3 | Federally-Regulated Consumer Product | Natural gas |  | 38 |  | 34000 | True |  |  | False | Gas-fired storage | 65 |  | 75 | 0 | 18784755 | Medium | 0.59 |  |  | 03/21/2023 | 8068159 | 03/21/2023
Rheem Sales Company, Inc. | Richmond | 6G40-36F3 | Federally-Regulated Consumer Product | Natural gas |  | 38 |  | 36000 | True |  |  | False | Gas-fired storage | 64 |  | 74 | 0 | 19108631 | Medium | 0.58 |  |  | 03/21/2023 | 8086843 | 03/21/2023
Rheem Sales Company, Inc. | Richmond | 12GR40-40F3 | Federally-Regulated Consumer Product | Natural gas |  | 38 |  | 40000 | True |  |  | False | Gas-fired storage | 84 |  | 80 | 0 | 25646625 | High | 0.66 |  |  | 03/21/2023 | 8225022 | 03/21/2023
Rheem Sales Company, Inc. | Richmond | 9G50S-40E2 | Federally-Regulated Consumer Product | Natural gas |  | 48 |  | 40000 | True |  |  | False | Gas-fired storage | 78 |  | 77 | 27 | 24439430 | High | 0.69 |  |  | 03/21/2023 | 6503988 | 03/21/2023
Rheem Sales Company, Inc. | Richmond | 6ES50-DCG | Federally-Regulated Consumer Product | Electric resistance |  | 43 |  | 4.5 | True |  |  | True | Electric storage | 54 |  | 98 | 3531 |  | Medium | 0.92 |  |  | 03/21/2023 | 210440248 | 03/21/2023
Rheem Sales Company, Inc. | Richmond | 9G40-38F3 | Federally-Regulated Consumer Product | Natural gas |  | 38 |  | 38000 | True |  |  | False | Gas-fired storage | 64 |  | 74 | 0 | 19108631 | Medium | 0.58 |  |  | 03/21/2023 | 8077754 | 03/21/2023
Rheem Sales Company, Inc. | Richmond | 6E55-DCG | Federally-Regulated Consumer Product | Electric resistance |  | 55 |  | 4.5 | True |  |  | True | Electric storage | 74 |  | 98 | 3531 |  | Medium | 0.92 |  |  | 03/21/2023 | 208583863 | 03/21/2023
Rheem Sales Company, Inc. | Richmond | 12GR40-36PF3 | Federally-Regulated Consumer Product | LPG |  | 38 |  | 36000 | True |  |  | False | Gas-fired storage | 84 |  | 80 | 0 | 25646625 | High | 0.66 |  |  | 03/21/2023 | 8225021 | 03/21/2023
Rheem Sales Company, Inc. | Richmond | 6G50S-36PF3 | Federally-Regulated Consumer Product | LPG |  | 48 |  | 36000 | True |  |  | False | Gas-fired storage | 87 |  | 75 | 0 | 26867893 | High | 0.63 |  |  | 03/21/2023 | 8087586 | 03/21/2023
Rheem Sales Company, Inc. | Richmond | 12G40-36PE2 | Federally-Regulated Consumer Product | LPG |  | 37 |  | 36000 | True |  |  | False | Gas-fired storage | 66 |  | 77 | 25 | 16213238 | Medium | 0.68 |  |  | 03/21/2023 | 4663099 | 03/21/2023
Rheem Sales Company, Inc. | Richmond | 9E55-DCG | Federally-Regulated Consumer Product | Electric resistance |  | 55 |  | 4.5 | True |  |  | True | Electric storage | 74 |  | 98 | 3531 |  | Medium | 0.92 |  |  | 03/21/2023 | 208583864 | 03/21/2023
Rheem Sales Company, Inc. | Richmond | 6GT50-38F3 | Federally-Regulated Consumer Product | Natural gas |  | 48 |  | 38000 | True |  |  | False | Gas-fired storage | 85 |  | 83 | 0 | 26448082 | High | 0.64 |  |  | 03/21/2023 | 210594812 | 03/21/2023
Rheem Sales Company, Inc. | Richmond | 6GR50-40F3 | Federally-Regulated Consumer Product | Natural gas |  | 48 |  | 40000 | True |  |  | False | Gas-fired storage | 76 |  | 81 | 0 | 26041188 | High | 0.65 |  |  | 03/21/2023 | 8225031 | 03/21/2023
Rheem Sales Company, Inc. | Richmond | 12GRX40-36PF | Federally-Regulated Consumer Product | LPG |  | 38 |  | 36000 | True |  |  | False | Gas-fired storage | 84 |  | 80 | 0 | 25646625 | High | 0.66 |  |  | 03/21/2023 | 209403936 | 03/21/2023
Rheem Sales Company, Inc. | Richmond | 6G30-30FN* | Federally-Regulated Consumer Product | Natural gas |  | 28 |  | 30000 | True |  |  | False | Gas-fired storage | 51 |  | 78 | 0 | 18471676 | Medium | 0.6 |  |  | 03/21/2023 | 205417908 | 03/21/2023
Rheem Sales Company, Inc. | Richmond | 6GR40-40F3 | Federally-Regulated Consumer Product | Natural gas |  | 38 |  | 40000 | True |  |  | False | Gas-fired storage | 84 |  | 80 | 0 | 25646625 | High | 0.66 |  |  | 03/21/2023 | 8225019 | 03/21/2023
Rheem Sales Company, Inc. | Richmond | 10E40-HP120M* | Federally-Regulated Consumer Product | Heat pump |  | 36 |  | 1 | False |  | False | True | Electric storage | 45 |  | 387 | 802 |  | Low | 2.8 |  |  | 03/21/2023 | 208105661 | 03/21/2023
Rheem Sales Company, Inc. | Richmond | 12G55-45PF3 | Federally-Regulated Consumer Product | Natural gas |  | 55 |  | 45000 | True |  |  | False | Gas-fired storage | 91 |  | 75 | 0 | 27301246 | High | 0.62 |  |  | 03/21/2023 | 8077762 | 03/21/2023
Rheem Sales Company, Inc. | Richmond | 6GRT50-40F3 | Federally-Regulated Consumer Product | Natural gas |  | 48 |  | 40000 | True |  |  | False | Gas-fired storage | 76 |  | 81 | 0 | 26041188 | High | 0.65 |  |  | 03/21/2023 | 210594817 | 03/21/2023
Rheem Sales Company, Inc. | Richmond | 12G55-50F3 | Federally-Regulated Consumer Product | Natural gas |  | 55 |  | 50000 | True |  |  | False | Gas-fired storage | 91 |  | 75 | 0 | 27301246 | High | 0.62 |  |  | 03/21/2023 | 8077761 | 03/21/2023
Rheem Sales Company, Inc. | Richmond | TPDV50-65* | Federally-Regulated Consumer Product | Natural gas |  | 48 |  | 65000 | True |  |  | False | Gas-fired storage | 111 |  | 72 | 75 | 25785288 | High | 0.65 |  |  | 03/21/2023 | 4691433 | 03/21/2023
Rheem Sales Company, Inc. | Richmond | 6EM40-DCG | Federally-Regulated Consumer Product | Electric resistance |  | 36 |  | 4.5 | True |  |  | True | Electric storage | 55 |  | 98 | 3493 |  | Medium | 0.93 |  |  | 03/21/2023 | 209232845 | 03/21/2023
Rheem Sales Company, Inc. | Richmond | 6RHE50P | Federally-Regulated Consumer Product | LPG |  | 46 |  | 36000 | True |  |  | False | Gas-fired storage | 87 |  | 89 | 76 | 20899154 | High | 0.8 |  |  | 03/21/2023 | 5609886 | 03/21/2023
Rheem Sales Company, Inc. | Richmond | 12EM40-DCG | Federally-Regulated Consumer Product | Electric resistance |  | 36 |  | 5.5 | True |  |  | True | Electric storage | 55 |  | 98 | 3493 |  | Medium | 0.93 |  |  | 03/21/2023 | 209232848 | 03/21/2023
Rheem Sales Company, Inc. | Richmond | 9E50-DCG | Federally-Regulated Consumer Product | Electric resistance |  | 45 |  | 4.5 | True |  |  | True | Electric storage | 63 |  | 98 | 3531 |  | Medium | 0.92 |  |  | 03/21/2023 | 209232971 | 03/21/2023
Rheem Sales Company, Inc. | Richmond | 6GT40-36F3 | Federally-Regulated Consumer Product | Natural gas |  | 38 |  | 36000 | True |  |  | False | Gas-fired storage | 64 |  | 74 | 0 | 19108631 | Medium | 0.58 |  |  | 03/21/2023 | 210594811 | 03/21/2023
Rheem Sales Company, Inc. | Richmond | 10E65-HP120M* | Federally-Regulated Consumer Product | Heat pump |  | 59 |  | 1 | False |  | False | True | Electric storage | 55 |  | 405 | 984 |  | Medium | 3.3 |  |  | 03/21/2023 | 208105667 | 03/21/2023
Rheem Sales Company, Inc. | Richmond | 9G50-36PE2 | Federally-Regulated Consumer Product | LPG |  | 48 |  | 36000 | True |  |  | False | Gas-fired storage | 79 |  | 77 | 22 | 24456490 | High | 0.69 |  |  | 03/21/2023 | 4663108 | 03/21/2023
Rheem Sales Company, Inc. | Richmond | 6G55-45PF3 | Federally-Regulated Consumer Product | LPG |  | 55 |  | 45000 | True |  |  | False | Gas-fired storage | 91 |  | 75 | 0 | 27301246 | High | 0.62 |  |  | 03/21/2023 | 8077760 | 03/21/2023
Rheem Sales Company, Inc. | Richmond | 6RHE50 | Federally-Regulated Consumer Product | Natural gas |  | 46 |  | 40000 | True |  |  | False | Gas-fired storage | 87 |  | 89 | 76 | 20899154 | High | 0.8 |  |  | 03/21/2023 | 5609885 | 03/21/2023
Rheem Sales Company, Inc. | Richmond | 9ET40-DCG | Federally-Regulated Consumer Product | Electric resistance |  | 36 |  | 4.5 | True |  |  | True | Electric storage | 55 |  | 98 | 3531 |  | Medium | 0.92 |  |  | 03/21/2023 | 208665659 | 03/21/2023
Rheem Sales Company, Inc. | Richmond | 10E80-HP120M* | Federally-Regulated Consumer Product | Heat pump |  | 72 |  | 1 | False |  | False | True | Electric storage | 72 |  | 437 | 928 |  | Medium | 3.5 |  |  | 03/21/2023 | 208105670 | 03/21/2023
Rheem Sales Company, Inc. | Richmond | 6ES40-DCG | Federally-Regulated Consumer Product | Electric resistance |  | 33 |  | 4.5 | True |  |  | True | Electric storage | 51 |  | 98 | 3531 |  | Medium | 0.92 |  |  | 03/21/2023 | 209247342 | 03/21/2023
Rheem Sales Company, Inc. | Richmond | 12E55-DCG | Federally-Regulated Consumer Product | Electric resistance |  | 55 |  | 5.5 | True |  |  | True | Electric storage | 74 |  | 98 | 3531 |  | Medium | 0.92 |  |  | 03/21/2023 | 208583866 | 03/21/2023
Rheem Sales Company, Inc. | Richmond | 6GR40-36PF3 | Federally-Regulated Consumer Product | LPG |  | 38 |  | 36000 | True |  |  | False | Gas-fired storage | 84 |  | 80 | 0 | 25646625 | High | 0.66 |  |  | 03/21/2023 | 8225020 | 03/21/2023
Rheem Sales Company, Inc. | Richmond | 6RHE40S | Federally-Regulated Consumer Product | Natural gas |  | 37 |  | 40000 | True |  |  | False | Gas-fired storage | 87 |  | 92 | 64 | 20175334 | High | 0.83 |  |  | 03/21/2023 | 5609883 | 03/21/2023
Rheem Sales Company, Inc. | Richmond | 6GR40SPVE2-32P | Federally-Regulated Consumer Product | LPG |  | 39 |  | 32400 | True |  |  | False | Gas-fired storage | 66 |  | 74 | 61 | 16842646 | Medium | 0.65 |  |  | 03/21/2023 | 5536903 | 03/21/2023
Rheem Sales Company, Inc. | Richmond | 12EM50-DCG | Federally-Regulated Consumer Product | Electric resistance |  | 45 |  | 5.5 | True |  |  | True | Electric storage | 63 |  | 98 | 3531 |  | Medium | 0.92 |  |  | 03/21/2023 | 209232651 | 03/21/2023
Rheem Sales Company, Inc. | Richmond | 6GR50SPVE2-36 | Federally-Regulated Consumer Product | Natural gas |  | 48 |  | 36000 | True |  |  | False | Gas-fired storage | 78 |  | 79 | 86 | 23887672 | High | 0.7 |  |  | 03/21/2023 | 5536892 | 03/21/2023
Rheem Sales Company, Inc. | Richmond | 12GR40S-40F | Federally-Regulated Consumer Product | Natural gas |  | 39 |  | 40000 | True |  |  | False | Gas-fired storage | 66 |  | 75 | 0 | 19108631 | Medium | 0.58 |  |  | 03/21/2023 | 4648378 | 03/21/2023
Rheem Sales Company, Inc. | Richmond | 12GUH50-50F* | Federally-Regulated Consumer Product | LPG |  | 50 |  | 50000 | True |  |  | False | Gas-fired storage | 95 |  | 94 | 134 | 18777761 | High | 0.88 |  |  | 03/21/2023 | 210605707 | 03/21/2023
Rheem Sales Company, Inc. | Richmond | MVR40DV3 | Federally-Regulated Consumer Product | Natural gas |  | 38 |  | 30000 | True |  |  | True | Gas-fired storage | 58 |  | 80 | 0 | 18784755 | Medium | 0.59 |  |  | 03/21/2023 | 8068488 | 03/21/2023
Rheem Sales Company, Inc. | Richmond | 6E40-DCG | Federally-Regulated Consumer Product | Electric resistance |  | 36 |  | 4.5 | True |  |  | True | Electric storage | 55 |  | 98 | 3531 |  | Medium | 0.92 |  |  | 03/21/2023 | 208665658 | 03/21/2023
Bradford White Corporation | BRADFORD WHITE | URG1PV50S*N19 | Federally-Regulated Consumer Product | Natural gas |  | 48 |  | 40000 | True |  |  | False | Gas-fired storage | 78 |  | 79 | 81 | 24255182 | High | 0.69 |  |  | 02/23/2023 | 205135032 | 03/23/2023
Bradford White Corporation | BRADFORD WHITE | RG230T*X | Federally-Regulated Consumer Product | LPG |  | 29 |  | 31000 | True |  |  | False | Gas-fired storage | 60 |  | 79 | 0 | 18471676 | Medium | 0.6 |  |  | 02/23/2023 | 200094314 | 03/23/2023
Bradford White Corporation | BRADFORD WHITE | RE240S*-***** | Federally-Regulated Consumer Product | Electric resistance |  | 36 |  | 4.5 | True |  |  | True | Electric storage | 48 |  | 98 | 2466 |  | Low | 0.91 | 0.91 |  | 01/17/2023 | 200094298 | 03/23/2023
Bradford White Corporation | BRADFORD WHITE | RE350S*-***** | Federally-Regulated Consumer Product | Electric resistance |  | 45 |  | 4.5 | True |  |  | True | Electric storage | 60 |  | 98 | 3531 |  | Medium | 0.92 | 0.92 |  | 08/23/2022 | 200094308 | 03/23/2023
Bradford White Corporation | BRADFORD WHITE | URG2PV40T*N19 | Federally-Regulated Consumer Product | Natural gas |  | 38 |  | 40000 | True |  |  | False | Gas-fired storage | 78 |  | 79 | 80 | 23236446 | High | 0.72 |  |  | 02/23/2023 | 205135033 | 03/23/2023
Bradford White Corporation | BRADFORD WHITE | RG2D50S*X | Federally-Regulated Consumer Product | LPG |  | 47 |  | 40000 | True |  |  | False | Gas-fired storage | 81 |  | 79 | 22 | 24817248 | High | 0.68 |  |  | 02/23/2023 | 200094394 | 03/23/2023
Bradford White Corporation | BRADFORD WHITE | RG250H*X | Federally-Regulated Consumer Product | LPG |  | 46 |  | 61000 | True |  |  | False | Gas-fired storage | 106 |  | 81 | 0 | 26867893 | High | 0.63 |  |  | 02/23/2023 | 200094378 | 03/23/2023
Bradford White Corporation | BRADFORD WHITE | URG250L*N | Federally-Regulated Consumer Product | Natural gas |  | 47 |  | 40000 | True |  |  | False | Gas-fired storage | 77 |  | 76 | 0 | 26867893 | High | 0.63 |  |  | 02/23/2023 | 200094374 | 03/23/2023
Bradford White Corporation | BRADFORD WHITE | URG130T*N | Federally-Regulated Consumer Product | Natural gas |  | 29 |  | 27000 | True |  |  | False | Gas-fired storage | 46 |  | 78 | 0 | 14180277 | Low | 0.54 |  |  | 02/23/2023 | 200094511 | 03/23/2023
Bradford White Corporation | BRADFORD WHITE | ERE330S*-***** | Federally-Regulated Consumer Product | Electric resistance |  | 27 |  | 4.5 | True |  |  | True | Electric storage | 43 |  | 98 | 2439 |  | Low | 0.92 | 0.92 |  | 08/23/2022 | 208573578 | 03/23/2023
Bradford White Corporation | BRADFORD WHITE | RG230S*X | Federally-Regulated Consumer Product | LPG |  | 29 |  | 26000 | True |  |  | False | Gas-fired storage | 49 |  | 78 | 0 | 14180277 | Low | 0.54 |  |  | 02/23/2023 | 200094362 | 03/23/2023
Bradford White Corporation | BRADFORD WHITE | RG2PDV50H*X | Federally-Regulated Consumer Product | LPG |  | 46 |  | 60000 | True |  |  | False | Gas-fired storage | 103 |  | 77 | 110 | 24516992 | High | 0.68 |  |  | 02/23/2023 | 200094454 | 03/23/2023
Bradford White Corporation | BRADFORD WHITE | RG2PDV40S*X | Federally-Regulated Consumer Product | LPG |  | 38 |  | 38000 | True |  |  | False | Gas-fired storage | 75 |  | 78 | 104 | 23826256 | High | 0.7 |  |  | 02/23/2023 | 200094442 | 03/23/2023
Bradford White Corporation | BRADFORD WHITE | ULG2DV50H45*N-*** | Federally-Regulated Consumer Product | Natural gas |  | 46 |  | 45000 | True |  |  | False | Gas-fired storage | 83 |  | 77 | 0 | 26448082 | High | 0.64 |  |  | 02/23/2023 | 200094486 | 03/23/2023
Bradford White Corporation | BRADFORD WHITE | URG250S*N | Federally-Regulated Consumer Product | Natural gas |  | 47 |  | 50000 | True |  |  | False | Gas-fired storage | 75 |  | 78 | 0 | 26867893 | High | 0.63 |  |  | 02/23/2023 | 200094368 | 03/23/2023
Bradford White Corporation | BRADFORD WHITE | RG240T*X | Federally-Regulated Consumer Product | LPG |  | 38 |  | 36000 | True |  |  | False | Gas-fired storage | 75 |  | 77 | 0 | 26448082 | High | 0.64 |  |  | 02/23/2023 | 200094338 | 03/23/2023
Bradford White Corporation | BRADFORD WHITE | URG230T*N | Federally-Regulated Consumer Product | Natural gas |  | 29 |  | 32000 | True |  |  | False | Gas-fired storage | 60 |  | 79 | 0 | 18471676 | Medium | 0.6 |  |  | 02/23/2023 | 200094316 | 03/23/2023
Bradford White Corporation | BRADFORD WHITE | RG2PV40T*X19 | Federally-Regulated Consumer Product | LPG |  | 38 |  | 40000 | True |  |  | False | Gas-fired storage | 78 |  | 79 | 80 | 23236446 | High | 0.72 |  |  | 02/23/2023 | 205135015 | 03/23/2023
Bradford White Corporation | BRADFORD WHITE | ERE255T*-***** | Federally-Regulated Consumer Product | Electric resistance |  | 55 |  | 4.5 | True |  |  | True | Electric storage | 75 |  | 98 | 5334 |  | High | 0.93 | 0.93 |  | 08/23/2022 | 208573588 | 03/23/2023
Bradford White Corporation | BRADFORD WHITE | LE255T*-***** | Federally-Regulated Consumer Product | Electric resistance |  | 55 |  | 4.5 | True |  |  | True | Electric storage | 75 |  | 98 | 5334 |  | High | 0.93 |  |  | 08/23/2022 | 207335331 | 03/23/2023
Bradford White Corporation | BRADFORD WHITE | RE240LN*-***** | Federally-Regulated Consumer Product | Electric resistance |  | 34 |  | 4.5 | True |  |  | True | Electric storage | 45 |  | 98 | 2439 |  | Low | 0.92 | 0.92 |  | 08/23/2022 | 9950962 | 03/23/2023
Bradford White Corporation | BRADFORD WHITE | ERE240LN*-***** | Federally-Regulated Consumer Product | Electric resistance |  | 34 |  | 4.5 | True |  |  | True | Electric storage | 45 |  | 98 | 2439 |  | Low | 0.92 | 0.92 |  | 08/23/2022 | 208573571 | 03/23/2023
Bradford White Corporation | BRADFORD WHITE | LG2PV50H65*X** | Federally-Regulated Consumer Product | LPG |  | 46 |  | 58000 | True |  |  | False | Gas-fired storage | 116 |  | 79 | 76 | 24633000 | High | 0.68 |  |  | 02/23/2023 | 208157150 | 03/23/2023
Bradford White Corporation | BRADFORD WHITE | ERE340S*-***** | Federally-Regulated Consumer Product | Electric resistance |  | 36 |  | 4.5 | True |  |  | True | Electric storage | 49 |  | 98 | 2466 |  | Low | 0.91 | 0.91 |  | 01/17/2023 | 208573579 | 03/23/2023
Bradford White Corporation | BRADFORD WHITE | URG150T*N | Federally-Regulated Consumer Product | Natural gas |  | 47 |  | 34000 | True |  |  | False | Gas-fired storage | 75 |  | 80 | 0 | 26867893 | High | 0.63 |  |  | 02/23/2023 | 200094521 | 03/23/2023
Bradford White Corporation | BRADFORD WHITE | ERE130L*-***** | Federally-Regulated Consumer Product | Electric resistance |  | 26 |  | 4.5 | True |  |  | True | Electric storage | 42 |  | 98 | 2439 |  | Low | 0.92 | 0.92 |  | 08/23/2022 | 208573573 | 03/23/2023
Bradford White Corporation | BRADFORD WHITE | URG240T*N | Federally-Regulated Consumer Product | Natural gas |  | 38 |  | 40000 | True |  |  | False | Gas-fired storage | 75 |  | 77 | 0 | 26448082 | High | 0.64 |  |  | 02/23/2023 | 200094340 | 03/23/2023
Bradford White Corporation | BRADFORD WHITE | RE250LN*-***** | Federally-Regulated Consumer Product | Electric resistance |  | 43 |  | 4.5 | True |  |  | True | Electric storage | 61 |  | 98 | 3531 |  | Medium | 0.92 |  |  | 08/23/2022 | 202087589 | 03/23/2023
Bradford White Corporation | BRADFORD WHITE | ERE350S*-***** | Federally-Regulated Consumer Product | Electric resistance |  | 45 |  | 4.5 | True |  |  | True | Electric storage | 60 |  | 98 | 3531 |  | Medium | 0.92 | 0.92 |  | 08/23/2022 | 208573582 | 03/23/2023
Bradford White Corporation | BRADFORD WHITE | LG2PV50H65*N** | Federally-Regulated Consumer Product | Natural gas |  | 46 |  | 65000 | True |  |  | False | Gas-fired storage | 116 |  | 79 | 76 | 24633000 | High | 0.68 |  |  | 02/23/2023 | 208157148 | 03/23/2023
Bradford White Corporation | BRADFORD WHITE | RG140T*X | Federally-Regulated Consumer Product | LPG |  | 38 |  | 34000 | True |  |  | False | Gas-fired storage | 64 |  | 78 | 0 | 18784755 | Medium | 0.59 |  |  | 02/23/2023 | 200094517 | 03/23/2023
Bradford White Corporation | BRADFORD WHITE | ERE250LN*-***** | Federally-Regulated Consumer Product | Electric resistance |  | 43 |  | 4.5 | True |  |  | True | Electric storage | 61 |  | 98 | 3531 |  | Medium | 0.92 | 0.92 |  | 08/23/2022 | 208573584 | 03/23/2023
Bradford White Corporation | BRADFORD WHITE | RG2F50S*X | Federally-Regulated Consumer Product | LPG |  | 48 |  | 38000 | True |  |  | False | Gas-fired storage | 76 |  | 79 | 51 | 24718300 | High | 0.68 |  |  | 02/23/2023 | 200094402 | 03/23/2023
Bradford White Corporation | BRADFORD WHITE | RG1PV50S*X19 | Federally-Regulated Consumer Product | LPG |  | 48 |  | 40000 | True |  |  | False | Gas-fired storage | 78 |  | 79 | 81 | 24255182 | High | 0.69 |  |  | 02/23/2023 | 205135013 | 03/23/2023
Bradford White Corporation | BRADFORD WHITE | RE255T*-***** | Federally-Regulated Consumer Product | Electric resistance |  | 55 |  | 4.5 | True |  |  | True | Electric storage | 75 |  | 98 | 5334 |  | High | 0.93 |  |  | 08/23/2022 | 207335329 | 03/23/2023
Bradford White Corporation | BRADFORD WHITE | RE250T*-***** | Federally-Regulated Consumer Product | Electric resistance |  | 45 |  | 4.5 | True |  |  | True | Electric storage | 64 |  | 98 | 3531 |  | Medium | 0.92 |  |  | 08/23/2022 | 202327662 | 03/23/2023
Bradford White Corporation | BRADFORD WHITE | LG250H65*N | Federally-Regulated Consumer Product | Natural gas |  | 46 |  | 65000 | True |  |  | False | Gas-fired storage | 106 |  | 81 | 0 | 26867893 | High | 0.63 |  |  | 02/23/2023 | 200094380 | 03/23/2023
Bradford White Corporation | BRADFORD WHITE | URG2PV50T*N19 | Federally-Regulated Consumer Product | Natural gas |  | 48 |  | 40000 | True |  |  | False | Gas-fired storage | 75 |  | 80 | 80 | 23236446 | High | 0.72 |  |  | 02/23/2023 | 205135034 | 03/23/2023
Bradford White Corporation | BRADFORD WHITE | RG2F40S*X | Federally-Regulated Consumer Product | LPG |  | 38 |  | 38000 | True |  |  | False | Gas-fired storage | 75 |  | 80 | 44 | 24030976 | High | 0.7 |  |  | 02/23/2023 | 200094398 | 03/23/2023
Bradford White Corporation | BRADFORD WHITE | RG2PV50T*X19 | Federally-Regulated Consumer Product | LPG |  | 48 |  | 40000 | True |  |  | False | Gas-fired storage | 75 |  | 80 | 80 | 23236446 | High | 0.72 |  |  | 02/23/2023 | 205135017 | 03/23/2023
Bradford White Corporation | BRADFORD WHITE | ERE240L*-***** | Federally-Regulated Consumer Product | Electric resistance |  | 35 |  | 4.5 | True |  |  | True | Electric storage | 49 |  | 98 | 2466 |  | Low | 0.91 | 0.91 |  | 08/23/2022 | 208573574 | 03/23/2023
Bradford White Corporation | BRADFORD WHITE | RE340T*-***** | Federally-Regulated Consumer Product | Electric resistance |  | 36 |  | 4.5 | True |  |  | True | Electric storage | 53 |  | 98 | 3531 |  | Medium | 0.92 | 0.92 |  | 01/17/2023 | 200094306 | 03/23/2023
Bradford White Corporation | BRADFORD WHITE | URG2DV40S*N-*** | Federally-Regulated Consumer Product | Natural gas |  | 38 |  | 38000 | True |  |  | False | Gas-fired storage | 62 |  | 75 | 0 | 18471676 | Medium | 0.6 |  |  | 02/23/2023 | 200094468 | 03/23/2023
Bradford White Corporation | BRADFORD WHITE | RG2D40S*X | Federally-Regulated Consumer Product | LPG |  | 38 |  | 38000 | True |  |  | False | Gas-fired storage | 62 |  | 78 | 22 | 17242132 | Medium | 0.64 |  |  | 02/23/2023 | 200094390 | 03/23/2023
Bradford White Corporation | BRADFORD WHITE | URG2PDV40S*N | Federally-Regulated Consumer Product | Natural gas |  | 38 |  | 40000 | True |  |  | False | Gas-fired storage | 75 |  | 78 | 104 | 23826256 | High | 0.7 |  |  | 02/23/2023 | 200094444 | 03/23/2023
Bradford White Corporation | BRADFORD WHITE | RG2DV40S*X-*** | Federally-Regulated Consumer Product | LPG |  | 38 |  | 36000 | True |  |  | False | Gas-fired storage | 62 |  | 75 | 0 | 18471676 | Medium | 0.6 |  |  | 02/23/2023 | 200094466 | 03/23/2023
Bradford White Corporation | BRADFORD WHITE | ERE340T*-***** | Federally-Regulated Consumer Product | Electric resistance |  | 36 |  | 4.5 | True |  |  | True | Electric storage | 53 |  | 98 | 3531 |  | Medium | 0.92 | 0.92 |  | 01/17/2023 | 208573580 | 03/23/2023
Bradford White Corporation | BRADFORD WHITE | ERE250T*-***** | Federally-Regulated Consumer Product | Electric resistance |  | 45 |  | 4.5 | True |  |  | True | Electric storage | 64 |  | 98 | 3531 |  | Medium | 0.92 | 0.92 |  | 08/23/2022 | 208573586 | 03/23/2023
Bradford White Corporation | BRADFORD WHITE | RE240L*-***** | Federally-Regulated Consumer Product | Electric resistance |  | 35 |  | 4.5 | True |  |  | False | Electric storage | 49 |  | 98 | 0 |  | Low | 0.91 | 0.91 |  | 09/28/2020 |  | 03/23/2023
Bradford White Corporation | BRADFORD WHITE | LG2DV50H50*X | Federally-Regulated Consumer Product | LPG |  | 46 |  | 48000 | True |  |  | False | Gas-fired storage | 96 |  | 78 | 0 | 26448082 | High | 0.64 |  |  | 02/23/2023 | 200094482 | 03/23/2023
Bradford White Corporation | BRADFORD WHITE | RG2MH40T*X | Federally-Regulated Consumer Product | LPG |  | 37 |  | 34000 | True |  |  | True | Gas-fired storage | 54 |  | 78 | 0 | 18784755 | Medium | 0.59 |  |  | 02/23/2023 | 200094494 | 03/23/2023
Bradford White Corporation | BRADFORD WHITE | RTGR199X1 | Federally-Regulated Consumer Product | LPG |  | 1 |  | 199000 |  |  |  | False | Instantaneous gas-fired |  | 5.6 | 97 | 34 | 17701647 | High | 0.95 |  | 0 | 02/23/2023 | 208083279 | 03/23/2023
Bradford White Corporation | BRADFORD WHITE | RG2PV40S*X19 | Federally-Regulated Consumer Product | LPG |  | 38 |  | 40000 | True |  |  | False | Gas-fired storage | 75 |  | 80 | 78 | 23243270 | High | 0.72 |  |  | 02/23/2023 | 205135014 | 03/23/2023
Bradford White Corporation | BRADFORD WHITE | LE330S*-***** | Federally-Regulated Consumer Product | Electric resistance |  | 27 |  | 4.5 | True |  |  | True | Electric storage | 43 |  | 98 | 2439 |  | Low | 0.92 |  |  | 08/23/2022 | 207465480 | 03/23/2023
Bradford White Corporation | BRADFORD WHITE | RE330S*-***** | Federally-Regulated Consumer Product | Electric resistance |  | 27 |  | 4.5 | True |  |  | True | Electric storage | 43 |  | 98 | 2439 |  | Low | 0.92 | 0.92 |  | 08/23/2022 | 200094302 | 03/23/2023
Bradford White Corporation | BRADFORD WHITE | ERE230LN*-***** | Federally-Regulated Consumer Product | Electric resistance |  | 26 |  | 4.5 | True |  |  | True | Electric storage | 41 |  | 98 | 2439 |  | Low | 0.92 | 0.92 |  | 08/23/2022 | 208573569 | 03/23/2023
Bradford White Corporation | BRADFORD WHITE | RG250T*X | Federally-Regulated Consumer Product | LPG |  | 48 |  | 36000 | True |  |  | False | Gas-fired storage | 81 |  | 80 | 0 | 26867893 | High | 0.63 |  |  | 02/23/2023 | 200094350 | 03/23/2023
Bradford White Corporation | BRADFORD WHITE | URG2PDV50S*N | Federally-Regulated Consumer Product | Natural gas |  | 48 |  | 40000 | True |  |  | False | Gas-fired storage | 80 |  | 79 | 131 | 24445340 | High | 0.68 |  |  | 02/23/2023 | 200094450 | 03/23/2023
Bradford White Corporation | BRADFORD WHITE | RG130T*X | Federally-Regulated Consumer Product | LPG |  | 29 |  | 27000 | True |  |  | False | Gas-fired storage | 46 |  | 78 | 0 | 14180277 | Low | 0.54 |  |  | 02/23/2023 | 200094509 | 03/23/2023
Bradford White Corporation | BRADFORD WHITE | LG250H65*X | Federally-Regulated Consumer Product | LPG |  | 46 |  | 61000 | True |  |  | False | Gas-fired storage | 106 |  | 81 | 0 | 26867893 | High | 0.63 |  |  | 02/23/2023 | 200094382 | 03/23/2023
Bradford White Corporation | BRADFORD WHITE | RE230LN*-***** | Federally-Regulated Consumer Product | Electric resistance |  | 26 |  | 4.5 | True |  |  | True | Electric storage | 41 |  | 98 | 2439 |  | Low | 0.92 | 0.92 |  | 08/23/2022 | 9950961 | 03/23/2023
Bradford White Corporation | BRADFORD WHITE | RG2DV50H*X-*** | Federally-Regulated Consumer Product | LPG |  | 46 |  | 48000 | True |  |  | False | Gas-fired storage | 96 |  | 78 | 0 | 26448082 | High | 0.64 |  |  | 02/23/2023 | 200094478 | 03/23/2023
Bradford White Corporation | BRADFORD WHITE | URG1PV40S*N19 | Federally-Regulated Consumer Product | Natural gas |  | 38 |  | 40000 | True |  |  | False | Gas-fired storage | 75 |  | 79 | 82 | 24612528 | High | 0.68 |  |  | 02/23/2023 | 205135031 | 03/23/2023
Bradford White Corporation | BRADFORD WHITE | LG2PDV50H60*X | Federally-Regulated Consumer Product | LPG |  | 46 |  | 60000 | True |  |  | False | Gas-fired storage | 103 |  | 77 | 110 | 24516992 | High | 0.68 |  |  | 02/23/2023 | 200094458 | 03/23/2023
Bradford White Corporation | BRADFORD WHITE | LE230LN*-***** | Federally-Regulated Consumer Product | Electric resistance |  | 26 |  | 4.5 | True |  |  | True | Electric storage | 41 |  | 98 | 2439 |  | Low | 0.92 |  |  | 08/23/2022 | 207465477 | 03/23/2023
Bradford White Corporation | BRADFORD WHITE | RG1PV40S*X19 | Federally-Regulated Consumer Product | LPG |  | 38 |  | 40000 | True |  |  | False | Gas-fired storage | 75 |  | 79 | 82 | 24612528 | High | 0.68 |  |  | 02/23/2023 | 205135012 | 03/23/2023
Bradford White Corporation | BRADFORD WHITE | URG2D40S*N | Federally-Regulated Consumer Product | Natural gas |  | 38 |  | 38000 | True |  |  | False | Gas-fired storage | 62 |  | 78 | 22 | 17242132 | Medium | 0.64 |  |  | 02/23/2023 | 9963145 | 03/23/2023
Bradford White Corporation | BRADFORD WHITE | ERE240S*-***** | Federally-Regulated Consumer Product | Electric resistance |  | 36 |  | 4.5 | True |  |  | True | Electric storage | 48 |  | 98 | 2466 |  | Low | 0.91 | 0.91 |  | 01/17/2023 | 208573575 | 03/23/2023
Bradford White Corporation | BRADFORD WHITE | LG2PDV50H60*N | Federally-Regulated Consumer Product | Natural gas |  | 46 |  | 60000 | True |  |  | False | Gas-fired storage | 103 |  | 77 | 110 | 24516992 | High | 0.68 |  |  | 02/23/2023 | 200094456 | 03/23/2023
Bradford White Corporation | BRADFORD WHITE | RG150T*X | Federally-Regulated Consumer Product | LPG |  | 47 |  | 34000 | True |  |  | False | Gas-fired storage | 75 |  | 80 | 0 | 26867893 | High | 0.63 |  |  | 02/23/2023 | 200094523 | 03/23/2023
Bradford White Corporation | BRADFORD WHITE | RG2PV50H*X** | Federally-Regulated Consumer Product | LPG |  | 46 |  | 58000 | True |  |  | False | Gas-fired storage | 116 |  | 79 | 76 | 24633000 | High | 0.68 |  |  | 02/23/2023 | 208157070 | 03/23/2023
Bradford White Corporation | BRADFORD WHITE | RG250L*X | Federally-Regulated Consumer Product | LPG |  | 47 |  | 38000 | True |  |  | False | Gas-fired storage | 77 |  | 76 | 0 | 26867893 | High | 0.63 |  |  | 02/23/2023 | 200094372 | 03/23/2023
Bradford White Corporation | BRADFORD WHITE | RG250S*X | Federally-Regulated Consumer Product | LPG |  | 47 |  | 48000 | True |  |  | False | Gas-fired storage | 75 |  | 78 | 0 | 26867893 | High | 0.63 |  |  | 02/23/2023 | 200094366 | 03/23/2023
Bradford White Corporation | BRADFORD WHITE | URG250T*N | Federally-Regulated Consumer Product | Natural gas |  | 48 |  | 40000 | True |  |  | False | Gas-fired storage | 81 |  | 80 | 0 | 26867893 | High | 0.63 |  |  | 02/23/2023 | 200094352 | 03/23/2023
Bradford White Corporation | BRADFORD WHITE | RG2PDV50S*X | Federally-Regulated Consumer Product | LPG |  | 48 |  | 38000 | True |  |  | False | Gas-fired storage | 80 |  | 79 | 131 | 24445340 | High | 0.68 |  |  | 02/23/2023 | 200094448 | 03/23/2023
Bradford White Corporation | BRADFORD WHITE | LE240LN*-***** | Federally-Regulated Consumer Product | Electric resistance |  | 34 |  | 4.5 | True |  |  | True | Electric storage | 45 |  | 98 | 2439 |  | Low | 0.92 |  |  | 08/23/2022 | 207465478 | 03/23/2023
Bradford White Corporation | BRADFORD WHITE | URG2D50S*N | Federally-Regulated Consumer Product | Natural gas |  | 47 |  | 40000 | True |  |  | False | Gas-fired storage | 81 |  | 79 | 22 | 24817248 | High | 0.68 |  |  | 02/23/2023 | 9963146 | 03/23/2023
Bradford White Corporation | BRADFORD WHITE | LE340S*-***** | Federally-Regulated Consumer Product | Electric resistance |  | 36 |  | 4.5 | True |  |  | True | Electric storage | 49 |  | 98 | 2466 |  | Low | 0.91 | 0.91 |  | 01/17/2023 | 207465481 | 03/23/2023
Bradford White Corporation | BRADFORD WHITE | RTGS199X1 | Federally-Regulated Consumer Product | LPG |  | 1 |  | 199000 |  |  |  | False | Instantaneous gas-fired |  | 5.6 | 97 | 34 | 17701647 | High | 0.95 |  | 0 | 02/23/2023 | 208083280 | 03/23/2023
Bradford White Corporation | BRADFORD WHITE | URG140T*N | Federally-Regulated Consumer Product | Natural gas |  | 38 |  | 34000 | True |  |  | False | Gas-fired storage | 64 |  | 78 | 0 | 18784755 | Medium | 0.59 |  |  | 02/23/2023 | 200094515 | 03/23/2023
Bradford White Corporation | BRADFORD WHITE | RE130L*-***** | Federally-Regulated Consumer Product | Electric resistance |  | 26 |  | 4.5 | True |  |  | True | Electric storage | 42 |  | 98 | 2439 |  | Low | 0.92 | 0.92 |  | 08/23/2022 | 10197152 | 03/23/2023
Bradford White Corporation | BRADFORD WHITE | RG2DV50S*X-*** | Federally-Regulated Consumer Product | LPG |  | 47 |  | 40000 | True |  |  | False | Gas-fired storage | 77 |  | 75 | 0 | 26448082 | High | 0.64 |  |  | 02/23/2023 | 200094472 | 03/23/2023
Bradford White Corporation | BRADFORD WHITE | LE250LN*-***** | Federally-Regulated Consumer Product | Electric resistance |  | 43 |  | 4.5 | True |  |  | True | Electric storage | 61 |  | 98 | 3531 |  | Medium | 0.92 |  |  | 08/23/2022 | 207465479 | 03/23/2023
Bradford White Corporation | BRADFORD WHITE | LE350S*-***** | Federally-Regulated Consumer Product | Electric resistance |  | 45 |  | 4.5 | True |  |  | True | Electric storage | 60 |  | 98 | 3531 |  | Medium | 0.92 |  |  | 08/23/2022 | 207465482 | 03/23/2023
Bradford White Corporation | BRADFORD WHITE | ULG250H55*N | Federally-Regulated Consumer Product | Natural gas |  | 46 |  | 55000 | True |  |  | False | Gas-fired storage | 110 |  | 82 | 0 | 26448082 | High | 0.64 |  |  | 02/23/2023 | 200094386 | 03/23/2023
Bradford White Corporation | BRADFORD WHITE | RG240S*X | Federally-Regulated Consumer Product | LPG |  | 38 |  | 38000 | True |  |  | False | Gas-fired storage | 69 |  | 77 | 0 | 19108631 | Medium | 0.58 |  |  | 02/23/2023 | 200094326 | 03/23/2023
Bradford White Corporation | BRADFORD WHITE | RG2PV50S*X19 | Federally-Regulated Consumer Product | LPG |  | 48 |  | 40000 | True |  |  | False | Gas-fired storage | 78 |  | 80 | 78 | 23243270 | High | 0.72 |  |  | 02/23/2023 | 205135016 | 03/23/2023
Bradford White Corporation | BRADFORD WHITE | RG2DVMH40T*X | Federally-Regulated Consumer Product | LPG |  | 38 |  | 30000 | True |  |  | True | Gas-fired storage | 51 |  | 78 | 0 | 19108631 | Medium | 0.58 |  |  | 02/23/2023 | 200094502 | 03/23/2023
Bradford White Corporation | BRADFORD WHITE | RE250S*-***** | Federally-Regulated Consumer Product | Electric resistance |  | 45 |  | 4.5 | True |  |  | True | Electric storage | 60 |  | 98 | 3531 |  | Medium | 0.92 | 0.92 |  | 08/23/2022 | 200094300 | 03/23/2023
Bradford White Corporation | BRADFORD WHITE | RG2DVMH30T*X | Federally-Regulated Consumer Product | LPG |  | 29 |  | 30000 | True |  |  | True | Gas-fired storage | 56 |  | 76 | 0 | 18471676 | Medium | 0.6 |  |  | 02/23/2023 | 200094498 | 03/23/2023
Bradford White Corporation | BRADFORD WHITE | ULG2PV50H56*N** | Federally-Regulated Consumer Product | Natural gas |  | 46 |  | 56000 | True |  |  | False | Gas-fired storage | 107 |  | 78 | 81 | 24615940 | High | 0.68 |  |  | 02/23/2023 | 208157153 | 03/23/2023
Bradford White Corporation | BRADFORD WHITE | RE340S*-***** | Federally-Regulated Consumer Product | Electric resistance |  | 36 |  | 4.5 | True |  |  | True | Electric storage | 49 |  | 98 | 2466 |  | Low | 0.91 | 0.91 |  | 01/17/2023 | 200094304 | 03/23/2023
Bradford White Corporation | BRADFORD WHITE | RG2MH30T*X | Federally-Regulated Consumer Product | LPG |  | 29 |  | 32000 | True |  |  | True | Gas-fired storage | 50 |  | 79 | 0 | 14180277 | Low | 0.54 |  |  | 02/23/2023 | 200094490 | 03/23/2023
Bradford White Corporation | BRADFORD WHITE | LG2DV50H50*N | Federally-Regulated Consumer Product | Natural gas |  | 46 |  | 50000 | True |  |  | False | Gas-fired storage | 96 |  | 78 | 0 | 26448082 | High | 0.64 |  |  | 02/23/2023 | 200094480 | 03/23/2023
Bradford White Corporation | BRADFORD WHITE | ERE250S*-***** | Federally-Regulated Consumer Product | Electric resistance |  | 45 |  | 4.5 | True |  |  | True | Electric storage | 60 |  | 98 | 3531 |  | Medium | 0.92 | 0.92 |  | 08/23/2022 | 208573576 | 03/23/2023
Bradford White Corporation | BRADFORD WHITE | ULG2PDV50H50*N | Federally-Regulated Consumer Product | Natural gas |  | 46 |  | 50000 | True |  |  | False | Gas-fired storage | 82 |  | 76 | 110 | 24516992 | High | 0.68 |  |  | 02/23/2023 | 200094462 | 03/23/2023
Bradford White Corporation | BRADFORD WHITE | RG250R*X | Federally-Regulated Consumer Product | LPG |  | 47 |  | 37000 | True |  |  | False | Gas-fired storage | 78 |  | 82 | 0 | 26448082 | High | 0.64 |  |  | 02/23/2023 | 209471270 | 03/23/2023
Bradford White Corporation | BRADFORD WHITE | URG240S*N | Federally-Regulated Consumer Product | Natural gas |  | 38 |  | 40000 | True |  |  | False | Gas-fired storage | 69 |  | 77 | 0 | 19108631 | Medium | 0.58 |  |  | 02/23/2023 | 200094328 | 03/23/2023
Bradford White Corporation | Jetglas | LE340S*-***** | Federally-Regulated Consumer Product | Electric resistance |  | 36 |  | 4.5 | True |  |  | True | Electric storage | 49 |  | 98 | 2466 |  | Low | 0.91 |  |  | 09/08/2022 | 208805351 | 03/23/2023
Bradford White Corporation | Jetglas | LE240LN*-***** | Federally-Regulated Consumer Product | Electric resistance |  | 34 |  | 4.5 | True |  |  | True | Electric storage | 45 |  | 98 | 2439 |  | Low | 0.92 |  |  | 09/08/2022 | 208805348 | 03/23/2023
Bradford White Corporation | Jetglas | LE230LN*-***** | Federally-Regulated Consumer Product | Electric resistance |  | 26 |  | 4.5 | True |  |  | True | Electric storage | 41 |  | 98 | 2439 |  | Low | 0.92 |  |  | 09/08/2022 | 208805347 | 03/23/2023
Bradford White Corporation | Jetglas | LE350S*-***** | Federally-Regulated Consumer Product | Electric resistance |  | 45 |  | 4.5 | True |  |  | True | Electric storage | 60 |  | 98 | 3531 |  | Medium | 0.92 |  |  | 09/08/2022 | 208805352 | 03/23/2023
Bradford White Corporation | Jetglas | LE330S*-***** | Federally-Regulated Consumer Product | Electric resistance |  | 27 |  | 4.5 | True |  |  | True | Electric storage | 43 |  | 98 | 2439 |  | Low | 0.92 |  |  | 09/08/2022 | 208805350 | 03/23/2023
Bradford White Corporation | Jetglas | LE250LN*-***** | Federally-Regulated Consumer Product | Electric resistance |  | 43 |  | 4.5 | True |  |  | True | Electric storage | 61 |  | 98 | 3531 |  | Medium | 0.92 |  |  | 09/08/2022 | 208805349 | 03/23/2023
Bradford White Corporation | Bock | LE50-2-*** | Federally-Regulated Consumer Product | Electric resistance |  | 43 |  | 4.5 | True |  |  | True | Electric storage | 61 |  | 98 | 3531 |  | Medium | 0.92 |  |  | 08/23/2022 | 207615591 | 03/23/2023
Bradford White Corporation | Bock | LE30-2-*** | Federally-Regulated Consumer Product | Electric resistance |  | 26 |  | 4.5 | True |  |  | True | Electric storage | 41 |  | 98 | 2439 |  | Low | 0.92 |  |  | 08/23/2022 | 207615589 | 03/23/2023
Bradford White Corporation | Bock | LE40-2-*** | Federally-Regulated Consumer Product | Electric resistance |  | 34 |  | 4.5 | True |  |  | True | Electric storage | 45 |  | 98 | 2439 |  | Low | 0.92 |  |  | 08/23/2022 | 207615590 | 03/23/2023
Bradford White Corporation | BRADFORD WHITE | URG1PV50S*N19 | Federally-Regulated Consumer Product | Natural gas |  | 48 |  | 40000 | True |  |  | False | Gas-fired storage | 78 |  | 79 | 81 | 24255182 | High | 0.69 |  |  | 03/23/2023 | 205135032 | 03/23/2023
Bradford White Corporation | BRADFORD WHITE | RG230T*X | Federally-Regulated Consumer Product | LPG |  | 29 |  | 31000 | True |  |  | False | Gas-fired storage | 60 |  | 79 | 0 | 18471676 | Medium | 0.6 |  |  | 03/23/2023 | 200094314 | 03/23/2023
Bradford White Corporation | BRADFORD WHITE | RE240S*-***** | Federally-Regulated Consumer Product | Electric resistance |  | 36 |  | 4.5 | True |  |  | True | Electric storage | 48 |  | 98 | 2466 |  | Low | 0.91 |  |  | 03/23/2023 | 200094298 | 03/23/2023
Bradford White Corporation | BRADFORD WHITE | RE350S*-***** | Federally-Regulated Consumer Product | Electric resistance |  | 45 |  | 4.5 | True |  |  | True | Electric storage | 60 |  | 98 | 3531 |  | Medium | 0.92 |  |  | 03/23/2023 | 200094308 | 03/23/2023
Bradford White Corporation | BRADFORD WHITE | URG2PV40T*N19 | Federally-Regulated Consumer Product | Natural gas |  | 38 |  | 40000 | True |  |  | False | Gas-fired storage | 78 |  | 79 | 80 | 23236446 | High | 0.72 |  |  | 03/23/2023 | 205135033 | 03/23/2023
Bradford White Corporation | BRADFORD WHITE | RG2D50S*X | Federally-Regulated Consumer Product | LPG |  | 47 |  | 40000 | True |  |  | False | Gas-fired storage | 81 |  | 79 | 22 | 24817248 | High | 0.68 |  |  | 03/23/2023 | 200094394 | 03/23/2023
Bradford White Corporation | BRADFORD WHITE | RG250H*X | Federally-Regulated Consumer Product | LPG |  | 46 |  | 61000 | True |  |  | False | Gas-fired storage | 106 |  | 81 | 0 | 26867893 | High | 0.63 |  |  | 03/23/2023 | 200094378 | 03/23/2023
Bradford White Corporation | BRADFORD WHITE | URG250L*N | Federally-Regulated Consumer Product | Natural gas |  | 47 |  | 40000 | True |  |  | False | Gas-fired storage | 77 |  | 76 | 0 | 26867893 | High | 0.63 |  |  | 03/23/2023 | 200094374 | 03/23/2023
Bradford White Corporation | BRADFORD WHITE | URG130T*N | Federally-Regulated Consumer Product | Natural gas |  | 29 |  | 27000 | True |  |  | False | Gas-fired storage | 46 |  | 78 | 0 | 14180277 | Low | 0.54 |  |  | 03/23/2023 | 200094511 | 03/23/2023
Bradford White Corporation | BRADFORD WHITE | ERE330S*-***** | Federally-Regulated Consumer Product | Electric resistance |  | 27 |  | 4.5 | True |  |  | True | Electric storage | 43 |  | 98 | 2439 |  | Low | 0.92 |  |  | 03/23/2023 | 208573578 | 03/23/2023
Bradford White Corporation | BRADFORD WHITE | RG230S*X | Federally-Regulated Consumer Product | LPG |  | 29 |  | 26000 | True |  |  | False | Gas-fired storage | 49 |  | 78 | 0 | 14180277 | Low | 0.54 |  |  | 03/23/2023 | 200094362 | 03/23/2023
Bradford White Corporation | BRADFORD WHITE | RG2PDV50H*X | Federally-Regulated Consumer Product | LPG |  | 46 |  | 60000 | True |  |  | False | Gas-fired storage | 103 |  | 77 | 110 | 24516992 | High | 0.68 |  |  | 03/23/2023 | 200094454 | 03/23/2023
Bradford White Corporation | BRADFORD WHITE | RG2PDV40S*X | Federally-Regulated Consumer Product | LPG |  | 38 |  | 38000 | True |  |  | False | Gas-fired storage | 75 |  | 78 | 104 | 23826256 | High | 0.7 |  |  | 03/23/2023 | 200094442 | 03/23/2023
Bradford White Corporation | BRADFORD WHITE | ULG2DV50H45*N-*** | Federally-Regulated Consumer Product | Natural gas |  | 46 |  | 45000 | True |  |  | False | Gas-fired storage | 83 |  | 77 | 0 | 26448082 | High | 0.64 |  |  | 03/23/2023 | 200094486 | 03/23/2023
Bradford White Corporation | BRADFORD WHITE | URG250S*N | Federally-Regulated Consumer Product | Natural gas |  | 47 |  | 50000 | True |  |  | False | Gas-fired storage | 75 |  | 78 | 0 | 26867893 | High | 0.63 |  |  | 03/23/2023 | 200094368 | 03/23/2023
Bradford White Corporation | BRADFORD WHITE | RG240T*X | Federally-Regulated Consumer Product | LPG |  | 38 |  | 36000 | True |  |  | False | Gas-fired storage | 75 |  | 77 | 0 | 26448082 | High | 0.64 |  |  | 03/23/2023 | 200094338 | 03/23/2023
Bradford White Corporation | BRADFORD WHITE | URG230T*N | Federally-Regulated Consumer Product | Natural gas |  | 29 |  | 32000 | True |  |  | False | Gas-fired storage | 60 |  | 79 | 0 | 18471676 | Medium | 0.6 |  |  | 03/23/2023 | 200094316 | 03/23/2023
Bradford White Corporation | BRADFORD WHITE | RG2PV40T*X19 | Federally-Regulated Consumer Product | LPG |  | 38 |  | 40000 | True |  |  | False | Gas-fired storage | 78 |  | 79 | 80 | 23236446 | High | 0.72 |  |  | 03/23/2023 | 205135015 | 03/23/2023
Bradford White Corporation | BRADFORD WHITE | ERE255T*-***** | Federally-Regulated Consumer Product | Electric resistance |  | 55 |  | 4.5 | True |  |  | True | Electric storage | 75 |  | 98 | 5334 |  | High | 0.93 |  |  | 03/23/2023 | 208573588 | 03/23/2023
Bradford White Corporation | BRADFORD WHITE | LE255T*-***** | Federally-Regulated Consumer Product | Electric resistance |  | 55 |  | 4.5 | True |  |  | True | Electric storage | 75 |  | 98 | 5334 |  | High | 0.93 |  |  | 03/23/2023 | 207335331 | 03/23/2023
Bradford White Corporation | BRADFORD WHITE | RE240LN*-***** | Federally-Regulated Consumer Product | Electric resistance |  | 34 |  | 4.5 | True |  |  | True | Electric storage | 45 |  | 98 | 2439 |  | Low | 0.92 |  |  | 03/23/2023 | 9950962 | 03/23/2023
Bradford White Corporation | BRADFORD WHITE | ERE240LN*-***** | Federally-Regulated Consumer Product | Electric resistance |  | 34 |  | 4.5 | True |  |  | True | Electric storage | 45 |  | 98 | 2439 |  | Low | 0.92 |  |  | 03/23/2023 | 208573571 | 03/23/2023
Bradford White Corporation | BRADFORD WHITE | LG2PV50H65*X** | Federally-Regulated Consumer Product | LPG |  | 46 |  | 58000 | True |  |  | False | Gas-fired storage | 116 |  | 79 | 76 | 24633000 | High | 0.68 |  |  | 03/23/2023 | 208157150 | 03/23/2023
Bradford White Corporation | BRADFORD WHITE | ERE340S*-***** | Federally-Regulated Consumer Product | Electric resistance |  | 36 |  | 4.5 | True |  |  | True | Electric storage | 49 |  | 98 | 2466 |  | Low | 0.91 |  |  | 03/23/2023 | 208573579 | 03/23/2023
Bradford White Corporation | BRADFORD WHITE | URG150T*N | Federally-Regulated Consumer Product | Natural gas |  | 47 |  | 34000 | True |  |  | False | Gas-fired storage | 75 |  | 80 | 0 | 26867893 | High | 0.63 |  |  | 03/23/2023 | 200094521 | 03/23/2023
Bradford White Corporation | BRADFORD WHITE | ERE130L*-***** | Federally-Regulated Consumer Product | Electric resistance |  | 26 |  | 4.5 | True |  |  | True | Electric storage | 42 |  | 98 | 2439 |  | Low | 0.92 |  |  | 03/23/2023 | 208573573 | 03/23/2023
Bradford White Corporation | BRADFORD WHITE | URG240T*N | Federally-Regulated Consumer Product | Natural gas |  | 38 |  | 40000 | True |  |  | False | Gas-fired storage | 75 |  | 77 | 0 | 26448082 | High | 0.64 |  |  | 03/23/2023 | 200094340 | 03/23/2023
Bradford White Corporation | BRADFORD WHITE | RE250LN*-***** | Federally-Regulated Consumer Product | Electric resistance |  | 43 |  | 4.5 | True |  |  | True | Electric storage | 61 |  | 98 | 3531 |  | Medium | 0.92 |  |  | 03/23/2023 | 202087589 | 03/23/2023
Bradford White Corporation | BRADFORD WHITE | ERE350S*-***** | Federally-Regulated Consumer Product | Electric resistance |  | 45 |  | 4.5 | True |  |  | True | Electric storage | 60 |  | 98 | 3531 |  | Medium | 0.92 |  |  | 03/23/2023 | 208573582 | 03/23/2023
Bradford White Corporation | BRADFORD WHITE | LG2PV50H65*N** | Federally-Regulated Consumer Product | Natural gas |  | 46 |  | 65000 | True |  |  | False | Gas-fired storage | 116 |  | 79 | 76 | 24633000 | High | 0.68 |  |  | 03/23/2023 | 208157148 | 03/23/2023
Bradford White Corporation | BRADFORD WHITE | RG140T*X | Federally-Regulated Consumer Product | LPG |  | 38 |  | 34000 | True |  |  | False | Gas-fired storage | 64 |  | 78 | 0 | 18784755 | Medium | 0.59 |  |  | 03/23/2023 | 200094517 | 03/23/2023
Bradford White Corporation | BRADFORD WHITE | ERE250LN*-***** | Federally-Regulated Consumer Product | Electric resistance |  | 43 |  | 4.5 | True |  |  | True | Electric storage | 61 |  | 98 | 3531 |  | Medium | 0.92 |  |  | 03/23/2023 | 208573584 | 03/23/2023
Bradford White Corporation | BRADFORD WHITE | RG2F50S*X | Federally-Regulated Consumer Product | LPG |  | 48 |  | 38000 | True |  |  | False | Gas-fired storage | 76 |  | 79 | 51 | 24718300 | High | 0.68 |  |  | 03/23/2023 | 200094402 | 03/23/2023
Bradford White Corporation | BRADFORD WHITE | RG1PV50S*X19 | Federally-Regulated Consumer Product | LPG |  | 48 |  | 40000 | True |  |  | False | Gas-fired storage | 78 |  | 79 | 81 | 24255182 | High | 0.69 |  |  | 03/23/2023 | 205135013 | 03/23/2023
Bradford White Corporation | BRADFORD WHITE | RE255T*-***** | Federally-Regulated Consumer Product | Electric resistance |  | 55 |  | 4.5 | True |  |  | True | Electric storage | 75 |  | 98 | 5334 |  | High | 0.93 |  |  | 03/23/2023 | 207335329 | 03/23/2023
Bradford White Corporation | BRADFORD WHITE | RE250T*-***** | Federally-Regulated Consumer Product | Electric resistance |  | 45 |  | 4.5 | True |  |  | True | Electric storage | 64 |  | 98 | 3531 |  | Medium | 0.92 |  |  | 03/23/2023 | 202327662 | 03/23/2023
Bradford White Corporation | BRADFORD WHITE | LG250H65*N | Federally-Regulated Consumer Product | Natural gas |  | 46 |  | 65000 | True |  |  | False | Gas-fired storage | 106 |  | 81 | 0 | 26867893 | High | 0.63 |  |  | 03/23/2023 | 200094380 | 03/23/2023
Bradford White Corporation | BRADFORD WHITE | URG2PV50T*N19 | Federally-Regulated Consumer Product | Natural gas |  | 48 |  | 40000 | True |  |  | False | Gas-fired storage | 75 |  | 80 | 80 | 23236446 | High | 0.72 |  |  | 03/23/2023 | 205135034 | 03/23/2023
Bradford White Corporation | BRADFORD WHITE | RG2F40S*X | Federally-Regulated Consumer Product | LPG |  | 38 |  | 38000 | True |  |  | False | Gas-fired storage | 75 |  | 80 | 44 | 24030976 | High | 0.7 |  |  | 03/23/2023 | 200094398 | 03/23/2023
Bradford White Corporation | BRADFORD WHITE | RG2PV50T*X19 | Federally-Regulated Consumer Product | LPG |  | 48 |  | 40000 | True |  |  | False | Gas-fired storage | 75 |  | 80 | 80 | 23236446 | High | 0.72 |  |  | 03/23/2023 | 205135017 | 03/23/2023
Bradford White Corporation | BRADFORD WHITE | ERE240L*-***** | Federally-Regulated Consumer Product | Electric resistance |  | 35 |  | 4.5 | True |  |  | True | Electric storage | 49 |  | 98 | 2466 |  | Low | 0.91 |  |  | 03/23/2023 | 208573574 | 03/23/2023
Bradford White Corporation | BRADFORD WHITE | RE340T*-***** | Federally-Regulated Consumer Product | Electric resistance |  | 36 |  | 4.5 | True |  |  | True | Electric storage | 53 |  | 98 | 3531 |  | Medium | 0.92 |  |  | 03/23/2023 | 200094306 | 03/23/2023
Bradford White Corporation | BRADFORD WHITE | URG2DV40S*N-*** | Federally-Regulated Consumer Product | Natural gas |  | 38 |  | 38000 | True |  |  | False | Gas-fired storage | 62 |  | 75 | 0 | 18471676 | Medium | 0.6 |  |  | 03/23/2023 | 200094468 | 03/23/2023
Bradford White Corporation | BRADFORD WHITE | RG2D40S*X | Federally-Regulated Consumer Product | LPG |  | 38 |  | 38000 | True |  |  | False | Gas-fired storage | 62 |  | 78 | 22 | 17242132 | Medium | 0.64 |  |  | 03/23/2023 | 200094390 | 03/23/2023
Bradford White Corporation | BRADFORD WHITE | URG2PDV40S*N | Federally-Regulated Consumer Product | Natural gas |  | 38 |  | 40000 | True |  |  | False | Gas-fired storage | 75 |  | 78 | 104 | 23826256 | High | 0.7 |  |  | 03/23/2023 | 200094444 | 03/23/2023
Bradford White Corporation | BRADFORD WHITE | RG2DV40S*X-*** | Federally-Regulated Consumer Product | LPG |  | 38 |  | 36000 | True |  |  | False | Gas-fired storage | 62 |  | 75 | 0 | 18471676 | Medium | 0.6 |  |  | 03/23/2023 | 200094466 | 03/23/2023
Bradford White Corporation | BRADFORD WHITE | ERE340T*-***** | Federally-Regulated Consumer Product | Electric resistance |  | 36 |  | 4.5 | True |  |  | True | Electric storage | 53 |  | 98 | 3531 |  | Medium | 0.92 |  |  | 03/23/2023 | 208573580 | 03/23/2023
Bradford White Corporation | BRADFORD WHITE | ERE250T*-***** | Federally-Regulated Consumer Product | Electric resistance |  | 45 |  | 4.5 | True |  |  | True | Electric storage | 64 |  | 98 | 3531 |  | Medium | 0.92 |  |  | 03/23/2023 | 208573586 | 03/23/2023
Bradford White Corporation | BRADFORD WHITE | RE240L*-***** | Federally-Regulated Consumer Product | Electric resistance |  | 35 |  | 4.5 | True |  |  | True | Electric storage | 49 |  | 98 | 2466 |  | Low | 0.91 |  |  | 03/23/2023 | 200094294 | 03/23/2023
Bradford White Corporation | BRADFORD WHITE | LG2DV50H50*X | Federally-Regulated Consumer Product | LPG |  | 46 |  | 48000 | True |  |  | False | Gas-fired storage | 96 |  | 78 | 0 | 26448082 | High | 0.64 |  |  | 03/23/2023 | 200094482 | 03/23/2023
Bradford White Corporation | BRADFORD WHITE | RG2MH40T*X | Federally-Regulated Consumer Product | LPG |  | 37 |  | 34000 | True |  |  | True | Gas-fired storage | 54 |  | 78 | 0 | 18784755 | Medium | 0.59 |  |  | 03/23/2023 | 200094494 | 03/23/2023
Bradford White Corporation | BRADFORD WHITE | RTGR199X1 | Federally-Regulated Consumer Product | LPG |  | 1 |  | 199000 |  |  |  | False | Instantaneous gas-fired |  | 5.6 | 97 | 34 | 17701647 | High | 0.95 |  | 0 | 03/23/2023 | 208083279 | 03/23/2023
Bradford White Corporation | BRADFORD WHITE | RG2PV40S*X19 | Federally-Regulated Consumer Product | LPG |  | 38 |  | 40000 | True |  |  | False | Gas-fired storage | 75 |  | 80 | 78 | 23243270 | High | 0.72 |  |  | 03/23/2023 | 205135014 | 03/23/2023
Bradford White Corporation | BRADFORD WHITE | LE330S*-***** | Federally-Regulated Consumer Product | Electric resistance |  | 27 |  | 4.5 | True |  |  | True | Electric storage | 43 |  | 98 | 2439 |  | Low | 0.92 |  |  | 03/23/2023 | 207465480 | 03/23/2023
Bradford White Corporation | BRADFORD WHITE | RE330S*-***** | Federally-Regulated Consumer Product | Electric resistance |  | 27 |  | 4.5 | True |  |  | True | Electric storage | 43 |  | 98 | 2439 |  | Low | 0.92 |  |  | 03/23/2023 | 200094302 | 03/23/2023
Bradford White Corporation | BRADFORD WHITE | ERE230LN*-***** | Federally-Regulated Consumer Product | Electric resistance |  | 26 |  | 4.5 | True |  |  | True | Electric storage | 41 |  | 98 | 2439 |  | Low | 0.92 |  |  | 03/23/2023 | 208573569 | 03/23/2023
Bradford White Corporation | BRADFORD WHITE | RG250T*X | Federally-Regulated Consumer Product | LPG |  | 48 |  | 36000 | True |  |  | False | Gas-fired storage | 81 |  | 80 | 0 | 26867893 | High | 0.63 |  |  | 03/23/2023 | 200094350 | 03/23/2023
Bradford White Corporation | BRADFORD WHITE | URG2PDV50S*N | Federally-Regulated Consumer Product | Natural gas |  | 48 |  | 40000 | True |  |  | False | Gas-fired storage | 80 |  | 79 | 131 | 24445340 | High | 0.68 |  |  | 03/23/2023 | 200094450 | 03/23/2023
Bradford White Corporation | BRADFORD WHITE | RG130T*X | Federally-Regulated Consumer Product | LPG |  | 29 |  | 27000 | True |  |  | False | Gas-fired storage | 46 |  | 78 | 0 | 14180277 | Low | 0.54 |  |  | 03/23/2023 | 200094509 | 03/23/2023
Bradford White Corporation | BRADFORD WHITE | LG250H65*X | Federally-Regulated Consumer Product | LPG |  | 46 |  | 61000 | True |  |  | False | Gas-fired storage | 106 |  | 81 | 0 | 26867893 | High | 0.63 |  |  | 03/23/2023 | 200094382 | 03/23/2023
Bradford White Corporation | BRADFORD WHITE | RE230LN*-***** | Federally-Regulated Consumer Product | Electric resistance |  | 26 |  | 4.5 | True |  |  | True | Electric storage | 41 |  | 98 | 2439 |  | Low | 0.92 |  |  | 03/23/2023 | 9950961 | 03/23/2023
Bradford White Corporation | BRADFORD WHITE | RG2DV50H*X-*** | Federally-Regulated Consumer Product | LPG |  | 46 |  | 48000 | True |  |  | False | Gas-fired storage | 96 |  | 78 | 0 | 26448082 | High | 0.64 |  |  | 03/23/2023 | 200094478 | 03/23/2023
Bradford White Corporation | BRADFORD WHITE | URG1PV40S*N19 | Federally-Regulated Consumer Product | Natural gas |  | 38 |  | 40000 | True |  |  | False | Gas-fired storage | 75 |  | 79 | 82 | 24612528 | High | 0.68 |  |  | 03/23/2023 | 205135031 | 03/23/2023
Bradford White Corporation | BRADFORD WHITE | LG2PDV50H60*X | Federally-Regulated Consumer Product | LPG |  | 46 |  | 60000 | True |  |  | False | Gas-fired storage | 103 |  | 77 | 110 | 24516992 | High | 0.68 |  |  | 03/23/2023 | 200094458 | 03/23/2023
Bradford White Corporation | BRADFORD WHITE | LE230LN*-***** | Federally-Regulated Consumer Product | Electric resistance |  | 26 |  | 4.5 | True |  |  | True | Electric storage | 41 |  | 98 | 2439 |  | Low | 0.92 |  |  | 03/23/2023 | 207465477 | 03/23/2023
Bradford White Corporation | BRADFORD WHITE | RG1PV40S*X19 | Federally-Regulated Consumer Product | LPG |  | 38 |  | 40000 | True |  |  | False | Gas-fired storage | 75 |  | 79 | 82 | 24612528 | High | 0.68 |  |  | 03/23/2023 | 205135012 | 03/23/2023
Bradford White Corporation | BRADFORD WHITE | URG2D40S*N | Federally-Regulated Consumer Product | Natural gas |  | 38 |  | 38000 | True |  |  | False | Gas-fired storage | 62 |  | 78 | 22 | 17242132 | Medium | 0.64 |  |  | 03/23/2023 | 9963145 | 03/23/2023
Bradford White Corporation | BRADFORD WHITE | ERE240S*-***** | Federally-Regulated Consumer Product | Electric resistance |  | 36 |  | 4.5 | True |  |  | True | Electric storage | 48 |  | 98 | 2466 |  | Low | 0.91 |  |  | 03/23/2023 | 208573575 | 03/23/2023
Bradford White Corporation | BRADFORD WHITE | LG2PDV50H60*N | Federally-Regulated Consumer Product | Natural gas |  | 46 |  | 60000 | True |  |  | False | Gas-fired storage | 103 |  | 77 | 110 | 24516992 | High | 0.68 |  |  | 03/23/2023 | 200094456 | 03/23/2023
Bradford White Corporation | BRADFORD WHITE | RG150T*X | Federally-Regulated Consumer Product | LPG |  | 47 |  | 34000 | True |  |  | False | Gas-fired storage | 75 |  | 80 | 0 | 26867893 | High | 0.63 |  |  | 03/23/2023 | 200094523 | 03/23/2023
Bradford White Corporation | BRADFORD WHITE | RG2PV50H*X** | Federally-Regulated Consumer Product | LPG |  | 46 |  | 58000 | True |  |  | False | Gas-fired storage | 116 |  | 79 | 76 | 24633000 | High | 0.68 |  |  | 03/23/2023 | 208157070 | 03/23/2023
Bradford White Corporation | BRADFORD WHITE | RG250L*X | Federally-Regulated Consumer Product | LPG |  | 47 |  | 38000 | True |  |  | False | Gas-fired storage | 77 |  | 76 | 0 | 26867893 | High | 0.63 |  |  | 03/23/2023 | 200094372 | 03/23/2023
Bradford White Corporation | BRADFORD WHITE | RG250S*X | Federally-Regulated Consumer Product | LPG |  | 47 |  | 48000 | True |  |  | False | Gas-fired storage | 75 |  | 78 | 0 | 26867893 | High | 0.63 |  |  | 03/23/2023 | 200094366 | 03/23/2023
Bradford White Corporation | BRADFORD WHITE | URG250T*N | Federally-Regulated Consumer Product | Natural gas |  | 48 |  | 40000 | True |  |  | False | Gas-fired storage | 81 |  | 80 | 0 | 26867893 | High | 0.63 |  |  | 03/23/2023 | 200094352 | 03/23/2023
Bradford White Corporation | BRADFORD WHITE | RG2PDV50S*X | Federally-Regulated Consumer Product | LPG |  | 48 |  | 38000 | True |  |  | False | Gas-fired storage | 80 |  | 79 | 131 | 24445340 | High | 0.68 |  |  | 03/23/2023 | 200094448 | 03/23/2023
Bradford White Corporation | BRADFORD WHITE | LE240LN*-***** | Federally-Regulated Consumer Product | Electric resistance |  | 34 |  | 4.5 | True |  |  | True | Electric storage | 45 |  | 98 | 2439 |  | Low | 0.92 |  |  | 03/23/2023 | 207465478 | 03/23/2023
Bradford White Corporation | BRADFORD WHITE | URG2D50S*N | Federally-Regulated Consumer Product | Natural gas |  | 47 |  | 40000 | True |  |  | False | Gas-fired storage | 81 |  | 79 | 22 | 24817248 | High | 0.68 |  |  | 03/23/2023 | 9963146 | 03/23/2023
Bradford White Corporation | BRADFORD WHITE | LE340S*-***** | Federally-Regulated Consumer Product | Electric resistance |  | 36 |  | 4.5 | True |  |  | True | Electric storage | 49 |  | 98 | 2466 |  | Low | 0.91 |  |  | 03/23/2023 | 207465481 | 03/23/2023
Bradford White Corporation | BRADFORD WHITE | RTGS199X1 | Federally-Regulated Consumer Product | LPG |  | 1 |  | 199000 |  |  |  | False | Instantaneous gas-fired |  | 5.6 | 97 | 34 | 17701647 | High | 0.95 |  | 0 | 03/23/2023 | 208083280 | 03/23/2023
Bradford White Corporation | BRADFORD WHITE | URG140T*N | Federally-Regulated Consumer Product | Natural gas |  | 38 |  | 34000 | True |  |  | False | Gas-fired storage | 64 |  | 78 | 0 | 18784755 | Medium | 0.59 |  |  | 03/23/2023 | 200094515 | 03/23/2023
Bradford White Corporation | BRADFORD WHITE | RE130L*-***** | Federally-Regulated Consumer Product | Electric resistance |  | 26 |  | 4.5 | True |  |  | True | Electric storage | 42 |  | 98 | 2439 |  | Low | 0.92 |  |  | 03/23/2023 | 10197152 | 03/23/2023
Bradford White Corporation | BRADFORD WHITE | RG2DV50S*X-*** | Federally-Regulated Consumer Product | LPG |  | 47 |  | 40000 | True |  |  | False | Gas-fired storage | 77 |  | 75 | 0 | 26448082 | High | 0.64 |  |  | 03/23/2023 | 200094472 | 03/23/2023
Bradford White Corporation | BRADFORD WHITE | LE250LN*-***** | Federally-Regulated Consumer Product | Electric resistance |  | 43 |  | 4.5 | True |  |  | True | Electric storage | 61 |  | 98 | 3531 |  | Medium | 0.92 |  |  | 03/23/2023 | 207465479 | 03/23/2023
Bradford White Corporation | BRADFORD WHITE | LE350S*-***** | Federally-Regulated Consumer Product | Electric resistance |  | 45 |  | 4.5 | True |  |  | True | Electric storage | 60 |  | 98 | 3531 |  | Medium | 0.92 |  |  | 03/23/2023 | 207465482 | 03/23/2023
Bradford White Corporation | BRADFORD WHITE | ULG250H55*N | Federally-Regulated Consumer Product | Natural gas |  | 46 |  | 55000 | True |  |  | False | Gas-fired storage | 110 |  | 82 | 0 | 26448082 | High | 0.64 |  |  | 03/23/2023 | 200094386 | 03/23/2023
Bradford White Corporation | BRADFORD WHITE | RG240S*X | Federally-Regulated Consumer Product | LPG |  | 38 |  | 38000 | True |  |  | False | Gas-fired storage | 69 |  | 77 | 0 | 19108631 | Medium | 0.58 |  |  | 03/23/2023 | 200094326 | 03/23/2023
Bradford White Corporation | BRADFORD WHITE | RG2PV50S*X19 | Federally-Regulated Consumer Product | LPG |  | 48 |  | 40000 | True |  |  | False | Gas-fired storage | 78 |  | 80 | 78 | 23243270 | High | 0.72 |  |  | 03/23/2023 | 205135016 | 03/23/2023
Bradford White Corporation | BRADFORD WHITE | RG2DVMH40T*X | Federally-Regulated Consumer Product | LPG |  | 38 |  | 30000 | True |  |  | True | Gas-fired storage | 51 |  | 78 | 0 | 19108631 | Medium | 0.58 |  |  | 03/23/2023 | 200094502 | 03/23/2023
Bradford White Corporation | BRADFORD WHITE | RE250S*-***** | Federally-Regulated Consumer Product | Electric resistance |  | 45 |  | 4.5 | True |  |  | True | Electric storage | 60 |  | 98 | 3531 |  | Medium | 0.92 |  |  | 03/23/2023 | 200094300 | 03/23/2023
Bradford White Corporation | BRADFORD WHITE | RG2DVMH30T*X | Federally-Regulated Consumer Product | LPG |  | 29 |  | 30000 | True |  |  | True | Gas-fired storage | 56 |  | 76 | 0 | 18471676 | Medium | 0.6 |  |  | 03/23/2023 | 200094498 | 03/23/2023
Bradford White Corporation | BRADFORD WHITE | ULG2PV50H56*N** | Federally-Regulated Consumer Product | Natural gas |  | 46 |  | 56000 | True |  |  | False | Gas-fired storage | 107 |  | 78 | 81 | 24615940 | High | 0.68 |  |  | 03/23/2023 | 208157153 | 03/23/2023
Bradford White Corporation | BRADFORD WHITE | RE340S*-***** | Federally-Regulated Consumer Product | Electric resistance |  | 36 |  | 4.5 | True |  |  | True | Electric storage | 49 |  | 98 | 2466 |  | Low | 0.91 |  |  | 03/23/2023 | 200094304 | 03/23/2023
Bradford White Corporation | BRADFORD WHITE | RG2MH30T*X | Federally-Regulated Consumer Product | LPG |  | 29 |  | 32000 | True |  |  | True | Gas-fired storage | 50 |  | 79 | 0 | 14180277 | Low | 0.54 |  |  | 03/23/2023 | 200094490 | 03/23/2023
Bradford White Corporation | BRADFORD WHITE | LG2DV50H50*N | Federally-Regulated Consumer Product | Natural gas |  | 46 |  | 50000 | True |  |  | False | Gas-fired storage | 96 |  | 78 | 0 | 26448082 | High | 0.64 |  |  | 03/23/2023 | 200094480 | 03/23/2023
Bradford White Corporation | BRADFORD WHITE | ERE250S*-***** | Federally-Regulated Consumer Product | Electric resistance |  | 45 |  | 4.5 | True |  |  | True | Electric storage | 60 |  | 98 | 3531 |  | Medium | 0.92 |  |  | 03/23/2023 | 208573576 | 03/23/2023
Bradford White Corporation | BRADFORD WHITE | ULG2PDV50H50*N | Federally-Regulated Consumer Product | Natural gas |  | 46 |  | 50000 | True |  |  | False | Gas-fired storage | 82 |  | 76 | 110 | 24516992 | High | 0.68 |  |  | 03/23/2023 | 200094462 | 03/23/2023
Bradford White Corporation | BRADFORD WHITE | RG250R*X | Federally-Regulated Consumer Product | LPG |  | 47 |  | 37000 | True |  |  | False | Gas-fired storage | 78 |  | 82 | 0 | 26448082 | High | 0.64 |  |  | 03/23/2023 | 209471270 | 03/23/2023
Bradford White Corporation | BRADFORD WHITE | URG240S*N | Federally-Regulated Consumer Product | Natural gas |  | 38 |  | 40000 | True |  |  | False | Gas-fired storage | 69 |  | 77 | 0 | 19108631 | Medium | 0.58 |  |  | 03/23/2023 | 200094328 | 03/23/2023
Bradford White Corporation | Jetglas | LE340S*-***** | Federally-Regulated Consumer Product | Electric resistance |  | 36 |  | 4.5 | True |  |  | True | Electric storage | 49 |  | 98 | 2466 |  | Low | 0.91 |  |  | 03/23/2023 | 208805351 | 03/23/2023
Bradford White Corporation | Jetglas | LE240LN*-***** | Federally-Regulated Consumer Product | Electric resistance |  | 34 |  | 4.5 | True |  |  | True | Electric storage | 45 |  | 98 | 2439 |  | Low | 0.92 |  |  | 03/23/2023 | 208805348 | 03/23/2023
Bradford White Corporation | Jetglas | LE230LN*-***** | Federally-Regulated Consumer Product | Electric resistance |  | 26 |  | 4.5 | True |  |  | True | Electric storage | 41 |  | 98 | 2439 |  | Low | 0.92 |  |  | 03/23/2023 | 208805347 | 03/23/2023
Bradford White Corporation | Jetglas | LE350S*-***** | Federally-Regulated Consumer Product | Electric resistance |  | 45 |  | 4.5 | True |  |  | True | Electric storage | 60 |  | 98 | 3531 |  | Medium | 0.92 |  |  | 03/23/2023 | 208805352 | 03/23/2023
Bradford White Corporation | Jetglas | LE330S*-***** | Federally-Regulated Consumer Product | Electric resistance |  | 27 |  | 4.5 | True |  |  | True | Electric storage | 43 |  | 98 | 2439 |  | Low | 0.92 |  |  | 03/23/2023 | 208805350 | 03/23/2023
Bradford White Corporation | Jetglas | LE250LN*-***** | Federally-Regulated Consumer Product | Electric resistance |  | 43 |  | 4.5 | True |  |  | True | Electric storage | 61 |  | 98 | 3531 |  | Medium | 0.92 |  |  | 03/23/2023 | 208805349 | 03/23/2023
Bradford White Corporation | Bock | LE50-2-*** | Federally-Regulated Consumer Product | Electric resistance |  | 43 |  | 4.5 | True |  |  | True | Electric storage | 61 |  | 98 | 3531 |  | Medium | 0.92 |  |  | 03/23/2023 | 207615591 | 03/23/2023
Bradford White Corporation | Bock | LE30-2-*** | Federally-Regulated Consumer Product | Electric resistance |  | 26 |  | 4.5 | True |  |  | True | Electric storage | 41 |  | 98 | 2439 |  | Low | 0.92 |  |  | 03/23/2023 | 207615589 | 03/23/2023
Bradford White Corporation | Bock | LE40-2-*** | Federally-Regulated Consumer Product | Electric resistance |  | 34 |  | 4.5 | True |  |  | True | Electric storage | 45 |  | 98 | 2439 |  | Low | 0.92 |  |  | 03/23/2023 | 207615590 | 03/23/2023
Eemax, Inc | Eemax | SPEX95 | Federally-Regulated Consumer Product | Electric resistance |  | 0 |  | 9.5 |  |  |  | False | Instantaneous electric |  | 0.9 | 95 | 611 |  | Very small | 0.96 |  |  | 03/21/2023 | 202537306 | 03/24/2023
Eemax, Inc | Eemax | SPEX55T | Federally-Regulated Consumer Product | Electric resistance |  | 0 |  | 5.5 |  |  |  | False | Instantaneous electric |  | 0.5 | 98 | 608 |  | Very small | 0.97 |  |  | 03/21/2023 | 202371797 | 03/24/2023
Eemax, Inc | Eemax | SPEX3277T | Federally-Regulated Consumer Product | Electric resistance |  | 0 |  | 3 |  |  |  | False | Instantaneous electric |  | 0.3 | 98 | 607 |  | Very small | 0.97 |  |  | 03/21/2023 | 202371809 | 03/24/2023
Eemax, Inc | Eemax | SPEX3208 | Federally-Regulated Consumer Product | Electric resistance |  | 0 |  | 3 |  |  |  | False | Instantaneous electric |  | 0.3 | 97 | 607 |  | Very small | 0.97 |  |  | 03/21/2023 | 202513254 | 03/24/2023
Eemax, Inc | Eemax | SPEX100 | Federally-Regulated Consumer Product | Electric resistance |  | 0 |  | 10 |  |  |  | False | Instantaneous electric |  | 1 | 94 | 615 |  | Very small | 0.96 |  |  | 03/21/2023 | 202537302 | 03/24/2023
Eemax, Inc | Eemax | SPEX35T | Federally-Regulated Consumer Product | Electric resistance |  | 0 |  | 3.5 |  |  |  | False | Instantaneous electric |  | 0.3 | 98 | 607 |  | Very small | 0.97 |  |  | 08/23/2022 | 202371795 | 03/24/2023
Eemax, Inc | Eemax | SPEX75 | Federally-Regulated Consumer Product | Electric resistance |  | 0 |  | 7.5 |  |  |  | False | Instantaneous electric |  | 0.8 | 95 | 620 |  | Very small | 0.96 |  |  | 03/21/2023 | 202537301 | 03/24/2023
Eemax, Inc | Eemax | SPEX80T | Federally-Regulated Consumer Product | Electric resistance |  | 0 |  | 8 |  |  |  | False | Instantaneous electric |  | 0.8 | 98 | 607 |  | Very small | 0.98 |  |  | 03/21/2023 | 202371801 | 03/24/2023
Eemax, Inc | Eemax | AM012240T | Federally-Regulated Consumer Product | Electric resistance |  | 1 |  | 11.5 |  |  |  | False | Instantaneous electric |  | 1.1 | 93 | 625 |  | Very small | 0.95 |  |  | 08/23/2022 | 202866394 | 03/24/2023
Eemax, Inc | Eemax | SPEX1812 | Federally-Regulated Consumer Product | Electric resistance |  | 1 |  | 1.8 |  |  |  | False | Instantaneous electric |  | 0.2 | 94 | 623 |  | Very small | 0.95 |  |  | 03/21/2023 | 202539678 | 03/24/2023
Eemax, Inc | Eemax | SPEX3277 | Federally-Regulated Consumer Product | Electric resistance |  | 0 |  | 3 |  |  |  | False | Instantaneous electric |  | 0.3 | 95 | 627 |  | Very small | 0.95 |  |  | 03/21/2023 | 202513255 | 03/24/2023
Eemax, Inc | Eemax | SPEX4208 | Federally-Regulated Consumer Product | Electric resistance |  | 0 |  | 4.1 |  |  |  | False | Instantaneous electric |  | 0.4 | 97 | 607 |  | Very small | 0.97 |  |  | 08/23/2022 | 202513256 | 03/24/2023
Eemax, Inc | Eemax | SPEX4277 | Federally-Regulated Consumer Product | Electric resistance |  | 0 |  | 4.1 |  |  |  | False | Instantaneous electric |  | 0.4 | 96 | 618 |  | Very small | 0.96 |  |  | 08/23/2022 | 202537299 | 03/24/2023
Eemax, Inc | Eemax | AM010277T | Federally-Regulated Consumer Product | Electric resistance |  | 0 |  | 10 |  |  |  | False | Instantaneous electric |  | 1 | 95 | 612 |  | Very small | 0.96 |  |  | 08/23/2022 | 202866396 | 03/24/2023
Eemax, Inc | Eemax | SPEX90T | Federally-Regulated Consumer Product | Electric resistance |  | 0 |  | 9 |  |  |  | False | Instantaneous electric |  | 0.9 | 98 | 605 |  | Very small | 0.98 |  |  | 03/21/2023 | 202371802 | 03/24/2023
Eemax, Inc | Eemax | SPEX80 | Federally-Regulated Consumer Product | Electric resistance |  | 0 |  | 8 |  |  |  | False | Instantaneous electric |  | 0.8 | 94 | 616 |  | Very small | 0.96 |  |  | 08/23/2022 | 202513253 | 03/24/2023
Eemax, Inc | Eemax | SPEX3012 | Federally-Regulated Consumer Product | Electric resistance |  | 0 |  | 3 |  |  |  | False | Instantaneous electric |  | 0.3 | 95 | 611 |  | Very small | 0.96 |  |  | 03/21/2023 | 202537303 | 03/24/2023
Eemax, Inc | Eemax | AM008277T | Federally-Regulated Consumer Product | Electric resistance |  | 0 |  | 8 |  |  |  | False | Instantaneous electric |  | 0.8 | 95 | 615 |  | Very small | 0.96 |  |  | 08/23/2022 | 202866395 | 03/24/2023
Eemax, Inc | Eemax | SPEX2412T | Federally-Regulated Consumer Product | Electric resistance |  | 0 |  | 2.4 |  |  |  | False | Instantaneous electric |  | 0.2 | 98 | 613 |  | Very small | 0.96 |  |  | 03/21/2023 | 202371806 | 03/24/2023
Eemax, Inc | Eemax | SPEX55 | Federally-Regulated Consumer Product | Electric resistance |  | 0 |  | 5.5 |  |  |  | False | Instantaneous electric |  | 0.6 | 96 | 621 |  | Very small | 0.96 |  |  | 03/21/2023 | 202513252 | 03/24/2023
Eemax, Inc | Eemax | SPEX100T | Federally-Regulated Consumer Product | Electric resistance |  | 0 |  | 10 |  |  |  | False | Instantaneous electric |  | 1 | 98 | 601 |  | Very small | 0.98 |  |  | 03/21/2023 | 202371804 | 03/24/2023
Eemax, Inc | Eemax | SPEX95T | Federally-Regulated Consumer Product | Electric resistance |  | 0 |  | 9.5 |  |  |  | False | Instantaneous electric |  | 0.9 | 98 | 609 |  | Very small | 0.98 |  |  | 03/21/2023 | 202371803 | 03/24/2023
Eemax, Inc | Eemax | SPEX75T | Federally-Regulated Consumer Product | Electric resistance |  | 0 |  | 7.5 |  |  |  | False | Instantaneous electric |  | 0.7 | 97 | 611 |  | Very small | 0.97 |  |  | 03/21/2023 | 202371800 | 03/24/2023
Eemax, Inc | Eemax | SPEX8208T | Federally-Regulated Consumer Product | Electric resistance |  | 0 |  | 8.3 |  |  |  | False | Instantaneous electric |  | 0.7 | 97 | 609 |  | Very small | 0.98 |  |  | 03/21/2023 | 202371813 | 03/24/2023
Eemax, Inc | Eemax | AM004120T | Federally-Regulated Consumer Product | Electric resistance |  | 0 |  | 3.5 |  |  |  | False | Instantaneous electric |  | 0.3 | 93 | 634 |  | Very small | 0.93 |  |  | 03/21/2023 | 202570787 | 03/24/2023
Eemax, Inc | Eemax | SPEX3512T | Federally-Regulated Consumer Product | Electric resistance |  | 0 |  | 3.5 |  |  |  | False | Instantaneous electric |  | 0.3 | 98 | 608 |  | Very small | 0.96 |  |  | 03/21/2023 | 202371810 | 03/24/2023
Eemax, Inc | Eemax | SPEX8208 | Federally-Regulated Consumer Product | Electric resistance |  | 0 |  | 8.3 |  |  |  | False | Instantaneous electric |  | 0.8 | 95 | 619 |  | Very small | 0.96 |  |  | 08/23/2022 | 202537298 | 03/24/2023
Eemax, Inc | Eemax | SPEX60 | Federally-Regulated Consumer Product | Electric resistance |  | 0 |  | 6 |  |  |  | False | Instantaneous electric |  | 0.6 | 96 | 616 |  | Very small | 0.96 |  |  | 03/21/2023 | 202537305 | 03/24/2023
Eemax, Inc | Eemax | AM007240T | Federally-Regulated Consumer Product | Electric resistance |  | 0 |  | 6.5 |  |  |  | False | Instantaneous electric |  | 0.6 | 94 | 619 |  | Very small | 0.95 |  |  | 03/21/2023 | 202570789 | 03/24/2023
Eemax, Inc | Eemax | SPEX65 | Federally-Regulated Consumer Product | Electric resistance |  | 0 |  | 6.5 |  |  |  | False | Instantaneous electric |  | 0.7 | 95 | 611 |  | Very small | 0.96 |  |  | 08/23/2022 | 202537304 | 03/24/2023
Eemax, Inc | Eemax | AM004277T | Federally-Regulated Consumer Product | Electric resistance |  | 0 |  | 4.1 |  |  |  | False | Instantaneous electric |  | 0.4 | 92 | 638 |  | Very small | 0.94 |  |  | 03/21/2023 | 202570791 | 03/24/2023
Eemax, Inc | Eemax | SPEX2412 | Federally-Regulated Consumer Product | Electric resistance |  | 1 |  | 2.4 |  |  |  | False | Instantaneous electric |  | 0.2 | 94 | 623 |  | Very small | 0.95 |  |  | 03/21/2023 | 202555320 | 03/24/2023
Eemax, Inc | Eemax | SPEX65T | Federally-Regulated Consumer Product | Electric resistance |  | 0 |  | 6.5 |  |  |  | False | Instantaneous electric |  | 0.6 | 98 | 605 |  | Very small | 0.97 |  |  | 08/23/2022 | 202371799 | 03/24/2023
Eemax, Inc | Eemax | AM005240T | Federally-Regulated Consumer Product | Electric resistance |  | 0 |  | 4.8 |  |  |  | False | Instantaneous electric |  | 0.5 | 96 | 616 |  | Very small | 0.96 |  |  | 03/21/2023 | 202570788 | 03/24/2023
Eemax, Inc | Eemax | SPEX35 | Federally-Regulated Consumer Product | Electric resistance |  | 1 |  | 3.5 |  |  |  | False | Instantaneous electric |  | 0.4 | 94 | 610 |  | Very small | 0.95 |  |  | 08/23/2022 | 202555319 | 03/24/2023
Eemax, Inc | Eemax | SPEX3512 | Federally-Regulated Consumer Product | Electric resistance |  | 0 |  | 3.5 |  |  |  | False | Instantaneous electric |  | 0.3 | 94 | 633 |  | Very small | 0.94 |  |  | 03/21/2023 | 202537300 | 03/24/2023
Eemax, Inc | Eemax | SPEX60T | Federally-Regulated Consumer Product | Electric resistance |  | 0 |  | 6 |  |  |  | False | Instantaneous electric |  | 0.6 | 96 | 613 |  | Very small | 0.97 |  |  | 03/21/2023 | 202371798 | 03/24/2023
Eemax, Inc | Eemax | SPEX3012T | Federally-Regulated Consumer Product | Electric resistance |  | 0 |  | 3 |  |  |  | False | Instantaneous electric |  | 0.3 | 98 | 612 |  | Very small | 0.96 |  |  | 03/21/2023 | 202371807 | 03/24/2023
Eemax, Inc | Eemax | SPEX4208T | Federally-Regulated Consumer Product | Electric resistance |  | 0 |  | 4.1 |  |  |  | False | Instantaneous electric |  | 0.4 | 96 | 616 |  | Very small | 0.98 |  |  | 03/21/2023 | 202371811 | 03/24/2023
Eemax, Inc | Eemax | SPEX48T | Federally-Regulated Consumer Product | Electric resistance |  | 0 |  | 4.8 |  |  |  | False | Instantaneous electric |  | 0.4 | 94 | 639 |  | Very small | 0.97 |  |  | 03/21/2023 | 202371796 | 03/24/2023
Eemax, Inc | Eemax | SPEX1812T | Federally-Regulated Consumer Product | Electric resistance |  | 0 |  | 1.8 |  |  |  | False | Instantaneous electric |  | 0.2 | 98 | 614 |  | Very small | 0.96 |  |  | 03/21/2023 | 202371805 | 03/24/2023
Eemax, Inc | Eemax | SPEX3208T | Federally-Regulated Consumer Product | Electric resistance |  | 0 |  | 3 |  |  |  | False | Instantaneous electric |  | 0.3 | 98 | 604 |  | Very small | 0.97 |  |  | 03/21/2023 | 202371808 | 03/24/2023
Eemax, Inc | Eemax | SPEX4277T | Federally-Regulated Consumer Product | Electric resistance |  | 0 |  | 4.1 |  |  |  | False | Instantaneous electric |  | 0.4 | 95 | 620 |  | Very small | 0.97 |  |  | 03/21/2023 | 202371812 | 03/24/2023
Eemax, Inc | Eemax | SPEX90 | Federally-Regulated Consumer Product | Electric resistance |  | 0 |  | 9 |  |  |  | False | Instantaneous electric |  | 0.9 | 93 | 620 |  | Very small | 0.96 |  |  | 03/21/2023 | 202537307 | 03/24/2023
Eemax, Inc | Eemax | AM010240T | Federally-Regulated Consumer Product | Electric resistance |  | 0 |  | 9.5 |  |  |  | False | Instantaneous electric |  | 0.9 | 94 | 616 |  | Very small | 0.96 |  |  | 08/23/2022 | 202570790 | 03/24/2023
Eemax, Inc | Eemax | SPEX48 | Federally-Regulated Consumer Product | Electric resistance |  | 0 |  | 4.8 |  |  |  | False | Instantaneous electric |  | 0.5 | 93 | 625 |  | Very small | 0.96 |  |  | 08/23/2022 | 202513251 | 03/24/2023
Eemax, Inc | Eemax | SPEX012240T | Federally-Regulated Consumer Product | Electric resistance |  | 1 |  | 11.5 |  |  |  | False | Instantaneous electric |  | 1.1 | 96 | 609 |  | Very small | 0.95 |  |  | 08/23/2022 | 202491260 | 03/24/2023
Eemax, Inc | Eemax | SPEX95 | Federally-Regulated Consumer Product | Electric resistance |  | 0 |  | 9.5 |  |  |  | False | Instantaneous electric |  | 0.9 | 95 | 611 |  | Very small | 0.96 |  |  | 03/24/2023 | 202537306 | 03/24/2023
Eemax, Inc | Eemax | SPEX55T | Federally-Regulated Consumer Product | Electric resistance |  | 0 |  | 5.5 |  |  |  | False | Instantaneous electric |  | 0.5 | 98 | 608 |  | Very small | 0.97 |  |  | 03/24/2023 | 202371797 | 03/24/2023
Eemax, Inc | Eemax | SPEX3277T | Federally-Regulated Consumer Product | Electric resistance |  | 0 |  | 3 |  |  |  | False | Instantaneous electric |  | 0.3 | 98 | 607 |  | Very small | 0.97 |  |  | 03/24/2023 | 202371809 | 03/24/2023
Eemax, Inc | Eemax | SPEX3208 | Federally-Regulated Consumer Product | Electric resistance |  | 0 |  | 3 |  |  |  | False | Instantaneous electric |  | 0.3 | 97 | 607 |  | Very small | 0.97 |  |  | 03/24/2023 | 202513254 | 03/24/2023
Eemax, Inc | Eemax | SPEX100 | Federally-Regulated Consumer Product | Electric resistance |  | 0 |  | 10 |  |  |  | False | Instantaneous electric |  | 1 | 94 | 615 |  | Very small | 0.96 |  |  | 03/24/2023 | 202537302 | 03/24/2023
Eemax, Inc | Eemax | SPEX35T | Federally-Regulated Consumer Product | Electric resistance |  | 0 |  | 3.5 |  |  |  | False | Instantaneous electric |  | 0.3 | 98 | 607 |  | Very small | 0.97 |  |  | 03/24/2023 | 202371795 | 03/24/2023
Eemax, Inc | Eemax | SPEX75 | Federally-Regulated Consumer Product | Electric resistance |  | 0 |  | 7.5 |  |  |  | False | Instantaneous electric |  | 0.8 | 95 | 620 |  | Very small | 0.96 |  |  | 03/24/2023 | 202537301 | 03/24/2023
Eemax, Inc | Eemax | SPEX80T | Federally-Regulated Consumer Product | Electric resistance |  | 0 |  | 8 |  |  |  | False | Instantaneous electric |  | 0.8 | 98 | 607 |  | Very small | 0.98 |  |  | 03/24/2023 | 202371801 | 03/24/2023
Eemax, Inc | Eemax | AM012240T | Federally-Regulated Consumer Product | Electric resistance |  | 1 |  | 11.5 |  |  |  | False | Instantaneous electric |  | 1.1 | 93 | 625 |  | Very small | 0.95 |  |  | 03/24/2023 | 202866394 | 03/24/2023
Eemax, Inc | Eemax | SPEX1812 | Federally-Regulated Consumer Product | Electric resistance |  | 1 |  | 1.8 |  |  |  | False | Instantaneous electric |  | 0.2 | 94 | 623 |  | Very small | 0.95 |  |  | 03/24/2023 | 202539678 | 03/24/2023
Eemax, Inc | Eemax | SPEX3277 | Federally-Regulated Consumer Product | Electric resistance |  | 0 |  | 3 |  |  |  | False | Instantaneous electric |  | 0.3 | 95 | 627 |  | Very small | 0.95 |  |  | 03/24/2023 | 202513255 | 03/24/2023
Eemax, Inc | Eemax | SPEX4208 | Federally-Regulated Consumer Product | Electric resistance |  | 0 |  | 4.1 |  |  |  | False | Instantaneous electric |  | 0.4 | 97 | 607 |  | Very small | 0.97 |  |  | 03/24/2023 | 202513256 | 03/24/2023
Eemax, Inc | Eemax | SPEX4277 | Federally-Regulated Consumer Product | Electric resistance |  | 0 |  | 4.1 |  |  |  | False | Instantaneous electric |  | 0.4 | 96 | 618 |  | Very small | 0.96 |  |  | 03/24/2023 | 202537299 | 03/24/2023
Eemax, Inc | Eemax | AM010277T | Federally-Regulated Consumer Product | Electric resistance |  | 0 |  | 10 |  |  |  | False | Instantaneous electric |  | 1 | 95 | 612 |  | Very small | 0.96 |  |  | 03/24/2023 | 202866396 | 03/24/2023
Eemax, Inc | Eemax | SPEX90T | Federally-Regulated Consumer Product | Electric resistance |  | 0 |  | 9 |  |  |  | False | Instantaneous electric |  | 0.9 | 98 | 605 |  | Very small | 0.98 |  |  | 03/24/2023 | 202371802 | 03/24/2023
Eemax, Inc | Eemax | SPEX80 | Federally-Regulated Consumer Product | Electric resistance |  | 0 |  | 8 |  |  |  | False | Instantaneous electric |  | 0.8 | 94 | 616 |  | Very small | 0.96 |  |  | 03/24/2023 | 202513253 | 03/24/2023
Eemax, Inc | Eemax | SPEX3012 | Federally-Regulated Consumer Product | Electric resistance |  | 0 |  | 3 |  |  |  | False | Instantaneous electric |  | 0.3 | 95 | 611 |  | Very small | 0.96 |  |  | 03/24/2023 | 202537303 | 03/24/2023
Eemax, Inc | Eemax | AM008277T | Federally-Regulated Consumer Product | Electric resistance |  | 0 |  | 8 |  |  |  | False | Instantaneous electric |  | 0.8 | 95 | 615 |  | Very small | 0.96 |  |  | 03/24/2023 | 202866395 | 03/24/2023
Eemax, Inc | Eemax | SPEX2412T | Federally-Regulated Consumer Product | Electric resistance |  | 0 |  | 2.4 |  |  |  | False | Instantaneous electric |  | 0.2 | 98 | 613 |  | Very small | 0.96 |  |  | 03/24/2023 | 202371806 | 03/24/2023
Eemax, Inc | Eemax | SPEX55 | Federally-Regulated Consumer Product | Electric resistance |  | 0 |  | 5.5 |  |  |  | False | Instantaneous electric |  | 0.6 | 96 | 621 |  | Very small | 0.96 |  |  | 03/24/2023 | 202513252 | 03/24/2023
Eemax, Inc | Eemax | SPEX100T | Federally-Regulated Consumer Product | Electric resistance |  | 0 |  | 10 |  |  |  | False | Instantaneous electric |  | 1 | 98 | 601 |  | Very small | 0.98 |  |  | 03/24/2023 | 202371804 | 03/24/2023
Eemax, Inc | Eemax | SPEX95T | Federally-Regulated Consumer Product | Electric resistance |  | 0 |  | 9.5 |  |  |  | False | Instantaneous electric |  | 0.9 | 98 | 609 |  | Very small | 0.98 |  |  | 03/24/2023 | 202371803 | 03/24/2023
Eemax, Inc | Eemax | SPEX75T | Federally-Regulated Consumer Product | Electric resistance |  | 0 |  | 7.5 |  |  |  | False | Instantaneous electric |  | 0.7 | 97 | 611 |  | Very small | 0.97 |  |  | 03/24/2023 | 202371800 | 03/24/2023
Eemax, Inc | Eemax | SPEX8208T | Federally-Regulated Consumer Product | Electric resistance |  | 0 |  | 8.3 |  |  |  | False | Instantaneous electric |  | 0.7 | 97 | 609 |  | Very small | 0.98 |  |  | 03/24/2023 | 202371813 | 03/24/2023
Eemax, Inc | Eemax | AM004120T | Federally-Regulated Consumer Product | Electric resistance |  | 0 |  | 3.5 |  |  |  | False | Instantaneous electric |  | 0.3 | 93 | 634 |  | Very small | 0.93 |  |  | 03/24/2023 | 202570787 | 03/24/2023
Eemax, Inc | Eemax | SPEX3512T | Federally-Regulated Consumer Product | Electric resistance |  | 0 |  | 3.5 |  |  |  | False | Instantaneous electric |  | 0.3 | 98 | 608 |  | Very small | 0.96 |  |  | 03/24/2023 | 202371810 | 03/24/2023
Eemax, Inc | Eemax | SPEX8208 | Federally-Regulated Consumer Product | Electric resistance |  | 0 |  | 8.3 |  |  |  | False | Instantaneous electric |  | 0.8 | 95 | 619 |  | Very small | 0.96 |  |  | 03/24/2023 | 202537298 | 03/24/2023
Eemax, Inc | Eemax | SPEX60 | Federally-Regulated Consumer Product | Electric resistance |  | 0 |  | 6 |  |  |  | False | Instantaneous electric |  | 0.6 | 96 | 616 |  | Very small | 0.96 |  |  | 03/24/2023 | 202537305 | 03/24/2023
Eemax, Inc | Eemax | AM007240T | Federally-Regulated Consumer Product | Electric resistance |  | 0 |  | 6.5 |  |  |  | False | Instantaneous electric |  | 0.6 | 94 | 619 |  | Very small | 0.95 |  |  | 03/24/2023 | 202570789 | 03/24/2023
Eemax, Inc | Eemax | SPEX65 | Federally-Regulated Consumer Product | Electric resistance |  | 0 |  | 6.5 |  |  |  | False | Instantaneous electric |  | 0.7 | 95 | 611 |  | Very small | 0.96 |  |  | 03/24/2023 | 202537304 | 03/24/2023
Eemax, Inc | Eemax | AM004277T | Federally-Regulated Consumer Product | Electric resistance |  | 0 |  | 4.1 |  |  |  | False | Instantaneous electric |  | 0.4 | 92 | 638 |  | Very small | 0.94 |  |  | 03/24/2023 | 202570791 | 03/24/2023
Eemax, Inc | Eemax | SPEX2412 | Federally-Regulated Consumer Product | Electric resistance |  | 1 |  | 2.4 |  |  |  | False | Instantaneous electric |  | 0.2 | 94 | 623 |  | Very small | 0.95 |  |  | 03/24/2023 | 202555320 | 03/24/2023
Eemax, Inc | Eemax | SPEX65T | Federally-Regulated Consumer Product | Electric resistance |  | 0 |  | 6.5 |  |  |  | False | Instantaneous electric |  | 0.6 | 98 | 605 |  | Very small | 0.97 |  |  | 03/24/2023 | 202371799 | 03/24/2023
Eemax, Inc | Eemax | AM005240T | Federally-Regulated Consumer Product | Electric resistance |  | 0 |  | 4.8 |  |  |  | False | Instantaneous electric |  | 0.5 | 96 | 616 |  | Very small | 0.96 |  |  | 03/24/2023 | 202570788 | 03/24/2023
Eemax, Inc | Eemax | SPEX35 | Federally-Regulated Consumer Product | Electric resistance |  | 1 |  | 3.5 |  |  |  | False | Instantaneous electric |  | 0.4 | 94 | 610 |  | Very small | 0.95 |  |  | 03/24/2023 | 202555319 | 03/24/2023
Eemax, Inc | Eemax | SPEX3512 | Federally-Regulated Consumer Product | Electric resistance |  | 0 |  | 3.5 |  |  |  | False | Instantaneous electric |  | 0.3 | 94 | 633 |  | Very small | 0.94 |  |  | 03/24/2023 | 202537300 | 03/24/2023
Eemax, Inc | Eemax | SPEX60T | Federally-Regulated Consumer Product | Electric resistance |  | 0 |  | 6 |  |  |  | False | Instantaneous electric |  | 0.6 | 96 | 613 |  | Very small | 0.97 |  |  | 03/24/2023 | 202371798 | 03/24/2023
Eemax, Inc | Eemax | SPEX3012T | Federally-Regulated Consumer Product | Electric resistance |  | 0 |  | 3 |  |  |  | False | Instantaneous electric |  | 0.3 | 98 | 612 |  | Very small | 0.96 |  |  | 03/24/2023 | 202371807 | 03/24/2023
Eemax, Inc | Eemax | SPEX4208T | Federally-Regulated Consumer Product | Electric resistance |  | 0 |  | 4.1 |  |  |  | False | Instantaneous electric |  | 0.4 | 96 | 616 |  | Very small | 0.98 |  |  | 03/24/2023 | 202371811 | 03/24/2023
Eemax, Inc | Eemax | SPEX48T | Federally-Regulated Consumer Product | Electric resistance |  | 0 |  | 4.8 |  |  |  | False | Instantaneous electric |  | 0.4 | 94 | 639 |  | Very small | 0.97 |  |  | 03/24/2023 | 202371796 | 03/24/2023
Eemax, Inc | Eemax | SPEX1812T | Federally-Regulated Consumer Product | Electric resistance |  | 0 |  | 1.8 |  |  |  | False | Instantaneous electric |  | 0.2 | 98 | 614 |  | Very small | 0.96 |  |  | 03/24/2023 | 202371805 | 03/24/2023
Eemax, Inc | Eemax | SPEX3208T | Federally-Regulated Consumer Product | Electric resistance |  | 0 |  | 3 |  |  |  | False | Instantaneous electric |  | 0.3 | 98 | 604 |  | Very small | 0.97 |  |  | 03/24/2023 | 202371808 | 03/24/2023
Eemax, Inc | Eemax | SPEX4277T | Federally-Regulated Consumer Product | Electric resistance |  | 0 |  | 4.1 |  |  |  | False | Instantaneous electric |  | 0.4 | 95 | 620 |  | Very small | 0.97 |  |  | 03/24/2023 | 202371812 | 03/24/2023
Eemax, Inc | Eemax | SPEX90 | Federally-Regulated Consumer Product | Electric resistance |  | 0 |  | 9 |  |  |  | False | Instantaneous electric |  | 0.9 | 93 | 620 |  | Very small | 0.96 |  |  | 03/24/2023 | 202537307 | 03/24/2023
Eemax, Inc | Eemax | AM010240T | Federally-Regulated Consumer Product | Electric resistance |  | 0 |  | 9.5 |  |  |  | False | Instantaneous electric |  | 0.9 | 94 | 616 |  | Very small | 0.96 |  |  | 03/24/2023 | 202570790 | 03/24/2023
Eemax, Inc | Eemax | SPEX48 | Federally-Regulated Consumer Product | Electric resistance |  | 0 |  | 4.8 |  |  |  | False | Instantaneous electric |  | 0.5 | 93 | 625 |  | Very small | 0.96 |  |  | 03/24/2023 | 202513251 | 03/24/2023
Eemax, Inc | Eemax | SPEX012240T | Federally-Regulated Consumer Product | Electric resistance |  | 1 |  | 11.5 |  |  |  | False | Instantaneous electric |  | 1.1 | 96 | 609 |  | Very small | 0.95 |  |  | 03/24/2023 | 202491260 | 03/24/2023
A.O. Smith Water Products Company | RELIANCE WATER HEATERS | 12-40-PACT 411 | Federally-Regulated Consumer Product | LPG |  | 38 |  | 40000 | True |  |  | False | Gas-fired storage | 80 |  | 78 | 7688 | 216626 | High | 0.64 |  |  | 02/23/2023 | 210586317 | 03/30/2023
A.O. Smith Water Products Company | RELIANCE WATER HEATERS | 9-40-DAHRS 1** | Federally-Regulated Consumer Product | Electric resistance |  | 37 |  | 5.5 | True |  |  | False | Electric storage | 64 |  | 98 | 1029 |  | Medium | 0.92 |  |  | 02/03/2023 | 211277612 | 03/30/2023
A.O. Smith Water Products Company | RELIANCE WATER HEATERS | 6-40-NBCT 410 | Federally-Regulated Consumer Product | Natural gas |  | 38 |  | 40000 | True |  |  | False | Gas-fired storage | 80 |  | 78 | 7688 | 216626 | High | 0.64 |  |  | 02/23/2023 | 210586313 | 03/30/2023
A.O. Smith Water Products Company | RELIANCE WATER HEATERS | 9-50-DAHRS 1** | Federally-Regulated Consumer Product | Electric resistance |  | 46 |  | 5.5 | True |  |  | False | Electric storage | 67 |  | 98 | 1033 |  | Medium | 0.92 |  |  | 02/03/2023 | 211277631 | 03/30/2023
A.O. Smith Water Products Company | RELIANCE WATER HEATERS | 12-40-DAFRS 1** | Federally-Regulated Consumer Product | Electric resistance |  | 37 |  | 5.5 | True |  |  | False | Electric storage | 64 |  | 98 | 1029 |  | Medium | 0.92 |  |  | 02/03/2023 | 211277611 | 03/30/2023
A.O. Smith Water Products Company | RELIANCE WATER HEATERS | 12-40-UNACT 5** | Federally-Regulated Consumer Product | Natural gas |  | 38 |  | 40000 | True |  |  | False | Gas-fired storage | 83 |  | 77 | 7735 | 56262 | High | 0.64 |  |  | 02/23/2023 | 211156076 | 03/30/2023
A.O. Smith Water Products Company | RELIANCE WATER HEATERS | 6-50-DURS 1** | Federally-Regulated Consumer Product | Electric resistance |  | 46 |  | 5.5 | True |  |  | False | Electric storage | 67 |  | 98 | 1033 |  | Medium | 0.92 |  |  | 01/17/2023 | 210485456 | 03/30/2023
A.O. Smith Water Products Company | RELIANCE WATER HEATERS | 6-50-DURT 1** | Federally-Regulated Consumer Product | Electric resistance |  | 45 |  | 5.5 | True |  |  | False | Electric storage | 74 |  | 98 | 1035 |  | Medium | 0.92 |  |  | 01/17/2023 | 210485470 | 03/30/2023
A.O. Smith Water Products Company | RELIANCE WATER HEATERS | 12-40-NACT 410 | Federally-Regulated Consumer Product | Natural gas |  | 38 |  | 40000 | True |  |  | False | Gas-fired storage | 80 |  | 78 | 7688 | 216626 | High | 0.64 |  |  | 02/23/2023 | 210586315 | 03/30/2023
A.O. Smith Water Products Company | RELIANCE WATER HEATERS | 9-40-PKCT 411 | Federally-Regulated Consumer Product | LPG |  | 38 |  | 40000 | True |  |  | False | Gas-fired storage | 80 |  | 78 | 7688 | 216626 | High | 0.64 |  |  | 02/23/2023 | 210586316 | 03/30/2023
A.O. Smith Water Products Company | RELIANCE WATER HEATERS | 9-40-NKCT 410 | Federally-Regulated Consumer Product | Natural gas |  | 38 |  | 40000 | True |  |  | False | Gas-fired storage | 80 |  | 78 | 7688 | 216626 | High | 0.64 |  |  | 02/23/2023 | 210586314 | 03/30/2023
A.O. Smith Water Products Company | RELIANCE WATER HEATERS | 9-40-UNKCT 5** | Federally-Regulated Consumer Product | Natural gas |  | 38 |  | 40000 | True |  |  | False | Gas-fired storage | 83 |  | 77 | 7735 | 56262 | High | 0.64 |  |  | 02/23/2023 | 211156075 | 03/30/2023
A.O. Smith Water Products Company | RELIANCE WATER HEATERS | 9-40-UNKRT 5** | Federally-Regulated Consumer Product | Natural gas |  | 38 |  | 40000 | True |  |  | False | Gas-fired storage | 83 |  | 74 | 7735 | 56262 | High | 0.64 |  |  | 02/23/2023 | 211156079 | 03/30/2023
A.O. Smith Water Products Company | RELIANCE WATER HEATERS | 9-40-EORS 1** | Federally-Regulated Consumer Product | Electric resistance |  | 37 |  | 4.5 | True |  |  | False | Electric storage | 55 |  | 98 | 3531 |  | Medium | 0.92 |  |  | 01/20/2023 | 211197887 | 03/30/2023
A.O. Smith Water Products Company | RELIANCE WATER HEATERS | 6-50-DURLB 1** | Federally-Regulated Consumer Product | Electric resistance |  | 44 |  | 4.5 | True |  |  | False | Electric storage | 55 |  | 98 | 3531 |  | Medium | 0.92 |  |  | 01/31/2023 | 211258243 | 03/30/2023
A.O. Smith Water Products Company | RELIANCE WATER HEATERS | 6-40-EMHSDW-1** | Federally-Regulated Consumer Product | Electric resistance |  | 36 |  | 4 | True |  |  | True | Electric storage | 40 |  | 98 | 2466 |  | Low | 0.91 |  |  | 08/23/2022 | 207615736 | 03/30/2023
A.O. Smith Water Products Company | RELIANCE WATER HEATERS | 6-40-UNBCT 5** | Federally-Regulated Consumer Product | Natural gas |  | 38 |  | 40000 | True |  |  | False | Gas-fired storage | 83 |  | 77 | 7735 | 56262 | High | 0.64 |  |  | 02/23/2023 | 211156074 | 03/30/2023
A.O. Smith Water Products Company | RELIANCE WATER HEATERS | 9-50-EORS 1** | Federally-Regulated Consumer Product | Electric resistance |  | 46 |  | 4.5 | True |  |  | False | Electric storage | 57 |  | 98 | 3531 |  | Medium | 0.92 |  |  | 01/20/2023 | 211197888 | 03/30/2023
A.O. Smith Water Products Company | RELIANCE WATER HEATERS | 12-50-DAFRT 1** | Federally-Regulated Consumer Product | Electric resistance |  | 45 |  | 5.5 | True |  |  | False | Electric storage | 74 |  | 98 | 1035 |  | Medium | 0.92 |  |  | 02/03/2023 | 211277618 | 03/30/2023
A.O. Smith Water Products Company | RELIANCE WATER HEATERS | 9-50-EORT 1** | Federally-Regulated Consumer Product | Electric resistance |  | 46 |  | 4.5 | True |  |  | False | Electric storage | 62 |  | 98 | 3531 |  | Medium | 0.92 |  |  | 01/20/2023 | 211197889 | 03/30/2023
A.O. Smith Water Products Company | RELIANCE WATER HEATERS | 6-40-DURT 1** | Federally-Regulated Consumer Product | Electric resistance |  | 36 |  | 5.5 | True |  |  | False | Electric storage | 63 |  | 98 | 1026 |  | Medium | 0.93 |  |  | 01/17/2023 | 210485463 | 03/30/2023
A.O. Smith Water Products Company | RELIANCE WATER HEATERS | 6-40-DURS 1** | Federally-Regulated Consumer Product | Electric resistance |  | 37 |  | 5.5 | True |  |  | False | Electric storage | 64 |  | 98 | 1029 |  | Medium | 0.92 |  |  | 01/17/2023 | 210485449 | 03/30/2023
A.O. Smith Water Products Company | RELIANCE WATER HEATERS | 6-40-UNBRT 5** | Federally-Regulated Consumer Product | Natural gas |  | 38 |  | 40000 | True |  |  | False | Gas-fired storage | 83 |  | 74 | 7735 | 56262 | High | 0.64 |  |  | 02/23/2023 | 211156078 | 03/30/2023
A.O. Smith Water Products Company | RELIANCE WATER HEATERS | 9-50-DAHRT 1** | Federally-Regulated Consumer Product | Electric resistance |  | 45 |  | 5.5 | True |  |  | False | Electric storage | 74 |  | 98 | 1035 |  | Medium | 0.92 |  |  | 02/03/2023 | 211277619 | 03/30/2023
A.O. Smith Water Products Company | RELIANCE WATER HEATERS | 12-50-DAFRS 1** | Federally-Regulated Consumer Product | Electric resistance |  | 46 |  | 5.5 | True |  |  | False | Electric storage | 67 |  | 98 | 1033 |  | Medium | 0.92 |  |  | 02/03/2023 | 211277630 | 03/30/2023
A.O. Smith Water Products Company | RELIANCE WATER HEATERS | 6-55-DURT 1** | Federally-Regulated Consumer Product | Electric resistance |  | 55 |  | 5.5 | True |  |  | False | Electric storage | 75 |  | 98 | 1531 |  | High | 0.94 |  |  | 01/17/2023 | 210485477 | 03/30/2023
A.O. Smith Water Products Company | RELIANCE WATER HEATERS | 6-40-POCT 411 | Federally-Regulated Consumer Product | LPG |  | 38 |  | 40000 | True |  |  | False | Gas-fired storage | 80 |  | 78 | 7688 | 216626 | High | 0.64 |  |  | 02/23/2023 | 210586318 | 03/30/2023
A.O. Smith Water Products Company | RELIANCE WATER HEATERS | 9-40-EORT 1** | Federally-Regulated Consumer Product | Electric resistance |  | 36 |  | 4.5 | True |  |  | False | Electric storage | 53 |  | 98 | 3531 |  | Medium | 0.92 |  |  | 01/20/2023 | 211197890 | 03/30/2023
Bosch Thermotechnology Corp. | BRADFORD WHITE | RTG-K-160N1 | Federally-Regulated Consumer Product | Natural gas |  | 1 |  | 160000 |  |  |  | False | Instantaneous gas-fired |  | 4.7 | 100 | 42 | 18255362 | High | 0.92 |  | 0 | 02/23/2023 | 201870474 | 03/30/2023
Bosch Thermotechnology Corp. | BRADFORD WHITE | RTG-K-160N1 | Federally-Regulated Consumer Product | LPG |  | 1 |  | 160000 |  |  |  | False | Instantaneous gas-fired |  | 4.7 | 100 | 42 | 18255362 | High | 0.92 |  | 0 | 02/23/2023 | 201870474 | 03/30/2023
Bosch Thermotechnology Corp. | BRADFORD WHITE | RTGL 160N1 | Federally-Regulated Consumer Product | LPG |  | 1 |  | 160000 |  |  |  | False | Instantaneous gas-fired |  | 4.7 | 100 | 42 | 18255362 | High | 0.92 |  | 0 | 02/23/2023 | 207161112 | 03/30/2023
Bosch Thermotechnology Corp. | BRADFORD WHITE | RTG-K-160N2 | Federally-Regulated Consumer Product | Natural gas |  | 1 |  | 160000 |  |  |  | False | Instantaneous gas-fired |  | 4.7 | 100 | 42 | 18255362 | High | 0.92 |  | 0 | 02/23/2023 | 201870436 | 03/30/2023
Bosch Thermotechnology Corp. | BRADFORD WHITE | RTG-K-160N2 | Federally-Regulated Consumer Product | LPG |  | 1 |  | 160000 |  |  |  | False | Instantaneous gas-fired |  | 4.7 | 100 | 42 | 18255362 | High | 0.92 |  | 0 | 02/23/2023 | 201870436 | 03/30/2023
Bosch Thermotechnology Corp. | BRADFORD WHITE | RTGL 160N1 | Federally-Regulated Consumer Product | Natural gas |  | 1 |  | 160000 |  |  |  | False | Instantaneous gas-fired |  | 4.7 | 100 | 42 | 18255362 | High | 0.92 |  | 0 | 02/23/2023 | 207161112 | 03/30/2023
Bosch Thermotechnology Corp. | Bosch | T9800 SE 160 | Federally-Regulated Consumer Product | LPG |  | 1 |  | 160000 |  |  |  | False | Instantaneous gas-fired |  | 4.7 | 100 | 42 | 18255362 | High | 0.92 |  | 0 | 02/23/2023 | 9963061 | 03/30/2023
Bosch Thermotechnology Corp. | Bosch | T9800 SEO 160 | Federally-Regulated Consumer Product | LPG |  | 1 |  | 160000 |  |  |  | False | Instantaneous gas-fired |  | 4.7 | 100 | 42 | 18255362 | High | 0.92 |  | 0 | 02/23/2023 | 9963062 | 03/30/2023
Bosch Thermotechnology Corp. | Bosch | T9800 SE 160 | Federally-Regulated Consumer Product | Natural gas |  | 1 |  | 160000 |  |  |  | False | Instantaneous gas-fired |  | 4.7 | 100 | 42 | 18255362 | High | 0.92 |  | 0 | 02/23/2023 | 9963061 | 03/30/2023
Bosch Thermotechnology Corp. | Bosch | T9900 SE 160 | Federally-Regulated Consumer Product | Natural gas |  | 1 |  | 160000 |  |  |  | False | Instantaneous gas-fired |  | 4.7 | 100 | 42 | 18255362 | High | 0.92 |  | 0 | 02/23/2023 | 9963063 | 03/30/2023
Bosch Thermotechnology Corp. | Bosch | T9800 SEO 160 | Federally-Regulated Consumer Product | Natural gas |  | 1 |  | 160000 |  |  |  | False | Instantaneous gas-fired |  | 4.7 | 100 | 42 | 18255362 | High | 0.92 |  | 0 | 02/23/2023 | 9963062 | 03/30/2023
Bosch Thermotechnology Corp. | Bosch | T9900 SE 160 | Federally-Regulated Consumer Product | LPG |  | 1 |  | 160000 |  |  |  | False | Instantaneous gas-fired |  | 4.7 | 100 | 42 | 18255362 | High | 0.92 |  | 0 | 02/23/2023 | 9963063 | 03/30/2023
Bosch Thermotechnology Corp. | BRADFORD WHITE | RTG-K-160N1 | Federally-Regulated Consumer Product | Natural gas |  | 1 |  | 160000 |  |  |  | False | Instantaneous gas-fired |  | 4.6 | 99 | 33 | 17705059 | High | 0.95 |  | 0 | 03/30/2023 | 201870474 | 03/30/2023
Bosch Thermotechnology Corp. | BRADFORD WHITE | RTG-K-160N1 | Federally-Regulated Consumer Product | LPG |  | 1 |  | 160000 |  |  |  | False | Instantaneous gas-fired |  | 4.6 | 99 | 33 | 17705059 | High | 0.95 |  | 0 | 03/30/2023 | 201870474 | 03/30/2023
Bosch Thermotechnology Corp. | BRADFORD WHITE | RTGL 160N1 | Federally-Regulated Consumer Product | LPG |  | 1 |  | 160000 |  |  |  | False | Instantaneous gas-fired |  | 4.6 | 99 | 33 | 17705059 | High | 0.95 |  | 0 | 03/30/2023 | 207161112 | 03/30/2023
Bosch Thermotechnology Corp. | BRADFORD WHITE | RTG-K-160N2 | Federally-Regulated Consumer Product | Natural gas |  | 1 |  | 160000 |  |  |  | False | Instantaneous gas-fired |  | 4.6 | 99 | 33 | 17705059 | High | 0.95 |  | 0 | 03/30/2023 | 201870436 | 03/30/2023
Bosch Thermotechnology Corp. | BRADFORD WHITE | RTG-K-160N2 | Federally-Regulated Consumer Product | LPG |  | 1 |  | 160000 |  |  |  | False | Instantaneous gas-fired |  | 4.6 | 99 | 33 | 17705059 | High | 0.95 |  | 0 | 03/30/2023 | 201870436 | 03/30/2023
Bosch Thermotechnology Corp. | BRADFORD WHITE | RTGL 160N1 | Federally-Regulated Consumer Product | Natural gas |  | 1 |  | 160000 |  |  |  | False | Instantaneous gas-fired |  | 4.6 | 99 | 33 | 17705059 | High | 0.95 |  | 0 | 03/30/2023 | 207161112 | 03/30/2023
Bosch Thermotechnology Corp. | Bosch | T9800 SE 160 | Federally-Regulated Consumer Product | LPG |  | 1 |  | 160000 |  |  |  | False | Instantaneous gas-fired |  | 4.6 | 99 | 33 | 17705059 | High | 0.95 |  | 0 | 03/30/2023 | 9963061 | 03/30/2023
Bosch Thermotechnology Corp. | Bosch | T9800 SEO 160 | Federally-Regulated Consumer Product | LPG |  | 1 |  | 160000 |  |  |  | False | Instantaneous gas-fired |  | 4.6 | 99 | 33 | 17705059 | High | 0.95 |  | 0 | 03/30/2023 | 9963062 | 03/30/2023
Bosch Thermotechnology Corp. | Bosch | T9800 SE 160 | Federally-Regulated Consumer Product | Natural gas |  | 1 |  | 160000 |  |  |  | False | Instantaneous gas-fired |  | 4.6 | 99 | 33 | 17705059 | High | 0.95 |  | 0 | 03/30/2023 | 9963061 | 03/30/2023
Bosch Thermotechnology Corp. | Bosch | T9900 SE 160 | Federally-Regulated Consumer Product | Natural gas |  | 1 |  | 160000 |  |  |  | False | Instantaneous gas-fired |  | 4.6 | 99 | 33 | 17705059 | High | 0.95 |  | 0 | 03/30/2023 | 9963063 | 03/30/2023
Bosch Thermotechnology Corp. | Bosch | T9800 SEO 160 | Federally-Regulated Consumer Product | Natural gas |  | 1 |  | 160000 |  |  |  | False | Instantaneous gas-fired |  | 4.6 | 99 | 33 | 17705059 | High | 0.95 |  | 0 | 03/30/2023 | 9963062 | 03/30/2023
Bosch Thermotechnology Corp. | Bosch | T9900 SE 160 | Federally-Regulated Consumer Product | LPG |  | 1 |  | 160000 |  |  |  | False | Instantaneous gas-fired |  | 4.6 | 99 | 33 | 17705059 | High | 0.95 |  | 0 | 03/30/2023 | 9963063 | 03/30/2023
A.O. Smith Water Products Company | RELIANCE WATER HEATERS | 12-40-PACT 411 | Federally-Regulated Consumer Product | LPG |  | 38 |  | 40000 | True |  |  | False | Gas-fired storage | 80 |  | 78 | 7688 | 216626 | High | 0.64 |  |  | 03/30/2023 | 210586317 | 03/30/2023
A.O. Smith Water Products Company | RELIANCE WATER HEATERS | 9-40-DAHRS 1** | Federally-Regulated Consumer Product | Electric resistance |  | 37 |  | 5.5 | True |  |  | False | Electric storage | 64 |  | 98 | 1029 |  | Medium | 0.92 |  |  | 03/30/2023 | 211277612 | 03/30/2023
A.O. Smith Water Products Company | RELIANCE WATER HEATERS | 6-40-NBCT 410 | Federally-Regulated Consumer Product | Natural gas |  | 38 |  | 40000 | True |  |  | False | Gas-fired storage | 80 |  | 78 | 7688 | 216626 | High | 0.64 |  |  | 03/30/2023 | 210586313 | 03/30/2023
A.O. Smith Water Products Company | RELIANCE WATER HEATERS | 9-50-DAHRS 1** | Federally-Regulated Consumer Product | Electric resistance |  | 46 |  | 5.5 | True |  |  | False | Electric storage | 67 |  | 98 | 1033 |  | Medium | 0.92 |  |  | 03/30/2023 | 211277631 | 03/30/2023
A.O. Smith Water Products Company | RELIANCE WATER HEATERS | 12-40-DAFRS 1** | Federally-Regulated Consumer Product | Electric resistance |  | 37 |  | 5.5 | True |  |  | False | Electric storage | 64 |  | 98 | 1029 |  | Medium | 0.92 |  |  | 03/30/2023 | 211277611 | 03/30/2023
A.O. Smith Water Products Company | RELIANCE WATER HEATERS | 12-40-UNACT 5** | Federally-Regulated Consumer Product | Natural gas |  | 38 |  | 40000 | True |  |  | False | Gas-fired storage | 83 |  | 77 | 7735 | 56262 | High | 0.64 |  |  | 03/30/2023 | 211156076 | 03/30/2023
A.O. Smith Water Products Company | RELIANCE WATER HEATERS | 6-50-DURS 1** | Federally-Regulated Consumer Product | Electric resistance |  | 46 |  | 5.5 | True |  |  | False | Electric storage | 67 |  | 98 | 1033 |  | Medium | 0.92 |  |  | 03/30/2023 | 210485456 | 03/30/2023
A.O. Smith Water Products Company | RELIANCE WATER HEATERS | 6-50-DURT 1** | Federally-Regulated Consumer Product | Electric resistance |  | 45 |  | 5.5 | True |  |  | False | Electric storage | 74 |  | 98 | 1035 |  | Medium | 0.92 |  |  | 03/30/2023 | 210485470 | 03/30/2023
A.O. Smith Water Products Company | RELIANCE WATER HEATERS | 12-40-NACT 410 | Federally-Regulated Consumer Product | Natural gas |  | 38 |  | 40000 | True |  |  | False | Gas-fired storage | 80 |  | 78 | 7688 | 216626 | High | 0.64 |  |  | 03/30/2023 | 210586315 | 03/30/2023
A.O. Smith Water Products Company | RELIANCE WATER HEATERS | 9-40-PKCT 411 | Federally-Regulated Consumer Product | LPG |  | 38 |  | 40000 | True |  |  | False | Gas-fired storage | 80 |  | 78 | 7688 | 216626 | High | 0.64 |  |  | 03/30/2023 | 210586316 | 03/30/2023
A.O. Smith Water Products Company | RELIANCE WATER HEATERS | 9-40-NKCT 410 | Federally-Regulated Consumer Product | Natural gas |  | 38 |  | 40000 | True |  |  | False | Gas-fired storage | 80 |  | 78 | 7688 | 216626 | High | 0.64 |  |  | 03/30/2023 | 210586314 | 03/30/2023
A.O. Smith Water Products Company | RELIANCE WATER HEATERS | 9-40-UNKCT 5** | Federally-Regulated Consumer Product | Natural gas |  | 38 |  | 40000 | True |  |  | False | Gas-fired storage | 83 |  | 77 | 7735 | 56262 | High | 0.64 |  |  | 03/30/2023 | 211156075 | 03/30/2023
A.O. Smith Water Products Company | RELIANCE WATER HEATERS | 9-40-UNKRT 5** | Federally-Regulated Consumer Product | Natural gas |  | 38 |  | 40000 | True |  |  | False | Gas-fired storage | 83 |  | 74 | 7735 | 56262 | High | 0.64 |  |  | 03/30/2023 | 211156079 | 03/30/2023
A.O. Smith Water Products Company | RELIANCE WATER HEATERS | 9-40-EORS 1** | Federally-Regulated Consumer Product | Electric resistance |  | 37 |  | 4.5 | True |  |  | False | Electric storage | 55 |  | 98 | 3531 |  | Medium | 0.92 |  |  | 03/30/2023 | 211197887 | 03/30/2023
A.O. Smith Water Products Company | RELIANCE WATER HEATERS | 6-50-DURLB 1** | Federally-Regulated Consumer Product | Electric resistance |  | 44 |  | 4.5 | True |  |  | False | Electric storage | 55 |  | 98 | 3531 |  | Medium | 0.92 |  |  | 03/30/2023 | 211258243 | 03/30/2023
A.O. Smith Water Products Company | RELIANCE WATER HEATERS | 6-40-EMHSDW-1** | Federally-Regulated Consumer Product | Electric resistance |  | 36 |  | 4 | True |  |  | True | Electric storage | 40 |  | 98 | 2466 |  | Low | 0.91 |  |  | 03/30/2023 | 207615736 | 03/30/2023
A.O. Smith Water Products Company | RELIANCE WATER HEATERS | 6-40-UNBCT 5** | Federally-Regulated Consumer Product | Natural gas |  | 38 |  | 40000 | True |  |  | False | Gas-fired storage | 83 |  | 77 | 7735 | 56262 | High | 0.64 |  |  | 03/30/2023 | 211156074 | 03/30/2023
A.O. Smith Water Products Company | RELIANCE WATER HEATERS | 9-50-EORS 1** | Federally-Regulated Consumer Product | Electric resistance |  | 46 |  | 4.5 | True |  |  | False | Electric storage | 57 |  | 98 | 3531 |  | Medium | 0.92 |  |  | 03/30/2023 | 211197888 | 03/30/2023
A.O. Smith Water Products Company | RELIANCE WATER HEATERS | 12-50-DAFRT 1** | Federally-Regulated Consumer Product | Electric resistance |  | 45 |  | 5.5 | True |  |  | False | Electric storage | 74 |  | 98 | 1035 |  | Medium | 0.92 |  |  | 03/30/2023 | 211277618 | 03/30/2023
A.O. Smith Water Products Company | RELIANCE WATER HEATERS | 9-50-EORT 1** | Federally-Regulated Consumer Product | Electric resistance |  | 46 |  | 4.5 | True |  |  | False | Electric storage | 62 |  | 98 | 3531 |  | Medium | 0.92 |  |  | 03/30/2023 | 211197889 | 03/30/2023
A.O. Smith Water Products Company | RELIANCE WATER HEATERS | 6-40-DURT 1** | Federally-Regulated Consumer Product | Electric resistance |  | 36 |  | 5.5 | True |  |  | False | Electric storage | 63 |  | 98 | 1026 |  | Medium | 0.93 |  |  | 03/30/2023 | 210485463 | 03/30/2023
A.O. Smith Water Products Company | RELIANCE WATER HEATERS | 6-40-DURS 1** | Federally-Regulated Consumer Product | Electric resistance |  | 37 |  | 5.5 | True |  |  | False | Electric storage | 64 |  | 98 | 1029 |  | Medium | 0.92 |  |  | 03/30/2023 | 210485449 | 03/30/2023
A.O. Smith Water Products Company | RELIANCE WATER HEATERS | 6-40-UNBRT 5** | Federally-Regulated Consumer Product | Natural gas |  | 38 |  | 40000 | True |  |  | False | Gas-fired storage | 83 |  | 74 | 7735 | 56262 | High | 0.64 |  |  | 03/30/2023 | 211156078 | 03/30/2023
A.O. Smith Water Products Company | RELIANCE WATER HEATERS | 9-50-DAHRT 1** | Federally-Regulated Consumer Product | Electric resistance |  | 45 |  | 5.5 | True |  |  | False | Electric storage | 74 |  | 98 | 1035 |  | Medium | 0.92 |  |  | 03/30/2023 | 211277619 | 03/30/2023
A.O. Smith Water Products Company | RELIANCE WATER HEATERS | 12-50-DAFRS 1** | Federally-Regulated Consumer Product | Electric resistance |  | 46 |  | 5.5 | True |  |  | False | Electric storage | 67 |  | 98 | 1033 |  | Medium | 0.92 |  |  | 03/30/2023 | 211277630 | 03/30/2023
A.O. Smith Water Products Company | RELIANCE WATER HEATERS | 6-55-DURT 1** | Federally-Regulated Consumer Product | Electric resistance |  | 55 |  | 5.5 | True |  |  | False | Electric storage | 75 |  | 98 | 1531 |  | High | 0.94 |  |  | 03/30/2023 | 210485477 | 03/30/2023
A.O. Smith Water Products Company | RELIANCE WATER HEATERS | 6-40-POCT 411 | Federally-Regulated Consumer Product | LPG |  | 38 |  | 40000 | True |  |  | False | Gas-fired storage | 80 |  | 78 | 7688 | 216626 | High | 0.64 |  |  | 03/30/2023 | 210586318 | 03/30/2023
A.O. Smith Water Products Company | RELIANCE WATER HEATERS | 9-40-EORT 1** | Federally-Regulated Consumer Product | Electric resistance |  | 36 |  | 4.5 | True |  |  | False | Electric storage | 53 |  | 98 | 3531 |  | Medium | 0.92 |  |  | 03/30/2023 | 211197890 | 03/30/2023
A.O. Smith Water Products Company | Lochinvar | KTJ052MD 1** | Federally-Regulated Consumer Product | Electric resistance |  | 46 |  | 4.5 | True |  |  | False | Electric storage | 62 |  | 98 | 3531 |  | Medium | 0.92 |  |  | 08/23/2022 | 207776472 | 03/30/2023
A.O. Smith Water Products Company | Lochinvar | KTA052KDM 1** | Federally-Regulated Consumer Product | Electric resistance |  | 46 |  | 4.5 | True |  |  | False | Electric storage | 62 |  | 98 | 3531 |  | Medium | 0.92 |  |  | 08/23/2022 | 207526156 | 03/30/2023
A.O. Smith Water Products Company | Lochinvar | KTA052KDT 1** | Federally-Regulated Consumer Product | Electric resistance |  | 46 |  | 4.5 | True |  |  | False | Electric storage | 62 |  | 98 | 3531 |  | Medium | 0.92 |  |  | 08/23/2022 | 207526157 | 03/30/2023
A.O. Smith Water Products Company | Lochinvar | KTJ052GD 1** | Federally-Regulated Consumer Product | Electric resistance |  | 46 |  | 4.5 | True |  |  | False | Electric storage | 62 |  | 98 | 3531 |  | Medium | 0.92 |  |  | 08/23/2022 | 207526158 | 03/30/2023
A.O. Smith Water Products Company | Lochinvar | LDS-40 1** | Federally-Regulated Consumer Product | Electric resistance |  | 35 |  | 4.5 | True |  |  | False | Electric storage | 51 |  | 98 | 3531 |  | Medium | 0.92 |  |  | 08/23/2022 | 207679267 | 03/30/2023
A.O. Smith Water Products Company | Lochinvar | LDT-30 1** | Federally-Regulated Consumer Product | Electric resistance |  | 37 |  | 4.5 | True |  |  | False | Electric storage | 55 |  | 98 | 3531 |  | Medium | 0.92 |  |  | 08/23/2022 | 207679278 | 03/30/2023
A.O. Smith Water Products Company | Lochinvar | LDT-40 1** | Federally-Regulated Consumer Product | Electric resistance |  | 46 |  | 4.5 | True |  |  | False | Electric storage | 62 |  | 98 | 3531 |  | Medium | 0.92 |  |  | 08/23/2022 | 207679294 | 03/30/2023
A.O. Smith Water Products Company | Lochinvar | GTN04040T 410 | Federally-Regulated Consumer Product | Natural gas |  | 38 |  | 40000 | True |  |  | False | Gas-fired storage | 80 |  | 78 | 7688 | 216626 | High | 0.64 |  |  | 02/23/2023 | 210586305 | 03/30/2023
A.O. Smith Water Products Company | Lochinvar | GTN04040-8 410 | Federally-Regulated Consumer Product | Natural gas |  | 38 |  | 40000 | True |  |  | False | Gas-fired storage | 80 |  | 78 | 7688 | 216626 | High | 0.64 |  |  | 02/23/2023 | 210586307 | 03/30/2023
A.O. Smith Water Products Company | Lochinvar | GTN04040M 410 | Federally-Regulated Consumer Product | LPG |  | 38 |  | 40000 | True |  |  | False | Gas-fired storage | 80 |  | 78 | 7688 | 216626 | High | 0.64 |  |  | 02/23/2023 | 210586309 | 03/30/2023
A.O. Smith Water Products Company | Lochinvar | GTN04040 TM 410 | Federally-Regulated Consumer Product | Natural gas |  | 38 |  | 40000 | True |  |  | False | Gas-fired storage | 80 |  | 78 | 7688 | 216626 | High | 0.64 |  |  | 02/23/2023 | 210586306 | 03/30/2023
A.O. Smith Water Products Company | Lochinvar | GTN04040 410 | Federally-Regulated Consumer Product | Natural gas |  | 38 |  | 40000 | True |  |  | False | Gas-fired storage | 80 |  | 78 | 7688 | 216626 | High | 0.64 |  |  | 02/23/2023 | 210586302 | 03/30/2023
A.O. Smith Water Products Company | Lochinvar | GTN04040-10T 410 | Federally-Regulated Consumer Product | Natural gas |  | 38 |  | 40000 | True |  |  | False | Gas-fired storage | 80 |  | 78 | 7688 | 216626 | High | 0.64 |  |  | 02/23/2023 | 210586312 | 03/30/2023
A.O. Smith Water Products Company | Lochinvar | GTL04040 ST 411 | Federally-Regulated Consumer Product | LPG |  | 38 |  | 40000 | True |  |  | False | Gas-fired storage | 80 |  | 78 | 7688 | 216626 | High | 0.64 |  |  | 02/23/2023 | 210586304 | 03/30/2023
A.O. Smith Water Products Company | Lochinvar | GTN04040Z 410 | Federally-Regulated Consumer Product | Natural gas |  | 38 |  | 40000 | True |  |  | False | Gas-fired storage | 80 |  | 78 | 7688 | 216626 | High | 0.64 |  |  | 02/23/2023 | 210586300 | 03/30/2023
A.O. Smith Water Products Company | Lochinvar | GTL04040 411 | Federally-Regulated Consumer Product | LPG |  | 38 |  | 40000 | True |  |  | False | Gas-fired storage | 80 |  | 78 | 7688 | 216626 | High | 0.64 |  |  | 02/23/2023 | 210586301 | 03/30/2023
A.O. Smith Water Products Company | Lochinvar | GTL04040Z 411 | Federally-Regulated Consumer Product | LPG |  | 38 |  | 40000 | True |  |  | False | Gas-fired storage | 80 |  | 78 | 7688 | 216626 | High | 0.64 |  |  | 02/23/2023 | 210586311 | 03/30/2023
A.O. Smith Water Products Company | Lochinvar | GTL04040-8 411 | Federally-Regulated Consumer Product | LPG |  | 38 |  | 40000 | True |  |  | False | Gas-fired storage | 80 |  | 78 | 7688 | 216626 | High | 0.64 |  |  | 02/23/2023 | 210586308 | 03/30/2023
A.O. Smith Water Products Company | Lochinvar | GTN04040 ST 410 | Federally-Regulated Consumer Product | Natural gas |  | 38 |  | 40000 | True |  |  | False | Gas-fired storage | 80 |  | 78 | 7688 | 216626 | High | 0.64 |  |  | 02/23/2023 | 210586303 | 03/30/2023
A.O. Smith Water Products Company | Lochinvar | GTN04040-8T 410 | Federally-Regulated Consumer Product | Natural gas |  | 38 |  | 40000 | True |  |  | False | Gas-fired storage | 80 |  | 78 | 7688 | 216626 | High | 0.64 |  |  | 02/23/2023 | 210586310 | 03/30/2023
A.O. Smith Water Products Company | A. O. SMITH | GCR-40 410 | Federally-Regulated Consumer Product | Natural gas |  | 38 |  | 40000 | True |  |  | False | Gas-fired storage | 80 |  | 78 | 7688 | 216626 | High | 0.64 |  |  | 02/23/2023 | 210586273 | 03/30/2023
A.O. Smith Water Products Company | A. O. SMITH | HETFA-55 1** | Federally-Regulated Consumer Product | Electric resistance |  | 55 |  | 5.5 | True |  |  | False | Electric storage | 75 |  | 98 | 1531 |  | High | 0.94 | 0.93 |  | 02/03/2023 | 211277621 | 03/30/2023
A.O. Smith Water Products Company | A. O. SMITH | HESFA-50 1** | Federally-Regulated Consumer Product | Electric resistance |  | 46 |  | 5.5 | True |  |  | False | Electric storage | 67 |  | 98 | 1033 |  | Medium | 0.92 | 0.92 |  | 02/03/2023 | 211277626 | 03/30/2023
A.O. Smith Water Products Company | A. O. SMITH | EEA9-50H55DV 1** | Federally-Regulated Consumer Product | Electric resistance |  | 45 |  | 5.5 | True |  |  | False | Electric storage | 74 |  | 98 | 1035 |  | Medium | 0.92 | 0.92 |  | 02/03/2023 | 211277616 | 03/30/2023
A.O. Smith Water Products Company | A. O. SMITH | EEU6-55H45DV 1** | Federally-Regulated Consumer Product | Electric resistance |  | 55 |  | 5.5 | True |  |  | False | Electric storage | 75 |  | 98 | 1531 |  | High | 0.94 |  |  | 01/17/2023 | 210485476 | 03/30/2023
A.O. Smith Water Products Company | A. O. SMITH | DEN-30 1** | Federally-Regulated Consumer Product | Electric resistance |  | 37 |  | 4.5 | True |  |  | False | Electric storage | 55 |  | 98 | 3531 |  | Medium | 0.92 |  |  | 08/23/2022 | 207679277 | 03/30/2023
A.O. Smith Water Products Company | A. O. SMITH | GCR-40 411 | Federally-Regulated Consumer Product | LPG |  | 38 |  | 40000 | True |  |  | False | Gas-fired storage | 80 |  | 78 | 7688 | 216626 | High | 0.64 |  |  | 02/23/2023 | 210586280 | 03/30/2023
A.O. Smith Water Products Company | A. O. SMITH | PESU-50 1** | Federally-Regulated Consumer Product | Electric resistance |  | 46 |  | 5.5 | True |  |  | False | Electric storage | 67 |  | 98 | 1033 |  | Medium | 0.92 |  |  | 01/17/2023 | 210485451 | 03/30/2023
A.O. Smith Water Products Company | A. O. SMITH | XCR-40 411 | Federally-Regulated Consumer Product | LPG |  | 38 |  | 40000 | True |  |  | False | Gas-fired storage | 80 |  | 78 | 7688 | 216626 | High | 0.64 |  |  | 02/23/2023 | 210586282 | 03/30/2023
A.O. Smith Water Products Company | A. O. SMITH | HESFA-40 1** | Federally-Regulated Consumer Product | Electric resistance |  | 37 |  | 5.5 | True |  |  | False | Electric storage | 64 |  | 98 | 1029 |  | Medium | 0.92 | 0.92 |  | 02/03/2023 | 211277607 | 03/30/2023
A.O. Smith Water Products Company | A. O. SMITH | EEU6-50R45DV 1** | Federally-Regulated Consumer Product | Electric resistance |  | 46 |  | 5.5 | True |  |  | False | Electric storage | 67 |  | 98 | 1033 |  | Medium | 0.92 |  |  | 01/17/2023 | 210485455 | 03/30/2023
A.O. Smith Water Products Company | A. O. SMITH | EETU-50 1** | Federally-Regulated Consumer Product | Electric resistance |  | 45 |  | 5.5 | True |  |  | False | Electric storage | 74 |  | 98 | 1035 |  | Medium | 0.92 |  |  | 01/17/2023 | 210485464 | 03/30/2023
A.O. Smith Water Products Company | A. O. SMITH | PELBU-50 1** | Federally-Regulated Consumer Product | Electric resistance |  | 44 |  | 4.5 | True |  |  | False | Electric storage | 55 |  | 98 | 3531 |  | Medium | 0.92 |  |  | 01/31/2023 | 211258238 | 03/30/2023
A.O. Smith Water Products Company | A. O. SMITH | EEU6-40R45DV 1** | Federally-Regulated Consumer Product | Electric resistance |  | 37 |  | 5.5 | True |  |  | False | Electric storage | 64 |  | 98 | 1029 |  | Medium | 0.92 |  |  | 01/17/2023 | 210485448 | 03/30/2023
A.O. Smith Water Products Company | A. O. SMITH | EEA9-50R55DV 1** | Federally-Regulated Consumer Product | Electric resistance |  | 46 |  | 5.5 | True |  |  | False | Electric storage | 67 |  | 98 | 1033 |  | Medium | 0.92 | 0.92 |  | 02/03/2023 | 211277628 | 03/30/2023
A.O. Smith Water Products Company | A. O. SMITH | HWR-40 411 | Federally-Regulated Consumer Product | LPG |  | 38 |  | 40000 | True |  |  | False | Gas-fired storage | 80 |  | 78 | 7688 | 216626 | High | 0.64 |  |  | 02/23/2023 | 210586287 | 03/30/2023
A.O. Smith Water Products Company | A. O. SMITH | GCR-40L 411 | Federally-Regulated Consumer Product | LPG |  | 38 |  | 40000 | True |  |  | False | Gas-fired storage | 80 |  | 78 | 7688 | 216626 | High | 0.64 |  |  | 02/23/2023 | 210586285 | 03/30/2023
A.O. Smith Water Products Company | A. O. SMITH | HETFA-50 1** | Federally-Regulated Consumer Product | Electric resistance |  | 45 |  | 5.5 | True |  |  | False | Electric storage | 74 |  | 98 | 1035 |  | Medium | 0.92 | 0.92 |  | 02/03/2023 | 211277614 | 03/30/2023
A.O. Smith Water Products Company | A. O. SMITH | MHE6-40RW-030D-1** | Federally-Regulated Consumer Product | Electric resistance |  | 36 |  | 4 | True |  |  | True | Electric storage | 40 |  | 98 | 2466 |  | Low | 0.91 |  |  | 08/23/2022 | 207615731 | 03/30/2023
A.O. Smith Water Products Company | A. O. SMITH | EEA12-50R55DVF 1** | Federally-Regulated Consumer Product | Electric resistance |  | 46 |  | 5.5 | True |  |  | False | Electric storage | 67 |  | 98 | 1033 |  | Medium | 0.92 | 0.92 |  | 02/03/2023 | 211277627 | 03/30/2023
A.O. Smith Water Products Company | A. O. SMITH | XCR-40L 410 | Federally-Regulated Consumer Product | Natural gas |  | 38 |  | 40000 | True |  |  | False | Gas-fired storage | 80 |  | 78 | 7688 | 216626 | High | 0.64 |  |  | 02/23/2023 | 210586283 | 03/30/2023
A.O. Smith Water Products Company | A. O. SMITH | EEA9-55H55DV 1** | Federally-Regulated Consumer Product | Electric resistance |  | 55 |  | 5.5 | True |  |  | False | Electric storage | 75 |  | 98 | 1531 |  | High | 0.94 | 0.93 |  | 02/03/2023 | 211277623 | 03/30/2023
A.O. Smith Water Products Company | A. O. SMITH | EETU-40 1** | Federally-Regulated Consumer Product | Electric resistance |  | 36 |  | 5.5 | True |  |  | False | Electric storage | 63 |  | 98 | 1026 |  | Medium | 0.93 |  |  | 01/17/2023 | 210485457 | 03/30/2023
A.O. Smith Water Products Company | A. O. SMITH | EEA12-50H55DVF 1** | Federally-Regulated Consumer Product | Electric resistance |  | 45 |  | 5.5 | True |  |  | False | Electric storage | 74 |  | 98 | 1035 |  | Medium | 0.92 | 0.92 |  | 02/03/2023 | 211277615 | 03/30/2023
A.O. Smith Water Products Company | A. O. SMITH | EEU6-50H45DV 1** | Federally-Regulated Consumer Product | Electric resistance |  | 45 |  | 5.5 | True |  |  | False | Electric storage | 74 |  | 98 | 1035 |  | Medium | 0.92 |  |  | 01/17/2023 | 210485469 | 03/30/2023
A.O. Smith Water Products Company | A. O. SMITH | PESU-40 1** | Federally-Regulated Consumer Product | Electric resistance |  | 37 |  | 5.5 | True |  |  | False | Electric storage | 64 |  | 98 | 1029 |  | Medium | 0.92 |  |  | 01/17/2023 | 210485445 | 03/30/2023
A.O. Smith Water Products Company | A. O. SMITH | DEN-40 1** | Federally-Regulated Consumer Product | Electric resistance |  | 46 |  | 4.5 | True |  |  | False | Electric storage | 62 |  | 98 | 3531 |  | Medium | 0.92 |  |  | 08/23/2022 | 207679293 | 03/30/2023
A.O. Smith Water Products Company | A. O. SMITH | GCR-40L 410 | Federally-Regulated Consumer Product | Natural gas |  | 38 |  | 40000 | True |  |  | False | Gas-fired storage | 80 |  | 78 | 7688 | 216626 | High | 0.64 |  |  | 02/23/2023 | 210586284 | 03/30/2023
A.O. Smith Water Products Company | A. O. SMITH | G6N-UT4040NVR 5** | Federally-Regulated Consumer Product | Natural gas |  | 38 |  | 40000 | True |  |  | False | Gas-fired storage | 83 |  | 74 | 7735 | 56262 | High | 0.64 |  |  | 02/23/2023 | 211156077 | 03/30/2023
A.O. Smith Water Products Company | A. O. SMITH | EESU-40 1** | Federally-Regulated Consumer Product | Electric resistance |  | 37 |  | 5.5 | True |  |  | False | Electric storage | 64 |  | 98 | 1029 |  | Medium | 0.92 |  |  | 01/17/2023 | 210485444 | 03/30/2023
A.O. Smith Water Products Company | A. O. SMITH | XCR-40 410 | Federally-Regulated Consumer Product | Natural gas |  | 38 |  | 40000 | True |  |  | False | Gas-fired storage | 80 |  | 78 | 7688 | 216626 | High | 0.64 |  |  | 02/23/2023 | 210586281 | 03/30/2023
A.O. Smith Water Products Company | A. O. SMITH | PETU-50 1** | Federally-Regulated Consumer Product | Electric resistance |  | 45 |  | 5.5 | True |  |  | False | Electric storage | 74 |  | 98 | 1035 |  | Medium | 0.92 |  |  | 01/17/2023 | 210485465 | 03/30/2023
A.O. Smith Water Products Company | A. O. SMITH | EESU-50 1** | Federally-Regulated Consumer Product | Electric resistance |  | 46 |  | 5.5 | True |  |  | False | Electric storage | 67 |  | 98 | 1033 |  | Medium | 0.92 |  |  | 01/17/2023 | 210485450 | 03/30/2023
A.O. Smith Water Products Company | A. O. SMITH | DEL-40 1** | Federally-Regulated Consumer Product | Electric resistance |  | 35 |  | 4.5 | True |  |  | False | Electric storage | 51 |  | 98 | 3531 |  | Medium | 0.92 |  |  | 08/23/2022 | 207679262 | 03/30/2023
A.O. Smith Water Products Company | A. O. SMITH | EEA12-55H55DVF 1** | Federally-Regulated Consumer Product | Electric resistance |  | 55 |  | 5.5 | True |  |  | False | Electric storage | 75 |  | 98 | 1531 |  | High | 0.94 | 0.93 |  | 02/03/2023 | 211277622 | 03/30/2023
A.O. Smith Water Products Company | A. O. SMITH | MHE6-40RW-035D-1** | Federally-Regulated Consumer Product | Electric resistance |  | 36 |  | 4 | True |  |  | True | Electric storage | 40 |  | 98 | 2466 |  | Low | 0.91 |  |  | 08/23/2022 | 207615729 | 03/30/2023
A.O. Smith Water Products Company | A. O. SMITH | EEA12-40R55DVF 1** | Federally-Regulated Consumer Product | Electric resistance |  | 37 |  | 5.5 | True |  |  | False | Electric storage | 64 |  | 98 | 1029 |  | Medium | 0.92 | 0.92 |  | 02/03/2023 | 211277608 | 03/30/2023
A.O. Smith Water Products Company | A. O. SMITH | G12-UT4040NVR 5** | Federally-Regulated Consumer Product | Natural gas |  | 38 |  | 40000 | True |  |  | False | Gas-fired storage | 83 |  | 77 | 7735 | 56262 | High | 0.64 |  |  | 02/23/2023 | 211156073 | 03/30/2023
A.O. Smith Water Products Company | A. O. SMITH | EMHS-40W-1** | Federally-Regulated Consumer Product | Electric resistance |  | 36 |  | 4 | True |  |  | True | Electric storage | 40 |  | 98 | 2466 |  | Low | 0.91 |  |  | 08/23/2022 | 207615730 | 03/30/2023
A.O. Smith Water Products Company | A. O. SMITH | EETU-55 1** | Federally-Regulated Consumer Product | Electric resistance |  | 55 |  | 5.5 | True |  |  | False | Electric storage | 75 |  | 98 | 1531 |  | High | 0.94 |  |  | 01/17/2023 | 210485471 | 03/30/2023
A.O. Smith Water Products Company | A. O. SMITH | PETU-40 1** | Federally-Regulated Consumer Product | Electric resistance |  | 36 |  | 5.5 | True |  |  | False | Electric storage | 63 |  | 98 | 1026 |  | Medium | 0.93 |  |  | 01/17/2023 | 210485458 | 03/30/2023
A.O. Smith Water Products Company | A. O. SMITH | EEU6-50L45DVB 1** | Federally-Regulated Consumer Product | Electric resistance |  | 44 |  | 4.5 | True |  |  | False | Electric storage | 55 |  | 98 | 3531 |  | Medium | 0.92 |  |  | 01/31/2023 | 211258242 | 03/30/2023
A.O. Smith Water Products Company | A. O. SMITH | PETU-55 1** | Federally-Regulated Consumer Product | Electric resistance |  | 55 |  | 5.5 | True |  |  | False | Electric storage | 75 |  | 98 | 1531 |  | High | 0.94 |  |  | 01/17/2023 | 210485472 | 03/30/2023
A.O. Smith Water Products Company | A. O. SMITH | G6-T4036PVR 411 | Federally-Regulated Consumer Product | LPG |  | 38 |  | 40000 | True |  |  | False | Gas-fired storage | 80 |  | 78 | 7688 | 216626 | High | 0.64 |  |  | 02/23/2023 | 210586288 | 03/30/2023
A.O. Smith Water Products Company | A. O. SMITH | EEUX-50L45DVB 1** | Federally-Regulated Consumer Product | Electric resistance |  | 44 |  | 4.5 | True |  |  | False | Electric storage | 55 |  | 98 | 3531 |  | Medium | 0.92 |  |  | 01/31/2023 | 211258244 | 03/30/2023
A.O. Smith Water Products Company | A. O. SMITH | EEU6-40H45DV 1** | Federally-Regulated Consumer Product | Electric resistance |  | 36 |  | 5.5 | True |  |  | False | Electric storage | 63 |  | 98 | 1026 |  | Medium | 0.93 |  |  | 01/17/2023 | 210485462 | 03/30/2023
A.O. Smith Water Products Company | A. O. SMITH | HWR-40 410 | Federally-Regulated Consumer Product | Natural gas |  | 38 |  | 40000 | True |  |  | False | Gas-fired storage | 80 |  | 78 | 7688 | 216626 | High | 0.64 |  |  | 02/23/2023 | 210586286 | 03/30/2023
A.O. Smith Water Products Company | A. O. SMITH | EELBU-50 1** | Federally-Regulated Consumer Product | Electric resistance |  | 44 |  | 4.5 | True |  |  | False | Electric storage | 55 |  | 98 | 3531 |  | Medium | 0.92 |  |  | 01/31/2023 | 211258226 | 03/30/2023
A.O. Smith Water Products Company | A. O. SMITH | EEA9-40R55DV 1** | Federally-Regulated Consumer Product | Electric resistance |  | 37 |  | 5.5 | True |  |  | False | Electric storage | 64 |  | 98 | 1029 |  | Medium | 0.92 | 0.92 |  | 02/03/2023 | 211277609 | 03/30/2023
A.O. Smith Water Products Company | A. O. SMITH | G6-T4040NVR 410 | Federally-Regulated Consumer Product | Natural gas |  | 38 |  | 40000 | True |  |  | False | Gas-fired storage | 80 |  | 78 | 7688 | 216626 | High | 0.64 |  |  | 02/23/2023 | 210586330 | 03/30/2023
A.O. Smith Water Products Company | A. O. SMITH | G9-UT4040NVR 5** | Federally-Regulated Consumer Product | Natural gas |  | 38 |  | 40000 | True |  |  | False | Gas-fired storage | 83 |  | 77 | 7735 | 56262 | High | 0.64 |  |  | 02/23/2023 | 211156072 | 03/30/2023
A.O. Smith Water Products Company | A. O. SMITH | G12-T4040NVR 410 | Federally-Regulated Consumer Product | Natural gas |  | 38 |  | 40000 | True |  |  | False | Gas-fired storage | 80 |  | 78 | 7688 | 216626 | High | 0.64 |  |  | 02/23/2023 | 210586332 | 03/30/2023
A.O. Smith Water Products Company | A. O. SMITH | G9-T4040NVR 410 | Federally-Regulated Consumer Product | Natural gas |  | 38 |  | 40000 | True |  |  | False | Gas-fired storage | 80 |  | 78 | 7688 | 216626 | High | 0.64 |  |  | 02/23/2023 | 210586331 | 03/30/2023
A.O. Smith Water Products Company | State | EEX-40-DURS 1** | Federally-Regulated Consumer Product | Electric resistance |  | 37 |  | 5.5 | True |  |  | False | Electric storage | 64 |  | 98 | 1029 |  | Medium | 0.92 |  |  | 01/17/2023 | 210485447 | 03/30/2023
A.O. Smith Water Products Company | State | EN6-40-DMHSW-1** | Federally-Regulated Consumer Product | Electric resistance |  | 36 |  | 4 | True |  |  | True | Electric storage | 40 |  | 98 | 2466 |  | Low | 0.91 |  |  | 08/23/2022 | 207615739 | 03/30/2023
A.O. Smith Water Products Company | State | GW8-40-BCT 410 | Federally-Regulated Consumer Product | Natural gas |  | 38 |  | 40000 | True |  |  | False | Gas-fired storage | 80 |  | 78 | 7688 | 216626 | High | 0.64 |  |  | 02/23/2023 | 210586326 | 03/30/2023
A.O. Smith Water Products Company | State | GSX-40-BCT 410 | Federally-Regulated Consumer Product | Natural gas |  | 38 |  | 40000 | True |  |  | False | Gas-fired storage | 80 |  | 78 | 7688 | 216626 | High | 0.64 |  |  | 02/23/2023 | 210586320 | 03/30/2023
A.O. Smith Water Products Company | State | PCE-40-2OLSA 1** | Federally-Regulated Consumer Product | Electric resistance |  | 35 |  | 4.5 | True |  |  | False | Electric storage | 51 |  | 98 | 3531 |  | Medium | 0.92 |  |  | 08/23/2022 | 207679268 | 03/30/2023
A.O. Smith Water Products Company | State | EEX-50-DURS 1** | Federally-Regulated Consumer Product | Electric resistance |  | 46 |  | 5.5 | True |  |  | False | Electric storage | 67 |  | 98 | 1033 |  | Medium | 0.92 |  |  | 01/17/2023 | 210485453 | 03/30/2023
A.O. Smith Water Products Company | State | EE6-40-DURS 1** | Federally-Regulated Consumer Product | Electric resistance |  | 37 |  | 5.5 | True |  |  | False | Electric storage | 64 |  | 98 | 1029 |  | Medium | 0.92 |  |  | 01/17/2023 | 210485446 | 03/30/2023
A.O. Smith Water Products Company | State | GS6-40-BCT 410 | Federally-Regulated Consumer Product | Natural gas |  | 38 |  | 40000 | True |  |  | False | Gas-fired storage | 80 |  | 78 | 7688 | 216626 | High | 0.64 |  |  | 02/23/2023 | 210586319 | 03/30/2023
A.O. Smith Water Products Company | State | GS6-40-BCT 411 | Federally-Regulated Consumer Product | LPG |  | 38 |  | 40000 | True |  |  | False | Gas-fired storage | 80 |  | 78 | 7688 | 216626 | High | 0.64 |  |  | 02/23/2023 | 210586321 | 03/30/2023
A.O. Smith Water Products Company | State | GS6-40-BCTL 411 | Federally-Regulated Consumer Product | LPG |  | 38 |  | 40000 | True |  |  | False | Gas-fired storage | 80 |  | 78 | 7688 | 216626 | High | 0.64 |  |  | 02/23/2023 | 210586324 | 03/30/2023
A.O. Smith Water Products Company | State | EEX-50-DULBS 1** | Federally-Regulated Consumer Product | Electric resistance |  | 44 |  | 4.5 | True |  |  | False | Electric storage | 55 |  | 98 | 3531 |  | Medium | 0.92 |  |  | 01/31/2023 | 211258240 | 03/30/2023
A.O. Smith Water Products Company | State | GW8-40-BCT 411 | Federally-Regulated Consumer Product | LPG |  | 38 |  | 40000 | True |  |  | False | Gas-fired storage | 80 |  | 78 | 7688 | 216626 | High | 0.64 |  |  | 02/23/2023 | 210586327 | 03/30/2023
A.O. Smith Water Products Company | State | GSX-40-BCT 411 | Federally-Regulated Consumer Product | LPG |  | 38 |  | 40000 | True |  |  | False | Gas-fired storage | 80 |  | 78 | 7688 | 216626 | High | 0.64 |  |  | 02/23/2023 | 210586322 | 03/30/2023
A.O. Smith Water Products Company | State | EEA8-40-DFRS 1** | Federally-Regulated Consumer Product | Electric resistance |  | 37 |  | 5.5 | True |  |  | False | Electric storage | 64 |  | 98 | 1029 |  | Medium | 0.92 |  |  | 02/03/2023 | 211277613 | 03/30/2023
A.O. Smith Water Products Company | State | EE6-55-DURT 1** | Federally-Regulated Consumer Product | Electric resistance |  | 55 |  | 5.5 | True |  |  | False | Electric storage | 75 |  | 98 | 1531 |  | High | 0.94 |  |  | 01/17/2023 | 210485473 | 03/30/2023
A.O. Smith Water Products Company | State | EEA8-55-DFRT 1** | Federally-Regulated Consumer Product | Electric resistance |  | 55 |  | 5.5 | True |  |  | False | Electric storage | 75 |  | 98 | 1531 |  | High | 0.94 |  |  | 02/03/2023 | 211277624 | 03/30/2023
A.O. Smith Water Products Company | State | SHN-40-SHMSW-1** | Federally-Regulated Consumer Product | Electric resistance |  | 36 |  | 4 | True |  |  | True | Electric storage | 40 |  | 98 | 2466 |  | Low | 0.91 |  |  | 08/23/2022 | 207615738 | 03/30/2023
A.O. Smith Water Products Company | State | EE6-50-DULBS 1** | Federally-Regulated Consumer Product | Electric resistance |  | 44 |  | 4.5 | True |  |  | False | Electric storage | 55 |  | 98 | 3531 |  | Medium | 0.92 |  |  | 01/31/2023 | 211258239 | 03/30/2023
A.O. Smith Water Products Company | State | PCE-40-2ORTA 1** | Federally-Regulated Consumer Product | Electric resistance |  | 46 |  | 4.5 | True |  |  | False | Electric storage | 62 |  | 98 | 3531 |  | Medium | 0.92 |  |  | 08/23/2022 | 207679295 | 03/30/2023
A.O. Smith Water Products Company | State | EEX-55-DURT 1** | Federally-Regulated Consumer Product | Electric resistance |  | 55 |  | 5.5 | True |  |  | False | Electric storage | 75 |  | 98 | 1531 |  | High | 0.94 |  |  | 01/17/2023 | 210485474 | 03/30/2023
A.O. Smith Water Products Company | State | EEA8-50-DFRT 1** | Federally-Regulated Consumer Product | Electric resistance |  | 45 |  | 5.5 | True |  |  | False | Electric storage | 74 |  | 98 | 1035 |  | Medium | 0.92 |  |  | 02/03/2023 | 211277620 | 03/30/2023
A.O. Smith Water Products Company | State | SHN-40-DHMSW-1** | Federally-Regulated Consumer Product | Electric resistance |  | 36 |  | 4 | True |  |  | True | Electric storage | 40 |  | 98 | 2466 |  | Low | 0.91 |  |  | 08/23/2022 | 207615737 | 03/30/2023
A.O. Smith Water Products Company | State | GS6-40-BCTL 410 | Federally-Regulated Consumer Product | Natural gas |  | 38 |  | 40000 | True |  |  | False | Gas-fired storage | 80 |  | 78 | 7688 | 216626 | High | 0.64 |  |  | 02/23/2023 | 210586323 | 03/30/2023
A.O. Smith Water Products Company | State | PCE-30-2ORTA 1** | Federally-Regulated Consumer Product | Electric resistance |  | 37 |  | 4.5 | True |  |  | False | Electric storage | 55 |  | 98 | 3531 |  | Medium | 0.92 |  |  | 08/23/2022 | 207679279 | 03/30/2023
A.O. Smith Water Products Company | State | EEA8-50-DFRS 1** | Federally-Regulated Consumer Product | Electric resistance |  | 46 |  | 5.5 | True |  |  | False | Electric storage | 67 |  | 98 | 1033 |  | Medium | 0.92 |  |  | 02/03/2023 | 211277632 | 03/30/2023
A.O. Smith Water Products Company | State | EE6-50-DURS 1** | Federally-Regulated Consumer Product | Electric resistance |  | 46 |  | 5.5 | True |  |  | False | Electric storage | 67 |  | 98 | 1033 |  | Medium | 0.92 |  |  | 01/17/2023 | 210485452 | 03/30/2023
A.O. Smith Water Products Company | State | EEX-40-DURT 1** | Federally-Regulated Consumer Product | Electric resistance |  | 36 |  | 5.5 | True |  |  | False | Electric storage | 63 |  | 98 | 1026 |  | Medium | 0.93 |  |  | 01/17/2023 | 210485460 | 03/30/2023
A.O. Smith Water Products Company | State | EEX-50-DURT 1** | Federally-Regulated Consumer Product | Electric resistance |  | 45 |  | 5.5 | True |  |  | False | Electric storage | 74 |  | 98 | 1035 |  | Medium | 0.92 |  |  | 01/17/2023 | 210485467 | 03/30/2023
A.O. Smith Water Products Company | State | GSX-40-BCTL 410 | Federally-Regulated Consumer Product | Natural gas |  | 38 |  | 40000 | True |  |  | False | Gas-fired storage | 80 |  | 78 | 7688 | 216626 | High | 0.64 |  |  | 02/23/2023 | 210586325 | 03/30/2023
A.O. Smith Water Products Company | State | EE6-40-DURT 1** | Federally-Regulated Consumer Product | Electric resistance |  | 36 |  | 5.5 | True |  |  | False | Electric storage | 63 |  | 98 | 1026 |  | Medium | 0.93 |  |  | 01/17/2023 | 210485459 | 03/30/2023
A.O. Smith Water Products Company | State | EE6-50-DURT 1** | Federally-Regulated Consumer Product | Electric resistance |  | 45 |  | 5.5 | True |  |  | False | Electric storage | 74 |  | 98 | 1035 |  | Medium | 0.92 |  |  | 01/17/2023 | 210485466 | 03/30/2023
A.O. Smith Water Products Company | U.S. Craftmaster | LG2F4040TR 411 | Federally-Regulated Consumer Product | LPG |  | 38 |  | 40000 | True |  |  | False | Gas-fired storage | 80 |  | 78 | 7688 | 216626 | High | 0.64 |  |  | 02/23/2023 | 210586328 | 03/30/2023
A.O. Smith Water Products Company | U.S. Craftmaster | LG2H4040TR 411 | Federally-Regulated Consumer Product | LPG |  | 38 |  | 40000 | True |  |  | False | Gas-fired storage | 80 |  | 78 | 7688 | 216626 | High | 0.64 |  |  | 02/23/2023 | 210586329 | 03/30/2023
American Water Heater Co. | American | LDCE32-30R-055DV 1** | Federally-Regulated Consumer Product | Electric resistance |  | 37 |  | 4.5 | True |  |  | False | Electric storage | 55 |  | 98 | 3531 |  | Medium | 0.92 |  |  | 08/23/2022 | 207679283 | 03/30/2023
American Water Heater Co. | American | EE6U-40R 1** | Federally-Regulated Consumer Product | Electric resistance |  | 37 |  | 5.5 | True |  |  | False | Electric storage | 64 |  | 98 | 1029 |  | Medium | 0.92 |  |  | 11/01/2022 | 210485443 | 03/30/2023
American Water Heater Co. | American | NG2F4040TR 410 | Federally-Regulated Consumer Product | Natural gas |  | 38 |  | 40000 | True |  |  | False | Gas-fired storage | 80 |  | 78 | 7688 | 216626 | High | 0.64 |  |  | 02/23/2023 | 210586293 | 03/30/2023
American Water Heater Co. | American | EE6U-55H 1** | Federally-Regulated Consumer Product | Electric resistance |  | 55 |  | 5.5 | True |  |  | False | Electric storage | 75 |  | 98 | 1531 |  | High | 0.94 |  |  | 11/01/2022 | 210485475 | 03/30/2023
American Water Heater Co. | American | G102-40T40R 410 | Federally-Regulated Consumer Product | Natural gas |  | 38 |  | 40000 | True |  |  | False | Gas-fired storage | 80 |  | 78 | 7688 | 216626 | High | 0.64 |  |  | 02/23/2023 | 210586291 | 03/30/2023
American Water Heater Co. | American | LDCE32-40L-050DV 1** | Federally-Regulated Consumer Product | Electric resistance |  | 35 |  | 4.5 | True |  |  | False | Electric storage | 51 |  | 98 | 3531 |  | Medium | 0.92 |  |  | 08/23/2022 | 207679266 | 03/30/2023
American Water Heater Co. | American | LDCE32-40R-055DV 1** | Federally-Regulated Consumer Product | Electric resistance |  | 46 |  | 4.5 | True |  |  | False | Electric storage | 62 |  | 98 | 3531 |  | Medium | 0.92 |  |  | 08/23/2022 | 207679300 | 03/30/2023
American Water Heater Co. | American | LDCE32-30R-050DV 1* | Federally-Regulated Consumer Product | Electric resistance |  | 37 |  | 4.5 | True |  |  | False | Electric storage | 55 |  | 98 | 3531 |  | Medium | 0.92 |  |  | 08/23/2022 | 207679282 | 03/30/2023
American Water Heater Co. | American | EMH6-40RW-035D-1** | Federally-Regulated Consumer Product | Electric resistance |  | 36 |  | 4 | True |  |  | True | Electric storage | 40 |  | 98 | 2466 |  | Low | 0.91 |  |  | 08/23/2022 | 207615735 | 03/30/2023
American Water Heater Co. | American | EE6U-40H 1** | Federally-Regulated Consumer Product | Electric resistance |  | 36 |  | 5.5 | True |  |  | False | Electric storage | 63 |  | 98 | 1026 |  | Medium | 0.93 |  |  | 11/01/2022 | 210485461 | 03/30/2023
American Water Heater Co. | American | G62-40T40RL 410 | Federally-Regulated Consumer Product | Natural gas |  | 38 |  | 40000 | True |  |  | False | Gas-fired storage | 80 |  | 78 | 7688 | 216626 | High | 0.64 |  |  | 02/23/2023 | 210586298 | 03/30/2023
American Water Heater Co. | American | G82-40T40R 411 | Federally-Regulated Consumer Product | LPG |  | 38 |  | 40000 | True |  |  | False | Gas-fired storage | 80 |  | 78 | 7688 | 216626 | High | 0.64 |  |  | 02/23/2023 | 210586297 | 03/30/2023
American Water Heater Co. | American | LDCE32-40R-040DV 1** | Federally-Regulated Consumer Product | Electric resistance |  | 46 |  | 4.5 | True |  |  | False | Electric storage | 62 |  | 98 | 3531 |  | Medium | 0.92 |  |  | 08/23/2022 | 207679297 | 03/30/2023
American Water Heater Co. | American | G102-40T40R 411 | Federally-Regulated Consumer Product | LPG |  | 38 |  | 40000 | True |  |  | False | Gas-fired storage | 80 |  | 78 | 7688 | 216626 | High | 0.64 |  |  | 02/23/2023 | 210586292 | 03/30/2023
American Water Heater Co. | American | MHNE3F40RDW-1** | Federally-Regulated Consumer Product | Electric resistance |  | 36 |  | 4 | True |  |  | True | Electric storage | 40 |  | 98 | 2466 |  | Low | 0.91 |  |  | 08/23/2022 | 207615732 | 03/30/2023
American Water Heater Co. | American | LDCE32-40R-060DV 1** | Federally-Regulated Consumer Product | Electric resistance |  | 46 |  | 4.5 | True |  |  | False | Electric storage | 62 |  | 98 | 3531 |  | Medium | 0.92 |  |  | 08/23/2022 | 207679299 | 03/30/2023
American Water Heater Co. | American | EEA8F-40R 1** | Federally-Regulated Consumer Product | Electric resistance |  | 37 |  | 5.5 | True |  |  | False | Electric storage | 64 |  | 98 | 1029 |  | Medium | 0.92 |  |  | 02/03/2023 | 211277610 | 03/30/2023
American Water Heater Co. | American | LDCE32-40L-055DV 1** | Federally-Regulated Consumer Product | Electric resistance |  | 35 |  | 4.5 | True |  |  | False | Electric storage | 51 |  | 98 | 3531 |  | Medium | 0.92 |  |  | 08/23/2022 | 207679265 | 03/30/2023
American Water Heater Co. | American | G62-40T40R 410 | Federally-Regulated Consumer Product | Natural gas |  | 38 |  | 40000 | True |  |  | False | Gas-fired storage | 80 |  | 78 | 7688 | 216626 | High | 0.64 |  |  | 02/23/2023 | 210586289 | 03/30/2023
American Water Heater Co. | American | EE6U-50H 1** | Federally-Regulated Consumer Product | Electric resistance |  | 45 |  | 5.5 | True |  |  | False | Electric storage | 74 |  | 98 | 1035 |  | Medium | 0.92 |  |  | 11/01/2022 | 210485468 | 03/30/2023
American Water Heater Co. | American | G62-40T40R 411 | Federally-Regulated Consumer Product | LPG |  | 38 |  | 40000 | True |  |  | False | Gas-fired storage | 80 |  | 78 | 7688 | 216626 | High | 0.64 |  |  | 02/23/2023 | 210586290 | 03/30/2023
American Water Heater Co. | American | EEA8F-50H 1** | Federally-Regulated Consumer Product | Electric resistance |  | 45 |  | 5.5 | True |  |  | False | Electric storage | 74 |  | 98 | 1035 |  | Medium | 0.92 |  |  | 02/03/2023 | 211277617 | 03/30/2023
American Water Heater Co. | American | LDCE32-40L-045DV 1** | Federally-Regulated Consumer Product | Electric resistance |  | 35 |  | 4.5 | True |  |  | False | Electric storage | 51 |  | 98 | 3531 |  | Medium | 0.92 |  |  | 08/23/2022 | 207679263 | 03/30/2023
American Water Heater Co. | American | EEA8F-50R 1** | Federally-Regulated Consumer Product | Electric resistance |  | 46 |  | 5.5 | True |  |  | False | Electric storage | 67 |  | 98 | 1033 |  | Medium | 0.92 |  |  | 02/03/2023 | 211277629 | 03/30/2023
American Water Heater Co. | American | LDCE32-40R-045DV 1** | Federally-Regulated Consumer Product | Electric resistance |  | 46 |  | 4.5 | True |  |  | False | Electric storage | 62 |  | 98 | 3531 |  | Medium | 0.92 |  |  | 08/23/2022 | 207679298 | 03/30/2023
American Water Heater Co. | American | LDCE32-40L-060DV 1** | Federally-Regulated Consumer Product | Electric resistance |  | 35 |  | 4.5 | True |  |  | False | Electric storage | 51 |  | 98 | 3531 |  | Medium | 0.92 |  |  | 08/23/2022 | 207679264 | 03/30/2023
American Water Heater Co. | American | EE6U-50R 1** | Federally-Regulated Consumer Product | Electric resistance |  | 46 |  | 5.5 | True |  |  | False | Electric storage | 67 |  | 98 | 1033 |  | Medium | 0.92 |  |  | 11/01/2022 | 210485454 | 03/30/2023
American Water Heater Co. | American | NG2J4040TR 410 | Federally-Regulated Consumer Product | Natural gas |  | 38 |  | 40000 | True |  |  | False | Gas-fired storage | 80 |  | 78 | 7688 | 216626 | High | 0.64 |  |  | 02/23/2023 | 210586295 | 03/30/2023
American Water Heater Co. | American | NG2H4040TR 410 | Federally-Regulated Consumer Product | Natural gas |  | 38 |  | 40000 | True |  |  | False | Gas-fired storage | 80 |  | 78 | 7688 | 216626 | High | 0.64 |  |  | 02/23/2023 | 210586294 | 03/30/2023
American Water Heater Co. | American | EEA8F-55H 1** | Federally-Regulated Consumer Product | Electric resistance |  | 55 |  | 5.5 | True |  |  | False | Electric storage | 75 |  | 98 | 1531 |  | High | 0.94 |  |  | 02/03/2023 | 211277625 | 03/30/2023
American Water Heater Co. | American | EMH6-40RW-030D-1** | Federally-Regulated Consumer Product | Electric resistance |  | 36 |  | 4 | True |  |  | True | Electric storage | 40 |  | 98 | 2466 |  | Low | 0.91 |  |  | 08/23/2022 | 207615734 | 03/30/2023
American Water Heater Co. | American | G62-40T40RL 411 | Federally-Regulated Consumer Product | LPG |  | 38 |  | 40000 | True |  |  | False | Gas-fired storage | 80 |  | 78 | 7688 | 216626 | High | 0.64 |  |  | 02/23/2023 | 210586299 | 03/30/2023
American Water Heater Co. | American | LDCE32-40R-030DV 1** | Federally-Regulated Consumer Product | Electric resistance |  | 46 |  | 4.5 | True |  |  | False | Electric storage | 62 |  | 98 | 3531 |  | Medium | 0.92 |  |  | 08/23/2022 | 207679296 | 03/30/2023
American Water Heater Co. | American | MHNE3F40RSW-1** | Federally-Regulated Consumer Product | Electric resistance |  | 36 |  | 4 | True |  |  | True | Electric storage | 40 |  | 98 | 2466 |  | Low | 0.91 |  |  | 08/23/2022 | 207615733 | 03/30/2023
American Water Heater Co. | American | EE6U-50LB 1** | Federally-Regulated Consumer Product | Electric resistance |  | 44 |  | 4.5 | True |  |  | False | Electric storage | 55 |  | 98 | 3531 |  | Medium | 0.92 | 0.92 |  | 01/31/2023 | 211258241 | 03/30/2023
American Water Heater Co. | American | LDCE32-40R-050DV 1** | Federally-Regulated Consumer Product | Electric resistance |  | 46 |  | 4.5 | True |  |  | False | Electric storage | 62 |  | 98 | 3531 |  | Medium | 0.92 |  |  | 08/23/2022 | 207679301 | 03/30/2023
American Water Heater Co. | American | G82-40T40R 410 | Federally-Regulated Consumer Product | Natural gas |  | 38 |  | 40000 | True |  |  | False | Gas-fired storage | 80 |  | 78 | 7688 | 216626 | High | 0.64 |  |  | 02/23/2023 | 210586296 | 03/30/2023
American Water Heater Co. | American | LDCE32-30R-045DV 1** | Federally-Regulated Consumer Product | Electric resistance |  | 37 |  | 4.5 | True |  |  | False | Electric storage | 55 |  | 98 | 3531 |  | Medium | 0.92 |  |  | 08/23/2022 | 207679280 | 03/30/2023
American Water Heater Co. | American | LDCE32-30R-060DV 1** | Federally-Regulated Consumer Product | Electric resistance |  | 37 |  | 4.5 | True |  |  | False | Electric storage | 55 |  | 98 | 3531 |  | Medium | 0.92 |  |  | 08/23/2022 | 207679281 | 03/30/2023
A.O. Smith Water Products Company | A. O. SMITH | G6-T4040NVR 410 | Federally-Regulated Consumer Product | Natural gas |  | 38 |  | 40000 | True |  |  | False | Gas-fired storage | 80 |  | 78 | 7688 | 216626 | High | 0.64 |  |  | 03/30/2023 | 210586330 | 03/30/2023
A.O. Smith Water Products Company | A. O. SMITH | G9-UT4040NVR 5** | Federally-Regulated Consumer Product | Natural gas |  | 38 |  | 40000 | True |  |  | False | Gas-fired storage | 83 |  | 77 | 7735 | 56262 | High | 0.64 |  |  | 03/30/2023 | 211156072 | 03/30/2023
A.O. Smith Water Products Company | A. O. SMITH | G12-T4040NVR 410 | Federally-Regulated Consumer Product | Natural gas |  | 38 |  | 40000 | True |  |  | False | Gas-fired storage | 80 |  | 78 | 7688 | 216626 | High | 0.64 |  |  | 03/30/2023 | 210586332 | 03/30/2023
A.O. Smith Water Products Company | A. O. SMITH | G9-T4040NVR 410 | Federally-Regulated Consumer Product | Natural gas |  | 38 |  | 40000 | True |  |  | False | Gas-fired storage | 80 |  | 78 | 7688 | 216626 | High | 0.64 |  |  | 03/30/2023 | 210586331 | 03/30/2023
A.O. Smith Water Products Company | U.S. Craftmaster | LG2F4040TR 411 | Federally-Regulated Consumer Product | LPG |  | 38 |  | 40000 | True |  |  | False | Gas-fired storage | 80 |  | 78 | 7688 | 216626 | High | 0.64 |  |  | 03/30/2023 | 210586328 | 03/30/2023
A.O. Smith Water Products Company | U.S. Craftmaster | LG2H4040TR 411 | Federally-Regulated Consumer Product | LPG |  | 38 |  | 40000 | True |  |  | False | Gas-fired storage | 80 |  | 78 | 7688 | 216626 | High | 0.64 |  |  | 03/30/2023 | 210586329 | 03/30/2023
A.O. Smith Water Products Company | Lochinvar | GTN04040T 410 | Federally-Regulated Consumer Product | Natural gas |  | 38 |  | 40000 | True |  |  | False | Gas-fired storage | 80 |  | 78 | 7688 | 216626 | High | 0.64 |  |  | 03/30/2023 | 210586305 | 03/30/2023
A.O. Smith Water Products Company | Lochinvar | GTN04040-8 410 | Federally-Regulated Consumer Product | Natural gas |  | 38 |  | 40000 | True |  |  | False | Gas-fired storage | 80 |  | 78 | 7688 | 216626 | High | 0.64 |  |  | 03/30/2023 | 210586307 | 03/30/2023
A.O. Smith Water Products Company | Lochinvar | GTN04040M 410 | Federally-Regulated Consumer Product | LPG |  | 38 |  | 40000 | True |  |  | False | Gas-fired storage | 80 |  | 78 | 7688 | 216626 | High | 0.64 |  |  | 03/30/2023 | 210586309 | 03/30/2023
A.O. Smith Water Products Company | Lochinvar | GTN04040 TM 410 | Federally-Regulated Consumer Product | Natural gas |  | 38 |  | 40000 | True |  |  | False | Gas-fired storage | 80 |  | 78 | 7688 | 216626 | High | 0.64 |  |  | 03/30/2023 | 210586306 | 03/30/2023
A.O. Smith Water Products Company | Lochinvar | GTN04040 410 | Federally-Regulated Consumer Product | Natural gas |  | 38 |  | 40000 | True |  |  | False | Gas-fired storage | 80 |  | 78 | 7688 | 216626 | High | 0.64 |  |  | 03/30/2023 | 210586302 | 03/30/2023
A.O. Smith Water Products Company | Lochinvar | GTN04040-10T 410 | Federally-Regulated Consumer Product | Natural gas |  | 38 |  | 40000 | True |  |  | False | Gas-fired storage | 80 |  | 78 | 7688 | 216626 | High | 0.64 |  |  | 03/30/2023 | 210586312 | 03/30/2023
A.O. Smith Water Products Company | Lochinvar | GTL04040 ST 411 | Federally-Regulated Consumer Product | LPG |  | 38 |  | 40000 | True |  |  | False | Gas-fired storage | 80 |  | 78 | 7688 | 216626 | High | 0.64 |  |  | 03/30/2023 | 210586304 | 03/30/2023
A.O. Smith Water Products Company | Lochinvar | GTN04040Z 410 | Federally-Regulated Consumer Product | Natural gas |  | 38 |  | 40000 | True |  |  | False | Gas-fired storage | 80 |  | 78 | 7688 | 216626 | High | 0.64 |  |  | 03/30/2023 | 210586300 | 03/30/2023
A.O. Smith Water Products Company | Lochinvar | GTL04040 411 | Federally-Regulated Consumer Product | LPG |  | 38 |  | 40000 | True |  |  | False | Gas-fired storage | 80 |  | 78 | 7688 | 216626 | High | 0.64 |  |  | 03/30/2023 | 210586301 | 03/30/2023
A.O. Smith Water Products Company | Lochinvar | GTL04040Z 411 | Federally-Regulated Consumer Product | LPG |  | 38 |  | 40000 | True |  |  | False | Gas-fired storage | 80 |  | 78 | 7688 | 216626 | High | 0.64 |  |  | 03/30/2023 | 210586311 | 03/30/2023
A.O. Smith Water Products Company | Lochinvar | GTL04040-8 411 | Federally-Regulated Consumer Product | LPG |  | 38 |  | 40000 | True |  |  | False | Gas-fired storage | 80 |  | 78 | 7688 | 216626 | High | 0.64 |  |  | 03/30/2023 | 210586308 | 03/30/2023
A.O. Smith Water Products Company | Lochinvar | GTN04040 ST 410 | Federally-Regulated Consumer Product | Natural gas |  | 38 |  | 40000 | True |  |  | False | Gas-fired storage | 80 |  | 78 | 7688 | 216626 | High | 0.64 |  |  | 03/30/2023 | 210586303 | 03/30/2023
A.O. Smith Water Products Company | Lochinvar | GTN04040-8T 410 | Federally-Regulated Consumer Product | Natural gas |  | 38 |  | 40000 | True |  |  | False | Gas-fired storage | 80 |  | 78 | 7688 | 216626 | High | 0.64 |  |  | 03/30/2023 | 210586310 | 03/30/2023
A.O. Smith Water Products Company | A. O. SMITH | GCR-40 410 | Federally-Regulated Consumer Product | Natural gas |  | 38 |  | 40000 | True |  |  | False | Gas-fired storage | 80 |  | 78 | 7688 | 216626 | High | 0.64 |  |  | 03/30/2023 | 210586273 | 03/30/2023
A.O. Smith Water Products Company | A. O. SMITH | HETFA-55 1** | Federally-Regulated Consumer Product | Electric resistance |  | 55 |  | 5.5 | True |  |  | False | Electric storage | 75 |  | 98 | 1531 |  | High | 0.94 |  |  | 03/30/2023 | 211277621 | 03/30/2023
A.O. Smith Water Products Company | A. O. SMITH | HESFA-50 1** | Federally-Regulated Consumer Product | Electric resistance |  | 46 |  | 5.5 | True |  |  | False | Electric storage | 67 |  | 98 | 1033 |  | Medium | 0.92 |  |  | 03/30/2023 | 211277626 | 03/30/2023
A.O. Smith Water Products Company | A. O. SMITH | EEA9-50H55DV 1** | Federally-Regulated Consumer Product | Electric resistance |  | 45 |  | 5.5 | True |  |  | False | Electric storage | 74 |  | 98 | 1035 |  | Medium | 0.92 |  |  | 03/30/2023 | 211277616 | 03/30/2023
A.O. Smith Water Products Company | A. O. SMITH | EEU6-55H45DV 1** | Federally-Regulated Consumer Product | Electric resistance |  | 55 |  | 5.5 | True |  |  | False | Electric storage | 75 |  | 98 | 1531 |  | High | 0.94 |  |  | 03/30/2023 | 210485476 | 03/30/2023
A.O. Smith Water Products Company | A. O. SMITH | DEN-30 1** | Federally-Regulated Consumer Product | Electric resistance |  | 37 |  | 4.5 | True |  |  | False | Electric storage | 55 |  | 98 | 3531 |  | Medium | 0.92 |  |  | 03/30/2023 | 207679277 | 03/30/2023
A.O. Smith Water Products Company | A. O. SMITH | GCR-40 411 | Federally-Regulated Consumer Product | LPG |  | 38 |  | 40000 | True |  |  | False | Gas-fired storage | 80 |  | 78 | 7688 | 216626 | High | 0.64 |  |  | 03/30/2023 | 210586280 | 03/30/2023
A.O. Smith Water Products Company | A. O. SMITH | PESU-50 1** | Federally-Regulated Consumer Product | Electric resistance |  | 46 |  | 5.5 | True |  |  | False | Electric storage | 67 |  | 98 | 1033 |  | Medium | 0.92 |  |  | 03/30/2023 | 210485451 | 03/30/2023
A.O. Smith Water Products Company | A. O. SMITH | XCR-40 411 | Federally-Regulated Consumer Product | LPG |  | 38 |  | 40000 | True |  |  | False | Gas-fired storage | 80 |  | 78 | 7688 | 216626 | High | 0.64 |  |  | 03/30/2023 | 210586282 | 03/30/2023
A.O. Smith Water Products Company | A. O. SMITH | HESFA-40 1** | Federally-Regulated Consumer Product | Electric resistance |  | 37 |  | 5.5 | True |  |  | False | Electric storage | 64 |  | 98 | 1029 |  | Medium | 0.92 |  |  | 03/30/2023 | 211277607 | 03/30/2023
A.O. Smith Water Products Company | A. O. SMITH | EEU6-50R45DV 1** | Federally-Regulated Consumer Product | Electric resistance |  | 46 |  | 5.5 | True |  |  | False | Electric storage | 67 |  | 98 | 1033 |  | Medium | 0.92 |  |  | 03/30/2023 | 210485455 | 03/30/2023
A.O. Smith Water Products Company | A. O. SMITH | EETU-50 1** | Federally-Regulated Consumer Product | Electric resistance |  | 45 |  | 5.5 | True |  |  | False | Electric storage | 74 |  | 98 | 1035 |  | Medium | 0.92 |  |  | 03/30/2023 | 210485464 | 03/30/2023
A.O. Smith Water Products Company | A. O. SMITH | PELBU-50 1** | Federally-Regulated Consumer Product | Electric resistance |  | 44 |  | 4.5 | True |  |  | False | Electric storage | 55 |  | 98 | 3531 |  | Medium | 0.92 |  |  | 03/30/2023 | 211258238 | 03/30/2023
A.O. Smith Water Products Company | A. O. SMITH | EEU6-40R45DV 1** | Federally-Regulated Consumer Product | Electric resistance |  | 37 |  | 5.5 | True |  |  | False | Electric storage | 64 |  | 98 | 1029 |  | Medium | 0.92 |  |  | 03/30/2023 | 210485448 | 03/30/2023
A.O. Smith Water Products Company | A. O. SMITH | EEA9-50R55DV 1** | Federally-Regulated Consumer Product | Electric resistance |  | 46 |  | 5.5 | True |  |  | False | Electric storage | 67 |  | 98 | 1033 |  | Medium | 0.92 |  |  | 03/30/2023 | 211277628 | 03/30/2023
A.O. Smith Water Products Company | A. O. SMITH | HWR-40 411 | Federally-Regulated Consumer Product | LPG |  | 38 |  | 40000 | True |  |  | False | Gas-fired storage | 80 |  | 78 | 7688 | 216626 | High | 0.64 |  |  | 03/30/2023 | 210586287 | 03/30/2023
A.O. Smith Water Products Company | A. O. SMITH | GCR-40L 411 | Federally-Regulated Consumer Product | LPG |  | 38 |  | 40000 | True |  |  | False | Gas-fired storage | 80 |  | 78 | 7688 | 216626 | High | 0.64 |  |  | 03/30/2023 | 210586285 | 03/30/2023
A.O. Smith Water Products Company | A. O. SMITH | HETFA-50 1** | Federally-Regulated Consumer Product | Electric resistance |  | 45 |  | 5.5 | True |  |  | False | Electric storage | 74 |  | 98 | 1035 |  | Medium | 0.92 |  |  | 03/30/2023 | 211277614 | 03/30/2023
A.O. Smith Water Products Company | A. O. SMITH | MHE6-40RW-030D-1** | Federally-Regulated Consumer Product | Electric resistance |  | 36 |  | 4 | True |  |  | True | Electric storage | 40 |  | 98 | 2466 |  | Low | 0.91 |  |  | 03/30/2023 | 207615731 | 03/30/2023
A.O. Smith Water Products Company | A. O. SMITH | EEA12-50R55DVF 1** | Federally-Regulated Consumer Product | Electric resistance |  | 46 |  | 5.5 | True |  |  | False | Electric storage | 67 |  | 98 | 1033 |  | Medium | 0.92 |  |  | 03/30/2023 | 211277627 | 03/30/2023
A.O. Smith Water Products Company | A. O. SMITH | XCR-40L 410 | Federally-Regulated Consumer Product | Natural gas |  | 38 |  | 40000 | True |  |  | False | Gas-fired storage | 80 |  | 78 | 7688 | 216626 | High | 0.64 |  |  | 03/30/2023 | 210586283 | 03/30/2023
A.O. Smith Water Products Company | A. O. SMITH | EEA9-55H55DV 1** | Federally-Regulated Consumer Product | Electric resistance |  | 55 |  | 5.5 | True |  |  | False | Electric storage | 75 |  | 98 | 1531 |  | High | 0.94 |  |  | 03/30/2023 | 211277623 | 03/30/2023
A.O. Smith Water Products Company | A. O. SMITH | EETU-40 1** | Federally-Regulated Consumer Product | Electric resistance |  | 36 |  | 5.5 | True |  |  | False | Electric storage | 63 |  | 98 | 1026 |  | Medium | 0.93 |  |  | 03/30/2023 | 210485457 | 03/30/2023
A.O. Smith Water Products Company | A. O. SMITH | EEA12-50H55DVF 1** | Federally-Regulated Consumer Product | Electric resistance |  | 45 |  | 5.5 | True |  |  | False | Electric storage | 74 |  | 98 | 1035 |  | Medium | 0.92 |  |  | 03/30/2023 | 211277615 | 03/30/2023
A.O. Smith Water Products Company | A. O. SMITH | EEU6-50H45DV 1** | Federally-Regulated Consumer Product | Electric resistance |  | 45 |  | 5.5 | True |  |  | False | Electric storage | 74 |  | 98 | 1035 |  | Medium | 0.92 |  |  | 03/30/2023 | 210485469 | 03/30/2023
A.O. Smith Water Products Company | A. O. SMITH | PESU-40 1** | Federally-Regulated Consumer Product | Electric resistance |  | 37 |  | 5.5 | True |  |  | False | Electric storage | 64 |  | 98 | 1029 |  | Medium | 0.92 |  |  | 03/30/2023 | 210485445 | 03/30/2023
A.O. Smith Water Products Company | A. O. SMITH | DEN-40 1** | Federally-Regulated Consumer Product | Electric resistance |  | 46 |  | 4.5 | True |  |  | False | Electric storage | 62 |  | 98 | 3531 |  | Medium | 0.92 |  |  | 03/30/2023 | 207679293 | 03/30/2023
A.O. Smith Water Products Company | A. O. SMITH | GCR-40L 410 | Federally-Regulated Consumer Product | Natural gas |  | 38 |  | 40000 | True |  |  | False | Gas-fired storage | 80 |  | 78 | 7688 | 216626 | High | 0.64 |  |  | 03/30/2023 | 210586284 | 03/30/2023
A.O. Smith Water Products Company | A. O. SMITH | G6N-UT4040NVR 5** | Federally-Regulated Consumer Product | Natural gas |  | 38 |  | 40000 | True |  |  | False | Gas-fired storage | 83 |  | 74 | 7735 | 56262 | High | 0.64 |  |  | 03/30/2023 | 211156077 | 03/30/2023
A.O. Smith Water Products Company | A. O. SMITH | EESU-40 1** | Federally-Regulated Consumer Product | Electric resistance |  | 37 |  | 5.5 | True |  |  | False | Electric storage | 64 |  | 98 | 1029 |  | Medium | 0.92 |  |  | 03/30/2023 | 210485444 | 03/30/2023
A.O. Smith Water Products Company | A. O. SMITH | XCR-40 410 | Federally-Regulated Consumer Product | Natural gas |  | 38 |  | 40000 | True |  |  | False | Gas-fired storage | 80 |  | 78 | 7688 | 216626 | High | 0.64 |  |  | 03/30/2023 | 210586281 | 03/30/2023
A.O. Smith Water Products Company | A. O. SMITH | PETU-50 1** | Federally-Regulated Consumer Product | Electric resistance |  | 45 |  | 5.5 | True |  |  | False | Electric storage | 74 |  | 98 | 1035 |  | Medium | 0.92 |  |  | 03/30/2023 | 210485465 | 03/30/2023
A.O. Smith Water Products Company | A. O. SMITH | EESU-50 1** | Federally-Regulated Consumer Product | Electric resistance |  | 46 |  | 5.5 | True |  |  | False | Electric storage | 67 |  | 98 | 1033 |  | Medium | 0.92 |  |  | 03/30/2023 | 210485450 | 03/30/2023
A.O. Smith Water Products Company | A. O. SMITH | DEL-40 1** | Federally-Regulated Consumer Product | Electric resistance |  | 35 |  | 4.5 | True |  |  | False | Electric storage | 51 |  | 98 | 3531 |  | Medium | 0.92 |  |  | 03/30/2023 | 207679262 | 03/30/2023
A.O. Smith Water Products Company | A. O. SMITH | EEA12-55H55DVF 1** | Federally-Regulated Consumer Product | Electric resistance |  | 55 |  | 5.5 | True |  |  | False | Electric storage | 75 |  | 98 | 1531 |  | High | 0.94 |  |  | 03/30/2023 | 211277622 | 03/30/2023
A.O. Smith Water Products Company | A. O. SMITH | MHE6-40RW-035D-1** | Federally-Regulated Consumer Product | Electric resistance |  | 36 |  | 4 | True |  |  | True | Electric storage | 40 |  | 98 | 2466 |  | Low | 0.91 |  |  | 03/30/2023 | 207615729 | 03/30/2023
A.O. Smith Water Products Company | A. O. SMITH | EEA12-40R55DVF 1** | Federally-Regulated Consumer Product | Electric resistance |  | 37 |  | 5.5 | True |  |  | False | Electric storage | 64 |  | 98 | 1029 |  | Medium | 0.92 |  |  | 03/30/2023 | 211277608 | 03/30/2023
A.O. Smith Water Products Company | A. O. SMITH | G12-UT4040NVR 5** | Federally-Regulated Consumer Product | Natural gas |  | 38 |  | 40000 | True |  |  | False | Gas-fired storage | 83 |  | 77 | 7735 | 56262 | High | 0.64 |  |  | 03/30/2023 | 211156073 | 03/30/2023
A.O. Smith Water Products Company | A. O. SMITH | EMHS-40W-1** | Federally-Regulated Consumer Product | Electric resistance |  | 36 |  | 4 | True |  |  | True | Electric storage | 40 |  | 98 | 2466 |  | Low | 0.91 |  |  | 03/30/2023 | 207615730 | 03/30/2023
A.O. Smith Water Products Company | A. O. SMITH | EETU-55 1** | Federally-Regulated Consumer Product | Electric resistance |  | 55 |  | 5.5 | True |  |  | False | Electric storage | 75 |  | 98 | 1531 |  | High | 0.94 |  |  | 03/30/2023 | 210485471 | 03/30/2023
A.O. Smith Water Products Company | A. O. SMITH | PETU-40 1** | Federally-Regulated Consumer Product | Electric resistance |  | 36 |  | 5.5 | True |  |  | False | Electric storage | 63 |  | 98 | 1026 |  | Medium | 0.93 |  |  | 03/30/2023 | 210485458 | 03/30/2023
A.O. Smith Water Products Company | A. O. SMITH | EEU6-50L45DVB 1** | Federally-Regulated Consumer Product | Electric resistance |  | 44 |  | 4.5 | True |  |  | False | Electric storage | 55 |  | 98 | 3531 |  | Medium | 0.92 |  |  | 03/30/2023 | 211258242 | 03/30/2023
A.O. Smith Water Products Company | A. O. SMITH | PETU-55 1** | Federally-Regulated Consumer Product | Electric resistance |  | 55 |  | 5.5 | True |  |  | False | Electric storage | 75 |  | 98 | 1531 |  | High | 0.94 |  |  | 03/30/2023 | 210485472 | 03/30/2023
A.O. Smith Water Products Company | A. O. SMITH | G6-T4036PVR 411 | Federally-Regulated Consumer Product | LPG |  | 38 |  | 40000 | True |  |  | False | Gas-fired storage | 80 |  | 78 | 7688 | 216626 | High | 0.64 |  |  | 03/30/2023 | 210586288 | 03/30/2023
A.O. Smith Water Products Company | A. O. SMITH | EEUX-50L45DVB 1** | Federally-Regulated Consumer Product | Electric resistance |  | 44 |  | 4.5 | True |  |  | False | Electric storage | 55 |  | 98 | 3531 |  | Medium | 0.92 |  |  | 03/30/2023 | 211258244 | 03/30/2023
A.O. Smith Water Products Company | A. O. SMITH | EEU6-40H45DV 1** | Federally-Regulated Consumer Product | Electric resistance |  | 36 |  | 5.5 | True |  |  | False | Electric storage | 63 |  | 98 | 1026 |  | Medium | 0.93 |  |  | 03/30/2023 | 210485462 | 03/30/2023
A.O. Smith Water Products Company | A. O. SMITH | HWR-40 410 | Federally-Regulated Consumer Product | Natural gas |  | 38 |  | 40000 | True |  |  | False | Gas-fired storage | 80 |  | 78 | 7688 | 216626 | High | 0.64 |  |  | 03/30/2023 | 210586286 | 03/30/2023
A.O. Smith Water Products Company | A. O. SMITH | EELBU-50 1** | Federally-Regulated Consumer Product | Electric resistance |  | 44 |  | 4.5 | True |  |  | False | Electric storage | 55 |  | 98 | 3531 |  | Medium | 0.92 |  |  | 03/30/2023 | 211258226 | 03/30/2023
A.O. Smith Water Products Company | A. O. SMITH | EEA9-40R55DV 1** | Federally-Regulated Consumer Product | Electric resistance |  | 37 |  | 5.5 | True |  |  | False | Electric storage | 64 |  | 98 | 1029 |  | Medium | 0.92 |  |  | 03/30/2023 | 211277609 | 03/30/2023
A.O. Smith Water Products Company | Lochinvar | KTJ052MD 1** | Federally-Regulated Consumer Product | Electric resistance |  | 46 |  | 4.5 | True |  |  | False | Electric storage | 62 |  | 98 | 3531 |  | Medium | 0.92 |  |  | 03/30/2023 | 207776472 | 03/30/2023
A.O. Smith Water Products Company | Lochinvar | KTA052KDM 1** | Federally-Regulated Consumer Product | Electric resistance |  | 46 |  | 4.5 | True |  |  | False | Electric storage | 62 |  | 98 | 3531 |  | Medium | 0.92 |  |  | 03/30/2023 | 207526156 | 03/30/2023
A.O. Smith Water Products Company | Lochinvar | KTA052KDT 1** | Federally-Regulated Consumer Product | Electric resistance |  | 46 |  | 4.5 | True |  |  | False | Electric storage | 62 |  | 98 | 3531 |  | Medium | 0.92 |  |  | 03/30/2023 | 207526157 | 03/30/2023
A.O. Smith Water Products Company | Lochinvar | KTJ052GD 1** | Federally-Regulated Consumer Product | Electric resistance |  | 46 |  | 4.5 | True |  |  | False | Electric storage | 62 |  | 98 | 3531 |  | Medium | 0.92 |  |  | 03/30/2023 | 207526158 | 03/30/2023
A.O. Smith Water Products Company | Lochinvar | LDS-40 1** | Federally-Regulated Consumer Product | Electric resistance |  | 35 |  | 4.5 | True |  |  | False | Electric storage | 51 |  | 98 | 3531 |  | Medium | 0.92 |  |  | 03/30/2023 | 207679267 | 03/30/2023
A.O. Smith Water Products Company | Lochinvar | LDT-30 1** | Federally-Regulated Consumer Product | Electric resistance |  | 37 |  | 4.5 | True |  |  | False | Electric storage | 55 |  | 98 | 3531 |  | Medium | 0.92 |  |  | 03/30/2023 | 207679278 | 03/30/2023
A.O. Smith Water Products Company | Lochinvar | LDT-40 1** | Federally-Regulated Consumer Product | Electric resistance |  | 46 |  | 4.5 | True |  |  | False | Electric storage | 62 |  | 98 | 3531 |  | Medium | 0.92 |  |  | 03/30/2023 | 207679294 | 03/30/2023
American Water Heater Co. | American | LDCE32-30R-055DV 1** | Federally-Regulated Consumer Product | Electric resistance |  | 37 |  | 4.5 | True |  |  | False | Electric storage | 55 |  | 98 | 3531 |  | Medium | 0.92 |  |  | 03/30/2023 | 207679283 | 03/30/2023
American Water Heater Co. | American | EE6U-40R 1** | Federally-Regulated Consumer Product | Electric resistance |  | 37 |  | 5.5 | True |  |  | False | Electric storage | 64 |  | 98 | 1029 |  | Medium | 0.92 |  |  | 03/30/2023 | 210485443 | 03/30/2023
American Water Heater Co. | American | NG2F4040TR 410 | Federally-Regulated Consumer Product | Natural gas |  | 38 |  | 40000 | True |  |  | False | Gas-fired storage | 80 |  | 78 | 7688 | 216626 | High | 0.64 |  |  | 03/30/2023 | 210586293 | 03/30/2023
American Water Heater Co. | American | EE6U-55H 1** | Federally-Regulated Consumer Product | Electric resistance |  | 55 |  | 5.5 | True |  |  | False | Electric storage | 75 |  | 98 | 1531 |  | High | 0.94 |  |  | 03/30/2023 | 210485475 | 03/30/2023
American Water Heater Co. | American | G102-40T40R 410 | Federally-Regulated Consumer Product | Natural gas |  | 38 |  | 40000 | True |  |  | False | Gas-fired storage | 80 |  | 78 | 7688 | 216626 | High | 0.64 |  |  | 03/30/2023 | 210586291 | 03/30/2023
American Water Heater Co. | American | LDCE32-40L-050DV 1** | Federally-Regulated Consumer Product | Electric resistance |  | 35 |  | 4.5 | True |  |  | False | Electric storage | 51 |  | 98 | 3531 |  | Medium | 0.92 |  |  | 03/30/2023 | 207679266 | 03/30/2023
American Water Heater Co. | American | LDCE32-40R-055DV 1** | Federally-Regulated Consumer Product | Electric resistance |  | 46 |  | 4.5 | True |  |  | False | Electric storage | 62 |  | 98 | 3531 |  | Medium | 0.92 |  |  | 03/30/2023 | 207679300 | 03/30/2023
American Water Heater Co. | American | LDCE32-30R-050DV 1* | Federally-Regulated Consumer Product | Electric resistance |  | 37 |  | 4.5 | True |  |  | False | Electric storage | 55 |  | 98 | 3531 |  | Medium | 0.92 |  |  | 03/30/2023 | 207679282 | 03/30/2023
American Water Heater Co. | American | EMH6-40RW-035D-1** | Federally-Regulated Consumer Product | Electric resistance |  | 36 |  | 4 | True |  |  | True | Electric storage | 40 |  | 98 | 2466 |  | Low | 0.91 |  |  | 03/30/2023 | 207615735 | 03/30/2023
American Water Heater Co. | American | EE6U-40H 1** | Federally-Regulated Consumer Product | Electric resistance |  | 36 |  | 5.5 | True |  |  | False | Electric storage | 63 |  | 98 | 1026 |  | Medium | 0.93 |  |  | 03/30/2023 | 210485461 | 03/30/2023
American Water Heater Co. | American | G62-40T40RL 410 | Federally-Regulated Consumer Product | Natural gas |  | 38 |  | 40000 | True |  |  | False | Gas-fired storage | 80 |  | 78 | 7688 | 216626 | High | 0.64 |  |  | 03/30/2023 | 210586298 | 03/30/2023
American Water Heater Co. | American | G82-40T40R 411 | Federally-Regulated Consumer Product | LPG |  | 38 |  | 40000 | True |  |  | False | Gas-fired storage | 80 |  | 78 | 7688 | 216626 | High | 0.64 |  |  | 03/30/2023 | 210586297 | 03/30/2023
American Water Heater Co. | American | LDCE32-40R-040DV 1** | Federally-Regulated Consumer Product | Electric resistance |  | 46 |  | 4.5 | True |  |  | False | Electric storage | 62 |  | 98 | 3531 |  | Medium | 0.92 |  |  | 03/30/2023 | 207679297 | 03/30/2023
American Water Heater Co. | American | G102-40T40R 411 | Federally-Regulated Consumer Product | LPG |  | 38 |  | 40000 | True |  |  | False | Gas-fired storage | 80 |  | 78 | 7688 | 216626 | High | 0.64 |  |  | 03/30/2023 | 210586292 | 03/30/2023
American Water Heater Co. | American | MHNE3F40RDW-1** | Federally-Regulated Consumer Product | Electric resistance |  | 36 |  | 4 | True |  |  | True | Electric storage | 40 |  | 98 | 2466 |  | Low | 0.91 |  |  | 03/30/2023 | 207615732 | 03/30/2023
American Water Heater Co. | American | LDCE32-40R-060DV 1** | Federally-Regulated Consumer Product | Electric resistance |  | 46 |  | 4.5 | True |  |  | False | Electric storage | 62 |  | 98 | 3531 |  | Medium | 0.92 |  |  | 03/30/2023 | 207679299 | 03/30/2023
American Water Heater Co. | American | EEA8F-40R 1** | Federally-Regulated Consumer Product | Electric resistance |  | 37 |  | 5.5 | True |  |  | False | Electric storage | 64 |  | 98 | 1029 |  | Medium | 0.92 |  |  | 03/30/2023 | 211277610 | 03/30/2023
American Water Heater Co. | American | LDCE32-40L-055DV 1** | Federally-Regulated Consumer Product | Electric resistance |  | 35 |  | 4.5 | True |  |  | False | Electric storage | 51 |  | 98 | 3531 |  | Medium | 0.92 |  |  | 03/30/2023 | 207679265 | 03/30/2023
American Water Heater Co. | American | G62-40T40R 410 | Federally-Regulated Consumer Product | Natural gas |  | 38 |  | 40000 | True |  |  | False | Gas-fired storage | 80 |  | 78 | 7688 | 216626 | High | 0.64 |  |  | 03/30/2023 | 210586289 | 03/30/2023
American Water Heater Co. | American | EE6U-50H 1** | Federally-Regulated Consumer Product | Electric resistance |  | 45 |  | 5.5 | True |  |  | False | Electric storage | 74 |  | 98 | 1035 |  | Medium | 0.92 |  |  | 03/30/2023 | 210485468 | 03/30/2023
American Water Heater Co. | American | G62-40T40R 411 | Federally-Regulated Consumer Product | LPG |  | 38 |  | 40000 | True |  |  | False | Gas-fired storage | 80 |  | 78 | 7688 | 216626 | High | 0.64 |  |  | 03/30/2023 | 210586290 | 03/30/2023
American Water Heater Co. | American | EEA8F-50H 1** | Federally-Regulated Consumer Product | Electric resistance |  | 45 |  | 5.5 | True |  |  | False | Electric storage | 74 |  | 98 | 1035 |  | Medium | 0.92 |  |  | 03/30/2023 | 211277617 | 03/30/2023
American Water Heater Co. | American | LDCE32-40L-045DV 1** | Federally-Regulated Consumer Product | Electric resistance |  | 35 |  | 4.5 | True |  |  | False | Electric storage | 51 |  | 98 | 3531 |  | Medium | 0.92 |  |  | 03/30/2023 | 207679263 | 03/30/2023
American Water Heater Co. | American | EEA8F-50R 1** | Federally-Regulated Consumer Product | Electric resistance |  | 46 |  | 5.5 | True |  |  | False | Electric storage | 67 |  | 98 | 1033 |  | Medium | 0.92 |  |  | 03/30/2023 | 211277629 | 03/30/2023
American Water Heater Co. | American | LDCE32-40R-045DV 1** | Federally-Regulated Consumer Product | Electric resistance |  | 46 |  | 4.5 | True |  |  | False | Electric storage | 62 |  | 98 | 3531 |  | Medium | 0.92 |  |  | 03/30/2023 | 207679298 | 03/30/2023
American Water Heater Co. | American | LDCE32-40L-060DV 1** | Federally-Regulated Consumer Product | Electric resistance |  | 35 |  | 4.5 | True |  |  | False | Electric storage | 51 |  | 98 | 3531 |  | Medium | 0.92 |  |  | 03/30/2023 | 207679264 | 03/30/2023
American Water Heater Co. | American | EE6U-50R 1** | Federally-Regulated Consumer Product | Electric resistance |  | 46 |  | 5.5 | True |  |  | False | Electric storage | 67 |  | 98 | 1033 |  | Medium | 0.92 |  |  | 03/30/2023 | 210485454 | 03/30/2023
American Water Heater Co. | American | NG2J4040TR 410 | Federally-Regulated Consumer Product | Natural gas |  | 38 |  | 40000 | True |  |  | False | Gas-fired storage | 80 |  | 78 | 7688 | 216626 | High | 0.64 |  |  | 03/30/2023 | 210586295 | 03/30/2023
American Water Heater Co. | American | NG2H4040TR 410 | Federally-Regulated Consumer Product | Natural gas |  | 38 |  | 40000 | True |  |  | False | Gas-fired storage | 80 |  | 78 | 7688 | 216626 | High | 0.64 |  |  | 03/30/2023 | 210586294 | 03/30/2023
American Water Heater Co. | American | EEA8F-55H 1** | Federally-Regulated Consumer Product | Electric resistance |  | 55 |  | 5.5 | True |  |  | False | Electric storage | 75 |  | 98 | 1531 |  | High | 0.94 |  |  | 03/30/2023 | 211277625 | 03/30/2023
American Water Heater Co. | American | EMH6-40RW-030D-1** | Federally-Regulated Consumer Product | Electric resistance |  | 36 |  | 4 | True |  |  | True | Electric storage | 40 |  | 98 | 2466 |  | Low | 0.91 |  |  | 03/30/2023 | 207615734 | 03/30/2023
American Water Heater Co. | American | G62-40T40RL 411 | Federally-Regulated Consumer Product | LPG |  | 38 |  | 40000 | True |  |  | False | Gas-fired storage | 80 |  | 78 | 7688 | 216626 | High | 0.64 |  |  | 03/30/2023 | 210586299 | 03/30/2023
American Water Heater Co. | American | LDCE32-40R-030DV 1** | Federally-Regulated Consumer Product | Electric resistance |  | 46 |  | 4.5 | True |  |  | False | Electric storage | 62 |  | 98 | 3531 |  | Medium | 0.92 |  |  | 03/30/2023 | 207679296 | 03/30/2023
American Water Heater Co. | American | MHNE3F40RSW-1** | Federally-Regulated Consumer Product | Electric resistance |  | 36 |  | 4 | True |  |  | True | Electric storage | 40 |  | 98 | 2466 |  | Low | 0.91 |  |  | 03/30/2023 | 207615733 | 03/30/2023
American Water Heater Co. | American | EE6U-50LB 1** | Federally-Regulated Consumer Product | Electric resistance |  | 44 |  | 4.5 | True |  |  | False | Electric storage | 55 |  | 98 | 3531 |  | Medium | 0.92 |  |  | 03/30/2023 | 211258241 | 03/30/2023
American Water Heater Co. | American | LDCE32-40R-050DV 1** | Federally-Regulated Consumer Product | Electric resistance |  | 46 |  | 4.5 | True |  |  | False | Electric storage | 62 |  | 98 | 3531 |  | Medium | 0.92 |  |  | 03/30/2023 | 207679301 | 03/30/2023
American Water Heater Co. | American | G82-40T40R 410 | Federally-Regulated Consumer Product | Natural gas |  | 38 |  | 40000 | True |  |  | False | Gas-fired storage | 80 |  | 78 | 7688 | 216626 | High | 0.64 |  |  | 03/30/2023 | 210586296 | 03/30/2023
American Water Heater Co. | American | LDCE32-30R-045DV 1** | Federally-Regulated Consumer Product | Electric resistance |  | 37 |  | 4.5 | True |  |  | False | Electric storage | 55 |  | 98 | 3531 |  | Medium | 0.92 |  |  | 03/30/2023 | 207679280 | 03/30/2023
American Water Heater Co. | American | LDCE32-30R-060DV 1** | Federally-Regulated Consumer Product | Electric resistance |  | 37 |  | 4.5 | True |  |  | False | Electric storage | 55 |  | 98 | 3531 |  | Medium | 0.92 |  |  | 03/30/2023 | 207679281 | 03/30/2023
Rinnai America | Rinnai | (RU180E) REU-N2934W-US | Federally-Regulated Consumer Product | LPG |  | 0 |  | 180000 |  |  |  | True | Instantaneous gas-fired |  | 5.3 | 97 | 11 | 18163298 | High | 0.93 |  | 0 | 02/23/2023 | 10595463 | 04/04/2023
Rinnai America | Rinnai | REU-VC2837WD-US | Federally-Regulated Consumer Product | Natural gas |  | 1 |  | 199000 |  |  |  | True | Instantaneous gas-fired |  | 4.8 | 82 | 27 | 20805126 | High | 0.81 |  | 0 | 02/23/2023 | 5035305 | 04/04/2023
Rinnai America | Rinnai | (RU199I) REU-N3237FF-US | Federally-Regulated Consumer Product | Natural gas |  | 0 |  | 199000 |  |  |  | True | Instantaneous gas-fired |  | 5.7 | 97 | 27 | 18108706 | High | 0.93 |  | 0 | 02/23/2023 | 10595468 | 04/04/2023
Rinnai America | Rinnai | RE199E (REU-VE2737WD-US) | Federally-Regulated Consumer Product | LPG |  | 0 |  | 199000 |  |  |  | True | Instantaneous gas-fired |  | 4.7 | 82 | 12 | 20601461 | High | 0.82 |  | 0 | 02/23/2023 | 208210675 | 04/04/2023
Rinnai America | Rinnai | (RU180E) REU-N2934W-US | Federally-Regulated Consumer Product | Natural gas |  | 0 |  | 180000 |  |  |  | True | Instantaneous gas-fired |  | 5.3 | 97 | 11 | 18163298 | High | 0.93 |  | 0 | 02/23/2023 | 10595463 | 04/04/2023
Rinnai America | Rinnai | (V94E) REU-VC2837W-US | Federally-Regulated Consumer Product | Natural gas |  | 1 |  | 199000 |  |  |  | True | Instantaneous gas-fired |  | 4.8 | 82 | 27 | 20805126 | High | 0.81 |  | 0 | 02/23/2023 | 8669106 | 04/04/2023
Rinnai America | Rinnai | REP160E (REU-VEP2125WD-US) | Federally-Regulated Consumer Product | Natural gas |  | 0 |  | 160000 |  |  |  | True | Instantaneous gas-fired |  | 3.7 | 83 | 9 | 13652015 | Medium | 0.81 |  | 0 | 02/23/2023 | 208210798 | 04/04/2023
Rinnai America | Rinnai | V53DE (REU-AM1620WD-US) | Federally-Regulated Consumer Product | Natural gas |  | 0 |  | 120000 |  |  |  | True | Instantaneous gas-fired |  | 3 | 83 | 1 | 13679311 | Medium | 0.81 |  | 0 | 02/23/2023 | 202029992 | 04/04/2023
Rinnai America | Rinnai | RE180E (REU-VE2432WD-US) | Federally-Regulated Consumer Product | LPG |  | 0 |  | 180000 |  |  |  | True | Instantaneous gas-fired |  | 4.2 | 82 | 7 | 20618521 | High | 0.82 |  | 0 | 02/23/2023 | 208210674 | 04/04/2023
Rinnai America | Rinnai | REP160E (REU-VEP2125WD-US) | Federally-Regulated Consumer Product | LPG |  | 0 |  | 160000 |  |  |  | True | Instantaneous gas-fired |  | 3.7 | 83 | 9 | 13652015 | Medium | 0.81 |  | 0 | 02/23/2023 | 208210798 | 04/04/2023
Rinnai America | Rinnai | RE199I (REU-VE2737FFD-US) | Federally-Regulated Consumer Product | Natural gas |  | 0 |  | 199000 |  |  |  | True | Instantaneous gas-fired |  | 4.6 | 83 | 16 | 20587813 | High | 0.82 |  | 0 | 02/23/2023 | 208210671 | 04/04/2023
Rinnai America | Rinnai | (RU199I) REU-N3237FF-US | Federally-Regulated Consumer Product | LPG |  | 0 |  | 199000 |  |  |  | True | Instantaneous gas-fired |  | 5.7 | 97 | 27 | 18108706 | High | 0.93 |  | 0 | 02/23/2023 | 10595468 | 04/04/2023
Rinnai America | Rinnai | REP199I (REU-VEP2730FFD-US) | Federally-Regulated Consumer Product | LPG |  | 0 |  | 199000 |  |  |  | True | Instantaneous gas-fired |  | 4.8 | 84 | 16 | 20587813 | High | 0.82 |  | 0 | 02/23/2023 | 208816536 | 04/04/2023
Rinnai America | Rinnai | REP199E (REU-VEP2730WD-US) | Federally-Regulated Consumer Product | Natural gas |  | 0 |  | 199000 |  |  |  | True | Instantaneous gas-fired |  | 4.9 | 82 | 12 | 20856306 | High | 0.81 |  | 0 | 02/23/2023 | 208816537 | 04/04/2023
Rinnai America | Rinnai | (RU160I) REU-N2530FF-US | Federally-Regulated Consumer Product | Natural gas |  | 0 |  | 160000 |  |  |  | True | Instantaneous gas-fired |  | 4.1 | 97 | 26 | 18112118 | High | 0.93 |  | 0 | 02/23/2023 | 10595452 | 04/04/2023
Rinnai America | Rinnai | REU-VC2737FFUD-US | Federally-Regulated Consumer Product | Natural gas |  | 1 |  | 192000 |  |  |  | True | Instantaneous gas-fired |  | 4.7 | 84 | 19 | 20577577 | High | 0.82 |  | 0 | 02/23/2023 | 7370926 | 04/04/2023
Rinnai America | Rinnai | RE199I (REU-VE2737FFD-US) | Federally-Regulated Consumer Product | LPG |  | 0 |  | 199000 |  |  |  | True | Instantaneous gas-fired |  | 4.6 | 83 | 16 | 20587813 | High | 0.82 |  | 0 | 02/23/2023 | 208210671 | 04/04/2023
Rinnai America | Rinnai | (V94XI) REU-VC2737FFU-US | Federally-Regulated Consumer Product | Natural gas |  | 1 |  | 192000 |  |  |  | True | Instantaneous gas-fired |  | 4.7 | 84 | 25 | 20557105 | High | 0.82 |  | 0 | 02/23/2023 | 8740686 | 04/04/2023
Rinnai America | Rinnai | (V94E) REU-VC2837W-US | Federally-Regulated Consumer Product | LPG |  | 1 |  | 199000 |  |  |  | True | Instantaneous gas-fired |  | 4.8 | 82 | 27 | 20805126 | High | 0.81 |  | 0 | 02/23/2023 | 8669106 | 04/04/2023
Rinnai America | Rinnai | (RU199E) REU-N3237W-US | Federally-Regulated Consumer Product | LPG |  | 0 |  | 199000 |  |  |  | True | Instantaneous gas-fired |  | 5.6 | 97 | 11 | 18163298 | High | 0.93 |  | 0 | 02/23/2023 | 10595466 | 04/04/2023
Rinnai America | Rinnai | (RU180I) REU-N2934FF-US | Federally-Regulated Consumer Product | LPG |  | 0 |  | 180000 |  |  |  | True | Instantaneous gas-fired |  | 5.3 | 96 | 11 | 18163298 | High | 0.93 |  | 0 | 02/23/2023 | 10595512 | 04/04/2023
Rinnai America | Rinnai | (V94XI) REU-VC2737FFU-US | Federally-Regulated Consumer Product | LPG |  | 1 |  | 192000 |  |  |  | True | Instantaneous gas-fired |  | 4.7 | 84 | 25 | 20557105 | High | 0.82 |  | 0 | 02/23/2023 | 8740686 | 04/04/2023
Rinnai America | Rinnai | (RU160E) REU-N2530W-US | Federally-Regulated Consumer Product | Natural gas |  | 0 |  | 160000 |  |  |  | True | Instantaneous gas-fired |  | 4.6 | 97 | 11 | 18163298 | High | 0.93 |  | 0 | 02/23/2023 | 10595417 | 04/04/2023
Rinnai America | Rinnai | REP199E (REU-VEP2730WD-US) | Federally-Regulated Consumer Product | LPG |  | 0 |  | 199000 |  |  |  | True | Instantaneous gas-fired |  | 4.9 | 82 | 12 | 20856306 | High | 0.81 |  | 0 | 02/23/2023 | 208816537 | 04/04/2023
Rinnai America | Rinnai | RE160E (REU-VE2125WD-US) | Federally-Regulated Consumer Product | Natural gas |  | 0 |  | 160000 |  |  |  | True | Instantaneous gas-fired |  | 3.7 | 83 | 9 | 13652015 | Medium | 0.81 |  | 0 | 02/23/2023 | 208210673 | 04/04/2023
Rinnai America | Rinnai | REU-VC2837WD-US | Federally-Regulated Consumer Product | LPG |  | 1 |  | 199000 |  |  |  | True | Instantaneous gas-fired |  | 4.8 | 82 | 27 | 20805126 | High | 0.81 |  | 0 | 02/23/2023 | 5035305 | 04/04/2023
Rinnai America | Rinnai | RE199E (REU-VE2737WD-US) | Federally-Regulated Consumer Product | Natural gas |  | 0 |  | 199000 |  |  |  | True | Instantaneous gas-fired |  | 4.7 | 82 | 12 | 20601461 | High | 0.82 |  | 0 | 02/23/2023 | 208210675 | 04/04/2023
Rinnai America | Rinnai | RE160E (REU-VE2125WD-US) | Federally-Regulated Consumer Product | LPG |  | 0 |  | 160000 |  |  |  | True | Instantaneous gas-fired |  | 3.7 | 83 | 9 | 13652015 | Medium | 0.81 |  | 0 | 02/23/2023 | 208210673 | 04/04/2023
Rinnai America | Rinnai | RE180E (REU-VE2432WD-US) | Federally-Regulated Consumer Product | Natural gas |  | 0 |  | 180000 |  |  |  | True | Instantaneous gas-fired |  | 4.2 | 82 | 7 | 20618521 | High | 0.82 |  | 0 | 02/23/2023 | 208210674 | 04/04/2023
Rinnai America | Rinnai | RE140E (REU-VE1720WD-US) | Federally-Regulated Consumer Product | Natural gas |  | 0 |  | 140000 |  |  |  | True | Instantaneous gas-fired |  | 3.2 | 83 | 11 | 13645191 | Medium | 0.81 |  | 0 | 02/23/2023 | 208210672 | 04/04/2023
Rinnai America | Rinnai | (RU160E) REU-N2530W-US | Federally-Regulated Consumer Product | LPG |  | 0 |  | 160000 |  |  |  | True | Instantaneous gas-fired |  | 4.6 | 97 | 11 | 18163298 | High | 0.93 |  | 0 | 02/23/2023 | 10595417 | 04/04/2023
Rinnai America | Rinnai | (RU160I) REU-N2530FF-US | Federally-Regulated Consumer Product | LPG |  | 0 |  | 160000 |  |  |  | True | Instantaneous gas-fired |  | 4.1 | 97 | 26 | 18112118 | High | 0.93 |  | 0 | 02/23/2023 | 10595452 | 04/04/2023
Rinnai America | Rinnai | (RU180I) REU-N2934FF-US | Federally-Regulated Consumer Product | Natural gas |  | 0 |  | 180000 |  |  |  | True | Instantaneous gas-fired |  | 5.3 | 96 | 11 | 18163298 | High | 0.93 |  | 0 | 02/23/2023 | 10595512 | 04/04/2023
Rinnai America | Rinnai | REP199I (REU-VEP2730FFD-US) | Federally-Regulated Consumer Product | Natural gas |  | 0 |  | 199000 |  |  |  | True | Instantaneous gas-fired |  | 4.8 | 84 | 16 | 20587813 | High | 0.82 |  | 0 | 02/23/2023 | 208816536 | 04/04/2023
Rinnai America | Rinnai | V53DE (REU-AM1620WD-US) | Federally-Regulated Consumer Product | LPG |  | 0 |  | 120000 |  |  |  | True | Instantaneous gas-fired |  | 3 | 83 | 1 | 13679311 | Medium | 0.81 |  | 0 | 02/23/2023 | 202029992 | 04/04/2023
Rinnai America | Rinnai | (RU199E) REU-N3237W-US | Federally-Regulated Consumer Product | Natural gas |  | 0 |  | 199000 |  |  |  | True | Instantaneous gas-fired |  | 5.6 | 97 | 11 | 18163298 | High | 0.93 |  | 0 | 02/23/2023 | 10595466 | 04/04/2023
Rinnai America | Rinnai | RE140E (REU-VE1720WD-US) | Federally-Regulated Consumer Product | LPG |  | 0 |  | 140000 |  |  |  | True | Instantaneous gas-fired |  | 3.2 | 83 | 11 | 13645191 | Medium | 0.81 |  | 0 | 02/23/2023 | 208210672 | 04/04/2023
Rinnai America | Rinnai | (RU180E) REU-N2934W-US | Federally-Regulated Consumer Product | LPG |  | 0 |  | 180000 |  |  |  | True | Instantaneous gas-fired |  | 5.3 | 97 | 11 | 18163298 | High | 0.93 |  | 0 | 04/04/2023 | 10595463 | 04/04/2023
Rinnai America | Rinnai | REU-VC2837WD-US | Federally-Regulated Consumer Product | Natural gas |  | 1 |  | 199000 |  |  |  | True | Instantaneous gas-fired |  | 4.8 | 82 | 27 | 20805126 | High | 0.81 |  | 0 | 04/04/2023 | 5035305 | 04/04/2023
Rinnai America | Rinnai | (RU199I) REU-N3237FF-US | Federally-Regulated Consumer Product | Natural gas |  | 0 |  | 199000 |  |  |  | True | Instantaneous gas-fired |  | 5.7 | 97 | 27 | 18108706 | High | 0.93 |  | 0 | 04/04/2023 | 10595468 | 04/04/2023
Rinnai America | Rinnai | RE199E (REU-VE2737WD-US) | Federally-Regulated Consumer Product | LPG |  | 0 |  | 199000 |  |  |  | True | Instantaneous gas-fired |  | 4.7 | 82 | 12 | 20601461 | High | 0.82 |  | 0 | 04/04/2023 | 208210675 | 04/04/2023
Rinnai America | Rinnai | (RU180E) REU-N2934W-US | Federally-Regulated Consumer Product | Natural gas |  | 0 |  | 180000 |  |  |  | True | Instantaneous gas-fired |  | 5.3 | 97 | 11 | 18163298 | High | 0.93 |  | 0 | 04/04/2023 | 10595463 | 04/04/2023
Rinnai America | Rinnai | (V94E) REU-VC2837W-US | Federally-Regulated Consumer Product | Natural gas |  | 1 |  | 199000 |  |  |  | True | Instantaneous gas-fired |  | 4.8 | 82 | 27 | 20805126 | High | 0.81 |  | 0 | 04/04/2023 | 8669106 | 04/04/2023
Rinnai America | Rinnai | REP160E (REU-VEP2125WD-US) | Federally-Regulated Consumer Product | Natural gas |  | 0 |  | 160000 |  |  |  | True | Instantaneous gas-fired |  | 3.7 | 83 | 9 | 13652015 | Medium | 0.81 |  | 0 | 04/04/2023 | 208210798 | 04/04/2023
Rinnai America | Rinnai | V53DE (REU-AM1620WD-US) | Federally-Regulated Consumer Product | Natural gas |  | 0 |  | 120000 |  |  |  | True | Instantaneous gas-fired |  | 3 | 83 | 1 | 13679311 | Medium | 0.81 |  | 0 | 04/04/2023 | 202029992 | 04/04/2023
Rinnai America | Rinnai | RE180E (REU-VE2432WD-US) | Federally-Regulated Consumer Product | LPG |  | 0 |  | 180000 |  |  |  | True | Instantaneous gas-fired |  | 4.2 | 82 | 7 | 20618521 | High | 0.82 |  | 0 | 04/04/2023 | 208210674 | 04/04/2023
Rinnai America | Rinnai | REP160E (REU-VEP2125WD-US) | Federally-Regulated Consumer Product | LPG |  | 0 |  | 160000 |  |  |  | True | Instantaneous gas-fired |  | 3.7 | 83 | 9 | 13652015 | Medium | 0.81 |  | 0 | 04/04/2023 | 208210798 | 04/04/2023
Rinnai America | Rinnai | RE199I (REU-VE2737FFD-US) | Federally-Regulated Consumer Product | Natural gas |  | 0 |  | 199000 |  |  |  | True | Instantaneous gas-fired |  | 4.6 | 83 | 16 | 20587813 | High | 0.82 |  | 0 | 04/04/2023 | 208210671 | 04/04/2023
Rinnai America | Rinnai | (RU199I) REU-N3237FF-US | Federally-Regulated Consumer Product | LPG |  | 0 |  | 199000 |  |  |  | True | Instantaneous gas-fired |  | 5.7 | 97 | 27 | 18108706 | High | 0.93 |  | 0 | 04/04/2023 | 10595468 | 04/04/2023
Rinnai America | Rinnai | REP199I (REU-VEP2730FFD-US) | Federally-Regulated Consumer Product | LPG |  | 0 |  | 199000 |  |  |  | True | Instantaneous gas-fired |  | 4.8 | 84 | 16 | 20587813 | High | 0.82 |  | 0 | 04/04/2023 | 208816536 | 04/04/2023
Rinnai America | Rinnai | REP199E (REU-VEP2730WD-US) | Federally-Regulated Consumer Product | Natural gas |  | 0 |  | 199000 |  |  |  | True | Instantaneous gas-fired |  | 4.9 | 82 | 12 | 20856306 | High | 0.81 |  | 0 | 04/04/2023 | 208816537 | 04/04/2023
Rinnai America | Rinnai | (RU160I) REU-N2530FF-US | Federally-Regulated Consumer Product | Natural gas |  | 0 |  | 160000 |  |  |  | True | Instantaneous gas-fired |  | 4.1 | 97 | 26 | 18112118 | High | 0.93 |  | 0 | 04/04/2023 | 10595452 | 04/04/2023
Rinnai America | Rinnai | REU-VC2737FFUD-US | Federally-Regulated Consumer Product | Natural gas |  | 1 |  | 192000 |  |  |  | True | Instantaneous gas-fired |  | 4.7 | 84 | 19 | 20577577 | High | 0.82 |  | 0 | 04/04/2023 | 7370926 | 04/04/2023
Rinnai America | Rinnai | RE199I (REU-VE2737FFD-US) | Federally-Regulated Consumer Product | LPG |  | 0 |  | 199000 |  |  |  | True | Instantaneous gas-fired |  | 4.6 | 83 | 16 | 20587813 | High | 0.82 |  | 0 | 04/04/2023 | 208210671 | 04/04/2023
Rinnai America | Rinnai | (V94XI) REU-VC2737FFU-US | Federally-Regulated Consumer Product | Natural gas |  | 1 |  | 192000 |  |  |  | True | Instantaneous gas-fired |  | 4.7 | 84 | 25 | 20557105 | High | 0.82 |  | 0 | 04/04/2023 | 8740686 | 04/04/2023
Rinnai America | Rinnai | (V94E) REU-VC2837W-US | Federally-Regulated Consumer Product | LPG |  | 1 |  | 199000 |  |  |  | True | Instantaneous gas-fired |  | 4.8 | 82 | 27 | 20805126 | High | 0.81 |  | 0 | 04/04/2023 | 8669106 | 04/04/2023
Rinnai America | Rinnai | (RU199E) REU-N3237W-US | Federally-Regulated Consumer Product | LPG |  | 0 |  | 199000 |  |  |  | True | Instantaneous gas-fired |  | 5.6 | 97 | 11 | 18163298 | High | 0.93 |  | 0 | 04/04/2023 | 10595466 | 04/04/2023
Rinnai America | Rinnai | (RU180I) REU-N2934FF-US | Federally-Regulated Consumer Product | LPG |  | 0 |  | 180000 |  |  |  | True | Instantaneous gas-fired |  | 5.3 | 96 | 11 | 18163298 | High | 0.93 |  | 0 | 04/04/2023 | 10595512 | 04/04/2023
Rinnai America | Rinnai | (V94XI) REU-VC2737FFU-US | Federally-Regulated Consumer Product | LPG |  | 1 |  | 192000 |  |  |  | True | Instantaneous gas-fired |  | 4.7 | 84 | 25 | 20557105 | High | 0.82 |  | 0 | 04/04/2023 | 8740686 | 04/04/2023
Rinnai America | Rinnai | (RU160E) REU-N2530W-US | Federally-Regulated Consumer Product | Natural gas |  | 0 |  | 160000 |  |  |  | True | Instantaneous gas-fired |  | 4.6 | 97 | 11 | 18163298 | High | 0.93 |  | 0 | 04/04/2023 | 10595417 | 04/04/2023
Rinnai America | Rinnai | REP199E (REU-VEP2730WD-US) | Federally-Regulated Consumer Product | LPG |  | 0 |  | 199000 |  |  |  | True | Instantaneous gas-fired |  | 4.9 | 82 | 12 | 20856306 | High | 0.81 |  | 0 | 04/04/2023 | 208816537 | 04/04/2023
Rinnai America | Rinnai | RE160E (REU-VE2125WD-US) | Federally-Regulated Consumer Product | Natural gas |  | 0 |  | 160000 |  |  |  | True | Instantaneous gas-fired |  | 3.7 | 83 | 9 | 13652015 | Medium | 0.81 |  | 0 | 04/04/2023 | 208210673 | 04/04/2023
Rinnai America | Rinnai | REU-VC2837WD-US | Federally-Regulated Consumer Product | LPG |  | 1 |  | 199000 |  |  |  | True | Instantaneous gas-fired |  | 4.8 | 82 | 27 | 20805126 | High | 0.81 |  | 0 | 04/04/2023 | 5035305 | 04/04/2023
Rinnai America | Rinnai | RE199E (REU-VE2737WD-US) | Federally-Regulated Consumer Product | Natural gas |  | 0 |  | 199000 |  |  |  | True | Instantaneous gas-fired |  | 4.7 | 82 | 12 | 20601461 | High | 0.82 |  | 0 | 04/04/2023 | 208210675 | 04/04/2023
Rinnai America | Rinnai | RE160E (REU-VE2125WD-US) | Federally-Regulated Consumer Product | LPG |  | 0 |  | 160000 |  |  |  | True | Instantaneous gas-fired |  | 3.7 | 83 | 9 | 13652015 | Medium | 0.81 |  | 0 | 04/04/2023 | 208210673 | 04/04/2023
Rinnai America | Rinnai | RE180E (REU-VE2432WD-US) | Federally-Regulated Consumer Product | Natural gas |  | 0 |  | 180000 |  |  |  | True | Instantaneous gas-fired |  | 4.2 | 82 | 7 | 20618521 | High | 0.82 |  | 0 | 04/04/2023 | 208210674 | 04/04/2023
Rinnai America | Rinnai | RE140E (REU-VE1720WD-US) | Federally-Regulated Consumer Product | Natural gas |  | 0 |  | 140000 |  |  |  | True | Instantaneous gas-fired |  | 3.2 | 83 | 11 | 13645191 | Medium | 0.81 |  | 0 | 04/04/2023 | 208210672 | 04/04/2023
Rinnai America | Rinnai | (RU160E) REU-N2530W-US | Federally-Regulated Consumer Product | LPG |  | 0 |  | 160000 |  |  |  | True | Instantaneous gas-fired |  | 4.6 | 97 | 11 | 18163298 | High | 0.93 |  | 0 | 04/04/2023 | 10595417 | 04/04/2023
Rinnai America | Rinnai | (RU160I) REU-N2530FF-US | Federally-Regulated Consumer Product | LPG |  | 0 |  | 160000 |  |  |  | True | Instantaneous gas-fired |  | 4.1 | 97 | 26 | 18112118 | High | 0.93 |  | 0 | 04/04/2023 | 10595452 | 04/04/2023
Rinnai America | Rinnai | (RU180I) REU-N2934FF-US | Federally-Regulated Consumer Product | Natural gas |  | 0 |  | 180000 |  |  |  | True | Instantaneous gas-fired |  | 5.3 | 96 | 11 | 18163298 | High | 0.93 |  | 0 | 04/04/2023 | 10595512 | 04/04/2023
Rinnai America | Rinnai | REP199I (REU-VEP2730FFD-US) | Federally-Regulated Consumer Product | Natural gas |  | 0 |  | 199000 |  |  |  | True | Instantaneous gas-fired |  | 4.8 | 84 | 16 | 20587813 | High | 0.82 |  | 0 | 04/04/2023 | 208816536 | 04/04/2023
Rinnai America | Rinnai | V53DE (REU-AM1620WD-US) | Federally-Regulated Consumer Product | LPG |  | 0 |  | 120000 |  |  |  | True | Instantaneous gas-fired |  | 3 | 83 | 1 | 13679311 | Medium | 0.81 |  | 0 | 04/04/2023 | 202029992 | 04/04/2023
Rinnai America | Rinnai | (RU199E) REU-N3237W-US | Federally-Regulated Consumer Product | Natural gas |  | 0 |  | 199000 |  |  |  | True | Instantaneous gas-fired |  | 5.6 | 97 | 11 | 18163298 | High | 0.93 |  | 0 | 04/04/2023 | 10595466 | 04/04/2023
Rinnai America | Rinnai | RE140E (REU-VE1720WD-US) | Federally-Regulated Consumer Product | LPG |  | 0 |  | 140000 |  |  |  | True | Instantaneous gas-fired |  | 3.2 | 83 | 11 | 13645191 | Medium | 0.81 |  | 0 | 04/04/2023 | 208210672 | 04/04/2023
Rheem Sales Company, Inc. | Rheem | PROG50-38N RH60 TT | Federally-Regulated Consumer Product | Natural gas |  | 48 |  | 38000 | True |  |  | False | Gas-fired storage | 85 |  | 83 | 0 | 26448082 | High | 0.64 |  |  | 03/21/2023 | 206214378 | 04/06/2023
Rheem Sales Company, Inc. | Rheem | XP50T06HE36U0 | Federally-Regulated Consumer Product | LPG |  | 48 |  | 36000 | True |  |  | False | Gas-fired storage | 75 |  | 78 | 0 | 26448082 | High | 0.64 |  |  | 03/21/2023 | 6988309 | 04/06/2023
Rheem Sales Company, Inc. | Rheem | PRO+G50S-40N RH67 PD | Federally-Regulated Consumer Product | Natural gas |  | 48 |  | 40000 | True |  |  | False | Gas-fired storage | 78 |  | 77 | 27 | 24439430 | High | 0.69 |  |  | 03/21/2023 | 6528550 | 04/06/2023
Rheem Sales Company, Inc. | Rheem | PROG40S-34N RH62 * | Federally-Regulated Consumer Product | Natural gas |  | 38 |  | 34000 | True |  |  | False | Gas-fired storage | 65 |  | 75 | 0 | 18784755 | Medium | 0.59 |  |  | 03/21/2023 | 8090590 | 04/06/2023
Rheem Sales Company, Inc. | Rheem | XG29T06EC32U1 * | Federally-Regulated Consumer Product | Natural gas |  | 28 |  | 32000 | True |  |  | True | Gas-fired storage | 62 |  | 75 | 0 | 18471676 | Medium | 0.6 |  |  | 03/21/2023 | 8087966 | 04/06/2023
Rheem Sales Company, Inc. | Rheem | PROG40S-31P RH62 | Federally-Regulated Consumer Product | LPG |  | 38 |  | 31000 | True |  |  | False | Gas-fired storage | 65 |  | 75 | 0 | 18784755 | Medium | 0.59 |  |  | 03/21/2023 | 8068163 | 04/06/2023
Rheem Sales Company, Inc. | Rheem | PRO+G40-36P RH62 | Federally-Regulated Consumer Product | LPG |  | 38 |  | 36000 | True |  |  | False | Gas-fired storage | 84 |  | 80 | 0 | 25646625 | High | 0.66 |  |  | 03/21/2023 | 8225016 | 04/06/2023
Rheem Sales Company, Inc. | Rheem | PH2R50-40F3 | Federally-Regulated Consumer Product | Natural gas |  | 48 |  | 40000 | True |  |  | False | Gas-fired storage | 76 |  | 81 | 0 | 26041188 | High | 0.65 |  |  | 03/21/2023 | 8315126 | 04/06/2023
Rheem Sales Company, Inc. | Rheem | PROG50S-40N RH61 | Federally-Regulated Consumer Product | Natural gas |  | 48 |  | 40000 | True |  |  | False | Gas-fired storage | 87 |  | 75 | 0 | 26867893 | High | 0.63 |  |  | 03/21/2023 | 8065132 | 04/06/2023
Rheem Sales Company, Inc. | Rheem | PROG50-40N RH62 TT | Federally-Regulated Consumer Product | Natural gas |  | 48 |  | 40000 | True |  |  | False | Gas-fired storage | 76 |  | 81 | 0 | 26041188 | High | 0.65 |  |  | 03/21/2023 | 206214380 | 04/06/2023
Rheem Sales Company, Inc. | Rheem | PROG50S-36N RH67 PV | Federally-Regulated Consumer Product | Natural gas |  | 48 |  | 36000 | True |  |  | False | Gas-fired storage | 78 |  | 79 | 86 | 23887672 | High | 0.7 |  |  | 03/21/2023 | 6521078 | 04/06/2023
Rheem Sales Company, Inc. | Rheem | XP29T06EC30U1 | Federally-Regulated Consumer Product | LPG |  | 28 |  | 30000 | False |  |  | True | Gas-fired storage | 62 |  | 75 | 0 | 18471676 | Medium | 0.6 |  |  | 03/21/2023 | 8065127 | 04/06/2023
Rheem Sales Company, Inc. | Rheem | RTG-95XLN-1 | Federally-Regulated Consumer Product | Natural gas |  | 0 |  | 199900 |  |  |  | False | Instantaneous gas-fired |  | 4.9 | 83 | 30 | 20794890 | High | 0.81 |  | 0 | 03/21/2023 | 8552279 | 04/06/2023
Rheem Sales Company, Inc. | Rheem | XG40T09HE40U0 | Federally-Regulated Consumer Product | Natural gas |  | 38 |  | 40000 | True |  |  | False | Gas-fired storage | 81 |  | 77 | 0 | 26041188 | High | 0.65 |  |  | 03/21/2023 | 6983552 | 04/06/2023
Rheem Sales Company, Inc. | Rheem | XG50T12HE40U0 | Federally-Regulated Consumer Product | Natural gas |  | 48 |  | 40000 | True |  |  | False | Gas-fired storage | 77 |  | 78 | 0 | 26448082 | High | 0.64 |  |  | 03/21/2023 | 6988312 | 04/06/2023
Rheem Sales Company, Inc. | Rheem | RTG-84DVLP-1 | Federally-Regulated Consumer Product | LPG |  | 0 |  | 180000 |  |  |  | False | Instantaneous gas-fired |  | 4.5 | 84 | 31 | 20536633 | High | 0.82 |  | 0 | 03/21/2023 | 8552229 | 04/06/2023
Rheem Sales Company, Inc. | Rheem | XP40S12HE36U0 | Federally-Regulated Consumer Product | LPG |  | 39 |  | 36000 | True |  |  | False | Gas-fired storage | 69 |  | 76 | 0 | 19108631 | Medium | 0.58 |  |  | 03/21/2023 | 6988320 | 04/06/2023
Rheem Sales Company, Inc. | Rheem | PRO+G50-40N RH67 PD | Federally-Regulated Consumer Product | Natural gas |  | 48 |  | 40000 | True |  |  | False | Gas-fired storage | 79 |  | 77 | 22 | 24456490 | High | 0.69 |  |  | 03/21/2023 | 6528444 | 04/06/2023
Rheem Sales Company, Inc. | Rheem | XG40S12HE38U0 | Federally-Regulated Consumer Product | Natural gas |  | 39 |  | 38000 | True |  |  | False | Gas-fired storage | 69 |  | 76 | 0 | 19108631 | Medium | 0.58 |  |  | 03/21/2023 | 6988319 | 04/06/2023
Rheem Sales Company, Inc. | Rheem | PROG40-38P RH67 PDV | Federally-Regulated Consumer Product | LPG |  | 38 |  | 38000 | True |  |  | False | Gas-fired storage | 67 |  | 79 | 67 | 17363469 | Medium | 0.63 |  |  | 03/21/2023 | 6521083 | 04/06/2023
Rheem Sales Company, Inc. | Rheem | PRO+G50-36P RH62 | Federally-Regulated Consumer Product | LPG |  | 48 |  | 36000 | True |  |  | False | Gas-fired storage | 76 |  | 81 | 0 | 26041188 | High | 0.65 |  |  | 03/21/2023 | 8225028 | 04/06/2023
Rheem Sales Company, Inc. | Rheem | RHE40SP | Federally-Regulated Consumer Product | LPG |  | 37 |  | 36000 | True |  |  | False | Gas-fired storage | 68 |  | 87 | 53 | 14596505 | Medium | 0.75 |  |  | 03/21/2023 | 5609872 | 04/06/2023
Rheem Sales Company, Inc. | Rheem | RTG-95XLP-1 | Federally-Regulated Consumer Product | LPG |  | 0 |  | 199900 |  |  |  | False | Instantaneous gas-fired |  | 4.9 | 83 | 30 | 20794890 | High | 0.81 |  | 0 | 03/21/2023 | 8552288 | 04/06/2023
Rheem Sales Company, Inc. | Rheem | PROG40-36P RH AX | Federally-Regulated Consumer Product | LPG |  | 38 |  | 36000 | True |  |  | False | Gas-fired storage | 84 |  | 80 | 0 | 25646625 | High | 0.66 |  |  | 03/21/2023 | 209403934 | 04/06/2023
Rheem Sales Company, Inc. | Rheem | XP40S06HE36U0 | Federally-Regulated Consumer Product | LPG |  | 39 |  | 36000 | True |  |  | False | Gas-fired storage | 67 |  | 76 | 0 | 19108631 | Medium | 0.58 |  |  | 03/21/2023 | 6988315 | 04/06/2023
Rheem Sales Company, Inc. | Rheem | PRO+G40-40N RH AX | Federally-Regulated Consumer Product | Natural gas |  | 38 |  | 40000 | True |  |  | False | Gas-fired storage | 84 |  | 80 | 0 | 25646625 | High | 0.66 |  |  | 03/21/2023 | 209403933 | 04/06/2023
Rheem Sales Company, Inc. | Rheem | PROG40-40N RH62 TT | Federally-Regulated Consumer Product | Natural gas |  | 38 |  | 40000 | True |  |  | False | Gas-fired storage | 84 |  | 80 | 0 | 25646625 | High | 0.66 |  |  | 03/21/2023 | 206214376 | 04/06/2023
Rheem Sales Company, Inc. | Rheem | PROG50S-36P RH61 | Federally-Regulated Consumer Product | LPG |  | 48 |  | 36000 | True |  |  | False | Gas-fired storage | 87 |  | 75 | 0 | 26867893 | High | 0.63 |  |  | 03/21/2023 | 8065135 | 04/06/2023
Rheem Sales Company, Inc. | Rheem | PROG40S-40N RH62 | Federally-Regulated Consumer Product | Natural gas |  | 39 |  | 40000 | True |  |  | False | Gas-fired storage | 66 |  | 75 | 0 | 19108631 | Medium | 0.58 |  |  | 03/21/2023 | 6518263 | 04/06/2023
Rheem Sales Company, Inc. | Rheem | PRO+G40-36P RH AX | Federally-Regulated Consumer Product | LPG |  | 38 |  | 36000 | True |  |  | False | Gas-fired storage | 84 |  | 80 | 0 | 25646625 | High | 0.66 |  |  | 03/21/2023 | 209403932 | 04/06/2023
Rheem Sales Company, Inc. | Rheem | XP40T06PV36U0 | Federally-Regulated Consumer Product | LPG |  | 38 |  | 36000 | True |  |  | False | Gas-fired storage | 71 |  | 79 | 65 | 16076758 | Medium | 0.68 |  |  | 03/21/2023 | 7002039 | 04/06/2023
Rheem Sales Company, Inc. | Rheem | PRO+G40S-36P RH67 PD | Federally-Regulated Consumer Product | LPG |  | 39 |  | 36000 | True |  |  | False | Gas-fired storage | 69 |  | 75 | 20 | 16982538 | Medium | 0.65 |  |  | 03/21/2023 | 8235748 | 04/06/2023
Rheem Sales Company, Inc. | Rheem | XG40S09HE38U0 | Federally-Regulated Consumer Product | Natural gas |  | 39 |  | 38000 | True |  |  | False | Gas-fired storage | 68 |  | 76 | 0 | 19108631 | Medium | 0.58 |  |  | 03/21/2023 | 6988316 | 04/06/2023
Rheem Sales Company, Inc. | Rheem | PROG40S-32P RH67 PV | Federally-Regulated Consumer Product | LPG |  | 39 |  | 32400 | True |  |  | False | Gas-fired storage | 66 |  | 74 | 61 | 16842646 | Medium | 0.65 |  |  | 03/21/2023 | 6518273 | 04/06/2023
Rheem Sales Company, Inc. | Rheem | PROPG50-36P RH67 PD* | Federally-Regulated Consumer Product | LPG |  | 48 |  | 36000 | True |  |  | False | Gas-fired storage | 79 |  | 77 | 22 | 24456490 | High | 0.69 |  |  | 03/21/2023 | 206900649 | 04/06/2023
Rheem Sales Company, Inc. | Rheem | XP50T09HE36U0 | Federally-Regulated Consumer Product | LPG |  | 48 |  | 36000 | True |  |  | False | Gas-fired storage | 77 |  | 78 | 0 | 26448082 | High | 0.64 |  |  | 03/21/2023 | 6988311 | 04/06/2023
Rheem Sales Company, Inc. | Rheem | XG40T06TH40U0 | Federally-Regulated Consumer Product | Natural gas |  | 38 |  | 40000 | True |  |  | False | Gas-fired storage | 78 |  | 77 | 0 | 26041188 | High | 0.65 |  |  | 03/21/2023 | 210594816 | 04/06/2023
Rheem Sales Company, Inc. | Rheem | PRO+G50S-36P RH61 | Federally-Regulated Consumer Product | LPG |  | 48 |  | 36000 | True |  |  | False | Gas-fired storage | 87 |  | 75 | 0 | 26867893 | High | 0.63 |  |  | 03/21/2023 | 8065134 | 04/06/2023
Rheem Sales Company, Inc. | Rheem | PRO+G40-40N RH62 | Federally-Regulated Consumer Product | Natural gas |  | 38 |  | 40000 | True |  |  | False | Gas-fired storage | 84 |  | 80 | 0 | 25646625 | High | 0.66 |  |  | 03/21/2023 | 7507345 | 04/06/2023
Rheem Sales Company, Inc. | Rheem | 42XR50-40F3 | Federally-Regulated Consumer Product | Natural gas |  | 48 |  | 40000 | True |  |  | False | Gas-fired storage | 76 |  | 81 | 0 | 26041188 | High | 0.65 |  |  | 03/21/2023 | 8315131 | 04/06/2023
Rheem Sales Company, Inc. | Rheem | RTG-84XLN-1 | Federally-Regulated Consumer Product | Natural gas |  | 0 |  | 180000 |  |  |  | False | Instantaneous gas-fired |  | 4.5 | 83 | 30 | 20794890 | High | 0.81 |  | 0 | 03/21/2023 | 8552298 | 04/06/2023
Rheem Sales Company, Inc. | Rheem | RHE50P | Federally-Regulated Consumer Product | LPG |  | 46 |  | 36000 | True |  |  | False | Gas-fired storage | 87 |  | 89 | 76 | 20899154 | High | 0.8 |  |  | 03/21/2023 | 5609874 | 04/06/2023
Rheem Sales Company, Inc. | Rheem | XG50T12DM40U0 | Federally-Regulated Consumer Product | Natural gas |  | 48 |  | 40000 | True |  |  | False | Gas-fired storage | 79 |  | 77 | 22 | 24456490 | High | 0.69 |  |  | 03/21/2023 | 7002043 | 04/06/2023
Rheem Sales Company, Inc. | Rheem | RTG-95DVLN-1 | Federally-Regulated Consumer Product | Natural gas |  | 0 |  | 199900 |  |  |  | False | Instantaneous gas-fired |  | 5 | 84 | 31 | 20536633 | High | 0.82 |  | 0 | 03/21/2023 | 8552226 | 04/06/2023
Rheem Sales Company, Inc. | Rheem | PROG40-40N RH67 PDV | Federally-Regulated Consumer Product | Natural gas |  | 38 |  | 40000 | True |  |  | False | Gas-fired storage | 67 |  | 79 | 67 | 17363469 | Medium | 0.63 |  |  | 03/21/2023 | 6521082 | 04/06/2023
Rheem Sales Company, Inc. | Rheem | XG40S12DM40U0 | Federally-Regulated Consumer Product | Natural gas |  | 39 |  | 40000 | True |  |  | False | Gas-fired storage | 69 |  | 75 | 20 | 16982538 | Medium | 0.65 |  |  | 03/21/2023 | 7002033 | 04/06/2023
Rheem Sales Company, Inc. | Rheem | XG50T06HE40U0 * | Federally-Regulated Consumer Product | Natural gas |  | 48 |  | 40000 | True |  |  | False | Gas-fired storage | 75 |  | 78 | 0 | 26448082 | High | 0.64 |  |  | 03/21/2023 | 10609350 | 04/06/2023
Rheem Sales Company, Inc. | Rheem | XP50T12DM36U0 | Federally-Regulated Consumer Product | LPG |  | 48 |  | 36000 | True |  |  | False | Gas-fired storage | 79 |  | 77 | 22 | 24456490 | High | 0.69 |  |  | 03/21/2023 | 7002036 | 04/06/2023
Rheem Sales Company, Inc. | Rheem | PRO+G55-45P RH59 | Federally-Regulated Consumer Product | LPG |  | 55 |  | 45000 | True |  |  | False | Gas-fired storage | 91 |  | 75 | 0 | 27301246 | High | 0.62 |  |  | 03/21/2023 | 8077756 | 04/06/2023
Rheem Sales Company, Inc. | Rheem | PRO+G50S-40N RH61 | Federally-Regulated Consumer Product | Natural gas |  | 48 |  | 40000 | True |  |  | False | Gas-fired storage | 87 |  | 75 | 0 | 26867893 | High | 0.63 |  |  | 03/21/2023 | 8065131 | 04/06/2023
Rheem Sales Company, Inc. | Rheem | PROG40-36P RH67 PV | Federally-Regulated Consumer Product | LPG |  | 38 |  | 36000 | True |  |  | False | Gas-fired storage | 71 |  | 79 | 65 | 16076758 | Medium | 0.68 |  |  | 03/21/2023 | 6518269 | 04/06/2023
Rheem Sales Company, Inc. | Rheem | PRO+G55-50N RH59 | Federally-Regulated Consumer Product | Natural gas |  | 55 |  | 50000 | True |  |  | False | Gas-fired storage | 91 |  | 75 | 0 | 27301246 | High | 0.62 |  |  | 03/21/2023 | 8077755 | 04/06/2023
Rheem Sales Company, Inc. | Rheem | PRO+G38-36P RH69 PD | Federally-Regulated Consumer Product | LPG |  | 37 |  | 36000 | True |  |  | False | Gas-fired storage | 66 |  | 77 | 25 | 16213238 | Medium | 0.68 |  |  | 03/21/2023 | 6539852 | 04/06/2023
Rheem Sales Company, Inc. | Rheem | PROG50-36P RH62 | Federally-Regulated Consumer Product | LPG |  | 48 |  | 36000 | True |  |  | False | Gas-fired storage | 76 |  | 81 | 0 | 26041188 | High | 0.65 |  |  | 03/21/2023 | 6518267 | 04/06/2023
Rheem Sales Company, Inc. | Rheem | PROG40-40N RH62 | Federally-Regulated Consumer Product | Natural gas |  | 38 |  | 40000 | True |  |  | False | Gas-fired storage | 84 |  | 80 | 0 | 25646625 | High | 0.66 |  |  | 03/21/2023 | 6518260 | 04/06/2023
Rheem Sales Company, Inc. | Rheem | PROG40-36P RH62 | Federally-Regulated Consumer Product | LPG |  | 38 |  | 36000 | True |  |  | False | Gas-fired storage | 84 |  | 80 | 0 | 25646625 | High | 0.66 |  |  | 03/21/2023 | 8225015 | 04/06/2023
Rheem Sales Company, Inc. | Rheem | P2R-40SF | Federally-Regulated Consumer Product | Natural gas |  | 39 |  | 40000 | True |  |  | False | Gas-fired storage | 66 |  | 75 | 0 | 19108631 | Medium | 0.58 |  |  | 03/21/2023 | 2112749 | 04/06/2023
Rheem Sales Company, Inc. | Rheem | XP40T12HE36U0 | Federally-Regulated Consumer Product | LPG |  | 38 |  | 36000 | True |  |  | False | Gas-fired storage | 84 |  | 77 | 0 | 26041188 | High | 0.65 |  |  | 03/21/2023 | 6983835 | 04/06/2023
Rheem Sales Company, Inc. | Rheem | XG40S06HE38U0 | Federally-Regulated Consumer Product | Natural gas |  | 39 |  | 38000 | True |  |  | False | Gas-fired storage | 67 |  | 76 | 0 | 19108631 | Medium | 0.58 |  |  | 03/21/2023 | 6988314 | 04/06/2023
Rheem Sales Company, Inc. | Rheem | XP50S12DM36U0 | Federally-Regulated Consumer Product | LPG |  | 48 |  | 36000 | True |  |  | False | Gas-fired storage | 78 |  | 77 | 27 | 24439430 | High | 0.69 |  |  | 03/21/2023 | 7002037 | 04/06/2023
Rheem Sales Company, Inc. | Rheem | XG40T12HE40U0 | Federally-Regulated Consumer Product | Natural gas |  | 38 |  | 40000 | True |  |  | False | Gas-fired storage | 84 |  | 77 | 0 | 26041188 | High | 0.65 |  |  | 03/21/2023 | 6983772 | 04/06/2023
Rheem Sales Company, Inc. | Rheem | XP40S12DM36U0 | Federally-Regulated Consumer Product | LPG |  | 39 |  | 36000 | True |  |  | False | Gas-fired storage | 69 |  | 75 | 20 | 16982538 | Medium | 0.65 |  |  | 03/21/2023 | 7002034 | 04/06/2023
Rheem Sales Company, Inc. | Rheem | PROG40S-36N RH67 PV | Federally-Regulated Consumer Product | Natural gas |  | 39 |  | 36000 | True |  |  | False | Gas-fired storage | 66 |  | 74 | 61 | 16842646 | Medium | 0.65 |  |  | 03/21/2023 | 6518272 | 04/06/2023
Rheem Sales Company, Inc. | Rheem | XP40S09HE36U0 | Federally-Regulated Consumer Product | LPG |  | 39 |  | 36000 | True |  |  | False | Gas-fired storage | 68 |  | 76 | 0 | 19108631 | Medium | 0.58 |  |  | 03/21/2023 | 6988317 | 04/06/2023
Rheem Sales Company, Inc. | Rheem | RTG-84DVLPWA-1 | Federally-Regulated Consumer Product | LPG |  | 0 |  | 180000 |  |  |  | False | Instantaneous gas-fired |  | 4.5 | 84 | 31 | 20536633 | High | 0.82 |  | 0 | 03/21/2023 | 8552235 | 04/06/2023
Rheem Sales Company, Inc. | Rheem | PROPG38-36P RH69 PD* | Federally-Regulated Consumer Product | LPG |  | 37 |  | 36000 | True |  |  | False | Gas-fired storage | 66 |  | 77 | 25 | 16213238 | Medium | 0.68 |  |  | 03/21/2023 | 206900645 | 04/06/2023
Rheem Sales Company, Inc. | Rheem | 24X40SF1 * | Federally-Regulated Consumer Product | Natural gas |  | 38 |  | 34000 | True |  |  | False | Gas-fired storage | 65 |  | 75 | 0 | 18784755 | Medium | 0.59 |  |  | 03/21/2023 | 8170605 | 04/06/2023
Rheem Sales Company, Inc. | Rheem | PRO+G50-36P RH67 PD | Federally-Regulated Consumer Product | LPG |  | 48 |  | 36000 | True |  |  | False | Gas-fired storage | 79 |  | 77 | 22 | 24456490 | High | 0.69 |  |  | 03/21/2023 | 6528459 | 04/06/2023
Rheem Sales Company, Inc. | Rheem | XG50T09HE40U0 | Federally-Regulated Consumer Product | Natural gas |  | 48 |  | 40000 | True |  |  | False | Gas-fired storage | 77 |  | 78 | 0 | 26448082 | High | 0.64 |  |  | 03/21/2023 | 6988310 | 04/06/2023
Rheem Sales Company, Inc. | Rheem | XP50T12HE36U0 | Federally-Regulated Consumer Product | LPG |  | 48 |  | 36000 | True |  |  | False | Gas-fired storage | 77 |  | 78 | 0 | 26448082 | High | 0.64 |  |  | 03/21/2023 | 6988313 | 04/06/2023
Rheem Sales Company, Inc. | Rheem | RTG-84XLNWA-1 | Federally-Regulated Consumer Product | Natural gas |  | 0 |  | 180000 |  |  |  | False | Instantaneous gas-fired |  | 4.5 | 83 | 30 | 20794890 | High | 0.81 |  | 0 | 03/21/2023 | 8552299 | 04/06/2023
Rheem Sales Company, Inc. | Rheem | XP40T09HE36U0 | Federally-Regulated Consumer Product | LPG |  | 38 |  | 36000 | True |  |  | False | Gas-fired storage | 81 |  | 77 | 0 | 26041188 | High | 0.65 |  |  | 03/21/2023 | 6983417 | 04/06/2023
Rheem Sales Company, Inc. | Rheem | PROG50S-32P RH67 PV | Federally-Regulated Consumer Product | LPG |  | 48 |  | 32400 | True |  |  | False | Gas-fired storage | 78 |  | 79 | 86 | 23887672 | High | 0.7 |  |  | 03/21/2023 | 6521079 | 04/06/2023
Rheem Sales Company, Inc. | Rheem | PROPG50-40N RH67 PD* | Federally-Regulated Consumer Product | Natural gas |  | 48 |  | 40000 | True |  |  | False | Gas-fired storage | 79 |  | 77 | 22 | 24456490 | High | 0.69 |  |  | 03/21/2023 | 206900648 | 04/06/2023
Rheem Sales Company, Inc. | Rheem | RTG-84DVLN-1 | Federally-Regulated Consumer Product | Natural gas |  | 0 |  | 180000 |  |  |  | False | Instantaneous gas-fired |  | 4.5 | 84 | 31 | 20536633 | High | 0.82 |  | 0 | 03/21/2023 | 8552228 | 04/06/2023
Rheem Sales Company, Inc. | Rheem | 42XR40-40F3 | Federally-Regulated Consumer Product | Natural gas |  | 38 |  | 40000 | True |  |  | False | Gas-fired storage | 84 |  | 80 | 0 | 25646625 | High | 0.66 |  |  | 03/21/2023 | 8315121 | 04/06/2023
Rheem Sales Company, Inc. | Rheem | XG50T06TH40U0 | Federally-Regulated Consumer Product | Natural gas |  | 48 |  | 40000 | True |  |  | False | Gas-fired storage | 77 |  | 78 | 0 | 26448082 | High | 0.64 |  |  | 03/21/2023 | 210594818 | 04/06/2023
Rheem Sales Company, Inc. | Rheem | PRO+G40S-40N RH67 PD | Federally-Regulated Consumer Product | Natural gas |  | 39 |  | 40000 | True |  |  | False | Gas-fired storage | 69 |  | 75 | 20 | 16982538 | Medium | 0.65 |  |  | 03/21/2023 | 8235746 | 04/06/2023
Rheem Sales Company, Inc. | Rheem | PROG40-40N RH AX | Federally-Regulated Consumer Product | Natural gas |  | 38 |  | 40000 | True |  |  | False | Gas-fired storage | 84 |  | 80 | 0 | 25646625 | High | 0.66 |  |  | 03/21/2023 | 209403935 | 04/06/2023
Rheem Sales Company, Inc. | Rheem | PRO+G50S-36P RH67 PD | Federally-Regulated Consumer Product | LPG |  | 48 |  | 36000 | True |  |  | False | Gas-fired storage | 78 |  | 77 | 27 | 24439430 | High | 0.69 |  |  | 03/21/2023 | 6528551 | 04/06/2023
Rheem Sales Company, Inc. | Rheem | XP40T12DM36U0 | Federally-Regulated Consumer Product | LPG |  | 37 |  | 36000 | True |  |  | False | Gas-fired storage | 66 |  | 77 | 25 | 16213238 | Medium | 0.68 |  |  | 03/21/2023 | 7002032 | 04/06/2023
Rheem Sales Company, Inc. | Rheem | RHE50 | Federally-Regulated Consumer Product | Natural gas |  | 46 |  | 40000 | True |  |  | False | Gas-fired storage | 87 |  | 89 | 76 | 20899154 | High | 0.8 |  |  | 03/21/2023 | 5609873 | 04/06/2023
Rheem Sales Company, Inc. | Rheem | RTG-95DVLP-1 | Federally-Regulated Consumer Product | LPG |  | 0 |  | 199900 |  |  |  | False | Instantaneous gas-fired |  | 5 | 84 | 31 | 20536633 | High | 0.82 |  | 0 | 03/21/2023 | 8552227 | 04/06/2023
Rheem Sales Company, Inc. | Rheem | PRO+G50-40N RH62 | Federally-Regulated Consumer Product | Natural gas |  | 48 |  | 40000 | True |  |  | False | Gas-fired storage | 76 |  | 81 | 0 | 26041188 | High | 0.65 |  |  | 03/21/2023 | 8225023 | 04/06/2023
Rheem Sales Company, Inc. | Ruud | RUTGH-95DVLN-2 | Federally-Regulated Consumer Product | Natural gas |  | 0 |  | 199900 |  |  |  | False | Instantaneous gas-fired |  | 5.7 | 97 | 32 | 18091646 | High | 0.93 |  | 0 | 03/21/2023 | 202068318 | 04/06/2023
Rheem Sales Company, Inc. | Ruud | RUTGH-90DVLP-2 | Federally-Regulated Consumer Product | LPG |  | 0 |  | 180000 |  |  |  | False | Instantaneous gas-fired |  | 5.2 | 97 | 34 | 18084822 | High | 0.93 |  | 0 | 03/21/2023 | 202067560 | 04/06/2023
Rheem Sales Company, Inc. | Ruud | RUTGH-90DVLN-2 | Federally-Regulated Consumer Product | Natural gas |  | 0 |  | 180000 |  |  |  | False | Instantaneous gas-fired |  | 5.2 | 97 | 34 | 18084822 | High | 0.93 |  | 0 | 03/21/2023 | 202067554 | 04/06/2023
Rheem Sales Company, Inc. | Ruud | RUTGH-90XLN-2 | Federally-Regulated Consumer Product | Natural gas |  | 0 |  | 180000 |  |  |  | False | Instantaneous gas-fired |  | 5.2 | 95 | 34 | 18084822 | High | 0.93 |  | 0 | 03/21/2023 | 205628317 | 04/06/2023
Rheem Sales Company, Inc. | Ruud | RUTG-70DVLNWA-1 | Federally-Regulated Consumer Product | Natural gas |  | 0 |  | 160000 |  |  |  | False | Instantaneous gas-fired |  | 4.1 | 85 | 31 | 20536633 | High | 0.82 |  | 0 | 03/21/2023 | 205706983 | 04/06/2023
Rheem Sales Company, Inc. | Ruud | RUTG-70DVLPWA-1 | Federally-Regulated Consumer Product | LPG |  | 0 |  | 160000 |  |  |  | False | Instantaneous gas-fired |  | 4.1 | 85 | 31 | 20536633 | High | 0.82 |  | 0 | 03/21/2023 | 205706985 | 04/06/2023
Rheem Sales Company, Inc. | Ruud | RUTG-70DVLP-1 | Federally-Regulated Consumer Product | LPG |  | 0 |  | 160000 |  |  |  | False | Instantaneous gas-fired |  | 4.1 | 85 | 31 | 20536633 | High | 0.82 |  | 0 | 03/21/2023 | 205706984 | 04/06/2023
Rheem Sales Company, Inc. | Ruud | RUTGH-95DVLP-2 | Federally-Regulated Consumer Product | LPG |  | 0 |  | 199900 |  |  |  | False | Instantaneous gas-fired |  | 5.7 | 97 | 32 | 18091646 | High | 0.93 |  | 0 | 03/21/2023 | 202068319 | 04/06/2023
Rheem Sales Company, Inc. | Ruud | RUTG-70DVLN-1 | Federally-Regulated Consumer Product | Natural gas |  | 0 |  | 160000 |  |  |  | False | Instantaneous gas-fired |  | 4.1 | 85 | 31 | 20536633 | High | 0.82 |  | 0 | 03/21/2023 | 205706982 | 04/06/2023
Rheem Sales Company, Inc. | Ruud | RUTGH-RH11DVLP * | Federally-Regulated Consumer Product | LPG |  | 0 |  | 199000 |  |  |  | False | Instantaneous gas-fired |  | 6 | 97 | 58 | 17809309 | High | 0.94 |  | 0 | 03/21/2023 | 203303907 | 04/06/2023
Rheem Sales Company, Inc. | Ruud | RUTGH-95XLN-2 | Federally-Regulated Consumer Product | Natural gas |  | 0 |  | 199900 |  |  |  | False | Instantaneous gas-fired |  | 5.6 | 96 | 34 | 18084822 | High | 0.93 |  | 0 | 03/21/2023 | 205628302 | 04/06/2023
Rheem Sales Company, Inc. | Ruud | RUTGH-RH11DVLN * | Federally-Regulated Consumer Product | Natural gas |  | 0 |  | 199000 |  |  |  | False | Instantaneous gas-fired |  | 6 | 97 | 58 | 17809309 | High | 0.94 |  | 0 | 03/21/2023 | 203303906 | 04/06/2023
Rheem Sales Company, Inc. | Ruud | RUTGH-95XLP-2 | Federally-Regulated Consumer Product | LPG |  | 0 |  | 199900 |  |  |  | False | Instantaneous gas-fired |  | 5.6 | 96 | 34 | 18084822 | High | 0.93 |  | 0 | 03/21/2023 | 205628303 | 04/06/2023
Rheem Sales Company, Inc. | Rheem | RTGH-84DVLP-2 | Federally-Regulated Consumer Product | LPG |  | 0 |  | 157000 |  |  |  | False | Instantaneous gas-fired |  | 4.6 | 97 | 34 | 18084822 | High | 0.93 |  | 0 | 03/21/2023 | 202067529 | 04/06/2023
Rheem Sales Company, Inc. | Rheem | ECOH200XLN-2 | Federally-Regulated Consumer Product | Natural gas |  | 0 |  | 199900 |  |  |  | False | Instantaneous gas-fired |  | 5.6 | 96 | 34 | 18084822 | High | 0.93 |  | 0 | 03/21/2023 | 205628297 | 04/06/2023
Rheem Sales Company, Inc. | Rheem | RTGH-90DVLP-2 | Federally-Regulated Consumer Product | LPG |  | 0 |  | 180000 |  |  |  | False | Instantaneous gas-fired |  | 5.2 | 97 | 34 | 18084822 | High | 0.93 |  | 0 | 03/21/2023 | 202067553 | 04/06/2023
Rheem Sales Company, Inc. | Rheem | ECOH200DVLN-2 | Federally-Regulated Consumer Product | Natural gas |  | 0 |  | 199900 |  |  |  | False | Instantaneous gas-fired |  | 5.7 | 97 | 32 | 18091646 | High | 0.93 |  | 0 | 03/21/2023 | 202068313 | 04/06/2023
Rheem Sales Company, Inc. | Rheem | RUTGH-RH10DVLN * | Federally-Regulated Consumer Product | Natural gas |  | 0 |  | 180000 |  |  |  | False | Instantaneous gas-fired |  | 5.2 | 97 | 29 | 17908257 | High | 0.94 |  | 0 | 03/21/2023 | 203303912 | 04/06/2023
Rheem Sales Company, Inc. | Rheem | XP40S12UHC50* | Federally-Regulated Consumer Product | LPG |  | 40 |  | 50000 | True |  |  | False | Gas-fired storage | 88 |  | 97 | 60 | 18602805 | High | 0.9 |  |  | 03/21/2023 | 210605698 | 04/06/2023
Rheem Sales Company, Inc. | Rheem | RTGH-95XLP-2 | Federally-Regulated Consumer Product | LPG |  | 0 |  | 199900 |  |  |  | False | Instantaneous gas-fired |  | 5.6 | 96 | 34 | 18084822 | High | 0.93 |  | 0 | 03/21/2023 | 205628294 | 04/06/2023
Rheem Sales Company, Inc. | Rheem | PROG50-42P RH67 PV | Federally-Regulated Consumer Product | LPG |  | 48 |  | 42000 | True |  |  | False | Gas-fired storage | 78 |  | 75 | 85 | 24602292 | High | 0.68 |  |  | 03/21/2023 | 6518278 | 04/06/2023
Rheem Sales Company, Inc. | Rheem | XG40S12UHN50* | Federally-Regulated Consumer Product | Natural gas |  | 40 |  | 50000 | True |  |  | False | Gas-fired storage | 88 |  | 97 | 60 | 18602805 | High | 0.9 |  |  | 03/21/2023 | 210605697 | 04/06/2023
Rheem Sales Company, Inc. | Rheem | XG50T12UHN50* | Federally-Regulated Consumer Product | Natural gas |  | 50 |  | 50000 | True |  |  | False | Gas-fired storage | 95 |  | 94 | 134 | 18777761 | High | 0.88 |  |  | 03/21/2023 | 210605703 | 04/06/2023
Rheem Sales Company, Inc. | Rheem | RTGH-84XLP-2 | Federally-Regulated Consumer Product | LPG |  | 0 |  | 157000 |  |  |  | False | Instantaneous gas-fired |  | 4.5 | 96 | 27 | 18108706 | High | 0.93 |  | 0 | 03/21/2023 | 205628323 | 04/06/2023
Rheem Sales Company, Inc. | Rheem | ECE G40-50U CN HE* | Federally-Regulated Consumer Product | Natural gas |  | 40 |  | 50000 | True |  |  | False | Gas-fired storage | 88 |  | 97 | 60 | 18602805 | High | 0.9 |  |  | 03/21/2023 | 210605699 | 04/06/2023
Rheem Sales Company, Inc. | Rheem | RTG-70XLP-1 | Federally-Regulated Consumer Product | LPG |  | 0 |  | 160000 |  |  |  | False | Instantaneous gas-fired |  | 4 | 84 | 31 | 20791478 | High | 0.81 |  | 0 | 03/21/2023 | 205706987 | 04/06/2023
Rheem Sales Company, Inc. | Rheem | RTGH-CM95XLP | Federally-Regulated Consumer Product | LPG |  | 0 |  | 199900 |  |  |  | False | Instantaneous gas-fired |  | 5.6 | 96 | 34 | 18084822 | High | 0.93 |  | 0 | 03/21/2023 | 10345352 | 04/06/2023
Rheem Sales Company, Inc. | Rheem | DCRTGH84DVLP-2 | Federally-Regulated Consumer Product | LPG |  | 0 |  | 157000 |  |  |  | False | Instantaneous gas-fired |  | 4.6 | 97 | 34 | 18084822 | High | 0.93 |  | 0 | 03/21/2023 | 202067524 | 04/06/2023
Rheem Sales Company, Inc. | Rheem | ECE G50-50U CN HE* | Federally-Regulated Consumer Product | Natural gas |  | 50 |  | 50000 | True |  |  | False | Gas-fired storage | 95 |  | 94 | 134 | 18777761 | High | 0.88 |  |  | 03/21/2023 | 210605705 | 04/06/2023
Rheem Sales Company, Inc. | Rheem | RTGH-68XLP-2 | Federally-Regulated Consumer Product | LPG |  | 0 |  | 120000 |  |  |  | False | Instantaneous gas-fired |  | 3.6 | 95 | 31 | 12073355 | Medium | 0.91 |  | 0 | 03/21/2023 | 202067514 | 04/06/2023
Rheem Sales Company, Inc. | Rheem | ECOH200DVLP-2 | Federally-Regulated Consumer Product | LPG |  | 0 |  | 199900 |  |  |  | False | Instantaneous gas-fired |  | 5.7 | 97 | 32 | 18091646 | High | 0.93 |  | 0 | 03/21/2023 | 202068314 | 04/06/2023
Rheem Sales Company, Inc. | Rheem | ECO160XLN3-1 | Federally-Regulated Consumer Product | Natural gas |  | 0 |  | 160000 |  |  |  | False | Instantaneous gas-fired |  | 4 | 84 | 31 | 20791478 | High | 0.81 |  | 0 | 03/21/2023 | 201921168 | 04/06/2023
Rheem Sales Company, Inc. | Rheem | RUTGH-RH10DVLP * | Federally-Regulated Consumer Product | Natural gas |  | 0 |  | 180000 |  |  |  | False | Instantaneous gas-fired |  | 5.2 | 97 | 29 | 17908257 | High | 0.94 |  | 0 | 03/21/2023 | 203303913 | 04/06/2023
Rheem Sales Company, Inc. | Rheem | PROG50-42P RH PV AX | Federally-Regulated Consumer Product | LPG |  | 48 |  | 42000 | True |  |  | False | Gas-fired storage | 78 |  | 75 | 85 | 24602292 | High | 0.68 |  |  | 03/21/2023 | 209403951 | 04/06/2023
Rheem Sales Company, Inc. | Rheem | RTGH-RH11DVLP * | Federally-Regulated Consumer Product | LPG |  | 0 |  | 199000 |  |  |  | False | Instantaneous gas-fired |  | 6 | 97 | 58 | 17809309 | High | 0.94 |  | 0 | 03/21/2023 | 203303903 | 04/06/2023
Rheem Sales Company, Inc. | Rheem | CRTGH-95DVLP-2 | Federally-Regulated Consumer Product | LPG |  | 0 |  | 199900 |  |  |  | False | Instantaneous gas-fired |  | 5.7 | 97 | 32 | 18091646 | High | 0.93 |  | 0 | 03/21/2023 | 202068310 | 04/06/2023
Rheem Sales Company, Inc. | Rheem | RTG-70DVLPWA-1 | Federally-Regulated Consumer Product | LPG |  | 0 |  | 160000 |  |  |  | False | Instantaneous gas-fired |  | 4.1 | 85 | 31 | 20536633 | High | 0.82 |  | 0 | 03/21/2023 | 205706981 | 04/06/2023
Rheem Sales Company, Inc. | Rheem | RTG-70DVLNWA-1 | Federally-Regulated Consumer Product | Natural gas |  | 0 |  | 160000 |  |  |  | False | Instantaneous gas-fired |  | 4.1 | 85 | 31 | 20536633 | High | 0.82 |  | 0 | 03/21/2023 | 201920591 | 04/06/2023
Rheem Sales Company, Inc. | Rheem | RTGH-68DVLN-2 | Federally-Regulated Consumer Product | Natural gas |  | 0 |  | 120000 |  |  |  | False | Instantaneous gas-fired |  | 3.5 | 96 | 33 | 12066531 | Medium | 0.91 |  | 0 | 03/21/2023 | 202066946 | 04/06/2023
Rheem Sales Company, Inc. | Rheem | RTG-70XLN-1 | Federally-Regulated Consumer Product | Natural gas |  | 0 |  | 160000 |  |  |  | False | Instantaneous gas-fired |  | 4 | 84 | 31 | 20791478 | High | 0.81 |  | 0 | 03/21/2023 | 201920656 | 04/06/2023
Rheem Sales Company, Inc. | Rheem | CRTGH-84DVLP-2 | Federally-Regulated Consumer Product | LPG |  | 0 |  | 157000 |  |  |  | False | Instantaneous gas-fired |  | 4.6 | 97 | 34 | 18084822 | High | 0.93 |  | 0 | 03/21/2023 | 206076871 | 04/06/2023
Rheem Sales Company, Inc. | Rheem | CRTGH-84DVLN-2 | Federally-Regulated Consumer Product | Natural gas |  | 0 |  | 157000 |  |  |  | False | Instantaneous gas-fired |  | 4.6 | 97 | 34 | 18084822 | High | 0.93 |  | 0 | 03/21/2023 | 206076870 | 04/06/2023
Rheem Sales Company, Inc. | Rheem | ECOH160DVLP-2 | Federally-Regulated Consumer Product | LPG |  | 0 |  | 157000 |  |  |  | False | Instantaneous gas-fired |  | 4.6 | 97 | 34 | 18084822 | High | 0.93 |  | 0 | 03/21/2023 | 202067526 | 04/06/2023
Rheem Sales Company, Inc. | Rheem | DCRTGH84DVLN-2 | Federally-Regulated Consumer Product | Natural gas |  | 0 |  | 157000 |  |  |  | False | Instantaneous gas-fired |  | 4.6 | 97 | 34 | 18084822 | High | 0.93 |  | 0 | 03/21/2023 | 202067523 | 04/06/2023
Rheem Sales Company, Inc. | Rheem | RTGH-68DVLP-2 | Federally-Regulated Consumer Product | LPG |  | 0 |  | 120000 |  |  |  | False | Instantaneous gas-fired |  | 3.5 | 96 | 33 | 12066531 | Medium | 0.91 |  | 0 | 03/21/2023 | 202067224 | 04/06/2023
Rheem Sales Company, Inc. | Rheem | CECOH160DVLP-2 | Federally-Regulated Consumer Product | LPG |  | 0 |  | 157000 |  |  |  | False | Instantaneous gas-fired |  | 4.6 | 97 | 34 | 18084822 | High | 0.93 |  | 0 | 03/21/2023 | 202067520 | 04/06/2023
Rheem Sales Company, Inc. | Rheem | ECOH160DVLN-2 | Federally-Regulated Consumer Product | Natural gas |  | 0 |  | 157000 |  |  |  | False | Instantaneous gas-fired |  | 4.6 | 97 | 34 | 18084822 | High | 0.93 |  | 0 | 03/21/2023 | 202067525 | 04/06/2023
Rheem Sales Company, Inc. | Rheem | RTGH-95DVLP-2 | Federally-Regulated Consumer Product | LPG |  | 0 |  | 199900 |  |  |  | False | Instantaneous gas-fired |  | 5.7 | 97 | 32 | 18091646 | High | 0.93 |  | 0 | 03/21/2023 | 202068317 | 04/06/2023
Rheem Sales Company, Inc. | Rheem | XP50T06PVX42U0 | Federally-Regulated Consumer Product | LPG |  | 48 |  | 42000 | True |  |  | False | Gas-fired storage | 78 |  | 75 | 85 | 24602292 | High | 0.68 |  |  | 03/21/2023 | 209403953 | 04/06/2023
Rheem Sales Company, Inc. | Rheem | XG50T06PVX42U0 | Federally-Regulated Consumer Product | Natural gas |  | 48 |  | 42000 | True |  |  | False | Gas-fired storage | 78 |  | 75 | 85 | 24602292 | High | 0.68 |  |  | 03/21/2023 | 209403952 | 04/06/2023
Rheem Sales Company, Inc. | Rheem | RTGH-C95XLN | Federally-Regulated Consumer Product | Natural gas |  | 0 |  | 199900 |  |  |  | False | Instantaneous gas-fired |  | 5.6 | 96 | 34 | 18084822 | High | 0.93 |  | 0 | 03/21/2023 | 10345350 | 04/06/2023
Rheem Sales Company, Inc. | Rheem | RTGH-90DVLN-2 | Federally-Regulated Consumer Product | Natural gas |  | 0 |  | 180000 |  |  |  | False | Instantaneous gas-fired |  | 5.2 | 97 | 34 | 18084822 | High | 0.93 |  | 0 | 03/21/2023 | 202067549 | 04/06/2023
Rheem Sales Company, Inc. | Rheem | ECOH180DVLP-2 | Federally-Regulated Consumer Product | LPG |  | 0 |  | 180000 |  |  |  | False | Instantaneous gas-fired |  | 5.2 | 97 | 34 | 18084822 | High | 0.93 |  | 0 | 03/21/2023 | 202067555 | 04/06/2023
Rheem Sales Company, Inc. | Rheem | RTGH-RH10DVLP * | Federally-Regulated Consumer Product | LPG |  | 0 |  | 180000 |  |  |  | False | Instantaneous gas-fired |  | 5.2 | 97 | 29 | 17908257 | High | 0.94 |  | 0 | 03/21/2023 | 203303914 | 04/06/2023
Rheem Sales Company, Inc. | Rheem | PROG50-42N RH PV AX | Federally-Regulated Consumer Product | Natural gas |  | 48 |  | 42000 | True |  |  | False | Gas-fired storage | 78 |  | 75 | 85 | 24602292 | High | 0.68 |  |  | 03/21/2023 | 209403950 | 04/06/2023
Rheem Sales Company, Inc. | Rheem | RTGH-C95XLP | Federally-Regulated Consumer Product | LPG |  | 0 |  | 199900 |  |  |  | False | Instantaneous gas-fired |  | 5.6 | 96 | 34 | 18084822 | High | 0.93 |  | 0 | 03/21/2023 | 10345351 | 04/06/2023
Rheem Sales Company, Inc. | Rheem | RTGH-95DVLN-2 | Federally-Regulated Consumer Product | Natural gas |  | 0 |  | 199900 |  |  |  | False | Instantaneous gas-fired |  | 5.7 | 97 | 32 | 18091646 | High | 0.93 |  | 0 | 03/21/2023 | 202067565 | 04/06/2023
Rheem Sales Company, Inc. | Rheem | RTG-70DVLP-1 | Federally-Regulated Consumer Product | LPG |  | 0 |  | 160000 |  |  |  | False | Instantaneous gas-fired |  | 4.1 | 85 | 31 | 20536633 | High | 0.82 |  | 0 | 03/21/2023 | 205706980 | 04/06/2023
Rheem Sales Company, Inc. | Rheem | XG50T06PV42U0 | Federally-Regulated Consumer Product | Natural gas |  | 48 |  | 42000 | True |  |  | False | Gas-fired storage | 78 |  | 75 | 85 | 24602292 | High | 0.68 |  |  | 03/21/2023 | 7002040 | 04/06/2023
Rheem Sales Company, Inc. | Rheem | ECOH200XLP-2 | Federally-Regulated Consumer Product | LPG |  | 0 |  | 199900 |  |  |  | False | Instantaneous gas-fired |  | 5.6 | 96 | 34 | 18084822 | High | 0.93 |  | 0 | 03/21/2023 | 205628299 | 04/06/2023
Rheem Sales Company, Inc. | Rheem | XP50T06PV42U0 | Federally-Regulated Consumer Product | LPG |  | 48 |  | 42000 | True |  |  | False | Gas-fired storage | 78 |  | 75 | 85 | 24602292 | High | 0.68 |  |  | 03/21/2023 | 7002041 | 04/06/2023
Rheem Sales Company, Inc. | Rheem | PROG50-42N RH67 PV | Federally-Regulated Consumer Product | Natural gas |  | 48 |  | 42000 | True |  |  | False | Gas-fired storage | 78 |  | 75 | 85 | 24602292 | High | 0.68 |  |  | 03/21/2023 | 6518277 | 04/06/2023
Rheem Sales Company, Inc. | Rheem | ECOH180DVRHLN * | Federally-Regulated Consumer Product | Natural gas |  | 0 |  | 180000 |  |  |  | False | Instantaneous gas-fired |  | 5.2 | 97 | 29 | 17908257 | High | 0.94 |  | 0 | 03/21/2023 | 206076876 | 04/06/2023
Rheem Sales Company, Inc. | Rheem | ECO160DVLN3-1 | Federally-Regulated Consumer Product | Natural gas |  | 0 |  | 160000 |  |  |  | False | Instantaneous gas-fired |  | 4.1 | 85 | 31 | 20536633 | High | 0.82 |  | 0 | 03/21/2023 | 201920585 | 04/06/2023
Rheem Sales Company, Inc. | Rheem | ECOH200DVRHLP * | Federally-Regulated Consumer Product | LPG |  | 0 |  | 199000 |  |  |  | False | Instantaneous gas-fired |  | 6 | 97 | 58 | 17809309 | High | 0.94 |  | 0 | 03/21/2023 | 203303905 | 04/06/2023
Rheem Sales Company, Inc. | Rheem | ECO160DVLP3-1 | Federally-Regulated Consumer Product | LPG |  | 0 |  | 160000 |  |  |  | False | Instantaneous gas-fired |  | 4.1 | 85 | 31 | 20536633 | High | 0.82 |  | 0 | 03/21/2023 | 201920586 | 04/06/2023
Rheem Sales Company, Inc. | Rheem | RTG-84XLPWA-1 | Federally-Regulated Consumer Product | LPG |  | 0 |  | 180000 |  |  |  | False | Instantaneous gas-fired |  | 4.5 | 83 | 30 | 20794890 | High | 0.81 |  | 0 | 03/21/2023 | 8552308 | 04/06/2023
Rheem Sales Company, Inc. | Rheem | RTGH-84DVLN-2 | Federally-Regulated Consumer Product | Natural gas |  | 0 |  | 157000 |  |  |  | False | Instantaneous gas-fired |  | 4.6 | 97 | 34 | 18084822 | High | 0.93 |  | 0 | 03/21/2023 | 202067519 | 04/06/2023
Rheem Sales Company, Inc. | Rheem | ECOH160XLP-2 | Federally-Regulated Consumer Product | LPG |  | 0 |  | 157000 |  |  |  | False | Instantaneous gas-fired |  | 4.5 | 96 | 27 | 18108706 | High | 0.93 |  | 0 | 03/21/2023 | 205628326 | 04/06/2023
Rheem Sales Company, Inc. | Rheem | ECOH180XLN-2 | Federally-Regulated Consumer Product | Natural gas |  | 0 |  | 180000 |  |  |  | False | Instantaneous gas-fired |  | 5.2 | 95 | 34 | 18084822 | High | 0.93 |  | 0 | 03/21/2023 | 205628312 | 04/06/2023
Rheem Sales Company, Inc. | Rheem | DCRTGH95DVLN-2 | Federally-Regulated Consumer Product | Natural gas |  | 0 |  | 199900 |  |  |  | False | Instantaneous gas-fired |  | 5.7 | 97 | 32 | 18091646 | High | 0.93 |  | 0 | 03/21/2023 | 206076874 | 04/06/2023
Rheem Sales Company, Inc. | Rheem | PDV50 | Federally-Regulated Consumer Product | Natural gas |  | 47 |  | 40000 | True |  |  | False | Gas-fired storage | 82 |  | 81 | 93 | 24214238 | High | 0.69 |  |  | 03/21/2023 | 2111826 | 04/06/2023
Rheem Sales Company, Inc. | Rheem | PROG50-40N RH67 PDV | Federally-Regulated Consumer Product | Natural gas |  | 47 |  | 40000 | True |  |  | False | Gas-fired storage | 82 |  | 81 | 93 | 24214238 | High | 0.69 |  |  | 03/21/2023 | 6521084 | 04/06/2023
Rheem Sales Company, Inc. | Rheem | ECO160XLP3-1 | Federally-Regulated Consumer Product | LPG |  | 0 |  | 160000 |  |  |  | False | Instantaneous gas-fired |  | 4 | 84 | 31 | 20791478 | High | 0.81 |  | 0 | 03/21/2023 | 201921169 | 04/06/2023
Rheem Sales Company, Inc. | Rheem | ECOH180XLP-2 | Federally-Regulated Consumer Product | LPG |  | 0 |  | 180000 |  |  |  | False | Instantaneous gas-fired |  | 5.2 | 95 | 34 | 18084822 | High | 0.93 |  | 0 | 03/21/2023 | 205628313 | 04/06/2023
Rheem Sales Company, Inc. | Rheem | RTGH-84XLN-2 | Federally-Regulated Consumer Product | Natural gas |  | 0 |  | 157000 |  |  |  | False | Instantaneous gas-fired |  | 4.5 | 96 | 27 | 18108706 | High | 0.93 |  | 0 | 03/21/2023 | 205622523 | 04/06/2023
Rheem Sales Company, Inc. | Rheem | ECOH200DVRHLN * | Federally-Regulated Consumer Product | Natural gas |  | 0 |  | 199000 |  |  |  | False | Instantaneous gas-fired |  | 6 | 97 | 58 | 17809309 | High | 0.94 |  | 0 | 03/21/2023 | 203303904 | 04/06/2023
Rheem Sales Company, Inc. | Rheem | RTGH-90XLP-2 | Federally-Regulated Consumer Product | LPG |  | 0 |  | 180000 |  |  |  | False | Instantaneous gas-fired |  | 5.2 | 95 | 34 | 18084822 | High | 0.93 |  | 0 | 03/21/2023 | 205628311 | 04/06/2023
Rheem Sales Company, Inc. | Rheem | ECOH180DVLN-2 | Federally-Regulated Consumer Product | Natural gas |  | 0 |  | 180000 |  |  |  | False | Instantaneous gas-fired |  | 5.2 | 97 | 34 | 18084822 | High | 0.93 |  | 0 | 03/21/2023 | 202067550 | 04/06/2023
Rheem Sales Company, Inc. | Rheem | DCRTGH95DVLP-2 | Federally-Regulated Consumer Product | LPG |  | 0 |  | 199900 |  |  |  | False | Instantaneous gas-fired |  | 5.7 | 97 | 32 | 18091646 | High | 0.93 |  | 0 | 03/21/2023 | 206076875 | 04/06/2023
Rheem Sales Company, Inc. | Rheem | RTGH-68XLN-2 | Federally-Regulated Consumer Product | Natural gas |  | 0 |  | 120000 |  |  |  | False | Instantaneous gas-fired |  | 3.6 | 95 | 31 | 12073355 | Medium | 0.91 |  | 0 | 03/21/2023 | 202067511 | 04/06/2023
Rheem Sales Company, Inc. | Rheem | RTGH-RH10DVLN * | Federally-Regulated Consumer Product | Natural gas |  | 0 |  | 180000 |  |  |  | False | Instantaneous gas-fired |  | 5.2 | 97 | 29 | 17908257 | High | 0.94 |  | 0 | 03/21/2023 | 203303879 | 04/06/2023
Rheem Sales Company, Inc. | Rheem | RTG-84XLP-1 | Federally-Regulated Consumer Product | LPG |  | 0 |  | 180000 |  |  |  | False | Instantaneous gas-fired |  | 4.5 | 83 | 30 | 20794890 | High | 0.81 |  | 0 | 03/21/2023 | 8552307 | 04/06/2023
Rheem Sales Company, Inc. | Rheem | CRTGH-90DVLP-2 | Federally-Regulated Consumer Product | LPG |  | 0 |  | 180000 |  |  |  | False | Instantaneous gas-fired |  | 5.2 | 97 | 34 | 18084822 | High | 0.93 |  | 0 | 03/21/2023 | 206076873 | 04/06/2023
Rheem Sales Company, Inc. | Rheem | RTG-70XLNWA-1 | Federally-Regulated Consumer Product | Natural gas |  | 0 |  | 160000 |  |  |  | False | Instantaneous gas-fired |  | 4 | 84 | 31 | 20791478 | High | 0.81 |  | 0 | 03/21/2023 | 201921183 | 04/06/2023
Rheem Sales Company, Inc. | Rheem | RTG-70DVLN-1 | Federally-Regulated Consumer Product | Natural gas |  | 0 |  | 160000 |  |  |  | False | Instantaneous gas-fired |  | 4.1 | 85 | 31 | 20536633 | High | 0.82 |  | 0 | 03/21/2023 | 201874868 | 04/06/2023
Rheem Sales Company, Inc. | Rheem | PROG50-40P RH67 PDV | Federally-Regulated Consumer Product | LPG |  | 47 |  | 40000 | True |  |  | False | Gas-fired storage | 82 |  | 81 | 93 | 24214238 | High | 0.69 |  |  | 03/21/2023 | 6521085 | 04/06/2023
Rheem Sales Company, Inc. | Rheem | RTGH-95XLN-2 | Federally-Regulated Consumer Product | Natural gas |  | 0 |  | 199900 |  |  |  | False | Instantaneous gas-fired |  | 5.6 | 96 | 34 | 18084822 | High | 0.93 |  | 0 | 03/21/2023 | 205622521 | 04/06/2023
Rheem Sales Company, Inc. | Rheem | XP50T12UHC50* | Federally-Regulated Consumer Product | LPG |  | 50 |  | 50000 | True |  |  | False | Gas-fired storage | 95 |  | 94 | 134 | 18777761 | High | 0.88 |  |  | 03/21/2023 | 210605704 | 04/06/2023
Rheem Sales Company, Inc. | Rheem | CRTGH-90DVLN-2 | Federally-Regulated Consumer Product | Natural gas |  | 0 |  | 180000 |  |  |  | False | Instantaneous gas-fired |  | 5.2 | 97 | 34 | 18084822 | High | 0.93 |  | 0 | 03/21/2023 | 206076872 | 04/06/2023
Rheem Sales Company, Inc. | Rheem | RTGH-C95DVLN | Federally-Regulated Consumer Product | Natural gas |  | 0 |  | 199900 |  |  |  | False | Instantaneous gas-fired |  | 5.7 | 96 | 34 | 18084822 | High | 0.93 |  | 0 | 03/21/2023 | 10345346 | 04/06/2023
Rheem Sales Company, Inc. | Rheem | RTG-70XLPWA-1 | Federally-Regulated Consumer Product | LPG |  | 0 |  | 160000 |  |  |  | False | Instantaneous gas-fired |  | 4 | 84 | 31 | 20791478 | High | 0.81 |  | 0 | 03/21/2023 | 205706988 | 04/06/2023
Rheem Sales Company, Inc. | Rheem | XG50T06TC38U1 | Federally-Regulated Consumer Product | Natural gas |  | 48 |  | 38000 | True |  |  | False | Gas-fired storage | 85 |  | 83 | 0 | 26867893 | High | 0.63 |  |  | 03/21/2023 | 210594813 | 04/06/2023
Rheem Sales Company, Inc. | Rheem | ECOH180DVRHLP * | Federally-Regulated Consumer Product | LPG |  | 0 |  | 180000 |  |  |  | False | Instantaneous gas-fired |  | 5.2 | 97 | 29 | 17908257 | High | 0.94 |  | 0 | 03/21/2023 | 206076877 | 04/06/2023
Rheem Sales Company, Inc. | Rheem | RTGH-RH11DVLN * | Federally-Regulated Consumer Product | Natural gas |  | 0 |  | 199000 |  |  |  | False | Instantaneous gas-fired |  | 6 | 97 | 58 | 17809309 | High | 0.94 |  | 0 | 03/21/2023 | 203303878 | 04/06/2023
Rheem Sales Company, Inc. | Rheem | RTGH-90XLN-2 | Federally-Regulated Consumer Product | Natural gas |  | 0 |  | 180000 |  |  |  | False | Instantaneous gas-fired |  | 5.2 | 95 | 34 | 18084822 | High | 0.93 |  | 0 | 03/21/2023 | 205622522 | 04/06/2023
Rheem Sales Company, Inc. | Rheem | ECOH160XLN-2 | Federally-Regulated Consumer Product | Natural gas |  | 0 |  | 157000 |  |  |  | False | Instantaneous gas-fired |  | 4.5 | 96 | 27 | 18108706 | High | 0.93 |  | 0 | 03/21/2023 | 205628325 | 04/06/2023
Rheem Sales Company, Inc. | Rheem | CECOH160DVLN-2 | Federally-Regulated Consumer Product | Natural gas |  | 0 |  | 157000 |  |  |  | False | Instantaneous gas-fired |  | 4.6 | 97 | 34 | 18084822 | High | 0.93 |  | 0 | 03/21/2023 | 202067548 | 04/06/2023
Rheem Sales Company, Inc. | EcoSense | ECORHE50 | Federally-Regulated Consumer Product | Natural gas |  | 46 |  | 40000 | True |  |  | False | Gas-fired storage | 87 |  | 89 | 76 | 20899154 | High | 0.8 |  |  | 03/21/2023 | 5609877 | 04/06/2023
Rheem Sales Company, Inc. | EcoSense | ECORHE40SP | Federally-Regulated Consumer Product | LPG |  | 37 |  | 36000 | True |  |  | False | Gas-fired storage | 68 |  | 87 | 53 | 14596505 | Medium | 0.75 |  |  | 03/21/2023 | 5609876 | 04/06/2023
Rheem Sales Company, Inc. | EcoSense | ECORHE50P | Federally-Regulated Consumer Product | LPG |  | 46 |  | 36000 | True |  |  | False | Gas-fired storage | 87 |  | 89 | 76 | 20899154 | High | 0.8 |  |  | 03/21/2023 | 5609878 | 04/06/2023
Rheem Sales Company, Inc. | Richmond | 6GR50PVE2-42P | Federally-Regulated Consumer Product | LPG |  | 48 |  | 42000 | True |  |  | False | Gas-fired storage | 78 |  | 75 | 85 | 24602292 | High | 0.68 |  |  | 03/21/2023 | 4645379 | 04/06/2023
Rheem Sales Company, Inc. | Richmond | 12GR50-36PF3 | Federally-Regulated Consumer Product | LPG |  | 48 |  | 36000 | True |  |  | False | Gas-fired storage | 76 |  | 81 | 0 | 26041188 | High | 0.65 |  |  | 03/21/2023 | 8225033 | 04/06/2023
Rheem Sales Company, Inc. | Richmond | 6GRT50-40F3 | Federally-Regulated Consumer Product | Natural gas |  | 48 |  | 40000 | True |  |  | False | Gas-fired storage | 76 |  | 81 | 0 | 26041188 | High | 0.65 |  |  | 03/21/2023 | 210594817 | 04/06/2023
Rheem Sales Company, Inc. | Richmond | RMTGHRH111DVLN * | Federally-Regulated Consumer Product | Natural gas |  | 0 |  | 199000 |  |  |  | False | Instantaneous gas-fired |  | 6 | 97 | 58 | 17809309 | High | 0.94 |  | 0 | 03/21/2023 | 203303901 | 04/06/2023
Rheem Sales Company, Inc. | Richmond | 6GRX40-40F | Federally-Regulated Consumer Product | Natural gas |  | 38 |  | 40000 | True |  |  | False | Gas-fired storage | 84 |  | 80 | 0 | 25646625 | High | 0.66 |  |  | 03/21/2023 | 209403927 | 04/06/2023
Rheem Sales Company, Inc. | Richmond | 6GR40PVE2-36P | Federally-Regulated Consumer Product | LPG |  | 38 |  | 36000 | True |  |  | False | Gas-fired storage | 71 |  | 79 | 65 | 16076758 | Medium | 0.68 |  |  | 03/21/2023 | 4645178 | 04/06/2023
Rheem Sales Company, Inc. | Richmond | RMTG84XLP-1 | Federally-Regulated Consumer Product | LPG |  | 0 |  | 180000 |  |  |  | False | Instantaneous gas-fired |  | 4.5 | 83 | 30 | 20794890 | High | 0.81 |  | 0 | 03/21/2023 | 8552312 | 04/06/2023
Rheem Sales Company, Inc. | Richmond | 9G50S-40E2 | Federally-Regulated Consumer Product | Natural gas |  | 48 |  | 40000 | True |  |  | False | Gas-fired storage | 78 |  | 77 | 27 | 24439430 | High | 0.69 |  |  | 03/21/2023 | 6503988 | 04/06/2023
Rheem Sales Company, Inc. | Richmond | 6G40S-36PE2 | Federally-Regulated Consumer Product | LPG |  | 39 |  | 36000 | True |  |  | False | Gas-fired storage | 69 |  | 75 | 20 | 16982538 | Medium | 0.65 |  |  | 03/21/2023 | 4644900 | 04/06/2023
Rheem Sales Company, Inc. | Richmond | RMTGHRH111DVLP * | Federally-Regulated Consumer Product | LPG |  | 0 |  | 199000 |  |  |  | False | Instantaneous gas-fired |  | 6 | 97 | 58 | 17809309 | High | 0.94 |  | 0 | 03/21/2023 | 203303902 | 04/06/2023
Rheem Sales Company, Inc. | Richmond | 6G50S-36PE2 | Federally-Regulated Consumer Product | LPG |  | 48 |  | 36000 | True |  |  | False | Gas-fired storage | 78 |  | 77 | 27 | 24439430 | High | 0.69 |  |  | 03/21/2023 | 4644903 | 04/06/2023
Rheem Sales Company, Inc. | Richmond | 9G50S-40F3 | Federally-Regulated Consumer Product | Natural gas |  | 48 |  | 40000 | True |  |  | False | Gas-fired storage | 87 |  | 75 | 0 | 26867893 | High | 0.63 |  |  | 03/21/2023 | 8065144 | 04/06/2023
Rheem Sales Company, Inc. | Richmond | RMTG70XLP-1 | Federally-Regulated Consumer Product | LPG |  | 0 |  | 160000 |  |  |  | False | Instantaneous gas-fired |  | 4 | 84 | 31 | 20791478 | High | 0.81 |  | 0 | 03/21/2023 | 201921173 | 04/06/2023
Rheem Sales Company, Inc. | Richmond | RMTGH90DVLN-2 | Federally-Regulated Consumer Product | Natural gas |  | 0 |  | 180000 |  |  |  | False | Instantaneous gas-fired |  | 5.2 | 97 | 34 | 18084822 | High | 0.93 |  | 0 | 03/21/2023 | 202067551 | 04/06/2023
Rheem Sales Company, Inc. | Richmond | 6G40PDVP-38 * | Federally-Regulated Consumer Product | LPG |  | 38 |  | 38000 | True |  |  | False | Gas-fired storage | 67 |  | 79 | 67 | 17363469 | Medium | 0.63 |  |  | 03/21/2023 | 10609349 | 04/06/2023
Rheem Sales Company, Inc. | Richmond | 9G50S-36PF3 | Federally-Regulated Consumer Product | LPG |  | 48 |  | 36000 | True |  |  | False | Gas-fired storage | 87 |  | 75 | 0 | 26867893 | High | 0.63 |  |  | 03/21/2023 | 8087601 | 04/06/2023
Rheem Sales Company, Inc. | Richmond | 6G50S-40F3 | Federally-Regulated Consumer Product | Natural gas |  | 48 |  | 40000 | True |  |  | False | Gas-fired storage | 87 |  | 75 | 0 | 26867893 | High | 0.63 |  |  | 03/21/2023 | 8065142 | 04/06/2023
Rheem Sales Company, Inc. | Richmond | 6GRX50PVE2-42P | Federally-Regulated Consumer Product | LPG |  | 48 |  | 42000 | True |  |  | False | Gas-fired storage | 78 |  | 75 | 85 | 24602292 | High | 0.68 |  |  | 03/21/2023 | 209403955 | 04/06/2023
Rheem Sales Company, Inc. | Richmond | 12G40S-40E2 | Federally-Regulated Consumer Product | Natural gas |  | 39 |  | 40000 | True |  |  | False | Gas-fired storage | 69 |  | 75 | 20 | 16982538 | Medium | 0.65 |  |  | 03/21/2023 | 4648391 | 04/06/2023
Rheem Sales Company, Inc. | Richmond | 12G55-45PF3 | Federally-Regulated Consumer Product | Natural gas |  | 55 |  | 45000 | True |  |  | False | Gas-fired storage | 91 |  | 75 | 0 | 27301246 | High | 0.62 |  |  | 03/21/2023 | 8077762 | 04/06/2023
Rheem Sales Company, Inc. | Richmond | 6GRX50PVE2-42 | Federally-Regulated Consumer Product | Natural gas |  | 48 |  | 42000 | True |  |  | False | Gas-fired storage | 78 |  | 75 | 85 | 24602292 | High | 0.68 |  |  | 03/21/2023 | 209403954 | 04/06/2023
Rheem Sales Company, Inc. | Richmond | 12GR50-40F3 | Federally-Regulated Consumer Product | Natural gas |  | 48 |  | 40000 | True |  |  | False | Gas-fired storage | 76 |  | 81 | 0 | 26041188 | High | 0.65 |  |  | 03/21/2023 | 8225032 | 04/06/2023
Rheem Sales Company, Inc. | Richmond | 6GR50SPVE2-32P | Federally-Regulated Consumer Product | LPG |  | 48 |  | 32400 | True |  |  | False | Gas-fired storage | 78 |  | 79 | 86 | 23887672 | High | 0.7 |  |  | 03/21/2023 | 5536908 | 04/06/2023
Rheem Sales Company, Inc. | Richmond | RMTG84DVLN-1 | Federally-Regulated Consumer Product | Natural gas |  | 0 |  | 180000 |  |  |  | False | Instantaneous gas-fired |  | 4.5 | 84 | 31 | 20536633 | High | 0.82 |  | 0 | 03/21/2023 | 8552256 | 04/06/2023
Rheem Sales Company, Inc. | Richmond | 6GR40SPVE2-36 | Federally-Regulated Consumer Product | Natural gas |  | 39 |  | 36000 | True |  |  | False | Gas-fired storage | 66 |  | 74 | 61 | 16842646 | Medium | 0.65 |  |  | 03/21/2023 | 5536520 | 04/06/2023
Rheem Sales Company, Inc. | Richmond | 12GRX40-40F | Federally-Regulated Consumer Product | Natural gas |  | 38 |  | 40000 | True |  |  | False | Gas-fired storage | 84 |  | 80 | 0 | 25646625 | High | 0.66 |  |  | 03/21/2023 | 209403937 | 04/06/2023
Rheem Sales Company, Inc. | Richmond | RMTGH90XLN-2 | Federally-Regulated Consumer Product | Natural gas |  | 0 |  | 180000 |  |  |  | False | Instantaneous gas-fired |  | 5.2 | 95 | 34 | 18084822 | High | 0.93 |  | 0 | 03/21/2023 | 205628319 | 04/06/2023
Rheem Sales Company, Inc. | Richmond | 12GR40-36PF3 | Federally-Regulated Consumer Product | LPG |  | 38 |  | 36000 | True |  |  | False | Gas-fired storage | 84 |  | 80 | 0 | 25646625 | High | 0.66 |  |  | 03/21/2023 | 8225021 | 04/06/2023
Rheem Sales Company, Inc. | Richmond | 6G50-36PE2 | Federally-Regulated Consumer Product | LPG |  | 48 |  | 36000 | True |  |  | False | Gas-fired storage | 79 |  | 77 | 22 | 24456490 | High | 0.69 |  |  | 03/21/2023 | 4663107 | 04/06/2023
Rheem Sales Company, Inc. | Richmond | 9G40S-40E2 | Federally-Regulated Consumer Product | Natural gas |  | 39 |  | 40000 | True |  |  | False | Gas-fired storage | 69 |  | 75 | 20 | 16982538 | Medium | 0.65 |  |  | 03/21/2023 | 4648390 | 04/06/2023
Rheem Sales Company, Inc. | Richmond | 9G40-36PE2 | Federally-Regulated Consumer Product | LPG |  | 37 |  | 36000 | True |  |  | False | Gas-fired storage | 66 |  | 77 | 25 | 16213238 | Medium | 0.68 |  |  | 03/21/2023 | 4663097 | 04/06/2023
Rheem Sales Company, Inc. | Richmond | 12G50S-40E2 | Federally-Regulated Consumer Product | Natural gas |  | 48 |  | 40000 | True |  |  | False | Gas-fired storage | 78 |  | 77 | 27 | 24439430 | High | 0.69 |  |  | 03/21/2023 | 4648396 | 04/06/2023
Rheem Sales Company, Inc. | Richmond | RMTGH95XLN-2 | Federally-Regulated Consumer Product | Natural gas |  | 0 |  | 199900 |  |  |  | False | Instantaneous gas-fired |  | 5.6 | 96 | 34 | 18084822 | High | 0.93 |  | 0 | 03/21/2023 | 205628307 | 04/06/2023
Rheem Sales Company, Inc. | Richmond | 9G40S-36PE2 | Federally-Regulated Consumer Product | LPG |  | 39 |  | 36000 | True |  |  | False | Gas-fired storage | 69 |  | 75 | 20 | 16982538 | Medium | 0.65 |  |  | 03/21/2023 | 4644901 | 04/06/2023
Rheem Sales Company, Inc. | Richmond | 6G55-45PF3 | Federally-Regulated Consumer Product | LPG |  | 55 |  | 45000 | True |  |  | False | Gas-fired storage | 91 |  | 75 | 0 | 27301246 | High | 0.62 |  |  | 03/21/2023 | 8077760 | 04/06/2023
Rheem Sales Company, Inc. | Richmond | 6GR50-40F3 | Federally-Regulated Consumer Product | Natural gas |  | 48 |  | 40000 | True |  |  | False | Gas-fired storage | 76 |  | 81 | 0 | 26041188 | High | 0.65 |  |  | 03/21/2023 | 8225031 | 04/06/2023
Rheem Sales Company, Inc. | Richmond | RMTGH95XLP-2 | Federally-Regulated Consumer Product | LPG |  | 0 |  | 199900 |  |  |  | False | Instantaneous gas-fired |  | 5.6 | 96 | 34 | 18084822 | High | 0.93 |  | 0 | 03/21/2023 | 205628308 | 04/06/2023
Rheem Sales Company, Inc. | Richmond | RMTGH90DVLP-2 | Federally-Regulated Consumer Product | LPG |  | 0 |  | 180000 |  |  |  | False | Instantaneous gas-fired |  | 5.2 | 97 | 34 | 18084822 | High | 0.93 |  | 0 | 03/21/2023 | 202067552 | 04/06/2023
Rheem Sales Company, Inc. | Richmond | 12GR40S-40F | Federally-Regulated Consumer Product | Natural gas |  | 39 |  | 40000 | True |  |  | False | Gas-fired storage | 66 |  | 75 | 0 | 19108631 | Medium | 0.58 |  |  | 03/21/2023 | 4648378 | 04/06/2023
Rheem Sales Company, Inc. | Richmond | RMTG84DVLP-1 | Federally-Regulated Consumer Product | LPG |  | 0 |  | 180000 |  |  |  | False | Instantaneous gas-fired |  | 4.5 | 84 | 31 | 20536633 | High | 0.82 |  | 0 | 03/21/2023 | 8552263 | 04/06/2023
Rheem Sales Company, Inc. | Richmond | 6RHE50 | Federally-Regulated Consumer Product | Natural gas |  | 46 |  | 40000 | True |  |  | False | Gas-fired storage | 87 |  | 89 | 76 | 20899154 | High | 0.8 |  |  | 03/21/2023 | 5609885 | 04/06/2023
Rheem Sales Company, Inc. | Richmond | 6GR40-40F3 | Federally-Regulated Consumer Product | Natural gas |  | 38 |  | 40000 | True |  |  | False | Gas-fired storage | 84 |  | 80 | 0 | 25646625 | High | 0.66 |  |  | 03/21/2023 | 8225019 | 04/06/2023
Rheem Sales Company, Inc. | Richmond | RMTGH84XLN-2 | Federally-Regulated Consumer Product | Natural gas |  | 0 |  | 157000 |  |  |  | False | Instantaneous gas-fired |  | 4.5 | 96 | 27 | 18108706 | High | 0.93 |  | 0 | 03/21/2023 | 205628329 | 04/06/2023
Rheem Sales Company, Inc. | Richmond | 6GR40-36PF3 | Federally-Regulated Consumer Product | LPG |  | 38 |  | 36000 | True |  |  | False | Gas-fired storage | 84 |  | 80 | 0 | 25646625 | High | 0.66 |  |  | 03/21/2023 | 8225020 | 04/06/2023
Rheem Sales Company, Inc. | Richmond | 12G40-36PE2 | Federally-Regulated Consumer Product | LPG |  | 37 |  | 36000 | True |  |  | False | Gas-fired storage | 66 |  | 77 | 25 | 16213238 | Medium | 0.68 |  |  | 03/21/2023 | 4663099 | 04/06/2023
Rheem Sales Company, Inc. | Richmond | 6GR50SPVE2-36 | Federally-Regulated Consumer Product | Natural gas |  | 48 |  | 36000 | True |  |  | False | Gas-fired storage | 78 |  | 79 | 86 | 23887672 | High | 0.7 |  |  | 03/21/2023 | 5536892 | 04/06/2023
Rheem Sales Company, Inc. | Richmond | RMTGH95DVLP-2 | Federally-Regulated Consumer Product | LPG |  | 0 |  | 199900 |  |  |  | False | Instantaneous gas-fired |  | 5.7 | 97 | 32 | 18091646 | High | 0.93 |  | 0 | 03/21/2023 | 202068316 | 04/06/2023
Rheem Sales Company, Inc. | Richmond | 6GRT40-40F3 | Federally-Regulated Consumer Product | LPG |  | 38 |  | 36000 | True |  |  | False | Gas-fired storage | 84 |  | 80 | 0 | 25646625 | High | 0.66 |  |  | 03/21/2023 | 210594815 | 04/06/2023
Rheem Sales Company, Inc. | Richmond | 6G50S-36PF3 | Federally-Regulated Consumer Product | LPG |  | 48 |  | 36000 | True |  |  | False | Gas-fired storage | 87 |  | 75 | 0 | 26867893 | High | 0.63 |  |  | 03/21/2023 | 8087586 | 04/06/2023
Rheem Sales Company, Inc. | Richmond | 6G55-50F3 | Federally-Regulated Consumer Product | Natural gas |  | 55 |  | 50000 | True |  |  | False | Gas-fired storage | 91 |  | 75 | 0 | 27301246 | High | 0.62 |  |  | 03/21/2023 | 8077759 | 04/06/2023
Rheem Sales Company, Inc. | Richmond | 6G40S-40E2 | Federally-Regulated Consumer Product | Natural gas |  | 39 |  | 40000 | True |  |  | False | Gas-fired storage | 69 |  | 75 | 20 | 16982538 | Medium | 0.65 |  |  | 03/21/2023 | 4648392 | 04/06/2023
Rheem Sales Company, Inc. | Richmond | 6G40PDV-40 | Federally-Regulated Consumer Product | Natural gas |  | 38 |  | 40000 | True |  |  | False | Gas-fired storage | 67 |  | 79 | 67 | 17363469 | Medium | 0.63 |  |  | 03/21/2023 | 4645603 | 04/06/2023
Rheem Sales Company, Inc. | Richmond | 9G50S-36PE2 | Federally-Regulated Consumer Product | LPG |  | 48 |  | 36000 | True |  |  | False | Gas-fired storage | 78 |  | 77 | 27 | 24439430 | High | 0.69 |  |  | 03/21/2023 | 4644904 | 04/06/2023
Rheem Sales Company, Inc. | Richmond | RMTGH84XLP-2 | Federally-Regulated Consumer Product | LPG |  | 0 |  | 157000 |  |  |  | False | Instantaneous gas-fired |  | 4.5 | 96 | 27 | 18108706 | High | 0.93 |  | 0 | 03/21/2023 | 205628330 | 04/06/2023
Rheem Sales Company, Inc. | Richmond | 6G50-40E2 | Federally-Regulated Consumer Product | Natural gas |  | 48 |  | 40000 | True |  |  | False | Gas-fired storage | 79 |  | 77 | 22 | 24456490 | High | 0.69 |  |  | 03/21/2023 | 4663104 | 04/06/2023
Rheem Sales Company, Inc. | Richmond | 6G40-36PE2 | Federally-Regulated Consumer Product | LPG |  | 37 |  | 36000 | True |  |  | False | Gas-fired storage | 66 |  | 77 | 25 | 16213238 | Medium | 0.68 |  |  | 03/21/2023 | 4663095 | 04/06/2023
Rheem Sales Company, Inc. | Richmond | 6GT50-38F3 | Federally-Regulated Consumer Product | Natural gas |  | 48 |  | 38000 | True |  |  | False | Gas-fired storage | 85 |  | 83 | 0 | 26448082 | High | 0.64 |  |  | 03/21/2023 | 210594812 | 04/06/2023
Rheem Sales Company, Inc. | Richmond | 6G50S-40E2 | Federally-Regulated Consumer Product | Natural gas |  | 48 |  | 40000 | True |  |  | False | Gas-fired storage | 78 |  | 77 | 27 | 24439430 | High | 0.69 |  |  | 03/21/2023 | 4648397 | 04/06/2023
Rheem Sales Company, Inc. | Richmond | 12GRX40-36PF | Federally-Regulated Consumer Product | LPG |  | 38 |  | 36000 | True |  |  | False | Gas-fired storage | 84 |  | 80 | 0 | 25646625 | High | 0.66 |  |  | 03/21/2023 | 209403936 | 04/06/2023
Rheem Sales Company, Inc. | Richmond | 6GR40SPVE2-32P | Federally-Regulated Consumer Product | LPG |  | 39 |  | 32400 | True |  |  | False | Gas-fired storage | 66 |  | 74 | 61 | 16842646 | Medium | 0.65 |  |  | 03/21/2023 | 5536903 | 04/06/2023
Rheem Sales Company, Inc. | Richmond | 12G40S-36PE2 | Federally-Regulated Consumer Product | LPG |  | 39 |  | 36000 | True |  |  | False | Gas-fired storage | 69 |  | 75 | 20 | 16982538 | Medium | 0.65 |  |  | 03/21/2023 | 4644899 | 04/06/2023
Rheem Sales Company, Inc. | Richmond | 6GR50-36PF3 | Federally-Regulated Consumer Product | LPG |  | 48 |  | 36000 | True |  |  | False | Gas-fired storage | 76 |  | 81 | 0 | 26041188 | High | 0.65 |  |  | 03/21/2023 | 8225034 | 04/06/2023
Rheem Sales Company, Inc. | Richmond | 6G50PDV-40 | Federally-Regulated Consumer Product | Natural gas |  | 47 |  | 40000 | True |  |  | False | Gas-fired storage | 82 |  | 81 | 93 | 24214238 | High | 0.69 |  |  | 03/21/2023 | 4645604 | 04/06/2023
Rheem Sales Company, Inc. | Richmond | RMTGH95DVLN-2 | Federally-Regulated Consumer Product | Natural gas |  | 0 |  | 199900 |  |  |  | False | Instantaneous gas-fired |  | 5.7 | 97 | 32 | 18091646 | High | 0.93 |  | 0 | 03/21/2023 | 202068315 | 04/06/2023
Rheem Sales Company, Inc. | Richmond | 6GR50PVE2-42 | Federally-Regulated Consumer Product | Natural gas |  | 48 |  | 42000 | True |  |  | False | Gas-fired storage | 78 |  | 75 | 85 | 24602292 | High | 0.68 |  |  | 03/21/2023 | 4648425 | 04/06/2023
Rheem Sales Company, Inc. | Richmond | RMTG70XLN-1 | Federally-Regulated Consumer Product | Natural gas |  | 0 |  | 160000 |  |  |  | False | Instantaneous gas-fired |  | 4 | 84 | 31 | 20791478 | High | 0.81 |  | 0 | 03/21/2023 | 201921172 | 04/06/2023
Rheem Sales Company, Inc. | Richmond | RMTGH84DVLP-2 | Federally-Regulated Consumer Product | LPG |  | 0 |  | 157000 |  |  |  | False | Instantaneous gas-fired |  | 4.6 | 97 | 34 | 18084822 | High | 0.93 |  | 0 | 03/21/2023 | 202067528 | 04/06/2023
Rheem Sales Company, Inc. | Richmond | RMTGH90XLP-2 | Federally-Regulated Consumer Product | LPG |  | 0 |  | 180000 |  |  |  | False | Instantaneous gas-fired |  | 5.2 | 95 | 34 | 18084822 | High | 0.93 |  | 0 | 03/21/2023 | 205628320 | 04/06/2023
Rheem Sales Company, Inc. | Richmond | RMTGH84DVLN-2 | Federally-Regulated Consumer Product | Natural gas |  | 0 |  | 157000 |  |  |  | False | Instantaneous gas-fired |  | 4.6 | 97 | 34 | 18084822 | High | 0.93 |  | 0 | 03/21/2023 | 202067527 | 04/06/2023
Rheem Sales Company, Inc. | Richmond | 6RHE40SP | Federally-Regulated Consumer Product | LPG |  | 37 |  | 36000 | True |  |  | False | Gas-fired storage | 68 |  | 87 | 53 | 14596505 | Medium | 0.75 |  |  | 03/21/2023 | 5609884 | 04/06/2023
Rheem Sales Company, Inc. | Richmond | 12G50-36PE2 | Federally-Regulated Consumer Product | LPG |  | 48 |  | 36000 | True |  |  | False | Gas-fired storage | 79 |  | 77 | 22 | 24456490 | High | 0.69 |  |  | 03/21/2023 | 4663109 | 04/06/2023
Rheem Sales Company, Inc. | Richmond | 6G50PDVP-40 | Federally-Regulated Consumer Product | LPG |  | 47 |  | 40000 | True |  |  | False | Gas-fired storage | 82 |  | 81 | 93 | 24214238 | High | 0.69 |  |  | 03/21/2023 | 4645618 | 04/06/2023
Rheem Sales Company, Inc. | Richmond | 9G50-36PE2 | Federally-Regulated Consumer Product | LPG |  | 48 |  | 36000 | True |  |  | False | Gas-fired storage | 79 |  | 77 | 22 | 24456490 | High | 0.69 |  |  | 03/21/2023 | 4663108 | 04/06/2023
Rheem Sales Company, Inc. | Richmond | 12GR40-40F3 | Federally-Regulated Consumer Product | Natural gas |  | 38 |  | 40000 | True |  |  | False | Gas-fired storage | 84 |  | 80 | 0 | 25646625 | High | 0.66 |  |  | 03/21/2023 | 8225022 | 04/06/2023
Rheem Sales Company, Inc. | Richmond | RMTG70DVLP-1 | Federally-Regulated Consumer Product | LPG |  | 0 |  | 160000 |  |  |  | False | Instantaneous gas-fired |  | 4.1 | 85 | 31 | 20536633 | High | 0.82 |  | 0 | 03/21/2023 | 201920590 | 04/06/2023
Rheem Sales Company, Inc. | Richmond | 12G55-50F3 | Federally-Regulated Consumer Product | Natural gas |  | 55 |  | 50000 | True |  |  | False | Gas-fired storage | 91 |  | 75 | 0 | 27301246 | High | 0.62 |  |  | 03/21/2023 | 8077761 | 04/06/2023
Rheem Sales Company, Inc. | Richmond | 12G50S-36PE2 | Federally-Regulated Consumer Product | LPG |  | 48 |  | 36000 | True |  |  | False | Gas-fired storage | 78 |  | 77 | 27 | 24439430 | High | 0.69 |  |  | 03/21/2023 | 4644902 | 04/06/2023
Rheem Sales Company, Inc. | Richmond | 6RHE50P | Federally-Regulated Consumer Product | LPG |  | 46 |  | 36000 | True |  |  | False | Gas-fired storage | 87 |  | 89 | 76 | 20899154 | High | 0.8 |  |  | 03/21/2023 | 5609886 | 04/06/2023
Rheem Sales Company, Inc. | Richmond | 6G40S-34F3 | Federally-Regulated Consumer Product | Natural gas |  | 38 |  | 34000 | True |  |  | False | Gas-fired storage | 65 |  | 75 | 0 | 18784755 | Medium | 0.59 |  |  | 03/21/2023 | 8068159 | 04/06/2023
Rheem Sales Company, Inc. | Richmond | RMTG70DVLN-1 | Federally-Regulated Consumer Product | Natural gas |  | 0 |  | 160000 |  |  |  | False | Instantaneous gas-fired |  | 4.1 | 85 | 31 | 20536633 | High | 0.82 |  | 0 | 03/21/2023 | 201920589 | 04/06/2023
Rheem Sales Company, Inc. | Richmond | 9G50-40E2 | Federally-Regulated Consumer Product | Natural gas |  | 48 |  | 40000 | True |  |  | False | Gas-fired storage | 79 |  | 77 | 22 | 24456490 | High | 0.69 |  |  | 03/21/2023 | 4663105 | 04/06/2023
Rheem Sales Company, Inc. | RHEEM/ECOSENSE | ECO180DVLN3-1 | Federally-Regulated Consumer Product | Natural gas |  | 0 |  | 180000 |  |  |  | False | Instantaneous gas-fired |  | 4.5 | 84 | 31 | 20536633 | High | 0.82 |  | 0 | 03/21/2023 | 8552255 | 04/06/2023
Rinnai America | Rinnai | RSC199IN | Federally-Regulated Consumer Product | Natural gas |  | 0 |  | 199000 |  |  |  | True | Instantaneous gas-fired |  | 5.7 | 97 | 27 | 18108706 | High | 0.93 |  | 0 | 02/23/2023 | 208141212 | 04/06/2023
Rinnai America | Rinnai | (RU199E) REU-N3237W-US | Federally-Regulated Consumer Product | LPG |  | 0 |  | 199000 |  |  |  | True | Instantaneous gas-fired |  | 5.6 | 97 | 11 | 18163298 | High | 0.93 |  | 0 | 04/04/2023 | 10595466 | 04/06/2023
Rinnai America | Rinnai | CU199E (REU-N3237WC-US) | Federally-Regulated Consumer Product | LPG |  | 0 |  | 199000 |  |  |  | True | Instantaneous gas-fired |  | 5.6 | 97 | 11 | 18163298 | High | 0.93 |  | 0 | 02/23/2023 | 202102167 | 04/06/2023
Rinnai America | Rinnai | (RU180E) REU-N2934W-US | Federally-Regulated Consumer Product | Natural gas |  | 0 |  | 180000 |  |  |  | True | Instantaneous gas-fired |  | 5.3 | 97 | 11 | 18163298 | High | 0.93 |  | 0 | 04/04/2023 | 10595463 | 04/06/2023
Rinnai America | Rinnai | (RU160E) REU-N2530W-US | Federally-Regulated Consumer Product | LPG |  | 0 |  | 160000 |  |  |  | True | Instantaneous gas-fired |  | 4.6 | 97 | 11 | 18163298 | High | 0.93 |  | 0 | 04/04/2023 | 10595417 | 04/06/2023
Rinnai America | Rinnai | CU199E (REU-N3237WC-US) | Federally-Regulated Consumer Product | Natural gas |  | 0 |  | 199000 |  |  |  | True | Instantaneous gas-fired |  | 5.6 | 97 | 11 | 18163298 | High | 0.93 |  | 0 | 02/23/2023 | 202102167 | 04/06/2023
Rinnai America | Rinnai | (RU180I) REU-N2934FF-US | Federally-Regulated Consumer Product | Natural gas |  | 0 |  | 180000 |  |  |  | True | Instantaneous gas-fired |  | 5.3 | 96 | 11 | 18163298 | High | 0.93 |  | 0 | 04/04/2023 | 10595512 | 04/06/2023
Rinnai America | Rinnai | (RU160E) REU-N2530W-US | Federally-Regulated Consumer Product | Natural gas |  | 0 |  | 160000 |  |  |  | True | Instantaneous gas-fired |  | 4.6 | 97 | 11 | 18163298 | High | 0.93 |  | 0 | 04/04/2023 | 10595417 | 04/06/2023
Rinnai America | Rinnai | RSC160IN | Federally-Regulated Consumer Product | Natural gas |  | 0 |  | 160000 |  |  |  | True | Instantaneous gas-fired |  | 4.1 | 97 | 26 | 18112118 | High | 0.93 |  | 0 | 02/23/2023 | 208141209 | 04/06/2023
Rinnai America | Rinnai | RSC160EP | Federally-Regulated Consumer Product | LPG |  | 0 |  | 160000 |  |  |  | True | Instantaneous gas-fired |  | 4.6 | 97 | 11 | 18163298 | High | 0.93 |  | 0 | 02/23/2023 | 208141214 | 04/06/2023
Rinnai America | Rinnai | RSC199EN | Federally-Regulated Consumer Product | Natural gas |  | 0 |  | 199000 |  |  |  | True | Instantaneous gas-fired |  | 5.6 | 97 | 11 | 18163298 | High | 0.93 |  | 0 | 02/23/2023 | 208141211 | 04/06/2023
Rinnai America | Rinnai | RSC199EP | Federally-Regulated Consumer Product | LPG |  | 0 |  | 199000 |  |  |  | True | Instantaneous gas-fired |  | 5.6 | 97 | 11 | 18163298 | High | 0.93 |  | 0 | 02/23/2023 | 208141215 | 04/06/2023
Rinnai America | Rinnai | RSC160EN | Federally-Regulated Consumer Product | Natural gas |  | 0 |  | 160000 |  |  |  | True | Instantaneous gas-fired |  | 4.6 | 97 | 11 | 18163298 | High | 0.93 |  | 0 | 02/23/2023 | 208141210 | 04/06/2023
Rinnai America | Rinnai | (RU160I) REU-N2530FF-US | Federally-Regulated Consumer Product | Natural gas |  | 0 |  | 160000 |  |  |  | True | Instantaneous gas-fired |  | 4.1 | 97 | 26 | 18112118 | High | 0.93 |  | 0 | 04/04/2023 | 10595452 | 04/06/2023
Rinnai America | Rinnai | (RU199E) REU-N3237W-US | Federally-Regulated Consumer Product | Natural gas |  | 0 |  | 199000 |  |  |  | True | Instantaneous gas-fired |  | 5.6 | 97 | 11 | 18163298 | High | 0.93 |  | 0 | 04/04/2023 | 10595466 | 04/06/2023
Rinnai America | Rinnai | (RU199I) REU-N3237FF-US | Federally-Regulated Consumer Product | LPG |  | 0 |  | 199000 |  |  |  | True | Instantaneous gas-fired |  | 5.7 | 97 | 27 | 18108706 | High | 0.93 |  | 0 | 04/04/2023 | 10595468 | 04/06/2023
Rinnai America | Rinnai | (RU199I) REU-N3237FF-US | Federally-Regulated Consumer Product | Natural gas |  | 0 |  | 199000 |  |  |  | True | Instantaneous gas-fired |  | 5.7 | 97 | 27 | 18108706 | High | 0.93 |  | 0 | 04/04/2023 | 10595468 | 04/06/2023
Rinnai America | Rinnai | RSC199IP | Federally-Regulated Consumer Product | LPG |  | 0 |  | 199000 |  |  |  | True | Instantaneous gas-fired |  | 5.7 | 97 | 27 | 18108706 | High | 0.93 |  | 0 | 02/23/2023 | 208141216 | 04/06/2023
Rinnai America | Rinnai | (RU180I) REU-N2934FF-US | Federally-Regulated Consumer Product | LPG |  | 0 |  | 180000 |  |  |  | True | Instantaneous gas-fired |  | 5.3 | 96 | 11 | 18163298 | High | 0.93 |  | 0 | 04/04/2023 | 10595512 | 04/06/2023
Rinnai America | Rinnai | (RU160I) REU-N2530FF-US | Federally-Regulated Consumer Product | LPG |  | 0 |  | 160000 |  |  |  | True | Instantaneous gas-fired |  | 4.1 | 97 | 26 | 18112118 | High | 0.93 |  | 0 | 04/04/2023 | 10595452 | 04/06/2023
Rinnai America | Rinnai | RSC160IP | Federally-Regulated Consumer Product | LPG |  | 0 |  | 160000 |  |  |  | True | Instantaneous gas-fired |  | 4.1 | 97 | 26 | 18112118 | High | 0.93 |  | 0 | 02/23/2023 | 208141213 | 04/06/2023
Rinnai America | Rinnai | (RU180E) REU-N2934W-US | Federally-Regulated Consumer Product | LPG |  | 0 |  | 180000 |  |  |  | True | Instantaneous gas-fired |  | 5.3 | 97 | 11 | 18163298 | High | 0.93 |  | 0 | 04/04/2023 | 10595463 | 04/06/2023
Rheem Sales Company, Inc. | Ruud | RUTG-70XLNWA-1 | Federally-Regulated Consumer Product | Natural gas |  | 0 |  | 160000 |  |  |  | False | Instantaneous gas-fired |  | 4 | 84 | 31 | 20791478 | High | 0.81 |  | 0 | 03/21/2023 | 205706990 | 04/06/2023
Rheem Sales Company, Inc. | Ruud | PRO+G50S-36P RU61 | Federally-Regulated Consumer Product | LPG |  | 48 |  | 36000 | True |  |  | False | Gas-fired storage | 87 |  | 75 | 0 | 26867893 | High | 0.63 |  |  | 03/21/2023 | 8065138 | 04/06/2023
Rheem Sales Company, Inc. | Ruud | PROG40-36P RU AX | Federally-Regulated Consumer Product | LPG |  | 38 |  | 36000 | True |  |  | False | Gas-fired storage | 84 |  | 80 | 0 | 25646625 | High | 0.66 |  |  | 03/21/2023 | 209403930 | 04/06/2023
Rheem Sales Company, Inc. | Ruud | PROG50-38N RU60 TT | Federally-Regulated Consumer Product | Natural gas |  | 48 |  | 38000 | True |  |  | False | Gas-fired storage | 85 |  | 83 | 0 | 26448082 | High | 0.64 |  |  | 03/21/2023 | 206214379 | 04/06/2023
Rheem Sales Company, Inc. | Ruud | RUTGH-C95XLN | Federally-Regulated Consumer Product | Natural gas |  | 0 |  | 199900 |  |  |  | False | Instantaneous gas-fired |  | 5.6 | 95 | 34 | 18084822 | High | 0.93 |  | 0 | 03/21/2023 | 205746306 | 04/06/2023
Rheem Sales Company, Inc. | Ruud | RUTGH-68XLN-2 | Federally-Regulated Consumer Product | Natural gas |  | 0 |  | 120000 |  |  |  | False | Instantaneous gas-fired |  | 3.6 | 95 | 31 | 12073355 | Medium | 0.91 |  | 0 | 03/21/2023 | 202067515 | 04/06/2023
Rheem Sales Company, Inc. | Ruud | RUTGH-68XLP-2 | Federally-Regulated Consumer Product | LPG |  | 0 |  | 120000 |  |  |  | False | Instantaneous gas-fired |  | 3.6 | 95 | 31 | 12073355 | Medium | 0.91 |  | 0 | 03/21/2023 | 202067516 | 04/06/2023
Rheem Sales Company, Inc. | Ruud | RUTGH-C95DVLP | Federally-Regulated Consumer Product | LPG |  | 0 |  | 199900 |  |  |  | False | Instantaneous gas-fired |  | 5.7 | 96 | 34 | 18084822 | High | 0.93 |  | 0 | 03/21/2023 | 205746303 | 04/06/2023
Rheem Sales Company, Inc. | Ruud | RUTGH-CM95XLP | Federally-Regulated Consumer Product | LPG |  | 0 |  | 199900 |  |  |  | False | Instantaneous gas-fired |  | 5.6 | 95 | 34 | 18084822 | High | 0.93 |  | 0 | 03/21/2023 | 205746309 | 04/06/2023
Rheem Sales Company, Inc. | Ruud | PRO+G40-40N RU AX | Federally-Regulated Consumer Product | Natural gas |  | 38 |  | 40000 | True |  |  | False | Gas-fired storage | 84 |  | 80 | 0 | 25646625 | High | 0.66 |  |  | 03/21/2023 | 209403929 | 04/06/2023
Rheem Sales Company, Inc. | Ruud | PROG40-40N RU62 TT | Federally-Regulated Consumer Product | Natural gas |  | 38 |  | 40000 | True |  |  | False | Gas-fired storage | 84 |  | 80 | 0 | 25646625 | High | 0.66 |  |  | 03/21/2023 | 206214377 | 04/06/2023
Rheem Sales Company, Inc. | Ruud | RUTG-70XLP-1 | Federally-Regulated Consumer Product | LPG |  | 0 |  | 160000 |  |  |  | False | Instantaneous gas-fired |  | 4 | 84 | 31 | 20791478 | High | 0.81 |  | 0 | 03/21/2023 | 205706991 | 04/06/2023
Rheem Sales Company, Inc. | Ruud | RUTGH-68DVLN-2 | Federally-Regulated Consumer Product | Natural gas |  | 0 |  | 120000 |  |  |  | False | Instantaneous gas-fired |  | 3.5 | 96 | 33 | 12066531 | Medium | 0.91 |  | 0 | 03/21/2023 | 202067225 | 04/06/2023
Rheem Sales Company, Inc. | Ruud | RUTGH-C95XLP | Federally-Regulated Consumer Product | LPG |  | 0 |  | 199900 |  |  |  | False | Instantaneous gas-fired |  | 5.6 | 95 | 34 | 18084822 | High | 0.93 |  | 0 | 03/21/2023 | 205746307 | 04/06/2023
Rheem Sales Company, Inc. | Ruud | RUTGH-84XLN-2 | Federally-Regulated Consumer Product | Natural gas |  | 0 |  | 157000 |  |  |  | False | Instantaneous gas-fired |  | 4.5 | 96 | 27 | 18108706 | High | 0.93 |  | 0 | 03/21/2023 | 205628327 | 04/06/2023
Rheem Sales Company, Inc. | Ruud | PROG40-40N RU AX | Federally-Regulated Consumer Product | Natural gas |  | 38 |  | 40000 | True |  |  | False | Gas-fired storage | 84 |  | 80 | 0 | 25646625 | High | 0.66 |  |  | 03/21/2023 | 209403931 | 04/06/2023
Rheem Sales Company, Inc. | Ruud | RUTG-84XLPWA-1 | Federally-Regulated Consumer Product | LPG |  | 0 |  | 180000 |  |  |  | False | Instantaneous gas-fired |  | 4.5 | 83 | 30 | 20794890 | High | 0.81 |  | 0 | 03/21/2023 | 8552310 | 04/06/2023
Rheem Sales Company, Inc. | Ruud | RUTGH-84DVLN-2 | Federally-Regulated Consumer Product | Natural gas |  | 0 |  | 157000 |  |  |  | False | Instantaneous gas-fired |  | 4.6 | 97 | 34 | 18084822 | High | 0.93 |  | 0 | 03/21/2023 | 202067530 | 04/06/2023
Rheem Sales Company, Inc. | Ruud | M2-40SF1 * | Federally-Regulated Consumer Product | Natural gas |  | 38 |  | 34000 | True |  |  | False | Gas-fired storage | 65 |  | 75 | 0 | 18784755 | Medium | 0.59 |  |  | 03/21/2023 | 8090641 | 04/06/2023
Rheem Sales Company, Inc. | Ruud | RUTG-70XLN-1 | Federally-Regulated Consumer Product | Natural gas |  | 0 |  | 160000 |  |  |  | False | Instantaneous gas-fired |  | 4 | 84 | 31 | 20791478 | High | 0.81 |  | 0 | 03/21/2023 | 205706989 | 04/06/2023
Rheem Sales Company, Inc. | Ruud | RUTGH-90XLP-2 | Federally-Regulated Consumer Product | LPG |  | 0 |  | 180000 |  |  |  | False | Instantaneous gas-fired |  | 5.2 | 95 | 34 | 18084822 | High | 0.93 |  | 0 | 03/21/2023 | 205628318 | 04/06/2023
Rheem Sales Company, Inc. | Ruud | RUTGH-CM95DVLP | Federally-Regulated Consumer Product | LPG |  | 0 |  | 199900 |  |  |  | False | Instantaneous gas-fired |  | 5.7 | 96 | 34 | 18084822 | High | 0.93 |  | 0 | 03/21/2023 | 205746305 | 04/06/2023
Rheem Sales Company, Inc. | Ruud | PRO+G40-36P RU AX | Federally-Regulated Consumer Product | LPG |  | 38 |  | 36000 | True |  |  | False | Gas-fired storage | 84 |  | 80 | 0 | 25646625 | High | 0.66 |  |  | 03/21/2023 | 209403928 | 04/06/2023
Rheem Sales Company, Inc. | Ruud | PROG50-40N RU62 TT | Federally-Regulated Consumer Product | Natural gas |  | 48 |  | 40000 | True |  |  | False | Gas-fired storage | 76 |  | 81 | 0 | 26041188 | High | 0.65 |  |  | 03/21/2023 | 206214381 | 04/06/2023
Rheem Sales Company, Inc. | Ruud | PROG50-42P RU PV AX | Federally-Regulated Consumer Product | LPG |  | 48 |  | 42000 | True |  |  | False | Gas-fired storage | 78 |  | 75 | 85 | 24602292 | High | 0.68 |  |  | 03/21/2023 | 209403949 | 04/06/2023
Rheem Sales Company, Inc. | Ruud | PH2-50SPF1 | Federally-Regulated Consumer Product | LPG |  | 48 |  | 36000 | True |  |  | False | Gas-fired storage | 87 |  | 75 | 0 | 26867893 | High | 0.63 |  |  | 03/21/2023 | 8065141 | 04/06/2023
Rheem Sales Company, Inc. | Ruud | RUTG-70XLPWA-1 | Federally-Regulated Consumer Product | LPG |  | 0 |  | 160000 |  |  |  | False | Instantaneous gas-fired |  | 4 | 84 | 31 | 20791478 | High | 0.81 |  | 0 | 03/21/2023 | 205706992 | 04/06/2023
Rheem Sales Company, Inc. | Ruud | PROG50-42N RU PV AX | Federally-Regulated Consumer Product | Natural gas |  | 48 |  | 42000 | True |  |  | False | Gas-fired storage | 78 |  | 75 | 85 | 24602292 | High | 0.68 |  |  | 03/21/2023 | 209403956 | 04/06/2023
Rheem Sales Company, Inc. | Ruud | PROG40S-34N RU62 * | Federally-Regulated Consumer Product | Natural gas |  | 38 |  | 34000 | True |  |  | False | Gas-fired storage | 65 |  | 75 | 0 | 18784755 | Medium | 0.59 |  |  | 03/21/2023 | 8090632 | 04/06/2023
Rheem Sales Company, Inc. | Ruud | PROG50S-40N RU61 | Federally-Regulated Consumer Product | Natural gas |  | 48 |  | 40000 | True |  |  | False | Gas-fired storage | 87 |  | 75 | 0 | 26867893 | High | 0.63 |  |  | 03/21/2023 | 8065137 | 04/06/2023
Rheem Sales Company, Inc. | Ruud | RUTGH-84DVLP-2 | Federally-Regulated Consumer Product | LPG |  | 0 |  | 157000 |  |  |  | False | Instantaneous gas-fired |  | 4.6 | 97 | 34 | 18084822 | High | 0.93 |  | 0 | 03/21/2023 | 202067531 | 04/06/2023
Rheem Sales Company, Inc. | Ruud | RUTGH-C95DVLN | Federally-Regulated Consumer Product | Natural gas |  | 0 |  | 199900 |  |  |  | False | Instantaneous gas-fired |  | 5.7 | 96 | 34 | 18084822 | High | 0.93 |  | 0 | 03/21/2023 | 205746302 | 04/06/2023
Rheem Sales Company, Inc. | Ruud | RUTGH-CM95XLN | Federally-Regulated Consumer Product | Natural gas |  | 0 |  | 199900 |  |  |  | False | Instantaneous gas-fired |  | 5.6 | 95 | 34 | 18084822 | High | 0.93 |  | 0 | 03/21/2023 | 205746308 | 04/06/2023
Rheem Sales Company, Inc. | Ruud | RUTGH-84XLP-2 | Federally-Regulated Consumer Product | LPG |  | 0 |  | 157000 |  |  |  | False | Instantaneous gas-fired |  | 4.5 | 96 | 27 | 18108706 | High | 0.93 |  | 0 | 03/21/2023 | 205628328 | 04/06/2023
Rheem Sales Company, Inc. | Ruud | RUTGH-68DVLP-2 | Federally-Regulated Consumer Product | LPG |  | 0 |  | 120000 |  |  |  | False | Instantaneous gas-fired |  | 3.5 | 96 | 33 | 12066531 | Medium | 0.91 |  | 0 | 03/21/2023 | 202067226 | 04/06/2023
Rheem Sales Company, Inc. | Ruud | PH2R40-40F* | Federally-Regulated Consumer Product | Natural gas |  | 38 |  | 40000 | True |  |  | False | Gas-fired storage | 84 |  | 80 | 0 | 25646625 | High | 0.66 |  |  | 03/21/2023 | 209439639 | 04/06/2023
Rheem Sales Company, Inc. | Ruud | RUTGH-CM95DVLN | Federally-Regulated Consumer Product | Natural gas |  | 0 |  | 199900 |  |  |  | False | Instantaneous gas-fired |  | 5.7 | 96 | 34 | 18084822 | High | 0.93 |  | 0 | 03/21/2023 | 205746304 | 04/06/2023
Rheem Sales Company, Inc. | Ruud | PH2-50SF1 | Federally-Regulated Consumer Product | Natural gas |  | 48 |  | 40000 | True |  |  | False | Gas-fired storage | 87 |  | 75 | 0 | 26867893 | High | 0.63 |  |  | 03/21/2023 | 8065140 | 04/06/2023
Rheem Sales Company, Inc. | Ruud | PROG50S-36N RU67 PV | Federally-Regulated Consumer Product | Natural gas |  | 48 |  | 36000 | True |  |  | False | Gas-fired storage | 78 |  | 78 | 86 | 23887672 | High | 0.7 |  |  | 03/21/2023 | 6582064 | 04/06/2023
Rheem Sales Company, Inc. | Ruud | PROG50S-36P RU61 | Federally-Regulated Consumer Product | LPG |  | 48 |  | 36000 | True |  |  | False | Gas-fired storage | 87 |  | 75 | 0 | 26867893 | High | 0.63 |  |  | 03/21/2023 | 8065139 | 04/06/2023
Rheem Sales Company, Inc. | Ruud | RUTG-70XLNWA-1 | Federally-Regulated Consumer Product | Natural gas |  | 0 |  | 160000 |  |  |  | False | Instantaneous gas-fired |  | 4 | 84 | 31 | 20791478 | High | 0.81 |  | 0 | 04/06/2023 | 205706990 | 04/06/2023
Rheem Sales Company, Inc. | Ruud | PRO+G50S-36P RU61 | Federally-Regulated Consumer Product | LPG |  | 48 |  | 36000 | True |  |  | False | Gas-fired storage | 87 |  | 75 | 0 | 26867893 | High | 0.63 |  |  | 04/06/2023 | 8065138 | 04/06/2023
Rheem Sales Company, Inc. | Ruud | PROG40-36P RU AX | Federally-Regulated Consumer Product | LPG |  | 38 |  | 36000 | True |  |  | False | Gas-fired storage | 84 |  | 80 | 0 | 25646625 | High | 0.66 |  |  | 04/06/2023 | 209403930 | 04/06/2023
Rheem Sales Company, Inc. | Ruud | PROG50-38N RU60 TT | Federally-Regulated Consumer Product | Natural gas |  | 48 |  | 38000 | True |  |  | False | Gas-fired storage | 85 |  | 83 | 0 | 26448082 | High | 0.64 |  |  | 04/06/2023 | 206214379 | 04/06/2023
Rheem Sales Company, Inc. | Ruud | RUTGH-C95XLN | Federally-Regulated Consumer Product | Natural gas |  | 0 |  | 199900 |  |  |  | False | Instantaneous gas-fired |  | 5.6 | 95 | 34 | 18084822 | High | 0.93 |  | 0 | 04/06/2023 | 205746306 | 04/06/2023
Rheem Sales Company, Inc. | Ruud | RUTGH-68XLN-2 | Federally-Regulated Consumer Product | Natural gas |  | 0 |  | 120000 |  |  |  | False | Instantaneous gas-fired |  | 3.6 | 95 | 31 | 12073355 | Medium | 0.91 |  | 0 | 04/06/2023 | 202067515 | 04/06/2023
Rheem Sales Company, Inc. | Ruud | RUTGH-68XLP-2 | Federally-Regulated Consumer Product | LPG |  | 0 |  | 120000 |  |  |  | False | Instantaneous gas-fired |  | 3.6 | 95 | 31 | 12073355 | Medium | 0.91 |  | 0 | 04/06/2023 | 202067516 | 04/06/2023
Rheem Sales Company, Inc. | Ruud | RUTGH-C95DVLP | Federally-Regulated Consumer Product | LPG |  | 0 |  | 199900 |  |  |  | False | Instantaneous gas-fired |  | 5.7 | 96 | 34 | 18084822 | High | 0.93 |  | 0 | 04/06/2023 | 205746303 | 04/06/2023
Rheem Sales Company, Inc. | Ruud | RUTGH-CM95XLP | Federally-Regulated Consumer Product | LPG |  | 0 |  | 199900 |  |  |  | False | Instantaneous gas-fired |  | 5.6 | 95 | 34 | 18084822 | High | 0.93 |  | 0 | 04/06/2023 | 205746309 | 04/06/2023
Rheem Sales Company, Inc. | Ruud | PRO+G40-40N RU AX | Federally-Regulated Consumer Product | Natural gas |  | 38 |  | 40000 | True |  |  | False | Gas-fired storage | 84 |  | 80 | 0 | 25646625 | High | 0.66 |  |  | 04/06/2023 | 209403929 | 04/06/2023
Rheem Sales Company, Inc. | Ruud | PROG40-40N RU62 TT | Federally-Regulated Consumer Product | Natural gas |  | 38 |  | 40000 | True |  |  | False | Gas-fired storage | 84 |  | 80 | 0 | 25646625 | High | 0.66 |  |  | 04/06/2023 | 206214377 | 04/06/2023
Rheem Sales Company, Inc. | Ruud | RUTG-70XLP-1 | Federally-Regulated Consumer Product | LPG |  | 0 |  | 160000 |  |  |  | False | Instantaneous gas-fired |  | 4 | 84 | 31 | 20791478 | High | 0.81 |  | 0 | 04/06/2023 | 205706991 | 04/06/2023
Rheem Sales Company, Inc. | Ruud | RUTGH-68DVLN-2 | Federally-Regulated Consumer Product | Natural gas |  | 0 |  | 120000 |  |  |  | False | Instantaneous gas-fired |  | 3.5 | 96 | 33 | 12066531 | Medium | 0.91 |  | 0 | 04/06/2023 | 202067225 | 04/06/2023
Rheem Sales Company, Inc. | Ruud | RUTGH-C95XLP | Federally-Regulated Consumer Product | LPG |  | 0 |  | 199900 |  |  |  | False | Instantaneous gas-fired |  | 5.6 | 95 | 34 | 18084822 | High | 0.93 |  | 0 | 04/06/2023 | 205746307 | 04/06/2023
Rheem Sales Company, Inc. | Ruud | RUTGH-84XLN-2 | Federally-Regulated Consumer Product | Natural gas |  | 0 |  | 157000 |  |  |  | False | Instantaneous gas-fired |  | 4.5 | 96 | 27 | 18108706 | High | 0.93 |  | 0 | 04/06/2023 | 205628327 | 04/06/2023
Rheem Sales Company, Inc. | Ruud | PROG40-40N RU AX | Federally-Regulated Consumer Product | Natural gas |  | 38 |  | 40000 | True |  |  | False | Gas-fired storage | 84 |  | 80 | 0 | 25646625 | High | 0.66 |  |  | 04/06/2023 | 209403931 | 04/06/2023
Rheem Sales Company, Inc. | Ruud | RUTG-84XLPWA-1 | Federally-Regulated Consumer Product | LPG |  | 0 |  | 180000 |  |  |  | False | Instantaneous gas-fired |  | 4.5 | 83 | 30 | 20794890 | High | 0.81 |  | 0 | 04/06/2023 | 8552310 | 04/06/2023
Rheem Sales Company, Inc. | Ruud | RUTGH-84DVLN-2 | Federally-Regulated Consumer Product | Natural gas |  | 0 |  | 157000 |  |  |  | False | Instantaneous gas-fired |  | 4.6 | 97 | 34 | 18084822 | High | 0.93 |  | 0 | 04/06/2023 | 202067530 | 04/06/2023
Rheem Sales Company, Inc. | Ruud | M2-40SF1 * | Federally-Regulated Consumer Product | Natural gas |  | 38 |  | 34000 | True |  |  | False | Gas-fired storage | 65 |  | 75 | 0 | 18784755 | Medium | 0.59 |  |  | 04/06/2023 | 8090641 | 04/06/2023
Rheem Sales Company, Inc. | Ruud | RUTG-70XLN-1 | Federally-Regulated Consumer Product | Natural gas |  | 0 |  | 160000 |  |  |  | False | Instantaneous gas-fired |  | 4 | 84 | 31 | 20791478 | High | 0.81 |  | 0 | 04/06/2023 | 205706989 | 04/06/2023
Rheem Sales Company, Inc. | Ruud | RUTGH-90XLP-2 | Federally-Regulated Consumer Product | LPG |  | 0 |  | 180000 |  |  |  | False | Instantaneous gas-fired |  | 5.2 | 95 | 34 | 18084822 | High | 0.93 |  | 0 | 04/06/2023 | 205628318 | 04/06/2023
Rheem Sales Company, Inc. | Ruud | RUTGH-CM95DVLP | Federally-Regulated Consumer Product | LPG |  | 0 |  | 199900 |  |  |  | False | Instantaneous gas-fired |  | 5.7 | 96 | 34 | 18084822 | High | 0.93 |  | 0 | 04/06/2023 | 205746305 | 04/06/2023
Rheem Sales Company, Inc. | Ruud | PRO+G40-36P RU AX | Federally-Regulated Consumer Product | LPG |  | 38 |  | 36000 | True |  |  | False | Gas-fired storage | 84 |  | 80 | 0 | 25646625 | High | 0.66 |  |  | 04/06/2023 | 209403928 | 04/06/2023
Rheem Sales Company, Inc. | Ruud | PROG50-40N RU62 TT | Federally-Regulated Consumer Product | Natural gas |  | 48 |  | 40000 | True |  |  | False | Gas-fired storage | 76 |  | 81 | 0 | 26041188 | High | 0.65 |  |  | 04/06/2023 | 206214381 | 04/06/2023
Rheem Sales Company, Inc. | Ruud | PROG50-42P RU PV AX | Federally-Regulated Consumer Product | LPG |  | 48 |  | 42000 | True |  |  | False | Gas-fired storage | 78 |  | 75 | 85 | 24602292 | High | 0.68 |  |  | 04/06/2023 | 209403949 | 04/06/2023
Rheem Sales Company, Inc. | Ruud | PH2-50SPF1 | Federally-Regulated Consumer Product | LPG |  | 48 |  | 36000 | True |  |  | False | Gas-fired storage | 87 |  | 75 | 0 | 26867893 | High | 0.63 |  |  | 04/06/2023 | 8065141 | 04/06/2023
Rheem Sales Company, Inc. | Ruud | RUTG-70XLPWA-1 | Federally-Regulated Consumer Product | LPG |  | 0 |  | 160000 |  |  |  | False | Instantaneous gas-fired |  | 4 | 84 | 31 | 20791478 | High | 0.81 |  | 0 | 04/06/2023 | 205706992 | 04/06/2023
Rheem Sales Company, Inc. | Ruud | PROG50-42N RU PV AX | Federally-Regulated Consumer Product | Natural gas |  | 48 |  | 42000 | True |  |  | False | Gas-fired storage | 78 |  | 75 | 85 | 24602292 | High | 0.68 |  |  | 04/06/2023 | 209403956 | 04/06/2023
Rheem Sales Company, Inc. | Ruud | PROG40S-34N RU62 * | Federally-Regulated Consumer Product | Natural gas |  | 38 |  | 34000 | True |  |  | False | Gas-fired storage | 65 |  | 75 | 0 | 18784755 | Medium | 0.59 |  |  | 04/06/2023 | 8090632 | 04/06/2023
Rheem Sales Company, Inc. | Ruud | PROG50S-40N RU61 | Federally-Regulated Consumer Product | Natural gas |  | 48 |  | 40000 | True |  |  | False | Gas-fired storage | 87 |  | 75 | 0 | 26867893 | High | 0.63 |  |  | 04/06/2023 | 8065137 | 04/06/2023
Rheem Sales Company, Inc. | Ruud | RUTGH-84DVLP-2 | Federally-Regulated Consumer Product | LPG |  | 0 |  | 157000 |  |  |  | False | Instantaneous gas-fired |  | 4.6 | 97 | 34 | 18084822 | High | 0.93 |  | 0 | 04/06/2023 | 202067531 | 04/06/2023
Rheem Sales Company, Inc. | Ruud | RUTGH-C95DVLN | Federally-Regulated Consumer Product | Natural gas |  | 0 |  | 199900 |  |  |  | False | Instantaneous gas-fired |  | 5.7 | 96 | 34 | 18084822 | High | 0.93 |  | 0 | 04/06/2023 | 205746302 | 04/06/2023
Rheem Sales Company, Inc. | Ruud | RUTGH-CM95XLN | Federally-Regulated Consumer Product | Natural gas |  | 0 |  | 199900 |  |  |  | False | Instantaneous gas-fired |  | 5.6 | 95 | 34 | 18084822 | High | 0.93 |  | 0 | 04/06/2023 | 205746308 | 04/06/2023
Rheem Sales Company, Inc. | Ruud | RUTGH-84XLP-2 | Federally-Regulated Consumer Product | LPG |  | 0 |  | 157000 |  |  |  | False | Instantaneous gas-fired |  | 4.5 | 96 | 27 | 18108706 | High | 0.93 |  | 0 | 04/06/2023 | 205628328 | 04/06/2023
Rheem Sales Company, Inc. | Ruud | RUTGH-68DVLP-2 | Federally-Regulated Consumer Product | LPG |  | 0 |  | 120000 |  |  |  | False | Instantaneous gas-fired |  | 3.5 | 96 | 33 | 12066531 | Medium | 0.91 |  | 0 | 04/06/2023 | 202067226 | 04/06/2023
Rheem Sales Company, Inc. | Ruud | PH2R40-40F* | Federally-Regulated Consumer Product | Natural gas |  | 38 |  | 40000 | True |  |  | False | Gas-fired storage | 84 |  | 80 | 0 | 25646625 | High | 0.66 |  |  | 04/06/2023 | 209439639 | 04/06/2023
Rheem Sales Company, Inc. | Ruud | RUTGH-CM95DVLN | Federally-Regulated Consumer Product | Natural gas |  | 0 |  | 199900 |  |  |  | False | Instantaneous gas-fired |  | 5.7 | 96 | 34 | 18084822 | High | 0.93 |  | 0 | 04/06/2023 | 205746304 | 04/06/2023
Rheem Sales Company, Inc. | Ruud | PH2-50SF1 | Federally-Regulated Consumer Product | Natural gas |  | 48 |  | 40000 | True |  |  | False | Gas-fired storage | 87 |  | 75 | 0 | 26867893 | High | 0.63 |  |  | 04/06/2023 | 8065140 | 04/06/2023
Rheem Sales Company, Inc. | Ruud | PROG50S-36N RU67 PV | Federally-Regulated Consumer Product | Natural gas |  | 48 |  | 36000 | True |  |  | False | Gas-fired storage | 78 |  | 79 | 86 | 23887672 | High | 0.7 |  |  | 04/06/2023 | 6582064 | 04/06/2023
Rheem Sales Company, Inc. | Ruud | PROG50S-36P RU61 | Federally-Regulated Consumer Product | LPG |  | 48 |  | 36000 | True |  |  | False | Gas-fired storage | 87 |  | 75 | 0 | 26867893 | High | 0.63 |  |  | 04/06/2023 | 8065139 | 04/06/2023
Rheem Sales Company, Inc. | Richmond | 6GR50PVE2-42P | Federally-Regulated Consumer Product | LPG |  | 48 |  | 42000 | True |  |  | False | Gas-fired storage | 78 |  | 75 | 85 | 24602292 | High | 0.68 | 0.63 |  | 04/06/2023 | 4645379 | 04/06/2023
Rheem Sales Company, Inc. | Richmond | 12GR50-36PF3 | Federally-Regulated Consumer Product | LPG |  | 48 |  | 36000 | True |  |  | False | Gas-fired storage | 76 |  | 81 | 0 | 26041188 | High | 0.65 | 0.63 |  | 04/06/2023 | 8225033 | 04/06/2023
Rheem Sales Company, Inc. | Richmond | 6GRT50-40F3 | Federally-Regulated Consumer Product | Natural gas |  | 48 |  | 40000 | True |  |  | False | Gas-fired storage | 76 |  | 81 | 0 | 26041188 | High | 0.65 | 0.63 |  | 04/06/2023 | 210594817 | 04/06/2023
Rheem Sales Company, Inc. | Richmond | RMTGHRH111DVLN * | Federally-Regulated Consumer Product | Natural gas |  | 0 |  | 199000 |  |  |  | False | Instantaneous gas-fired |  | 6 | 97 | 58 | 17809309 | High | 0.94 | 0.81 | 0 | 04/06/2023 | 203303901 | 04/06/2023
Rheem Sales Company, Inc. | Richmond | 6GRX40-40F | Federally-Regulated Consumer Product | Natural gas |  | 38 |  | 40000 | True |  |  | False | Gas-fired storage | 84 |  | 80 | 0 | 25646625 | High | 0.66 | 0.64 |  | 04/06/2023 | 209403927 | 04/06/2023
Rheem Sales Company, Inc. | Richmond | 6GR40PVE2-36P | Federally-Regulated Consumer Product | LPG |  | 38 |  | 36000 | True |  |  | False | Gas-fired storage | 71 |  | 79 | 65 | 16076758 | Medium | 0.68 | 0.58 |  | 04/06/2023 | 4645178 | 04/06/2023
Rheem Sales Company, Inc. | Richmond | RMTG84XLP-1 | Federally-Regulated Consumer Product | LPG |  | 0 |  | 180000 |  |  |  | False | Instantaneous gas-fired |  | 4.5 | 83 | 30 | 20794890 | High | 0.81 | 0.81 | 0 | 04/06/2023 | 8552312 | 04/06/2023
Rheem Sales Company, Inc. | Richmond | 9G50S-40E2 | Federally-Regulated Consumer Product | Natural gas |  | 48 |  | 40000 | True |  |  | False | Gas-fired storage | 78 |  | 77 | 27 | 24439430 | High | 0.69 | 0.63 |  | 04/06/2023 | 6503988 | 04/06/2023
Rheem Sales Company, Inc. | Richmond | 6G40S-36PE2 | Federally-Regulated Consumer Product | LPG |  | 39 |  | 36000 | True |  |  | False | Gas-fired storage | 69 |  | 75 | 20 | 16982538 | Medium | 0.65 | 0.58 |  | 04/06/2023 | 4644900 | 04/06/2023
Rheem Sales Company, Inc. | Richmond | RMTGHRH111DVLP * | Federally-Regulated Consumer Product | LPG |  | 0 |  | 199000 |  |  |  | False | Instantaneous gas-fired |  | 6 | 97 | 58 | 17809309 | High | 0.94 | 0.81 | 0 | 04/06/2023 | 203303902 | 04/06/2023
Rheem Sales Company, Inc. | Richmond | 6G50S-36PE2 | Federally-Regulated Consumer Product | LPG |  | 48 |  | 36000 | True |  |  | False | Gas-fired storage | 78 |  | 77 | 27 | 24439430 | High | 0.69 | 0.63 |  | 04/06/2023 | 4644903 | 04/06/2023
Rheem Sales Company, Inc. | Richmond | 9G50S-40F3 | Federally-Regulated Consumer Product | Natural gas |  | 48 |  | 40000 | True |  |  | False | Gas-fired storage | 87 |  | 75 | 0 | 26867893 | High | 0.63 | 0.63 |  | 04/06/2023 | 8065144 | 04/06/2023
Rheem Sales Company, Inc. | Richmond | RMTG70XLP-1 | Federally-Regulated Consumer Product | LPG |  | 0 |  | 160000 |  |  |  | False | Instantaneous gas-fired |  | 4 | 84 | 31 | 20791478 | High | 0.81 | 0.81 | 0 | 04/06/2023 | 201921173 | 04/06/2023
Rheem Sales Company, Inc. | Richmond | RMTGH90DVLN-2 | Federally-Regulated Consumer Product | Natural gas |  | 0 |  | 180000 |  |  |  | False | Instantaneous gas-fired |  | 5.2 | 97 | 34 | 18084822 | High | 0.93 | 0.81 | 0 | 04/06/2023 | 202067551 | 04/06/2023
Rheem Sales Company, Inc. | Richmond | 6G40PDVP-38 * | Federally-Regulated Consumer Product | LPG |  | 38 |  | 38000 | True |  |  | False | Gas-fired storage | 67 |  | 79 | 67 | 17363469 | Medium | 0.63 | 0.58 |  | 04/06/2023 | 10609349 | 04/06/2023
Rheem Sales Company, Inc. | Richmond | 9G50S-36PF3 | Federally-Regulated Consumer Product | LPG |  | 48 |  | 36000 | True |  |  | False | Gas-fired storage | 87 |  | 75 | 0 | 26867893 | High | 0.63 | 0.63 |  | 04/06/2023 | 8087601 | 04/06/2023
Rheem Sales Company, Inc. | Richmond | 6G50S-40F3 | Federally-Regulated Consumer Product | Natural gas |  | 48 |  | 40000 | True |  |  | False | Gas-fired storage | 87 |  | 75 | 0 | 26867893 | High | 0.63 | 0.63 |  | 04/06/2023 | 8065142 | 04/06/2023
Rheem Sales Company, Inc. | Richmond | 6GRX50PVE2-42P | Federally-Regulated Consumer Product | LPG |  | 48 |  | 42000 | True |  |  | False | Gas-fired storage | 78 |  | 75 | 85 | 24602292 | High | 0.68 | 0.63 |  | 04/06/2023 | 209403955 | 04/06/2023
Rheem Sales Company, Inc. | Richmond | 12G40S-40E2 | Federally-Regulated Consumer Product | Natural gas |  | 39 |  | 40000 | True |  |  | False | Gas-fired storage | 69 |  | 75 | 20 | 16982538 | Medium | 0.65 | 0.58 |  | 04/06/2023 | 4648391 | 04/06/2023
Rheem Sales Company, Inc. | Richmond | 12G55-45PF3 | Federally-Regulated Consumer Product | Natural gas |  | 55 |  | 45000 | True |  |  | False | Gas-fired storage | 91 |  | 75 | 0 | 27301246 | High | 0.62 | 0.62 |  | 04/06/2023 | 8077762 | 04/06/2023
Rheem Sales Company, Inc. | Richmond | 6GRX50PVE2-42 | Federally-Regulated Consumer Product | Natural gas |  | 48 |  | 42000 | True |  |  | False | Gas-fired storage | 78 |  | 75 | 85 | 24602292 | High | 0.68 | 0.63 |  | 04/06/2023 | 209403954 | 04/06/2023
Rheem Sales Company, Inc. | Richmond | 12GR50-40F3 | Federally-Regulated Consumer Product | Natural gas |  | 48 |  | 40000 | True |  |  | False | Gas-fired storage | 76 |  | 81 | 0 | 26041188 | High | 0.65 | 0.63 |  | 04/06/2023 | 8225032 | 04/06/2023
Rheem Sales Company, Inc. | Richmond | 6GR50SPVE2-32P | Federally-Regulated Consumer Product | LPG |  | 48 |  | 32400 | True |  |  | False | Gas-fired storage | 78 |  | 79 | 86 | 23887672 | High | 0.7 | 0.63 |  | 04/06/2023 | 5536908 | 04/06/2023
Rheem Sales Company, Inc. | Richmond | RMTG84DVLN-1 | Federally-Regulated Consumer Product | Natural gas |  | 0 |  | 180000 |  |  |  | False | Instantaneous gas-fired |  | 4.5 | 84 | 31 | 20536633 | High | 0.82 | 0.81 | 0 | 04/06/2023 | 8552256 | 04/06/2023
Rheem Sales Company, Inc. | Richmond | 6GR40SPVE2-36 | Federally-Regulated Consumer Product | Natural gas |  | 39 |  | 36000 | True |  |  | False | Gas-fired storage | 66 |  | 74 | 61 | 16842646 | Medium | 0.65 | 0.58 |  | 04/06/2023 | 5536520 | 04/06/2023
Rheem Sales Company, Inc. | Richmond | 12GRX40-40F | Federally-Regulated Consumer Product | Natural gas |  | 38 |  | 40000 | True |  |  | False | Gas-fired storage | 84 |  | 80 | 0 | 25646625 | High | 0.66 | 0.64 |  | 04/06/2023 | 209403937 | 04/06/2023
Rheem Sales Company, Inc. | Richmond | RMTGH90XLN-2 | Federally-Regulated Consumer Product | Natural gas |  | 0 |  | 180000 |  |  |  | False | Instantaneous gas-fired |  | 5.2 | 95 | 34 | 18084822 | High | 0.93 | 0.81 | 0 | 04/06/2023 | 205628319 | 04/06/2023
Rheem Sales Company, Inc. | Richmond | 12GR40-36PF3 | Federally-Regulated Consumer Product | LPG |  | 38 |  | 36000 | True |  |  | False | Gas-fired storage | 84 |  | 80 | 0 | 25646625 | High | 0.66 | 0.64 |  | 04/06/2023 | 8225021 | 04/06/2023
Rheem Sales Company, Inc. | Richmond | 6G50-36PE2 | Federally-Regulated Consumer Product | LPG |  | 48 |  | 36000 | True |  |  | False | Gas-fired storage | 79 |  | 77 | 22 | 24456490 | High | 0.69 | 0.63 |  | 04/06/2023 | 4663107 | 04/06/2023
Rheem Sales Company, Inc. | Richmond | 9G40S-40E2 | Federally-Regulated Consumer Product | Natural gas |  | 39 |  | 40000 | True |  |  | False | Gas-fired storage | 69 |  | 75 | 20 | 16982538 | Medium | 0.65 | 0.58 |  | 04/06/2023 | 4648390 | 04/06/2023
Rheem Sales Company, Inc. | Richmond | 9G40-36PE2 | Federally-Regulated Consumer Product | LPG |  | 37 |  | 36000 | True |  |  | False | Gas-fired storage | 66 |  | 77 | 25 | 16213238 | Medium | 0.68 | 0.59 |  | 04/06/2023 | 4663097 | 04/06/2023
Rheem Sales Company, Inc. | Richmond | 12G50S-40E2 | Federally-Regulated Consumer Product | Natural gas |  | 48 |  | 40000 | True |  |  | False | Gas-fired storage | 78 |  | 77 | 27 | 24439430 | High | 0.69 | 0.63 |  | 04/06/2023 | 4648396 | 04/06/2023
Rheem Sales Company, Inc. | Richmond | RMTGH95XLN-2 | Federally-Regulated Consumer Product | Natural gas |  | 0 |  | 199900 |  |  |  | False | Instantaneous gas-fired |  | 5.6 | 96 | 34 | 18084822 | High | 0.93 | 0.81 | 0 | 04/06/2023 | 205628307 | 04/06/2023
Rheem Sales Company, Inc. | Richmond | 9G40S-36PE2 | Federally-Regulated Consumer Product | LPG |  | 39 |  | 36000 | True |  |  | False | Gas-fired storage | 69 |  | 75 | 20 | 16982538 | Medium | 0.65 | 0.58 |  | 04/06/2023 | 4644901 | 04/06/2023
Rheem Sales Company, Inc. | Richmond | 6G55-45PF3 | Federally-Regulated Consumer Product | LPG |  | 55 |  | 45000 | True |  |  | False | Gas-fired storage | 91 |  | 75 | 0 | 27301246 | High | 0.62 | 0.62 |  | 04/06/2023 | 8077760 | 04/06/2023
Rheem Sales Company, Inc. | Richmond | 6GR50-40F3 | Federally-Regulated Consumer Product | Natural gas |  | 48 |  | 40000 | True |  |  | False | Gas-fired storage | 76 |  | 81 | 0 | 26041188 | High | 0.65 | 0.63 |  | 04/06/2023 | 8225031 | 04/06/2023
Rheem Sales Company, Inc. | Richmond | RMTGH95XLP-2 | Federally-Regulated Consumer Product | LPG |  | 0 |  | 199900 |  |  |  | False | Instantaneous gas-fired |  | 5.6 | 96 | 34 | 18084822 | High | 0.93 | 0.81 | 0 | 04/06/2023 | 205628308 | 04/06/2023
Rheem Sales Company, Inc. | Richmond | RMTGH90DVLP-2 | Federally-Regulated Consumer Product | LPG |  | 0 |  | 180000 |  |  |  | False | Instantaneous gas-fired |  | 5.2 | 97 | 34 | 18084822 | High | 0.93 | 0.81 | 0 | 04/06/2023 | 202067552 | 04/06/2023
Rheem Sales Company, Inc. | Richmond | 12GR40S-40F | Federally-Regulated Consumer Product | Natural gas |  | 39 |  | 40000 | True |  |  | False | Gas-fired storage | 66 |  | 75 | 0 | 19108631 | Medium | 0.58 | 0.58 |  | 04/06/2023 | 4648378 | 04/06/2023
Rheem Sales Company, Inc. | Richmond | RMTG84DVLP-1 | Federally-Regulated Consumer Product | LPG |  | 0 |  | 180000 |  |  |  | False | Instantaneous gas-fired |  | 4.5 | 84 | 31 | 20536633 | High | 0.82 | 0.81 | 0 | 04/06/2023 | 8552263 | 04/06/2023
Rheem Sales Company, Inc. | Richmond | 6RHE50 | Federally-Regulated Consumer Product | Natural gas |  | 46 |  | 40000 | True |  |  | False | Gas-fired storage | 87 |  | 89 | 76 | 20899154 | High | 0.8 | 0.63 |  | 04/06/2023 | 5609885 | 04/06/2023
Rheem Sales Company, Inc. | Richmond | 6GR40-40F3 | Federally-Regulated Consumer Product | Natural gas |  | 38 |  | 40000 | True |  |  | False | Gas-fired storage | 84 |  | 80 | 0 | 25646625 | High | 0.66 | 0.64 |  | 04/06/2023 | 8225019 | 04/06/2023
Rheem Sales Company, Inc. | Richmond | RMTGH84XLN-2 | Federally-Regulated Consumer Product | Natural gas |  | 0 |  | 157000 |  |  |  | False | Instantaneous gas-fired |  | 4.5 | 96 | 27 | 18108706 | High | 0.93 | 0.81 | 0 | 04/06/2023 | 205628329 | 04/06/2023
Rheem Sales Company, Inc. | Richmond | 6GR40-36PF3 | Federally-Regulated Consumer Product | LPG |  | 38 |  | 36000 | True |  |  | False | Gas-fired storage | 84 |  | 80 | 0 | 25646625 | High | 0.66 | 0.64 |  | 04/06/2023 | 8225020 | 04/06/2023
Rheem Sales Company, Inc. | Richmond | 12G40-36PE2 | Federally-Regulated Consumer Product | LPG |  | 37 |  | 36000 | True |  |  | False | Gas-fired storage | 66 |  | 77 | 25 | 16213238 | Medium | 0.68 | 0.59 |  | 04/06/2023 | 4663099 | 04/06/2023
Rheem Sales Company, Inc. | Richmond | 6GR50SPVE2-36 | Federally-Regulated Consumer Product | Natural gas |  | 48 |  | 36000 | True |  |  | False | Gas-fired storage | 78 |  | 79 | 86 | 23887672 | High | 0.7 | 0.63 |  | 04/06/2023 | 5536892 | 04/06/2023
Rheem Sales Company, Inc. | Richmond | RMTGH95DVLP-2 | Federally-Regulated Consumer Product | LPG |  | 0 |  | 199900 |  |  |  | False | Instantaneous gas-fired |  | 5.7 | 97 | 32 | 18091646 | High | 0.93 | 0.81 | 0 | 04/06/2023 | 202068316 | 04/06/2023
Rheem Sales Company, Inc. | Richmond | 6GRT40-40F3 | Federally-Regulated Consumer Product | LPG |  | 38 |  | 36000 | True |  |  | False | Gas-fired storage | 84 |  | 80 | 0 | 25646625 | High | 0.66 | 0.64 |  | 04/06/2023 | 210594815 | 04/06/2023
Rheem Sales Company, Inc. | Richmond | 6G50S-36PF3 | Federally-Regulated Consumer Product | LPG |  | 48 |  | 36000 | True |  |  | False | Gas-fired storage | 87 |  | 75 | 0 | 26867893 | High | 0.63 | 0.63 |  | 04/06/2023 | 8087586 | 04/06/2023
Rheem Sales Company, Inc. | Richmond | 6G55-50F3 | Federally-Regulated Consumer Product | Natural gas |  | 55 |  | 50000 | True |  |  | False | Gas-fired storage | 91 |  | 75 | 0 | 27301246 | High | 0.62 | 0.62 |  | 04/06/2023 | 8077759 | 04/06/2023
Rheem Sales Company, Inc. | Richmond | 6G40S-40E2 | Federally-Regulated Consumer Product | Natural gas |  | 39 |  | 40000 | True |  |  | False | Gas-fired storage | 69 |  | 75 | 20 | 16982538 | Medium | 0.65 | 0.58 |  | 04/06/2023 | 4648392 | 04/06/2023
Rheem Sales Company, Inc. | Richmond | 6G40PDV-40 | Federally-Regulated Consumer Product | Natural gas |  | 38 |  | 40000 | True |  |  | False | Gas-fired storage | 67 |  | 79 | 67 | 17363469 | Medium | 0.63 | 0.58 |  | 04/06/2023 | 4645603 | 04/06/2023
Rheem Sales Company, Inc. | Richmond | 9G50S-36PE2 | Federally-Regulated Consumer Product | LPG |  | 48 |  | 36000 | True |  |  | False | Gas-fired storage | 78 |  | 77 | 27 | 24439430 | High | 0.69 | 0.63 |  | 04/06/2023 | 4644904 | 04/06/2023
Rheem Sales Company, Inc. | Richmond | RMTGH84XLP-2 | Federally-Regulated Consumer Product | LPG |  | 0 |  | 157000 |  |  |  | False | Instantaneous gas-fired |  | 4.5 | 96 | 27 | 18108706 | High | 0.93 | 0.81 | 0 | 04/06/2023 | 205628330 | 04/06/2023
Rheem Sales Company, Inc. | Richmond | 6G50-40E2 | Federally-Regulated Consumer Product | Natural gas |  | 48 |  | 40000 | True |  |  | False | Gas-fired storage | 79 |  | 77 | 22 | 24456490 | High | 0.69 | 0.63 |  | 04/06/2023 | 4663104 | 04/06/2023
Rheem Sales Company, Inc. | Richmond | 6G40-36PE2 | Federally-Regulated Consumer Product | LPG |  | 37 |  | 36000 | True |  |  | False | Gas-fired storage | 66 |  | 77 | 25 | 16213238 | Medium | 0.68 | 0.59 |  | 04/06/2023 | 4663095 | 04/06/2023
Rheem Sales Company, Inc. | Richmond | 6GT50-38F3 | Federally-Regulated Consumer Product | Natural gas |  | 48 |  | 38000 | True |  |  | False | Gas-fired storage | 85 |  | 83 | 0 | 26448082 | High | 0.64 | 0.63 |  | 04/06/2023 | 210594812 | 04/06/2023
Rheem Sales Company, Inc. | Richmond | 6G50S-40E2 | Federally-Regulated Consumer Product | Natural gas |  | 48 |  | 40000 | True |  |  | False | Gas-fired storage | 78 |  | 77 | 27 | 24439430 | High | 0.69 | 0.63 |  | 04/06/2023 | 4648397 | 04/06/2023
Rheem Sales Company, Inc. | Richmond | 12GRX40-36PF | Federally-Regulated Consumer Product | LPG |  | 38 |  | 36000 | True |  |  | False | Gas-fired storage | 84 |  | 80 | 0 | 25646625 | High | 0.66 | 0.64 |  | 04/06/2023 | 209403936 | 04/06/2023
Rheem Sales Company, Inc. | Richmond | 6GR40SPVE2-32P | Federally-Regulated Consumer Product | LPG |  | 39 |  | 32400 | True |  |  | False | Gas-fired storage | 66 |  | 74 | 61 | 16842646 | Medium | 0.65 | 0.58 |  | 04/06/2023 | 5536903 | 04/06/2023
Rheem Sales Company, Inc. | Richmond | 12G40S-36PE2 | Federally-Regulated Consumer Product | LPG |  | 39 |  | 36000 | True |  |  | False | Gas-fired storage | 69 |  | 75 | 20 | 16982538 | Medium | 0.65 | 0.58 |  | 04/06/2023 | 4644899 | 04/06/2023
Rheem Sales Company, Inc. | Richmond | 6GR50-36PF3 | Federally-Regulated Consumer Product | LPG |  | 48 |  | 36000 | True |  |  | False | Gas-fired storage | 76 |  | 81 | 0 | 26041188 | High | 0.65 | 0.63 |  | 04/06/2023 | 8225034 | 04/06/2023
Rheem Sales Company, Inc. | Richmond | 6G50PDV-40 | Federally-Regulated Consumer Product | Natural gas |  | 47 |  | 40000 | True |  |  | False | Gas-fired storage | 82 |  | 81 | 93 | 24214238 | High | 0.69 | 0.63 |  | 04/06/2023 | 4645604 | 04/06/2023
Rheem Sales Company, Inc. | Richmond | RMTGH95DVLN-2 | Federally-Regulated Consumer Product | Natural gas |  | 0 |  | 199900 |  |  |  | False | Instantaneous gas-fired |  | 5.7 | 97 | 32 | 18091646 | High | 0.93 | 0.81 | 0 | 04/06/2023 | 202068315 | 04/06/2023
Rheem Sales Company, Inc. | Richmond | 6GR50PVE2-42 | Federally-Regulated Consumer Product | Natural gas |  | 48 |  | 42000 | True |  |  | False | Gas-fired storage | 78 |  | 75 | 85 | 24602292 | High | 0.68 | 0.63 |  | 04/06/2023 | 4648425 | 04/06/2023
Rheem Sales Company, Inc. | Richmond | RMTG70XLN-1 | Federally-Regulated Consumer Product | Natural gas |  | 0 |  | 160000 |  |  |  | False | Instantaneous gas-fired |  | 4 | 84 | 31 | 20791478 | High | 0.81 | 0.81 | 0 | 04/06/2023 | 201921172 | 04/06/2023
Rheem Sales Company, Inc. | Richmond | RMTGH84DVLP-2 | Federally-Regulated Consumer Product | LPG |  | 0 |  | 157000 |  |  |  | False | Instantaneous gas-fired |  | 4.6 | 97 | 34 | 18084822 | High | 0.93 | 0.81 | 0 | 04/06/2023 | 202067528 | 04/06/2023
Rheem Sales Company, Inc. | Richmond | RMTGH90XLP-2 | Federally-Regulated Consumer Product | LPG |  | 0 |  | 180000 |  |  |  | False | Instantaneous gas-fired |  | 5.2 | 95 | 34 | 18084822 | High | 0.93 | 0.81 | 0 | 04/06/2023 | 205628320 | 04/06/2023
Rheem Sales Company, Inc. | Richmond | RMTGH84DVLN-2 | Federally-Regulated Consumer Product | Natural gas |  | 0 |  | 157000 |  |  |  | False | Instantaneous gas-fired |  | 4.6 | 97 | 34 | 18084822 | High | 0.93 | 0.81 | 0 | 04/06/2023 | 202067527 | 04/06/2023
Rheem Sales Company, Inc. | Richmond | 6RHE40SP | Federally-Regulated Consumer Product | LPG |  | 37 |  | 36000 | True |  |  | False | Gas-fired storage | 68 |  | 87 | 53 | 14596505 | Medium | 0.75 | 0.59 |  | 04/06/2023 | 5609884 | 04/06/2023
Rheem Sales Company, Inc. | Richmond | 12G50-36PE2 | Federally-Regulated Consumer Product | LPG |  | 48 |  | 36000 | True |  |  | False | Gas-fired storage | 79 |  | 77 | 22 | 24456490 | High | 0.69 | 0.63 |  | 04/06/2023 | 4663109 | 04/06/2023
Rheem Sales Company, Inc. | Richmond | 6G50PDVP-40 | Federally-Regulated Consumer Product | LPG |  | 47 |  | 40000 | True |  |  | False | Gas-fired storage | 82 |  | 81 | 93 | 24214238 | High | 0.69 | 0.63 |  | 04/06/2023 | 4645618 | 04/06/2023
Rheem Sales Company, Inc. | Richmond | 9G50-36PE2 | Federally-Regulated Consumer Product | LPG |  | 48 |  | 36000 | True |  |  | False | Gas-fired storage | 79 |  | 77 | 22 | 24456490 | High | 0.69 | 0.63 |  | 04/06/2023 | 4663108 | 04/06/2023
Rheem Sales Company, Inc. | Richmond | 12GR40-40F3 | Federally-Regulated Consumer Product | Natural gas |  | 38 |  | 40000 | True |  |  | False | Gas-fired storage | 84 |  | 80 | 0 | 25646625 | High | 0.66 | 0.64 |  | 04/06/2023 | 8225022 | 04/06/2023
Rheem Sales Company, Inc. | Richmond | RMTG70DVLP-1 | Federally-Regulated Consumer Product | LPG |  | 0 |  | 160000 |  |  |  | False | Instantaneous gas-fired |  | 4.1 | 85 | 31 | 20536633 | High | 0.82 | 0.81 | 0 | 04/06/2023 | 201920590 | 04/06/2023
Rheem Sales Company, Inc. | Richmond | 12G55-50F3 | Federally-Regulated Consumer Product | Natural gas |  | 55 |  | 50000 | True |  |  | False | Gas-fired storage | 91 |  | 75 | 0 | 27301246 | High | 0.62 | 0.62 |  | 04/06/2023 | 8077761 | 04/06/2023
Rheem Sales Company, Inc. | Richmond | 12G50S-36PE2 | Federally-Regulated Consumer Product | LPG |  | 48 |  | 36000 | True |  |  | False | Gas-fired storage | 78 |  | 77 | 27 | 24439430 | High | 0.69 | 0.63 |  | 04/06/2023 | 4644902 | 04/06/2023
Rheem Sales Company, Inc. | Richmond | 6RHE50P | Federally-Regulated Consumer Product | LPG |  | 46 |  | 36000 | True |  |  | False | Gas-fired storage | 87 |  | 89 | 76 | 20899154 | High | 0.8 | 0.63 |  | 04/06/2023 | 5609886 | 04/06/2023
Rheem Sales Company, Inc. | Richmond | 6G40S-34F3 | Federally-Regulated Consumer Product | Natural gas |  | 38 |  | 34000 | True |  |  | False | Gas-fired storage | 65 |  | 75 | 0 | 18784755 | Medium | 0.59 | 0.58 |  | 04/06/2023 | 8068159 | 04/06/2023
Rheem Sales Company, Inc. | Richmond | RMTG70DVLN-1 | Federally-Regulated Consumer Product | Natural gas |  | 0 |  | 160000 |  |  |  | False | Instantaneous gas-fired |  | 4.1 | 85 | 31 | 20536633 | High | 0.82 | 0.81 | 0 | 04/06/2023 | 201920589 | 04/06/2023
Rheem Sales Company, Inc. | Richmond | 9G50-40E2 | Federally-Regulated Consumer Product | Natural gas |  | 48 |  | 40000 | True |  |  | False | Gas-fired storage | 79 |  | 77 | 22 | 24456490 | High | 0.69 | 0.63 |  | 04/06/2023 | 4663105 | 04/06/2023
Rheem Sales Company, Inc. | Ruud | RUTGH-95DVLN-2 | Federally-Regulated Consumer Product | Natural gas |  | 0 |  | 199900 |  |  |  | False | Instantaneous gas-fired |  | 5.7 | 97 | 32 | 18091646 | High | 0.93 |  | 0 | 04/06/2023 | 202068318 | 04/06/2023
Rheem Sales Company, Inc. | Ruud | RUTGH-90DVLP-2 | Federally-Regulated Consumer Product | LPG |  | 0 |  | 180000 |  |  |  | False | Instantaneous gas-fired |  | 5.2 | 97 | 34 | 18084822 | High | 0.93 |  | 0 | 04/06/2023 | 202067560 | 04/06/2023
Rheem Sales Company, Inc. | Ruud | RUTGH-90DVLN-2 | Federally-Regulated Consumer Product | Natural gas |  | 0 |  | 180000 |  |  |  | False | Instantaneous gas-fired |  | 5.2 | 97 | 34 | 18084822 | High | 0.93 |  | 0 | 04/06/2023 | 202067554 | 04/06/2023
Rheem Sales Company, Inc. | Ruud | RUTGH-90XLN-2 | Federally-Regulated Consumer Product | Natural gas |  | 0 |  | 180000 |  |  |  | False | Instantaneous gas-fired |  | 5.2 | 95 | 34 | 18084822 | High | 0.93 |  | 0 | 04/06/2023 | 205628317 | 04/06/2023
Rheem Sales Company, Inc. | Ruud | RUTG-70DVLNWA-1 | Federally-Regulated Consumer Product | Natural gas |  | 0 |  | 160000 |  |  |  | False | Instantaneous gas-fired |  | 4.1 | 85 | 31 | 20536633 | High | 0.82 |  | 0 | 04/06/2023 | 205706983 | 04/06/2023
Rheem Sales Company, Inc. | Ruud | RUTG-70DVLPWA-1 | Federally-Regulated Consumer Product | LPG |  | 0 |  | 160000 |  |  |  | False | Instantaneous gas-fired |  | 4.1 | 85 | 31 | 20536633 | High | 0.82 |  | 0 | 04/06/2023 | 205706985 | 04/06/2023
Rheem Sales Company, Inc. | Ruud | RUTG-70DVLP-1 | Federally-Regulated Consumer Product | LPG |  | 0 |  | 160000 |  |  |  | False | Instantaneous gas-fired |  | 4.1 | 85 | 31 | 20536633 | High | 0.82 |  | 0 | 04/06/2023 | 205706984 | 04/06/2023
Rheem Sales Company, Inc. | Ruud | RUTGH-95DVLP-2 | Federally-Regulated Consumer Product | LPG |  | 0 |  | 199900 |  |  |  | False | Instantaneous gas-fired |  | 5.7 | 97 | 32 | 18091646 | High | 0.93 |  | 0 | 04/06/2023 | 202068319 | 04/06/2023
Rheem Sales Company, Inc. | Ruud | RUTG-70DVLN-1 | Federally-Regulated Consumer Product | Natural gas |  | 0 |  | 160000 |  |  |  | False | Instantaneous gas-fired |  | 4.1 | 85 | 31 | 20536633 | High | 0.82 |  | 0 | 04/06/2023 | 205706982 | 04/06/2023
Rheem Sales Company, Inc. | Ruud | RUTGH-RH11DVLP * | Federally-Regulated Consumer Product | LPG |  | 0 |  | 199000 |  |  |  | False | Instantaneous gas-fired |  | 6 | 97 | 58 | 17809309 | High | 0.94 |  | 0 | 04/06/2023 | 203303907 | 04/06/2023
Rheem Sales Company, Inc. | Ruud | RUTGH-95XLN-2 | Federally-Regulated Consumer Product | Natural gas |  | 0 |  | 199900 |  |  |  | False | Instantaneous gas-fired |  | 5.6 | 96 | 34 | 18084822 | High | 0.93 |  | 0 | 04/06/2023 | 205628302 | 04/06/2023
Rheem Sales Company, Inc. | Ruud | RUTGH-RH11DVLN * | Federally-Regulated Consumer Product | Natural gas |  | 0 |  | 199000 |  |  |  | False | Instantaneous gas-fired |  | 6 | 97 | 58 | 17809309 | High | 0.94 |  | 0 | 04/06/2023 | 203303906 | 04/06/2023
Rheem Sales Company, Inc. | Ruud | RUTGH-95XLP-2 | Federally-Regulated Consumer Product | LPG |  | 0 |  | 199900 |  |  |  | False | Instantaneous gas-fired |  | 5.6 | 96 | 34 | 18084822 | High | 0.93 |  | 0 | 04/06/2023 | 205628303 | 04/06/2023
Rheem Sales Company, Inc. | Rheem | RTGH-84DVLP-2 | Federally-Regulated Consumer Product | LPG |  | 0 |  | 157000 |  |  |  | False | Instantaneous gas-fired |  | 4.6 | 97 | 34 | 18084822 | High | 0.93 |  | 0 | 04/06/2023 | 202067529 | 04/06/2023
Rheem Sales Company, Inc. | Rheem | ECOH200XLN-2 | Federally-Regulated Consumer Product | Natural gas |  | 0 |  | 199900 |  |  |  | False | Instantaneous gas-fired |  | 5.6 | 96 | 34 | 18084822 | High | 0.93 |  | 0 | 04/06/2023 | 205628297 | 04/06/2023
Rheem Sales Company, Inc. | Rheem | RTGH-90DVLP-2 | Federally-Regulated Consumer Product | LPG |  | 0 |  | 180000 |  |  |  | False | Instantaneous gas-fired |  | 5.2 | 97 | 34 | 18084822 | High | 0.93 |  | 0 | 04/06/2023 | 202067553 | 04/06/2023
Rheem Sales Company, Inc. | Rheem | ECOH200DVLN-2 | Federally-Regulated Consumer Product | Natural gas |  | 0 |  | 199900 |  |  |  | False | Instantaneous gas-fired |  | 5.7 | 97 | 32 | 18091646 | High | 0.93 |  | 0 | 04/06/2023 | 202068313 | 04/06/2023
Rheem Sales Company, Inc. | Rheem | RUTGH-RH10DVLN * | Federally-Regulated Consumer Product | Natural gas |  | 0 |  | 180000 |  |  |  | False | Instantaneous gas-fired |  | 5.2 | 97 | 29 | 17908257 | High | 0.94 |  | 0 | 04/06/2023 | 203303912 | 04/06/2023
Rheem Sales Company, Inc. | Rheem | XP40S12UHC50* | Federally-Regulated Consumer Product | LPG |  | 40 |  | 50000 | True |  |  | False | Gas-fired storage | 88 |  | 97 | 60 | 18602805 | High | 0.9 |  |  | 04/06/2023 | 210605698 | 04/06/2023
Rheem Sales Company, Inc. | Rheem | RTGH-95XLP-2 | Federally-Regulated Consumer Product | LPG |  | 0 |  | 199900 |  |  |  | False | Instantaneous gas-fired |  | 5.6 | 96 | 34 | 18084822 | High | 0.93 |  | 0 | 04/06/2023 | 205628294 | 04/06/2023
Rheem Sales Company, Inc. | Rheem | PROG50-42P RH67 PV | Federally-Regulated Consumer Product | LPG |  | 48 |  | 42000 | True |  |  | False | Gas-fired storage | 78 |  | 75 | 85 | 24602292 | High | 0.68 |  |  | 04/06/2023 | 6518278 | 04/06/2023
Rheem Sales Company, Inc. | Rheem | XG40S12UHN50* | Federally-Regulated Consumer Product | Natural gas |  | 40 |  | 50000 | True |  |  | False | Gas-fired storage | 88 |  | 97 | 60 | 18602805 | High | 0.9 |  |  | 04/06/2023 | 210605697 | 04/06/2023
Rheem Sales Company, Inc. | Rheem | XG50T12UHN50* | Federally-Regulated Consumer Product | Natural gas |  | 50 |  | 50000 | True |  |  | False | Gas-fired storage | 95 |  | 94 | 134 | 18777761 | High | 0.88 |  |  | 04/06/2023 | 210605703 | 04/06/2023
Rheem Sales Company, Inc. | Rheem | RTGH-84XLP-2 | Federally-Regulated Consumer Product | LPG |  | 0 |  | 157000 |  |  |  | False | Instantaneous gas-fired |  | 4.5 | 96 | 27 | 18108706 | High | 0.93 |  | 0 | 04/06/2023 | 205628323 | 04/06/2023
Rheem Sales Company, Inc. | Rheem | ECE G40-50U CN HE* | Federally-Regulated Consumer Product | Natural gas |  | 40 |  | 50000 | True |  |  | False | Gas-fired storage | 88 |  | 97 | 60 | 18602805 | High | 0.9 |  |  | 04/06/2023 | 210605699 | 04/06/2023
Rheem Sales Company, Inc. | Rheem | RTG-70XLP-1 | Federally-Regulated Consumer Product | LPG |  | 0 |  | 160000 |  |  |  | False | Instantaneous gas-fired |  | 4 | 84 | 31 | 20791478 | High | 0.81 |  | 0 | 04/06/2023 | 205706987 | 04/06/2023
Rheem Sales Company, Inc. | Rheem | RTGH-CM95XLP | Federally-Regulated Consumer Product | LPG |  | 0 |  | 199900 |  |  |  | False | Instantaneous gas-fired |  | 5.6 | 96 | 34 | 18084822 | High | 0.93 |  | 0 | 04/06/2023 | 10345352 | 04/06/2023
Rheem Sales Company, Inc. | Rheem | DCRTGH84DVLP-2 | Federally-Regulated Consumer Product | LPG |  | 0 |  | 157000 |  |  |  | False | Instantaneous gas-fired |  | 4.6 | 97 | 34 | 18084822 | High | 0.93 |  | 0 | 04/06/2023 | 202067524 | 04/06/2023
Rheem Sales Company, Inc. | Rheem | ECE G50-50U CN HE* | Federally-Regulated Consumer Product | Natural gas |  | 50 |  | 50000 | True |  |  | False | Gas-fired storage | 95 |  | 94 | 134 | 18777761 | High | 0.88 |  |  | 04/06/2023 | 210605705 | 04/06/2023
Rheem Sales Company, Inc. | Rheem | RTGH-68XLP-2 | Federally-Regulated Consumer Product | LPG |  | 0 |  | 120000 |  |  |  | False | Instantaneous gas-fired |  | 3.6 | 95 | 31 | 12073355 | Medium | 0.91 |  | 0 | 04/06/2023 | 202067514 | 04/06/2023
Rheem Sales Company, Inc. | Rheem | ECOH200DVLP-2 | Federally-Regulated Consumer Product | LPG |  | 0 |  | 199900 |  |  |  | False | Instantaneous gas-fired |  | 5.7 | 97 | 32 | 18091646 | High | 0.93 |  | 0 | 04/06/2023 | 202068314 | 04/06/2023
Rheem Sales Company, Inc. | Rheem | ECO160XLN3-1 | Federally-Regulated Consumer Product | Natural gas |  | 0 |  | 160000 |  |  |  | False | Instantaneous gas-fired |  | 4 | 84 | 31 | 20791478 | High | 0.81 |  | 0 | 04/06/2023 | 201921168 | 04/06/2023
Rheem Sales Company, Inc. | Rheem | RUTGH-RH10DVLP * | Federally-Regulated Consumer Product | Natural gas |  | 0 |  | 180000 |  |  |  | False | Instantaneous gas-fired |  | 5.2 | 97 | 29 | 17908257 | High | 0.94 |  | 0 | 04/06/2023 | 203303913 | 04/06/2023
Rheem Sales Company, Inc. | Rheem | PROG50-42P RH PV AX | Federally-Regulated Consumer Product | LPG |  | 48 |  | 42000 | True |  |  | False | Gas-fired storage | 78 |  | 75 | 85 | 24602292 | High | 0.68 |  |  | 04/06/2023 | 209403951 | 04/06/2023
Rheem Sales Company, Inc. | Rheem | RTGH-RH11DVLP * | Federally-Regulated Consumer Product | LPG |  | 0 |  | 199000 |  |  |  | False | Instantaneous gas-fired |  | 6 | 97 | 58 | 17809309 | High | 0.94 |  | 0 | 04/06/2023 | 203303903 | 04/06/2023
Rheem Sales Company, Inc. | Rheem | CRTGH-95DVLP-2 | Federally-Regulated Consumer Product | LPG |  | 0 |  | 199900 |  |  |  | False | Instantaneous gas-fired |  | 5.7 | 97 | 32 | 18091646 | High | 0.93 |  | 0 | 04/06/2023 | 202068310 | 04/06/2023
Rheem Sales Company, Inc. | Rheem | RTG-70DVLPWA-1 | Federally-Regulated Consumer Product | LPG |  | 0 |  | 160000 |  |  |  | False | Instantaneous gas-fired |  | 4.1 | 85 | 31 | 20536633 | High | 0.82 |  | 0 | 04/06/2023 | 205706981 | 04/06/2023
Rheem Sales Company, Inc. | Rheem | RTG-70DVLNWA-1 | Federally-Regulated Consumer Product | Natural gas |  | 0 |  | 160000 |  |  |  | False | Instantaneous gas-fired |  | 4.1 | 85 | 31 | 20536633 | High | 0.82 |  | 0 | 04/06/2023 | 201920591 | 04/06/2023
Rheem Sales Company, Inc. | Rheem | RTGH-68DVLN-2 | Federally-Regulated Consumer Product | Natural gas |  | 0 |  | 120000 |  |  |  | False | Instantaneous gas-fired |  | 3.5 | 96 | 33 | 12066531 | Medium | 0.91 |  | 0 | 04/06/2023 | 202066946 | 04/06/2023
Rheem Sales Company, Inc. | Rheem | RTG-70XLN-1 | Federally-Regulated Consumer Product | Natural gas |  | 0 |  | 160000 |  |  |  | False | Instantaneous gas-fired |  | 4 | 84 | 31 | 20791478 | High | 0.81 |  | 0 | 04/06/2023 | 201920656 | 04/06/2023
Rheem Sales Company, Inc. | Rheem | CRTGH-84DVLP-2 | Federally-Regulated Consumer Product | LPG |  | 0 |  | 157000 |  |  |  | False | Instantaneous gas-fired |  | 4.6 | 97 | 34 | 18084822 | High | 0.93 |  | 0 | 04/06/2023 | 206076871 | 04/06/2023
Rheem Sales Company, Inc. | Rheem | CRTGH-84DVLN-2 | Federally-Regulated Consumer Product | Natural gas |  | 0 |  | 157000 |  |  |  | False | Instantaneous gas-fired |  | 4.6 | 97 | 34 | 18084822 | High | 0.93 |  | 0 | 04/06/2023 | 206076870 | 04/06/2023
Rheem Sales Company, Inc. | Rheem | ECOH160DVLP-2 | Federally-Regulated Consumer Product | LPG |  | 0 |  | 157000 |  |  |  | False | Instantaneous gas-fired |  | 4.6 | 97 | 34 | 18084822 | High | 0.93 |  | 0 | 04/06/2023 | 202067526 | 04/06/2023
Rheem Sales Company, Inc. | Rheem | DCRTGH84DVLN-2 | Federally-Regulated Consumer Product | Natural gas |  | 0 |  | 157000 |  |  |  | False | Instantaneous gas-fired |  | 4.6 | 97 | 34 | 18084822 | High | 0.93 |  | 0 | 04/06/2023 | 202067523 | 04/06/2023
Rheem Sales Company, Inc. | Rheem | RTGH-68DVLP-2 | Federally-Regulated Consumer Product | LPG |  | 0 |  | 120000 |  |  |  | False | Instantaneous gas-fired |  | 3.5 | 96 | 33 | 12066531 | Medium | 0.91 |  | 0 | 04/06/2023 | 202067224 | 04/06/2023
Rheem Sales Company, Inc. | Rheem | CECOH160DVLP-2 | Federally-Regulated Consumer Product | LPG |  | 0 |  | 157000 |  |  |  | False | Instantaneous gas-fired |  | 4.6 | 97 | 34 | 18084822 | High | 0.93 |  | 0 | 04/06/2023 | 202067520 | 04/06/2023
Rheem Sales Company, Inc. | Rheem | ECOH160DVLN-2 | Federally-Regulated Consumer Product | Natural gas |  | 0 |  | 157000 |  |  |  | False | Instantaneous gas-fired |  | 4.6 | 97 | 34 | 18084822 | High | 0.93 |  | 0 | 04/06/2023 | 202067525 | 04/06/2023
Rheem Sales Company, Inc. | Rheem | RTGH-95DVLP-2 | Federally-Regulated Consumer Product | LPG |  | 0 |  | 199900 |  |  |  | False | Instantaneous gas-fired |  | 5.7 | 97 | 32 | 18091646 | High | 0.93 |  | 0 | 04/06/2023 | 202068317 | 04/06/2023
Rheem Sales Company, Inc. | Rheem | XP50T06PVX42U0 | Federally-Regulated Consumer Product | LPG |  | 48 |  | 42000 | True |  |  | False | Gas-fired storage | 78 |  | 75 | 85 | 24602292 | High | 0.68 |  |  | 04/06/2023 | 209403953 | 04/06/2023
Rheem Sales Company, Inc. | Rheem | XG50T06PVX42U0 | Federally-Regulated Consumer Product | Natural gas |  | 48 |  | 42000 | True |  |  | False | Gas-fired storage | 78 |  | 75 | 85 | 24602292 | High | 0.68 |  |  | 04/06/2023 | 209403952 | 04/06/2023
Rheem Sales Company, Inc. | Rheem | RTGH-C95XLN | Federally-Regulated Consumer Product | Natural gas |  | 0 |  | 199900 |  |  |  | False | Instantaneous gas-fired |  | 5.6 | 96 | 34 | 18084822 | High | 0.93 |  | 0 | 04/06/2023 | 10345350 | 04/06/2023
Rheem Sales Company, Inc. | Rheem | RTGH-90DVLN-2 | Federally-Regulated Consumer Product | Natural gas |  | 0 |  | 180000 |  |  |  | False | Instantaneous gas-fired |  | 5.2 | 97 | 34 | 18084822 | High | 0.93 |  | 0 | 04/06/2023 | 202067549 | 04/06/2023
Rheem Sales Company, Inc. | Rheem | ECOH180DVLP-2 | Federally-Regulated Consumer Product | LPG |  | 0 |  | 180000 |  |  |  | False | Instantaneous gas-fired |  | 5.2 | 97 | 34 | 18084822 | High | 0.93 |  | 0 | 04/06/2023 | 202067555 | 04/06/2023
Rheem Sales Company, Inc. | Rheem | RTGH-RH10DVLP * | Federally-Regulated Consumer Product | LPG |  | 0 |  | 180000 |  |  |  | False | Instantaneous gas-fired |  | 5.2 | 97 | 29 | 17908257 | High | 0.94 |  | 0 | 04/06/2023 | 203303914 | 04/06/2023
Rheem Sales Company, Inc. | Rheem | PROG50-42N RH PV AX | Federally-Regulated Consumer Product | Natural gas |  | 48 |  | 42000 | True |  |  | False | Gas-fired storage | 78 |  | 75 | 85 | 24602292 | High | 0.68 |  |  | 04/06/2023 | 209403950 | 04/06/2023
Rheem Sales Company, Inc. | Rheem | RTGH-C95XLP | Federally-Regulated Consumer Product | LPG |  | 0 |  | 199900 |  |  |  | False | Instantaneous gas-fired |  | 5.6 | 96 | 34 | 18084822 | High | 0.93 |  | 0 | 04/06/2023 | 10345351 | 04/06/2023
Rheem Sales Company, Inc. | Rheem | RTGH-95DVLN-2 | Federally-Regulated Consumer Product | Natural gas |  | 0 |  | 199900 |  |  |  | False | Instantaneous gas-fired |  | 5.7 | 97 | 32 | 18091646 | High | 0.93 |  | 0 | 04/06/2023 | 202067565 | 04/06/2023
Rheem Sales Company, Inc. | Rheem | RTG-70DVLP-1 | Federally-Regulated Consumer Product | LPG |  | 0 |  | 160000 |  |  |  | False | Instantaneous gas-fired |  | 4.1 | 85 | 31 | 20536633 | High | 0.82 |  | 0 | 04/06/2023 | 205706980 | 04/06/2023
Rheem Sales Company, Inc. | Rheem | XG50T06PV42U0 | Federally-Regulated Consumer Product | Natural gas |  | 48 |  | 42000 | True |  |  | False | Gas-fired storage | 78 |  | 75 | 85 | 24602292 | High | 0.68 |  |  | 04/06/2023 | 7002040 | 04/06/2023
Rheem Sales Company, Inc. | Rheem | ECOH200XLP-2 | Federally-Regulated Consumer Product | LPG |  | 0 |  | 199900 |  |  |  | False | Instantaneous gas-fired |  | 5.6 | 96 | 34 | 18084822 | High | 0.93 |  | 0 | 04/06/2023 | 205628299 | 04/06/2023
Rheem Sales Company, Inc. | Rheem | XP50T06PV42U0 | Federally-Regulated Consumer Product | LPG |  | 48 |  | 42000 | True |  |  | False | Gas-fired storage | 78 |  | 75 | 85 | 24602292 | High | 0.68 |  |  | 04/06/2023 | 7002041 | 04/06/2023
Rheem Sales Company, Inc. | Rheem | PROG50-42N RH67 PV | Federally-Regulated Consumer Product | Natural gas |  | 48 |  | 42000 | True |  |  | False | Gas-fired storage | 78 |  | 75 | 85 | 24602292 | High | 0.68 |  |  | 04/06/2023 | 6518277 | 04/06/2023
Rheem Sales Company, Inc. | Rheem | ECOH180DVRHLN * | Federally-Regulated Consumer Product | Natural gas |  | 0 |  | 180000 |  |  |  | False | Instantaneous gas-fired |  | 5.2 | 97 | 29 | 17908257 | High | 0.94 |  | 0 | 04/06/2023 | 206076876 | 04/06/2023
Rheem Sales Company, Inc. | Rheem | ECO160DVLN3-1 | Federally-Regulated Consumer Product | Natural gas |  | 0 |  | 160000 |  |  |  | False | Instantaneous gas-fired |  | 4.1 | 85 | 31 | 20536633 | High | 0.82 |  | 0 | 04/06/2023 | 201920585 | 04/06/2023
Rheem Sales Company, Inc. | Rheem | ECOH200DVRHLP * | Federally-Regulated Consumer Product | LPG |  | 0 |  | 199000 |  |  |  | False | Instantaneous gas-fired |  | 6 | 97 | 58 | 17809309 | High | 0.94 |  | 0 | 04/06/2023 | 203303905 | 04/06/2023
Rheem Sales Company, Inc. | Rheem | ECO160DVLP3-1 | Federally-Regulated Consumer Product | LPG |  | 0 |  | 160000 |  |  |  | False | Instantaneous gas-fired |  | 4.1 | 85 | 31 | 20536633 | High | 0.82 |  | 0 | 04/06/2023 | 201920586 | 04/06/2023
Rheem Sales Company, Inc. | Rheem | RTG-84XLPWA-1 | Federally-Regulated Consumer Product | LPG |  | 0 |  | 180000 |  |  |  | False | Instantaneous gas-fired |  | 4.5 | 83 | 30 | 20794890 | High | 0.81 |  | 0 | 04/06/2023 | 8552308 | 04/06/2023
Rheem Sales Company, Inc. | Rheem | RTGH-84DVLN-2 | Federally-Regulated Consumer Product | Natural gas |  | 0 |  | 157000 |  |  |  | False | Instantaneous gas-fired |  | 4.6 | 97 | 34 | 18084822 | High | 0.93 |  | 0 | 04/06/2023 | 202067519 | 04/06/2023
Rheem Sales Company, Inc. | Rheem | ECOH160XLP-2 | Federally-Regulated Consumer Product | LPG |  | 0 |  | 157000 |  |  |  | False | Instantaneous gas-fired |  | 4.5 | 96 | 27 | 18108706 | High | 0.93 |  | 0 | 04/06/2023 | 205628326 | 04/06/2023
Rheem Sales Company, Inc. | Rheem | ECOH180XLN-2 | Federally-Regulated Consumer Product | Natural gas |  | 0 |  | 180000 |  |  |  | False | Instantaneous gas-fired |  | 5.2 | 95 | 34 | 18084822 | High | 0.93 |  | 0 | 04/06/2023 | 205628312 | 04/06/2023
Rheem Sales Company, Inc. | Rheem | DCRTGH95DVLN-2 | Federally-Regulated Consumer Product | Natural gas |  | 0 |  | 199900 |  |  |  | False | Instantaneous gas-fired |  | 5.7 | 97 | 32 | 18091646 | High | 0.93 |  | 0 | 04/06/2023 | 206076874 | 04/06/2023
Rheem Sales Company, Inc. | Rheem | PDV50 | Federally-Regulated Consumer Product | Natural gas |  | 47 |  | 40000 | True |  |  | False | Gas-fired storage | 82 |  | 81 | 93 | 24214238 | High | 0.69 |  |  | 04/06/2023 | 2111826 | 04/06/2023
Rheem Sales Company, Inc. | Rheem | PROG50-40N RH67 PDV | Federally-Regulated Consumer Product | Natural gas |  | 47 |  | 40000 | True |  |  | False | Gas-fired storage | 82 |  | 81 | 93 | 24214238 | High | 0.69 |  |  | 04/06/2023 | 6521084 | 04/06/2023
Rheem Sales Company, Inc. | Rheem | ECO160XLP3-1 | Federally-Regulated Consumer Product | LPG |  | 0 |  | 160000 |  |  |  | False | Instantaneous gas-fired |  | 4 | 84 | 31 | 20791478 | High | 0.81 |  | 0 | 04/06/2023 | 201921169 | 04/06/2023
Rheem Sales Company, Inc. | Rheem | ECOH180XLP-2 | Federally-Regulated Consumer Product | LPG |  | 0 |  | 180000 |  |  |  | False | Instantaneous gas-fired |  | 5.2 | 95 | 34 | 18084822 | High | 0.93 |  | 0 | 04/06/2023 | 205628313 | 04/06/2023
Rheem Sales Company, Inc. | Rheem | RTGH-84XLN-2 | Federally-Regulated Consumer Product | Natural gas |  | 0 |  | 157000 |  |  |  | False | Instantaneous gas-fired |  | 4.5 | 96 | 27 | 18108706 | High | 0.93 |  | 0 | 04/06/2023 | 205622523 | 04/06/2023
Rheem Sales Company, Inc. | Rheem | ECOH200DVRHLN * | Federally-Regulated Consumer Product | Natural gas |  | 0 |  | 199000 |  |  |  | False | Instantaneous gas-fired |  | 6 | 97 | 58 | 17809309 | High | 0.94 |  | 0 | 04/06/2023 | 203303904 | 04/06/2023
Rheem Sales Company, Inc. | Rheem | RTGH-90XLP-2 | Federally-Regulated Consumer Product | LPG |  | 0 |  | 180000 |  |  |  | False | Instantaneous gas-fired |  | 5.2 | 95 | 34 | 18084822 | High | 0.93 |  | 0 | 04/06/2023 | 205628311 | 04/06/2023
Rheem Sales Company, Inc. | Rheem | ECOH180DVLN-2 | Federally-Regulated Consumer Product | Natural gas |  | 0 |  | 180000 |  |  |  | False | Instantaneous gas-fired |  | 5.2 | 97 | 34 | 18084822 | High | 0.93 |  | 0 | 04/06/2023 | 202067550 | 04/06/2023
Rheem Sales Company, Inc. | Rheem | DCRTGH95DVLP-2 | Federally-Regulated Consumer Product | LPG |  | 0 |  | 199900 |  |  |  | False | Instantaneous gas-fired |  | 5.7 | 97 | 32 | 18091646 | High | 0.93 |  | 0 | 04/06/2023 | 206076875 | 04/06/2023
Rheem Sales Company, Inc. | Rheem | RTGH-68XLN-2 | Federally-Regulated Consumer Product | Natural gas |  | 0 |  | 120000 |  |  |  | False | Instantaneous gas-fired |  | 3.6 | 95 | 31 | 12073355 | Medium | 0.91 |  | 0 | 04/06/2023 | 202067511 | 04/06/2023
Rheem Sales Company, Inc. | Rheem | RTGH-RH10DVLN * | Federally-Regulated Consumer Product | Natural gas |  | 0 |  | 180000 |  |  |  | False | Instantaneous gas-fired |  | 5.2 | 97 | 29 | 17908257 | High | 0.94 |  | 0 | 04/06/2023 | 203303879 | 04/06/2023
Rheem Sales Company, Inc. | Rheem | RTG-84XLP-1 | Federally-Regulated Consumer Product | LPG |  | 0 |  | 180000 |  |  |  | False | Instantaneous gas-fired |  | 4.5 | 83 | 30 | 20794890 | High | 0.81 |  | 0 | 04/06/2023 | 8552307 | 04/06/2023
Rheem Sales Company, Inc. | Rheem | CRTGH-90DVLP-2 | Federally-Regulated Consumer Product | LPG |  | 0 |  | 180000 |  |  |  | False | Instantaneous gas-fired |  | 5.2 | 97 | 34 | 18084822 | High | 0.93 |  | 0 | 04/06/2023 | 206076873 | 04/06/2023
Rheem Sales Company, Inc. | Rheem | RTG-70XLNWA-1 | Federally-Regulated Consumer Product | Natural gas |  | 0 |  | 160000 |  |  |  | False | Instantaneous gas-fired |  | 4 | 84 | 31 | 20791478 | High | 0.81 |  | 0 | 04/06/2023 | 201921183 | 04/06/2023
Rheem Sales Company, Inc. | Rheem | RTG-70DVLN-1 | Federally-Regulated Consumer Product | Natural gas |  | 0 |  | 160000 |  |  |  | False | Instantaneous gas-fired |  | 4.1 | 85 | 31 | 20536633 | High | 0.82 |  | 0 | 04/06/2023 | 201874868 | 04/06/2023
Rheem Sales Company, Inc. | Rheem | PROG50-40P RH67 PDV | Federally-Regulated Consumer Product | LPG |  | 47 |  | 40000 | True |  |  | False | Gas-fired storage | 82 |  | 81 | 93 | 24214238 | High | 0.69 |  |  | 04/06/2023 | 6521085 | 04/06/2023
Rheem Sales Company, Inc. | Rheem | RTGH-95XLN-2 | Federally-Regulated Consumer Product | Natural gas |  | 0 |  | 199900 |  |  |  | False | Instantaneous gas-fired |  | 5.6 | 96 | 34 | 18084822 | High | 0.93 |  | 0 | 04/06/2023 | 205622521 | 04/06/2023
Rheem Sales Company, Inc. | Rheem | XP50T12UHC50* | Federally-Regulated Consumer Product | LPG |  | 50 |  | 50000 | True |  |  | False | Gas-fired storage | 95 |  | 94 | 134 | 18777761 | High | 0.88 |  |  | 04/06/2023 | 210605704 | 04/06/2023
Rheem Sales Company, Inc. | Rheem | CRTGH-90DVLN-2 | Federally-Regulated Consumer Product | Natural gas |  | 0 |  | 180000 |  |  |  | False | Instantaneous gas-fired |  | 5.2 | 97 | 34 | 18084822 | High | 0.93 |  | 0 | 04/06/2023 | 206076872 | 04/06/2023
Rheem Sales Company, Inc. | Rheem | RTGH-C95DVLN | Federally-Regulated Consumer Product | Natural gas |  | 0 |  | 199900 |  |  |  | False | Instantaneous gas-fired |  | 5.7 | 96 | 34 | 18084822 | High | 0.93 |  | 0 | 04/06/2023 | 10345346 | 04/06/2023
Rheem Sales Company, Inc. | Rheem | RTG-70XLPWA-1 | Federally-Regulated Consumer Product | LPG |  | 0 |  | 160000 |  |  |  | False | Instantaneous gas-fired |  | 4 | 84 | 31 | 20791478 | High | 0.81 |  | 0 | 04/06/2023 | 205706988 | 04/06/2023
Rheem Sales Company, Inc. | Rheem | XG50T06TC38U1 | Federally-Regulated Consumer Product | Natural gas |  | 48 |  | 38000 | True |  |  | False | Gas-fired storage | 85 |  | 83 | 0 | 26867893 | High | 0.63 |  |  | 04/06/2023 | 210594813 | 04/06/2023
Rheem Sales Company, Inc. | Rheem | ECOH180DVRHLP * | Federally-Regulated Consumer Product | LPG |  | 0 |  | 180000 |  |  |  | False | Instantaneous gas-fired |  | 5.2 | 97 | 29 | 17908257 | High | 0.94 |  | 0 | 04/06/2023 | 206076877 | 04/06/2023
Rheem Sales Company, Inc. | Rheem | RTGH-RH11DVLN * | Federally-Regulated Consumer Product | Natural gas |  | 0 |  | 199000 |  |  |  | False | Instantaneous gas-fired |  | 6 | 97 | 58 | 17809309 | High | 0.94 |  | 0 | 04/06/2023 | 203303878 | 04/06/2023
Rheem Sales Company, Inc. | Rheem | RTGH-90XLN-2 | Federally-Regulated Consumer Product | Natural gas |  | 0 |  | 180000 |  |  |  | False | Instantaneous gas-fired |  | 5.2 | 95 | 34 | 18084822 | High | 0.93 |  | 0 | 04/06/2023 | 205622522 | 04/06/2023
Rheem Sales Company, Inc. | Rheem | ECOH160XLN-2 | Federally-Regulated Consumer Product | Natural gas |  | 0 |  | 157000 |  |  |  | False | Instantaneous gas-fired |  | 4.5 | 96 | 27 | 18108706 | High | 0.93 |  | 0 | 04/06/2023 | 205628325 | 04/06/2023
Rheem Sales Company, Inc. | Rheem | CECOH160DVLN-2 | Federally-Regulated Consumer Product | Natural gas |  | 0 |  | 157000 |  |  |  | False | Instantaneous gas-fired |  | 4.6 | 97 | 34 | 18084822 | High | 0.93 |  | 0 | 04/06/2023 | 202067548 | 04/06/2023
Rheem Sales Company, Inc. | Rheem | PROG50-38N RH60 TT | Federally-Regulated Consumer Product | Natural gas |  | 48 |  | 38000 | True |  |  | False | Gas-fired storage | 85 |  | 83 | 0 | 26448082 | High | 0.64 |  |  | 04/06/2023 | 206214378 | 04/06/2023
Rheem Sales Company, Inc. | Rheem | XP50T06HE36U0 | Federally-Regulated Consumer Product | LPG |  | 48 |  | 36000 | True |  |  | False | Gas-fired storage | 77 |  | 78 | 0 | 26448082 | High | 0.64 |  |  | 04/06/2023 | 6988309 | 04/06/2023
Rheem Sales Company, Inc. | Rheem | PRO+G50S-40N RH67 PD | Federally-Regulated Consumer Product | Natural gas |  | 48 |  | 40000 | True |  |  | False | Gas-fired storage | 78 |  | 77 | 27 | 24439430 | High | 0.69 |  |  | 04/06/2023 | 6528550 | 04/06/2023
Rheem Sales Company, Inc. | Rheem | PROG40S-34N RH62 * | Federally-Regulated Consumer Product | Natural gas |  | 38 |  | 34000 | True |  |  | False | Gas-fired storage | 65 |  | 75 | 0 | 18784755 | Medium | 0.59 |  |  | 04/06/2023 | 8090590 | 04/06/2023
Rheem Sales Company, Inc. | Rheem | XG29T06EC32U1 * | Federally-Regulated Consumer Product | Natural gas |  | 28 |  | 32000 | True |  |  | True | Gas-fired storage | 62 |  | 75 | 0 | 18471676 | Medium | 0.6 |  |  | 04/06/2023 | 8087966 | 04/06/2023
Rheem Sales Company, Inc. | Rheem | PROG40S-31P RH62 | Federally-Regulated Consumer Product | LPG |  | 38 |  | 31000 | True |  |  | False | Gas-fired storage | 65 |  | 75 | 0 | 18784755 | Medium | 0.59 |  |  | 04/06/2023 | 8068163 | 04/06/2023
Rheem Sales Company, Inc. | Rheem | PRO+G40-36P RH62 | Federally-Regulated Consumer Product | LPG |  | 38 |  | 36000 | True |  |  | False | Gas-fired storage | 84 |  | 80 | 0 | 25646625 | High | 0.66 |  |  | 04/06/2023 | 8225016 | 04/06/2023
Rheem Sales Company, Inc. | Rheem | PH2R50-40F3 | Federally-Regulated Consumer Product | Natural gas |  | 48 |  | 40000 | True |  |  | False | Gas-fired storage | 76 |  | 81 | 0 | 26041188 | High | 0.65 |  |  | 04/06/2023 | 8315126 | 04/06/2023
Rheem Sales Company, Inc. | Rheem | PROG50S-40N RH61 | Federally-Regulated Consumer Product | Natural gas |  | 48 |  | 40000 | True |  |  | False | Gas-fired storage | 87 |  | 75 | 0 | 26867893 | High | 0.63 |  |  | 04/06/2023 | 8065132 | 04/06/2023
Rheem Sales Company, Inc. | Rheem | PROG50-40N RH62 TT | Federally-Regulated Consumer Product | Natural gas |  | 48 |  | 40000 | True |  |  | False | Gas-fired storage | 76 |  | 81 | 0 | 26041188 | High | 0.65 |  |  | 04/06/2023 | 206214380 | 04/06/2023
Rheem Sales Company, Inc. | Rheem | PROG50S-36N RH67 PV | Federally-Regulated Consumer Product | Natural gas |  | 48 |  | 36000 | True |  |  | False | Gas-fired storage | 78 |  | 79 | 86 | 23887672 | High | 0.7 |  |  | 04/06/2023 | 6521078 | 04/06/2023
Rheem Sales Company, Inc. | Rheem | XP29T06EC30U1 | Federally-Regulated Consumer Product | LPG |  | 28 |  | 30000 | False |  |  | True | Gas-fired storage | 62 |  | 75 | 0 | 18471676 | Medium | 0.6 |  |  | 04/06/2023 | 8065127 | 04/06/2023
Rheem Sales Company, Inc. | Rheem | RTG-95XLN-1 | Federally-Regulated Consumer Product | Natural gas |  | 0 |  | 199900 |  |  |  | False | Instantaneous gas-fired |  | 4.9 | 83 | 30 | 20794890 | High | 0.81 |  | 0 | 04/06/2023 | 8552279 | 04/06/2023
Rheem Sales Company, Inc. | Rheem | XG40T09HE40U0 | Federally-Regulated Consumer Product | Natural gas |  | 38 |  | 40000 | True |  |  | False | Gas-fired storage | 84 |  | 77 | 0 | 26041188 | High | 0.65 |  |  | 04/06/2023 | 6983552 | 04/06/2023
Rheem Sales Company, Inc. | Rheem | XG50T12HE40U0 | Federally-Regulated Consumer Product | Natural gas |  | 48 |  | 40000 | True |  |  | False | Gas-fired storage | 77 |  | 78 | 0 | 26448082 | High | 0.64 |  |  | 04/06/2023 | 6988312 | 04/06/2023
Rheem Sales Company, Inc. | Rheem | RTG-84DVLP-1 | Federally-Regulated Consumer Product | LPG |  | 0 |  | 180000 |  |  |  | False | Instantaneous gas-fired |  | 4.5 | 84 | 31 | 20536633 | High | 0.82 |  | 0 | 04/06/2023 | 8552229 | 04/06/2023
Rheem Sales Company, Inc. | Rheem | XP40S12HE36U0 | Federally-Regulated Consumer Product | LPG |  | 39 |  | 36000 | True |  |  | False | Gas-fired storage | 69 |  | 76 | 0 | 19108631 | Medium | 0.58 |  |  | 04/06/2023 | 6988320 | 04/06/2023
Rheem Sales Company, Inc. | Rheem | PRO+G50-40N RH67 PD | Federally-Regulated Consumer Product | Natural gas |  | 48 |  | 40000 | True |  |  | False | Gas-fired storage | 79 |  | 77 | 22 | 24456490 | High | 0.69 |  |  | 04/06/2023 | 6528444 | 04/06/2023
Rheem Sales Company, Inc. | Rheem | XG40S12HE38U0 | Federally-Regulated Consumer Product | Natural gas |  | 39 |  | 38000 | True |  |  | False | Gas-fired storage | 69 |  | 76 | 0 | 19108631 | Medium | 0.58 |  |  | 04/06/2023 | 6988319 | 04/06/2023
Rheem Sales Company, Inc. | Rheem | PROG40-38P RH67 PDV | Federally-Regulated Consumer Product | LPG |  | 38 |  | 38000 | True |  |  | False | Gas-fired storage | 67 |  | 79 | 67 | 17363469 | Medium | 0.63 |  |  | 04/06/2023 | 6521083 | 04/06/2023
Rheem Sales Company, Inc. | Rheem | PRO+G50-36P RH62 | Federally-Regulated Consumer Product | LPG |  | 48 |  | 36000 | True |  |  | False | Gas-fired storage | 76 |  | 81 | 0 | 26041188 | High | 0.65 |  |  | 04/06/2023 | 8225028 | 04/06/2023
Rheem Sales Company, Inc. | Rheem | RHE40SP | Federally-Regulated Consumer Product | LPG |  | 37 |  | 36000 | True |  |  | False | Gas-fired storage | 68 |  | 87 | 53 | 14596505 | Medium | 0.75 |  |  | 04/06/2023 | 5609872 | 04/06/2023
Rheem Sales Company, Inc. | Rheem | RTG-95XLP-1 | Federally-Regulated Consumer Product | LPG |  | 0 |  | 199900 |  |  |  | False | Instantaneous gas-fired |  | 4.9 | 83 | 30 | 20794890 | High | 0.81 |  | 0 | 04/06/2023 | 8552288 | 04/06/2023
Rheem Sales Company, Inc. | Rheem | PROG40-36P RH AX | Federally-Regulated Consumer Product | LPG |  | 38 |  | 36000 | True |  |  | False | Gas-fired storage | 84 |  | 80 | 0 | 25646625 | High | 0.66 |  |  | 04/06/2023 | 209403934 | 04/06/2023
Rheem Sales Company, Inc. | Rheem | XP40S06HE36U0 | Federally-Regulated Consumer Product | LPG |  | 39 |  | 36000 | True |  |  | False | Gas-fired storage | 69 |  | 76 | 0 | 19108631 | Medium | 0.58 |  |  | 04/06/2023 | 6988315 | 04/06/2023
Rheem Sales Company, Inc. | Rheem | PRO+G40-40N RH AX | Federally-Regulated Consumer Product | Natural gas |  | 38 |  | 40000 | True |  |  | False | Gas-fired storage | 84 |  | 80 | 0 | 25646625 | High | 0.66 |  |  | 04/06/2023 | 209403933 | 04/06/2023
Rheem Sales Company, Inc. | Rheem | PROG40-40N RH62 TT | Federally-Regulated Consumer Product | Natural gas |  | 38 |  | 40000 | True |  |  | False | Gas-fired storage | 84 |  | 80 | 0 | 25646625 | High | 0.66 |  |  | 04/06/2023 | 206214376 | 04/06/2023
Rheem Sales Company, Inc. | Rheem | PROG50S-36P RH61 | Federally-Regulated Consumer Product | LPG |  | 48 |  | 36000 | True |  |  | False | Gas-fired storage | 87 |  | 75 | 0 | 26867893 | High | 0.63 |  |  | 04/06/2023 | 8065135 | 04/06/2023
Rheem Sales Company, Inc. | Rheem | PROG40S-40N RH62 | Federally-Regulated Consumer Product | Natural gas |  | 39 |  | 40000 | True |  |  | False | Gas-fired storage | 66 |  | 75 | 0 | 19108631 | Medium | 0.58 |  |  | 04/06/2023 | 6518263 | 04/06/2023
Rheem Sales Company, Inc. | Rheem | PRO+G40-36P RH AX | Federally-Regulated Consumer Product | LPG |  | 38 |  | 36000 | True |  |  | False | Gas-fired storage | 84 |  | 80 | 0 | 25646625 | High | 0.66 |  |  | 04/06/2023 | 209403932 | 04/06/2023
Rheem Sales Company, Inc. | Rheem | XP40T06PV36U0 | Federally-Regulated Consumer Product | LPG |  | 38 |  | 36000 | True |  |  | False | Gas-fired storage | 71 |  | 79 | 65 | 16076758 | Medium | 0.68 |  |  | 04/06/2023 | 7002039 | 04/06/2023
Rheem Sales Company, Inc. | Rheem | PRO+G40S-36P RH67 PD | Federally-Regulated Consumer Product | LPG |  | 39 |  | 36000 | True |  |  | False | Gas-fired storage | 69 |  | 75 | 20 | 16982538 | Medium | 0.65 |  |  | 04/06/2023 | 8235748 | 04/06/2023
Rheem Sales Company, Inc. | Rheem | XG40S09HE38U0 | Federally-Regulated Consumer Product | Natural gas |  | 39 |  | 38000 | True |  |  | False | Gas-fired storage | 69 |  | 76 | 0 | 19108631 | Medium | 0.58 |  |  | 04/06/2023 | 6988316 | 04/06/2023
Rheem Sales Company, Inc. | Rheem | PROG40S-32P RH67 PV | Federally-Regulated Consumer Product | LPG |  | 39 |  | 32400 | True |  |  | False | Gas-fired storage | 66 |  | 74 | 61 | 16842646 | Medium | 0.65 |  |  | 04/06/2023 | 6518273 | 04/06/2023
Rheem Sales Company, Inc. | Rheem | PROPG50-36P RH67 PD* | Federally-Regulated Consumer Product | LPG |  | 48 |  | 36000 | True |  |  | False | Gas-fired storage | 79 |  | 77 | 22 | 24456490 | High | 0.69 |  |  | 04/06/2023 | 206900649 | 04/06/2023
Rheem Sales Company, Inc. | Rheem | XP50T09HE36U0 | Federally-Regulated Consumer Product | LPG |  | 48 |  | 36000 | True |  |  | False | Gas-fired storage | 77 |  | 78 | 0 | 26448082 | High | 0.64 |  |  | 04/06/2023 | 6988311 | 04/06/2023
Rheem Sales Company, Inc. | Rheem | XG40T06TH40U0 | Federally-Regulated Consumer Product | Natural gas |  | 38 |  | 40000 | True |  |  | False | Gas-fired storage | 84 |  | 77 | 0 | 26041188 | High | 0.65 |  |  | 04/06/2023 | 210594816 | 04/06/2023
Rheem Sales Company, Inc. | Rheem | PRO+G50S-36P RH61 | Federally-Regulated Consumer Product | LPG |  | 48 |  | 36000 | True |  |  | False | Gas-fired storage | 87 |  | 75 | 0 | 26867893 | High | 0.63 |  |  | 04/06/2023 | 8065134 | 04/06/2023
Rheem Sales Company, Inc. | Rheem | PRO+G40-40N RH62 | Federally-Regulated Consumer Product | Natural gas |  | 38 |  | 40000 | True |  |  | False | Gas-fired storage | 84 |  | 80 | 0 | 25646625 | High | 0.66 |  |  | 04/06/2023 | 7507345 | 04/06/2023
Rheem Sales Company, Inc. | Rheem | 42XR50-40F3 | Federally-Regulated Consumer Product | Natural gas |  | 48 |  | 40000 | True |  |  | False | Gas-fired storage | 76 |  | 81 | 0 | 26041188 | High | 0.65 |  |  | 04/06/2023 | 8315131 | 04/06/2023
Rheem Sales Company, Inc. | Rheem | RTG-84XLN-1 | Federally-Regulated Consumer Product | Natural gas |  | 0 |  | 180000 |  |  |  | False | Instantaneous gas-fired |  | 4.5 | 83 | 30 | 20794890 | High | 0.81 |  | 0 | 04/06/2023 | 8552298 | 04/06/2023
Rheem Sales Company, Inc. | Rheem | RHE50P | Federally-Regulated Consumer Product | LPG |  | 46 |  | 36000 | True |  |  | False | Gas-fired storage | 87 |  | 89 | 76 | 20899154 | High | 0.8 |  |  | 04/06/2023 | 5609874 | 04/06/2023
Rheem Sales Company, Inc. | Rheem | XG50T12DM40U0 | Federally-Regulated Consumer Product | Natural gas |  | 48 |  | 40000 | True |  |  | False | Gas-fired storage | 79 |  | 77 | 22 | 24456490 | High | 0.69 |  |  | 04/06/2023 | 7002043 | 04/06/2023
Rheem Sales Company, Inc. | Rheem | RTG-95DVLN-1 | Federally-Regulated Consumer Product | Natural gas |  | 0 |  | 199900 |  |  |  | False | Instantaneous gas-fired |  | 5 | 84 | 31 | 20536633 | High | 0.82 |  | 0 | 04/06/2023 | 8552226 | 04/06/2023
Rheem Sales Company, Inc. | Rheem | PROG40-40N RH67 PDV | Federally-Regulated Consumer Product | Natural gas |  | 38 |  | 40000 | True |  |  | False | Gas-fired storage | 67 |  | 79 | 67 | 17363469 | Medium | 0.63 |  |  | 04/06/2023 | 6521082 | 04/06/2023
Rheem Sales Company, Inc. | Rheem | XG40S12DM40U0 | Federally-Regulated Consumer Product | Natural gas |  | 39 |  | 40000 | True |  |  | False | Gas-fired storage | 69 |  | 75 | 20 | 16982538 | Medium | 0.65 |  |  | 04/06/2023 | 7002033 | 04/06/2023
Rheem Sales Company, Inc. | Rheem | XG50T06HE40U0 * | Federally-Regulated Consumer Product | Natural gas |  | 48 |  | 40000 | True |  |  | False | Gas-fired storage | 77 |  | 78 | 0 | 26448082 | High | 0.64 |  |  | 04/06/2023 | 10609350 | 04/06/2023
Rheem Sales Company, Inc. | Rheem | XP50T12DM36U0 | Federally-Regulated Consumer Product | LPG |  | 48 |  | 36000 | True |  |  | False | Gas-fired storage | 79 |  | 77 | 22 | 24456490 | High | 0.69 |  |  | 04/06/2023 | 7002036 | 04/06/2023
Rheem Sales Company, Inc. | Rheem | PRO+G55-45P RH59 | Federally-Regulated Consumer Product | LPG |  | 55 |  | 45000 | True |  |  | False | Gas-fired storage | 91 |  | 75 | 0 | 27301246 | High | 0.62 |  |  | 04/06/2023 | 8077756 | 04/06/2023
Rheem Sales Company, Inc. | Rheem | PRO+G50S-40N RH61 | Federally-Regulated Consumer Product | Natural gas |  | 48 |  | 40000 | True |  |  | False | Gas-fired storage | 87 |  | 75 | 0 | 26867893 | High | 0.63 |  |  | 04/06/2023 | 8065131 | 04/06/2023
Rheem Sales Company, Inc. | Rheem | PROG40-36P RH67 PV | Federally-Regulated Consumer Product | LPG |  | 38 |  | 36000 | True |  |  | False | Gas-fired storage | 71 |  | 79 | 65 | 16076758 | Medium | 0.68 |  |  | 04/06/2023 | 6518269 | 04/06/2023
Rheem Sales Company, Inc. | Rheem | PRO+G55-50N RH59 | Federally-Regulated Consumer Product | Natural gas |  | 55 |  | 50000 | True |  |  | False | Gas-fired storage | 91 |  | 75 | 0 | 27301246 | High | 0.62 |  |  | 04/06/2023 | 8077755 | 04/06/2023
Rheem Sales Company, Inc. | Rheem | PRO+G38-36P RH69 PD | Federally-Regulated Consumer Product | LPG |  | 37 |  | 36000 | True |  |  | False | Gas-fired storage | 66 |  | 77 | 25 | 16213238 | Medium | 0.68 |  |  | 04/06/2023 | 6539852 | 04/06/2023
Rheem Sales Company, Inc. | Rheem | PROG50-36P RH62 | Federally-Regulated Consumer Product | LPG |  | 48 |  | 36000 | True |  |  | False | Gas-fired storage | 76 |  | 81 | 0 | 26041188 | High | 0.65 |  |  | 04/06/2023 | 6518267 | 04/06/2023
Rheem Sales Company, Inc. | Rheem | PROG40-40N RH62 | Federally-Regulated Consumer Product | Natural gas |  | 38 |  | 40000 | True |  |  | False | Gas-fired storage | 84 |  | 80 | 0 | 25646625 | High | 0.66 |  |  | 04/06/2023 | 6518260 | 04/06/2023
Rheem Sales Company, Inc. | Rheem | PROG40-36P RH62 | Federally-Regulated Consumer Product | LPG |  | 38 |  | 36000 | True |  |  | False | Gas-fired storage | 84 |  | 80 | 0 | 25646625 | High | 0.66 |  |  | 04/06/2023 | 8225015 | 04/06/2023
Rheem Sales Company, Inc. | Rheem | P2R-40SF | Federally-Regulated Consumer Product | Natural gas |  | 39 |  | 40000 | True |  |  | False | Gas-fired storage | 66 |  | 75 | 0 | 19108631 | Medium | 0.58 |  |  | 04/06/2023 | 2112749 | 04/06/2023
Rheem Sales Company, Inc. | Rheem | XP40T12HE36U0 | Federally-Regulated Consumer Product | LPG |  | 38 |  | 36000 | True |  |  | False | Gas-fired storage | 84 |  | 77 | 0 | 26041188 | High | 0.65 |  |  | 04/06/2023 | 6983835 | 04/06/2023
Rheem Sales Company, Inc. | Rheem | XG40S06HE38U0 | Federally-Regulated Consumer Product | Natural gas |  | 39 |  | 38000 | True |  |  | False | Gas-fired storage | 69 |  | 76 | 0 | 19108631 | Medium | 0.58 |  |  | 04/06/2023 | 6988314 | 04/06/2023
Rheem Sales Company, Inc. | Rheem | XP50S12DM36U0 | Federally-Regulated Consumer Product | LPG |  | 48 |  | 36000 | True |  |  | False | Gas-fired storage | 78 |  | 77 | 27 | 24439430 | High | 0.69 |  |  | 04/06/2023 | 7002037 | 04/06/2023
Rheem Sales Company, Inc. | Rheem | XG40T12HE40U0 | Federally-Regulated Consumer Product | Natural gas |  | 38 |  | 40000 | True |  |  | False | Gas-fired storage | 84 |  | 77 | 0 | 26041188 | High | 0.65 |  |  | 04/06/2023 | 6983772 | 04/06/2023
Rheem Sales Company, Inc. | Rheem | XP40S12DM36U0 | Federally-Regulated Consumer Product | LPG |  | 39 |  | 36000 | True |  |  | False | Gas-fired storage | 69 |  | 75 | 20 | 16982538 | Medium | 0.65 |  |  | 04/06/2023 | 7002034 | 04/06/2023
Rheem Sales Company, Inc. | Rheem | PROG40S-36N RH67 PV | Federally-Regulated Consumer Product | Natural gas |  | 39 |  | 36000 | True |  |  | False | Gas-fired storage | 66 |  | 74 | 61 | 16842646 | Medium | 0.65 |  |  | 04/06/2023 | 6518272 | 04/06/2023
Rheem Sales Company, Inc. | Rheem | XP40S09HE36U0 | Federally-Regulated Consumer Product | LPG |  | 39 |  | 36000 | True |  |  | False | Gas-fired storage | 69 |  | 76 | 0 | 19108631 | Medium | 0.58 |  |  | 04/06/2023 | 6988317 | 04/06/2023
Rheem Sales Company, Inc. | Rheem | RTG-84DVLPWA-1 | Federally-Regulated Consumer Product | LPG |  | 0 |  | 180000 |  |  |  | False | Instantaneous gas-fired |  | 4.5 | 84 | 31 | 20536633 | High | 0.82 |  | 0 | 04/06/2023 | 8552235 | 04/06/2023
Rheem Sales Company, Inc. | Rheem | PROPG38-36P RH69 PD* | Federally-Regulated Consumer Product | LPG |  | 37 |  | 36000 | True |  |  | False | Gas-fired storage | 66 |  | 77 | 25 | 16213238 | Medium | 0.68 |  |  | 04/06/2023 | 206900645 | 04/06/2023
Rheem Sales Company, Inc. | Rheem | 24X40SF1 * | Federally-Regulated Consumer Product | Natural gas |  | 38 |  | 34000 | True |  |  | False | Gas-fired storage | 65 |  | 75 | 0 | 18784755 | Medium | 0.59 |  |  | 04/06/2023 | 8170605 | 04/06/2023
Rheem Sales Company, Inc. | Rheem | PRO+G50-36P RH67 PD | Federally-Regulated Consumer Product | LPG |  | 48 |  | 36000 | True |  |  | False | Gas-fired storage | 79 |  | 77 | 22 | 24456490 | High | 0.69 |  |  | 04/06/2023 | 6528459 | 04/06/2023
Rheem Sales Company, Inc. | Rheem | XG50T09HE40U0 | Federally-Regulated Consumer Product | Natural gas |  | 48 |  | 40000 | True |  |  | False | Gas-fired storage | 77 |  | 78 | 0 | 26448082 | High | 0.64 |  |  | 04/06/2023 | 6988310 | 04/06/2023
Rheem Sales Company, Inc. | Rheem | XP50T12HE36U0 | Federally-Regulated Consumer Product | LPG |  | 48 |  | 36000 | True |  |  | False | Gas-fired storage | 77 |  | 78 | 0 | 26448082 | High | 0.64 |  |  | 04/06/2023 | 6988313 | 04/06/2023
Rheem Sales Company, Inc. | Rheem | RTG-84XLNWA-1 | Federally-Regulated Consumer Product | Natural gas |  | 0 |  | 180000 |  |  |  | False | Instantaneous gas-fired |  | 4.5 | 83 | 30 | 20794890 | High | 0.81 |  | 0 | 04/06/2023 | 8552299 | 04/06/2023
Rheem Sales Company, Inc. | Rheem | XP40T09HE36U0 | Federally-Regulated Consumer Product | LPG |  | 38 |  | 36000 | True |  |  | False | Gas-fired storage | 84 |  | 77 | 0 | 26041188 | High | 0.65 |  |  | 04/06/2023 | 6983417 | 04/06/2023
Rheem Sales Company, Inc. | Rheem | PROG50S-32P RH67 PV | Federally-Regulated Consumer Product | LPG |  | 48 |  | 32400 | True |  |  | False | Gas-fired storage | 78 |  | 79 | 86 | 23887672 | High | 0.7 |  |  | 04/06/2023 | 6521079 | 04/06/2023
Rheem Sales Company, Inc. | Rheem | PROPG50-40N RH67 PD* | Federally-Regulated Consumer Product | Natural gas |  | 48 |  | 40000 | True |  |  | False | Gas-fired storage | 79 |  | 77 | 22 | 24456490 | High | 0.69 |  |  | 04/06/2023 | 206900648 | 04/06/2023
Rheem Sales Company, Inc. | Rheem | RTG-84DVLN-1 | Federally-Regulated Consumer Product | Natural gas |  | 0 |  | 180000 |  |  |  | False | Instantaneous gas-fired |  | 4.5 | 84 | 31 | 20536633 | High | 0.82 |  | 0 | 04/06/2023 | 8552228 | 04/06/2023
Rheem Sales Company, Inc. | Rheem | 42XR40-40F3 | Federally-Regulated Consumer Product | Natural gas |  | 38 |  | 40000 | True |  |  | False | Gas-fired storage | 84 |  | 80 | 0 | 25646625 | High | 0.66 |  |  | 04/06/2023 | 8315121 | 04/06/2023
Rheem Sales Company, Inc. | Rheem | XG50T06TH40U0 | Federally-Regulated Consumer Product | Natural gas |  | 48 |  | 40000 | True |  |  | False | Gas-fired storage | 77 |  | 78 | 0 | 26448082 | High | 0.64 |  |  | 04/06/2023 | 210594818 | 04/06/2023
Rheem Sales Company, Inc. | Rheem | PRO+G40S-40N RH67 PD | Federally-Regulated Consumer Product | Natural gas |  | 39 |  | 40000 | True |  |  | False | Gas-fired storage | 69 |  | 75 | 20 | 16982538 | Medium | 0.65 |  |  | 04/06/2023 | 8235746 | 04/06/2023
Rheem Sales Company, Inc. | Rheem | PROG40-40N RH AX | Federally-Regulated Consumer Product | Natural gas |  | 38 |  | 40000 | True |  |  | False | Gas-fired storage | 84 |  | 80 | 0 | 25646625 | High | 0.66 |  |  | 04/06/2023 | 209403935 | 04/06/2023
Rheem Sales Company, Inc. | Rheem | PRO+G50S-36P RH67 PD | Federally-Regulated Consumer Product | LPG |  | 48 |  | 36000 | True |  |  | False | Gas-fired storage | 78 |  | 77 | 27 | 24439430 | High | 0.69 |  |  | 04/06/2023 | 6528551 | 04/06/2023
Rheem Sales Company, Inc. | Rheem | XP40T12DM36U0 | Federally-Regulated Consumer Product | LPG |  | 37 |  | 36000 | True |  |  | False | Gas-fired storage | 66 |  | 77 | 25 | 16213238 | Medium | 0.68 |  |  | 04/06/2023 | 7002032 | 04/06/2023
Rheem Sales Company, Inc. | Rheem | RHE50 | Federally-Regulated Consumer Product | Natural gas |  | 46 |  | 40000 | True |  |  | False | Gas-fired storage | 87 |  | 89 | 76 | 20899154 | High | 0.8 |  |  | 04/06/2023 | 5609873 | 04/06/2023
Rheem Sales Company, Inc. | Rheem | RTG-95DVLP-1 | Federally-Regulated Consumer Product | LPG |  | 0 |  | 199900 |  |  |  | False | Instantaneous gas-fired |  | 5 | 84 | 31 | 20536633 | High | 0.82 |  | 0 | 04/06/2023 | 8552227 | 04/06/2023
Rheem Sales Company, Inc. | Rheem | PRO+G50-40N RH62 | Federally-Regulated Consumer Product | Natural gas |  | 48 |  | 40000 | True |  |  | False | Gas-fired storage | 76 |  | 81 | 0 | 26041188 | High | 0.65 |  |  | 04/06/2023 | 8225023 | 04/06/2023
Rheem Sales Company, Inc. | EcoSense | ECORHE50 | Federally-Regulated Consumer Product | Natural gas |  | 46 |  | 40000 | True |  |  | False | Gas-fired storage | 87 |  | 89 | 76 | 20899154 | High | 0.8 |  |  | 04/06/2023 | 5609877 | 04/06/2023
Rheem Sales Company, Inc. | EcoSense | ECORHE40SP | Federally-Regulated Consumer Product | LPG |  | 37 |  | 36000 | True |  |  | False | Gas-fired storage | 68 |  | 87 | 53 | 14596505 | Medium | 0.75 |  |  | 04/06/2023 | 5609876 | 04/06/2023
Rheem Sales Company, Inc. | EcoSense | ECORHE50P | Federally-Regulated Consumer Product | LPG |  | 46 |  | 36000 | True |  |  | False | Gas-fired storage | 87 |  | 89 | 76 | 20899154 | High | 0.8 |  |  | 04/06/2023 | 5609878 | 04/06/2023
Rheem Sales Company, Inc. | RHEEM/ECOSENSE | ECO180DVLN3-1 | Federally-Regulated Consumer Product | Natural gas |  | 0 |  | 180000 |  |  |  | False | Instantaneous gas-fired |  | 4.5 | 84 | 31 | 20536633 | High | 0.82 |  | 0 | 04/06/2023 | 8552255 | 04/06/2023
Rinnai America | Rinnai | RSC199IN | Federally-Regulated Consumer Product | Natural gas |  | 0 |  | 199000 |  |  |  | True | Instantaneous gas-fired |  | 5.7 | 97 | 27 | 17725531 | High | 0.95 |  | 0 | 04/06/2023 | 208141212 | 04/06/2023
Rinnai America | Rinnai | (RU199E) REU-N3237W-US | Federally-Regulated Consumer Product | LPG |  | 0 |  | 199000 |  |  |  | True | Instantaneous gas-fired |  | 5.7 | 97 | 11 | 17780123 | High | 0.95 |  | 0 | 04/06/2023 | 10595466 | 04/06/2023
Rinnai America | Rinnai | CU199E (REU-N3237WC-US) | Federally-Regulated Consumer Product | LPG |  | 0 |  | 199000 |  |  |  | True | Instantaneous gas-fired |  | 5.7 | 97 | 11 | 17780123 | High | 0.95 |  | 0 | 04/06/2023 | 202102167 | 04/06/2023
Rinnai America | Rinnai | (RU180E) REU-N2934W-US | Federally-Regulated Consumer Product | Natural gas |  | 0 |  | 180000 |  |  |  | True | Instantaneous gas-fired |  | 5.3 | 97 | 11 | 17780123 | High | 0.95 |  | 0 | 04/06/2023 | 10595463 | 04/06/2023
Rinnai America | Rinnai | (RU160E) REU-N2530W-US | Federally-Regulated Consumer Product | LPG |  | 0 |  | 160000 |  |  |  | True | Instantaneous gas-fired |  | 4.6 | 97 | 11 | 17780123 | High | 0.95 |  | 0 | 04/06/2023 | 10595417 | 04/06/2023
Rinnai America | Rinnai | CU199E (REU-N3237WC-US) | Federally-Regulated Consumer Product | Natural gas |  | 0 |  | 199000 |  |  |  | True | Instantaneous gas-fired |  | 5.7 | 97 | 11 | 17780123 | High | 0.95 |  | 0 | 04/06/2023 | 202102167 | 04/06/2023
Rinnai America | Rinnai | (RU180I) REU-N2934FF-US | Federally-Regulated Consumer Product | Natural gas |  | 0 |  | 180000 |  |  |  | True | Instantaneous gas-fired |  | 5.2 | 96 | 11 | 17780123 | High | 0.95 |  | 0 | 04/06/2023 | 10595512 | 04/06/2023
Rinnai America | Rinnai | (RU160E) REU-N2530W-US | Federally-Regulated Consumer Product | Natural gas |  | 0 |  | 160000 |  |  |  | True | Instantaneous gas-fired |  | 4.6 | 97 | 11 | 17780123 | High | 0.95 |  | 0 | 04/06/2023 | 10595417 | 04/06/2023
Rinnai America | Rinnai | RSC160IN | Federally-Regulated Consumer Product | Natural gas |  | 0 |  | 160000 |  |  |  | True | Instantaneous gas-fired |  | 4.5 | 97 | 26 | 17728943 | High | 0.95 |  | 0 | 04/06/2023 | 208141209 | 04/06/2023
Rinnai America | Rinnai | RSC160EP | Federally-Regulated Consumer Product | LPG |  | 0 |  | 160000 |  |  |  | True | Instantaneous gas-fired |  | 4.6 | 97 | 11 | 17780123 | High | 0.95 |  | 0 | 04/06/2023 | 208141214 | 04/06/2023
Rinnai America | Rinnai | RSC199EN | Federally-Regulated Consumer Product | Natural gas |  | 0 |  | 199000 |  |  |  | True | Instantaneous gas-fired |  | 5.7 | 97 | 11 | 17780123 | High | 0.95 |  | 0 | 04/06/2023 | 208141211 | 04/06/2023
Rinnai America | Rinnai | RSC199EP | Federally-Regulated Consumer Product | LPG |  | 0 |  | 199000 |  |  |  | True | Instantaneous gas-fired |  | 5.7 | 97 | 11 | 17780123 | High | 0.95 |  | 0 | 04/06/2023 | 208141215 | 04/06/2023
Rinnai America | Rinnai | RSC160EN | Federally-Regulated Consumer Product | Natural gas |  | 0 |  | 160000 |  |  |  | True | Instantaneous gas-fired |  | 4.6 | 97 | 11 | 17780123 | High | 0.95 |  | 0 | 04/06/2023 | 208141210 | 04/06/2023
Rinnai America | Rinnai | (RU160I) REU-N2530FF-US | Federally-Regulated Consumer Product | Natural gas |  | 0 |  | 160000 |  |  |  | True | Instantaneous gas-fired |  | 4.5 | 97 | 26 | 17728943 | High | 0.95 |  | 0 | 04/06/2023 | 10595452 | 04/06/2023
Rinnai America | Rinnai | (RU199E) REU-N3237W-US | Federally-Regulated Consumer Product | Natural gas |  | 0 |  | 199000 |  |  |  | True | Instantaneous gas-fired |  | 5.7 | 97 | 11 | 17780123 | High | 0.95 |  | 0 | 04/06/2023 | 10595466 | 04/06/2023
Rinnai America | Rinnai | (RU199I) REU-N3237FF-US | Federally-Regulated Consumer Product | LPG |  | 0 |  | 199000 |  |  |  | True | Instantaneous gas-fired |  | 5.7 | 97 | 27 | 17725531 | High | 0.95 |  | 0 | 04/06/2023 | 10595468 | 04/06/2023
Rinnai America | Rinnai | (RU199I) REU-N3237FF-US | Federally-Regulated Consumer Product | Natural gas |  | 0 |  | 199000 |  |  |  | True | Instantaneous gas-fired |  | 5.7 | 97 | 27 | 17725531 | High | 0.95 |  | 0 | 04/06/2023 | 10595468 | 04/06/2023
Rinnai America | Rinnai | RSC199IP | Federally-Regulated Consumer Product | LPG |  | 0 |  | 199000 |  |  |  | True | Instantaneous gas-fired |  | 5.7 | 97 | 27 | 17725531 | High | 0.95 |  | 0 | 04/06/2023 | 208141216 | 04/06/2023
Rinnai America | Rinnai | (RU180I) REU-N2934FF-US | Federally-Regulated Consumer Product | LPG |  | 0 |  | 180000 |  |  |  | True | Instantaneous gas-fired |  | 5.2 | 96 | 11 | 17780123 | High | 0.95 |  | 0 | 04/06/2023 | 10595512 | 04/06/2023
Rinnai America | Rinnai | (RU160I) REU-N2530FF-US | Federally-Regulated Consumer Product | LPG |  | 0 |  | 160000 |  |  |  | True | Instantaneous gas-fired |  | 4.5 | 97 | 26 | 17728943 | High | 0.95 |  | 0 | 04/06/2023 | 10595452 | 04/06/2023
Rinnai America | Rinnai | RSC160IP | Federally-Regulated Consumer Product | LPG |  | 0 |  | 160000 |  |  |  | True | Instantaneous gas-fired |  | 4.5 | 97 | 26 | 17728943 | High | 0.95 |  | 0 | 04/06/2023 | 208141213 | 04/06/2023
Rinnai America | Rinnai | (RU180E) REU-N2934W-US | Federally-Regulated Consumer Product | LPG |  | 0 |  | 180000 |  |  |  | True | Instantaneous gas-fired |  | 5.3 | 97 | 11 | 17780123 | High | 0.95 |  | 0 | 04/06/2023 | 10595463 | 04/06/2023
Rheem Sales Company, Inc. | Rheem | XG40T06TH40U0 | Federally-Regulated Consumer Product | Natural gas |  | 38 |  | 40000 | True |  |  | False | Gas-fired storage | 84 |  | 77 | 0 | 26041188 | High | 0.65 |  |  | 04/06/2023 | 210594816 | 04/18/2023
Rheem Sales Company, Inc. | Rheem | XG50T12DU38U*W | Federally-Regulated Consumer Product | Natural gas |  | 48 |  | 38000 | True |  |  | False | Gas-fired storage | 86 |  | 78 | 19 | 24827484 | High | 0.68 |  |  | 02/23/2023 | 205400779 | 04/18/2023
Rheem Sales Company, Inc. | Rheem | XG40T12DU38U*W | Federally-Regulated Consumer Product | Natural gas |  | 38 |  | 38000 | True |  |  | False | Gas-fired storage | 67 |  | 75 | 12 | 17276252 | Medium | 0.64 |  |  | 02/23/2023 | 205400787 | 04/18/2023
Rheem Sales Company, Inc. | Rheem | XG40S12DM40U0W | Federally-Regulated Consumer Product | Natural gas |  | 39 |  | 40000 | True |  |  | False | Gas-fired storage | 69 |  | 75 | 0 | 17050778 | Medium | 0.65 |  |  | 02/23/2023 | 8315600 | 04/18/2023
Rheem Sales Company, Inc. | Ruud | PROG40-36U RU67 PV* | Federally-Regulated Consumer Product | Natural gas |  | 39 |  | 36000 | True |  |  | False | Gas-fired storage | 67 |  | 74 | 61 | 17109064 | Medium | 0.64 | 0.58 |  | 03/10/2023 | 211656106 | 04/18/2023
Rheem Sales Company, Inc. | Ruud | PRO+E40 M2 RU93 CL | Federally-Regulated Consumer Product | Electric resistance |  | 36 |  | 4.5 | True |  |  | False | Electric storage | 55 |  | 98 | 3493 |  | Medium | 0.93 |  |  | 03/21/2023 | 211151074 | 04/18/2023
Bosch Thermotechnology Corp. | BRADFORD WHITE | RTG-K-160N1 | Federally-Regulated Consumer Product | LPG |  | 1 |  | 160000 |  |  |  | False | Instantaneous gas-fired |  | 4.6 | 99 | 33 | 17705059 | High | 0.95 |  | 0 | 03/30/2023 | 201870474 | 04/18/2023
Bosch Thermotechnology Corp. | BRADFORD WHITE | RTG-K-160N1 | Federally-Regulated Consumer Product | Natural gas |  | 1 |  | 160000 |  |  |  | False | Instantaneous gas-fired |  | 4.6 | 99 | 33 | 17705059 | High | 0.95 |  | 0 | 03/30/2023 | 201870474 | 04/18/2023
Bosch Thermotechnology Corp. | BRADFORD WHITE | RTG-K-160N2 | Federally-Regulated Consumer Product | LPG |  | 1 |  | 160000 |  |  |  | False | Instantaneous gas-fired |  | 4.6 | 99 | 33 | 17705059 | High | 0.95 |  | 0 | 03/30/2023 | 201870436 | 04/18/2023
Bosch Thermotechnology Corp. | BRADFORD WHITE | RTG-K-160N2 | Federally-Regulated Consumer Product | Natural gas |  | 1 |  | 160000 |  |  |  | False | Instantaneous gas-fired |  | 4.6 | 99 | 33 | 17705059 | High | 0.95 |  | 0 | 03/30/2023 | 201870436 | 04/18/2023
Bosch Thermotechnology Corp. | BRADFORD WHITE | RTGL 160N1 | Federally-Regulated Consumer Product | Natural gas |  | 1 |  | 160000 |  |  |  | False | Instantaneous gas-fired |  | 4.6 | 99 | 33 | 17705059 | High | 0.95 |  | 0 | 03/30/2023 | 207161112 | 04/18/2023
Bosch Thermotechnology Corp. | BRADFORD WHITE | RTGL 160N1 | Federally-Regulated Consumer Product | LPG |  | 1 |  | 160000 |  |  |  | False | Instantaneous gas-fired |  | 4.6 | 99 | 33 | 17705059 | High | 0.95 |  | 0 | 03/30/2023 | 207161112 | 04/18/2023
Rheem Sales Company, Inc. | Ruud | PROG40-36U RU67 PV* | Federally-Regulated Consumer Product | Natural gas |  | 39 |  | 36000 | True |  |  | False | Gas-fired storage | 67 |  | 74 | 61 | 17109064 | Medium | 0.64 |  |  | 04/18/2023 | 211656106 | 04/18/2023
Rheem Sales Company, Inc. | Ruud | PRO+E40 M2 RU93 CL | Federally-Regulated Consumer Product | Electric resistance |  | 36 |  | 4.5 | True |  |  | False | Electric storage | 55 |  | 98 | 3493 |  | Medium | 0.93 |  |  | 04/18/2023 | 211151074 | 04/18/2023
Bosch Thermotechnology Corp. | BRADFORD WHITE | RTG-K-160N1 | Federally-Regulated Consumer Product | LPG |  | 1 |  | 160000 |  |  |  | False | Instantaneous gas-fired |  | 4.6 | 99 | 33 | 17705059 | High | 0.95 |  | 0 | 04/18/2023 | 201870474 | 04/18/2023
Bosch Thermotechnology Corp. | BRADFORD WHITE | RTG-K-160N1 | Federally-Regulated Consumer Product | Natural gas |  | 1 |  | 160000 |  |  |  | False | Instantaneous gas-fired |  | 4.6 | 99 | 33 | 17705059 | High | 0.95 |  | 0 | 04/18/2023 | 201870474 | 04/18/2023
Bosch Thermotechnology Corp. | BRADFORD WHITE | RTG-K-160N2 | Federally-Regulated Consumer Product | LPG |  | 1 |  | 160000 |  |  |  | False | Instantaneous gas-fired |  | 4.6 | 99 | 33 | 17705059 | High | 0.95 |  | 0 | 04/18/2023 | 201870436 | 04/18/2023
Bosch Thermotechnology Corp. | BRADFORD WHITE | RTG-K-160N2 | Federally-Regulated Consumer Product | Natural gas |  | 1 |  | 160000 |  |  |  | False | Instantaneous gas-fired |  | 4.6 | 99 | 33 | 17705059 | High | 0.95 |  | 0 | 04/18/2023 | 201870436 | 04/18/2023
Bosch Thermotechnology Corp. | BRADFORD WHITE | RTGL 160N1 | Federally-Regulated Consumer Product | Natural gas |  | 1 |  | 160000 |  |  |  | False | Instantaneous gas-fired |  | 4.6 | 99 | 33 | 17705059 | High | 0.95 |  | 0 | 04/18/2023 | 207161112 | 04/18/2023
Bosch Thermotechnology Corp. | BRADFORD WHITE | RTGL 160N1 | Federally-Regulated Consumer Product | LPG |  | 1 |  | 160000 |  |  |  | False | Instantaneous gas-fired |  | 4.6 | 99 | 33 | 17705059 | High | 0.95 |  | 0 | 04/18/2023 | 207161112 | 04/18/2023
Rheem Sales Company, Inc. | Ruud | RUTGH-RH11DVLN * | Federally-Regulated Consumer Product | Natural gas |  | 0 |  | 199000 |  |  |  | False | Instantaneous gas-fired |  | 6 | 97 | 58 | 17809309 | High | 0.94 |  | 0 | 04/06/2023 | 203303906 | 04/20/2023
Rheem Sales Company, Inc. | Rheem | RUTGH-RH10DVLN * | Federally-Regulated Consumer Product | Natural gas |  | 0 |  | 180000 |  |  |  | False | Instantaneous gas-fired |  | 5.2 | 97 | 29 | 17908257 | High | 0.94 |  | 0 | 04/06/2023 | 203303912 | 04/20/2023
Rheem Sales Company, Inc. | Rheem | RUTGH-RH10DVLN * | Federally-Regulated Consumer Product | Natural gas |  | 0 |  | 180000 |  |  |  | False | Instantaneous gas-fired |  | 5.2 | 97 | 29 | 17908257 | High | 0.94 |  | 0 | 04/20/2023 | 203303912 | 04/20/2023
Rheem Sales Company, Inc. | Ruud | RUTGH-RH11DVLN * | Federally-Regulated Consumer Product | Natural gas |  | 0 |  | 199000 |  |  |  | False | Instantaneous gas-fired |  | 6 | 97 | 58 | 17809309 | High | 0.94 |  | 0 | 04/20/2023 | 203303906 | 04/20/2023
A.O. Smith Water Products Company | RELIANCE WATER HEATERS | 6-50-HRVIT 2*1 | Federally-Regulated Consumer Product | LPG |  | 48 |  | 50000 | True |  |  | False | Gas-fired storage | 97 |  | 81 | 35 | 23389986 | High | 0.72 | 0.63 |  | 02/23/2023 | 206861811 | 04/25/2023
A.O. Smith Water Products Company | RELIANCE WATER HEATERS | 12-40-PACT 411 | Federally-Regulated Consumer Product | LPG |  | 38 |  | 40000 | True |  |  | False | Gas-fired storage | 80 |  | 78 | 7688 | 216626 | High | 0.64 |  |  | 03/30/2023 | 210586317 | 04/25/2023
A.O. Smith Water Products Company | RELIANCE WATER HEATERS | 9-40-PKCT 411 | Federally-Regulated Consumer Product | LPG |  | 38 |  | 40000 | True |  |  | False | Gas-fired storage | 80 |  | 78 | 7688 | 216626 | High | 0.64 |  |  | 03/30/2023 | 210586316 | 04/25/2023
A.O. Smith Water Products Company | RELIANCE WATER HEATERS | 6-40-POCT 411 | Federally-Regulated Consumer Product | LPG |  | 38 |  | 40000 | True |  |  | False | Gas-fired storage | 80 |  | 78 | 7688 | 216626 | High | 0.64 |  |  | 03/30/2023 | 210586318 | 04/25/2023
A.O. Smith Water Products Company | RELIANCE WATER HEATERS | 6-40-HRVIT 2*1 | Federally-Regulated Consumer Product | LPG |  | 38 |  | 50000 | True |  |  | False | Gas-fired storage | 87 |  | 78 | 34 | 24065096 | High | 0.7 | 0.64 |  | 02/23/2023 | 206861634 | 04/25/2023
A.O. Smith Water Products Company | RELIANCE WATER HEATERS | 6-40-PBRBT 4*1 | Federally-Regulated Consumer Product | LPG |  | 38 |  | 40000 | True |  |  | False | Gas-fired storage | 78 |  | 77 | 0 | 26041188 | High | 0.65 |  |  | 02/23/2023 | 206715189 | 04/25/2023
A.O. Smith Water Products Company | RELIANCE WATER HEATERS | 6-40-YBVIS 2** | Federally-Regulated Consumer Product | LPG |  | 38 |  | 40000 | True |  |  | False | Gas-fired storage | 73 |  | 79 | 30 | 16439440 | Medium | 0.67 | 0.58 |  | 02/23/2023 | 206860927 | 04/25/2023
A.O. Smith Water Products Company | RELIANCE WATER HEATERS | 6-50-HBPDT 3*1 | Federally-Regulated Consumer Product | LPG |  | 48 |  | 45000 | True |  |  | False | Gas-fired storage | 79 |  | 79 | 68 | 23277390 | High | 0.72 | 0.63 |  | 02/23/2023 | 206902231 | 04/25/2023
A.O. Smith Water Products Company | RELIANCE WATER HEATERS | 6-30-PORBSR 4*1 | Federally-Regulated Consumer Product | LPG |  | 29 |  | 32000 | True |  |  | False | Gas-fired storage | 65 |  | 75 | 0 | 18471676 | Medium | 0.6 |  |  | 02/23/2023 | 206715274 | 04/25/2023
American Water Heater Co. | American | PDVG62-50T45-PV 3*1 | Federally-Regulated Consumer Product | LPG |  | 48 |  | 45000 | True |  |  | False | Gas-fired storage | 79 |  | 79 | 68 | 23277390 | High | 0.72 |  |  | 02/23/2023 | 206902220 | 04/25/2023
American Water Heater Co. | American | G62-40T40 2*1 | Federally-Regulated Consumer Product | LPG |  | 38 |  | 40000 | True |  |  | False | Gas-fired storage | 80 |  | 74 | 0 | 26448082 | High | 0.64 |  |  | 02/23/2023 | 206715251 | 04/25/2023
American Water Heater Co. | American | GB61 40T40 4*1 | Federally-Regulated Consumer Product | LPG |  | 38 |  | 40000 | True |  |  | False | Gas-fired storage | 78 |  | 77 | 0 | 26041188 | High | 0.65 |  |  | 02/23/2023 | 206715183 | 04/25/2023
American Water Heater Co. | American | G61-50-T38 2*1 | Federally-Regulated Consumer Product | LPG |  | 48 |  | 38000 | True |  |  | False | Gas-fired storage | 76 |  | 77 | 0 | 26867893 | High | 0.63 |  |  | 02/23/2023 | 206715263 | 04/25/2023
American Water Heater Co. | American | PVG6250T50PVS 2*1 | Federally-Regulated Consumer Product | LPG |  | 48 |  | 50000 | True |  |  | False | Gas-fired storage | 97 |  | 81 | 35 | 23389986 | High | 0.72 |  |  | 02/23/2023 | 206861803 | 04/25/2023
American Water Heater Co. | American | DVG6250T47PV 3*1 | Federally-Regulated Consumer Product | LPG |  | 48 |  | 47000 | True |  |  | False | Gas-fired storage | 82 |  | 79 | 0 | 26041188 | High | 0.65 |  |  | 02/23/2023 | 206715072 | 04/25/2023
American Water Heater Co. | American | G62-50T40 2*1 | Federally-Regulated Consumer Product | LPG |  | 48 |  | 40000 | True |  |  | False | Gas-fired storage | 81 |  | 80 | 0 | 26448082 | High | 0.64 |  |  | 02/23/2023 | 206715143 | 04/25/2023
American Water Heater Co. | American | PVG6250S62PVS 2*1 | Federally-Regulated Consumer Product | LPG |  | 50 |  | 62000 | True |  |  | False | Gas-fired storage | 119 |  | 82 | 26 | 23098647 | High | 0.73 |  |  | 02/23/2023 | 206862002 | 04/25/2023
American Water Heater Co. | American | PDVG62-50T45-PVL 3*1 | Federally-Regulated Consumer Product | LPG |  | 48 |  | 45000 | True |  |  | False | Gas-fired storage | 79 |  | 79 | 68 | 23277390 | High | 0.72 |  |  | 02/23/2023 | 206902221 | 04/25/2023
American Water Heater Co. | American | G62-40T40R 411 | Federally-Regulated Consumer Product | LPG |  | 38 |  | 40000 | True |  |  | False | Gas-fired storage | 80 |  | 78 | 7688 | 216626 | High | 0.64 |  |  | 03/30/2023 | 210586290 | 04/25/2023
American Water Heater Co. | American | PVG6240T50PVS 2*1 | Federally-Regulated Consumer Product | LPG |  | 38 |  | 50000 | True |  |  | False | Gas-fired storage | 87 |  | 78 | 34 | 24065096 | High | 0.7 |  |  | 02/23/2023 | 206861627 | 04/25/2023
American Water Heater Co. | American | G102-40T40R 411 | Federally-Regulated Consumer Product | LPG |  | 38 |  | 40000 | True |  |  | False | Gas-fired storage | 80 |  | 78 | 7688 | 216626 | High | 0.64 |  |  | 03/30/2023 | 210586292 | 04/25/2023
American Water Heater Co. | American | PVG6240T50PVSL 2*1 | Federally-Regulated Consumer Product | LPG |  | 38 |  | 50000 | True |  |  | False | Gas-fired storage | 87 |  | 78 | 34 | 24065096 | High | 0.7 |  |  | 02/23/2023 | 206861628 | 04/25/2023
American Water Heater Co. | American | PVG62-40S40-PVS 2*1 | Federally-Regulated Consumer Product | LPG |  | 38 |  | 40000 | True |  |  | False | Gas-fired storage | 73 |  | 79 | 30 | 16439440 | Medium | 0.67 |  |  | 02/23/2023 | 206860923 | 04/25/2023
American Water Heater Co. | American | G62-40S40 2*1 | Federally-Regulated Consumer Product | LPG |  | 38 |  | 40000 | True |  |  | False | Gas-fired storage | 70 |  | 74 | 0 | 19108631 | Medium | 0.58 |  |  | 02/23/2023 | 206715178 | 04/25/2023
American Water Heater Co. | American | G82-40T40R 411 | Federally-Regulated Consumer Product | LPG |  | 38 |  | 40000 | True |  |  | False | Gas-fired storage | 80 |  | 78 | 7688 | 216626 | High | 0.64 |  |  | 03/30/2023 | 210586297 | 04/25/2023
American Water Heater Co. | American | G62-30T35 2*1 | Federally-Regulated Consumer Product | LPG |  | 29 |  | 35500 | True |  |  | False | Gas-fired storage | 63 |  | 77 | 0 | 17592073 | Medium | 0.63 |  |  | 02/23/2023 | 206715086 | 04/25/2023
American Water Heater Co. | American | G62-40T40RL 411 | Federally-Regulated Consumer Product | LPG |  | 38 |  | 40000 | True |  |  | False | Gas-fired storage | 80 |  | 78 | 7688 | 216626 | High | 0.64 |  |  | 03/30/2023 | 210586299 | 04/25/2023
American Water Heater Co. | American | PVG6250T50PVSL 2*1 | Federally-Regulated Consumer Product | LPG |  | 48 |  | 50000 | True |  |  | False | Gas-fired storage | 97 |  | 81 | 35 | 23389986 | High | 0.72 |  |  | 02/23/2023 | 206861804 | 04/25/2023
American Water Heater Co. | American | DVG6250T47PLV 3*1 | Federally-Regulated Consumer Product | LPG |  | 48 |  | 47000 | True |  |  | False | Gas-fired storage | 82 |  | 79 | 0 | 26041188 | High | 0.65 |  |  | 02/23/2023 | 206715074 | 04/25/2023
A.O. Smith Water Products Company | Lochinvar | PVL04050 2*1 | Federally-Regulated Consumer Product | LPG |  | 38 |  | 50000 | True |  |  | False | Gas-fired storage | 87 |  | 78 | 34 | 24065096 | High | 0.7 |  |  | 02/23/2023 | 206861631 | 04/25/2023
A.O. Smith Water Products Company | Lochinvar | PVL05050ST 2*1 | Federally-Regulated Consumer Product | LPG |  | 48 |  | 50000 | True |  |  | False | Gas-fired storage | 97 |  | 81 | 35 | 23389986 | High | 0.72 |  |  | 02/23/2023 | 206861809 | 04/25/2023
A.O. Smith Water Products Company | Lochinvar | GSL03032BR 4*1 | Federally-Regulated Consumer Product | LPG |  | 29 |  | 32000 | True |  |  | False | Gas-fired storage | 65 |  | 75 | 0 | 18471676 | Medium | 0.6 |  |  | 02/23/2023 | 206715273 | 04/25/2023
A.O. Smith Water Products Company | Lochinvar | PVL04050ST 2*1 | Federally-Regulated Consumer Product | LPG |  | 38 |  | 50000 | True |  |  | False | Gas-fired storage | 87 |  | 78 | 34 | 24065096 | High | 0.7 |  |  | 02/23/2023 | 206861632 | 04/25/2023
A.O. Smith Water Products Company | Lochinvar | GBL05050ST 3*1 | Federally-Regulated Consumer Product | LPG |  | 48 |  | 47000 | True |  |  | False | Gas-fired storage | 82 |  | 79 | 0 | 26041188 | High | 0.65 |  |  | 02/23/2023 | 206715077 | 04/25/2023
A.O. Smith Water Products Company | Lochinvar | GTL04040 411 | Federally-Regulated Consumer Product | LPG |  | 38 |  | 40000 | True |  |  | False | Gas-fired storage | 80 |  | 78 | 7688 | 216626 | High | 0.64 |  |  | 03/30/2023 | 210586301 | 04/25/2023
A.O. Smith Water Products Company | Lochinvar | PVL05065ST 2*1 | Federally-Regulated Consumer Product | LPG |  | 50 |  | 62000 | True |  |  | False | Gas-fired storage | 119 |  | 82 | 26 | 23098647 | High | 0.73 |  |  | 02/23/2023 | 206862003 | 04/25/2023
A.O. Smith Water Products Company | Lochinvar | PRL05045ES 3*1 | Federally-Regulated Consumer Product | LPG |  | 48 |  | 45000 | True |  |  | False | Gas-fired storage | 79 |  | 79 | 68 | 23277390 | High | 0.72 |  |  | 02/23/2023 | 206902222 | 04/25/2023
A.O. Smith Water Products Company | Lochinvar | PRL05045ESST 3*1 | Federally-Regulated Consumer Product | LPG |  | 48 |  | 45000 | True |  |  | False | Gas-fired storage | 79 |  | 79 | 68 | 23277390 | High | 0.72 |  |  | 02/23/2023 | 206902223 | 04/25/2023
A.O. Smith Water Products Company | Lochinvar | GTL04040Z 411 | Federally-Regulated Consumer Product | LPG |  | 38 |  | 40000 | True |  |  | False | Gas-fired storage | 80 |  | 78 | 7688 | 216626 | High | 0.64 |  |  | 03/30/2023 | 210586311 | 04/25/2023
A.O. Smith Water Products Company | Lochinvar | GTN04040M 410 | Federally-Regulated Consumer Product | LPG |  | 38 |  | 40000 | True |  |  | False | Gas-fired storage | 80 |  | 78 | 7688 | 216626 | High | 0.64 |  |  | 03/30/2023 | 210586309 | 04/25/2023
A.O. Smith Water Products Company | Lochinvar | PVL04040 2*1 | Federally-Regulated Consumer Product | LPG |  | 38 |  | 40000 | True |  |  | False | Gas-fired storage | 73 |  | 79 | 30 | 16439440 | Medium | 0.67 |  |  | 02/23/2023 | 206860926 | 04/25/2023
A.O. Smith Water Products Company | Lochinvar | PVL05050 2*1 | Federally-Regulated Consumer Product | LPG |  | 48 |  | 50000 | True |  |  | False | Gas-fired storage | 97 |  | 81 | 35 | 23389986 | High | 0.72 |  |  | 02/23/2023 | 206861808 | 04/25/2023
A.O. Smith Water Products Company | Lochinvar | GTL04040 ST 411 | Federally-Regulated Consumer Product | LPG |  | 38 |  | 40000 | True |  |  | False | Gas-fired storage | 80 |  | 78 | 7688 | 216626 | High | 0.64 |  |  | 03/30/2023 | 210586304 | 04/25/2023
A.O. Smith Water Products Company | Lochinvar | GBL05050 3*1 | Federally-Regulated Consumer Product | LPG |  | 48 |  | 47000 | True |  |  | False | Gas-fired storage | 82 |  | 79 | 0 | 26041188 | High | 0.65 |  |  | 02/23/2023 | 206715075 | 04/25/2023
A.O. Smith Water Products Company | Lochinvar | GTL04040B 4*1 | Federally-Regulated Consumer Product | LPG |  | 38 |  | 40000 | True |  |  | False | Gas-fired storage | 78 |  | 77 | 0 | 26041188 | High | 0.65 |  |  | 02/23/2023 | 206715184 | 04/25/2023
A.O. Smith Water Products Company | Lochinvar | GTL04040-8 411 | Federally-Regulated Consumer Product | LPG |  | 38 |  | 40000 | True |  |  | False | Gas-fired storage | 80 |  | 78 | 7688 | 216626 | High | 0.64 |  |  | 03/30/2023 | 210586308 | 04/25/2023
A.O. Smith Water Products Company | State | GS6-40-BRBT 4*1 | Federally-Regulated Consumer Product | LPG |  | 38 |  | 40000 | True |  |  | False | Gas-fired storage | 78 |  | 77 | 0 | 26041188 | High | 0.65 |  |  | 02/23/2023 | 206715191 | 04/25/2023
A.O. Smith Water Products Company | State | GS6-50-HRVHSL 2*1 | Federally-Regulated Consumer Product | LPG |  | 50 |  | 62000 | True |  |  | False | Gas-fired storage | 119 |  | 82 | 26 | 23098647 | High | 0.73 |  |  | 02/23/2023 | 206862006 | 04/25/2023
A.O. Smith Water Products Company | State | GS6-50-ORT 2*1 | Federally-Regulated Consumer Product | LPG |  | 48 |  | 38000 | True |  |  | False | Gas-fired storage | 76 |  | 77 | 0 | 26867893 | High | 0.63 |  |  | 02/23/2023 | 206715266 | 04/25/2023
A.O. Smith Water Products Company | State | GS6-40-HBVIS 2*1 | Federally-Regulated Consumer Product | LPG |  | 38 |  | 40000 | True |  |  | False | Gas-fired storage | 73 |  | 79 | 30 | 16439440 | Medium | 0.67 | 0.58 |  | 03/09/2023 | 206860930 | 04/25/2023
A.O. Smith Water Products Company | State | GS6-50-BCT 2*1 | Federally-Regulated Consumer Product | LPG |  | 48 |  | 40000 | True |  |  | False | Gas-fired storage | 81 |  | 80 | 0 | 26448082 | High | 0.64 |  |  | 02/23/2023 | 206715150 | 04/25/2023
A.O. Smith Water Products Company | State | GS6-50-HBPDT 3*1 | Federally-Regulated Consumer Product | LPG |  | 48 |  | 45000 | True |  |  | False | Gas-fired storage | 79 |  | 79 | 68 | 23277390 | High | 0.72 |  |  | 02/23/2023 | 206902226 | 04/25/2023
A.O. Smith Water Products Company | State | GS6-50-HRDS 3*1 | Federally-Regulated Consumer Product | LPG |  | 48 |  | 47000 | True |  |  | False | Gas-fired storage | 82 |  | 79 | 0 | 26041188 | High | 0.65 |  |  | 02/23/2023 | 206715080 | 04/25/2023
A.O. Smith Water Products Company | State | GS6-40-HRVIT 2*1 | Federally-Regulated Consumer Product | LPG |  | 38 |  | 50000 | True |  |  | False | Gas-fired storage | 87 |  | 78 | 34 | 24065096 | High | 0.7 |  |  | 02/23/2023 | 206861637 | 04/25/2023
A.O. Smith Water Products Company | State | GS6-50-HRVITL 2*1 | Federally-Regulated Consumer Product | LPG |  | 48 |  | 50000 | True |  |  | False | Gas-fired storage | 97 |  | 81 | 35 | 23389986 | High | 0.72 |  |  | 02/23/2023 | 206861816 | 04/25/2023
A.O. Smith Water Products Company | State | GS6-40-BCS 2*1 | Federally-Regulated Consumer Product | LPG |  | 38 |  | 40000 | True |  |  | False | Gas-fired storage | 70 |  | 74 | 0 | 19108631 | Medium | 0.58 |  |  | 02/23/2023 | 206715177 | 04/25/2023
A.O. Smith Water Products Company | State | GS6-40-HRVITL 2*1 | Federally-Regulated Consumer Product | LPG |  | 38 |  | 50000 | True |  |  | False | Gas-fired storage | 87 |  | 78 | 34 | 24065096 | High | 0.7 |  |  | 02/23/2023 | 206861638 | 04/25/2023
A.O. Smith Water Products Company | State | GS6-50-HRDSL 3*1 | Federally-Regulated Consumer Product | LPG |  | 48 |  | 47000 | True |  |  | False | Gas-fired storage | 82 |  | 79 | 0 | 26041188 | High | 0.65 |  |  | 02/23/2023 | 206715082 | 04/25/2023
A.O. Smith Water Products Company | State | GS6-50-HRVIT 2*1 | Federally-Regulated Consumer Product | LPG |  | 48 |  | 50000 | True |  |  | False | Gas-fired storage | 97 |  | 81 | 35 | 23389986 | High | 0.72 |  |  | 02/23/2023 | 206861815 | 04/25/2023
A.O. Smith Water Products Company | State | GS6-50-HBPDTL 3*1 | Federally-Regulated Consumer Product | LPG |  | 48 |  | 45000 | True |  |  | False | Gas-fired storage | 79 |  | 79 | 68 | 23277390 | High | 0.72 |  |  | 02/23/2023 | 206902227 | 04/25/2023
A.O. Smith Water Products Company | State | GS6-40-BCT 2*1 | Federally-Regulated Consumer Product | LPG |  | 38 |  | 40000 | True |  |  | False | Gas-fired storage | 80 |  | 74 | 0 | 26448082 | High | 0.64 |  |  | 02/23/2023 | 206715258 | 04/25/2023
A.O. Smith Water Products Company | State | GS6-30-OCT 2*1 | Federally-Regulated Consumer Product | LPG |  | 29 |  | 35500 | True |  |  | False | Gas-fired storage | 63 |  | 77 | 0 | 17592073 | Medium | 0.63 |  |  | 02/23/2023 | 206715090 | 04/25/2023
A.O. Smith Water Products Company | State | GS6-30-ORBSR 4*1 | Federally-Regulated Consumer Product | LPG |  | 29 |  | 32000 | True |  |  | False | Gas-fired storage | 65 |  | 75 | 0 | 18471676 | Medium | 0.6 |  |  | 02/23/2023 | 206715275 | 04/25/2023
A.O. Smith Water Products Company | State | GSX-40-BCT 411 | Federally-Regulated Consumer Product | LPG |  | 38 |  | 40000 | True |  |  | False | Gas-fired storage | 80 |  | 78 | 7688 | 216626 | High | 0.64 |  |  | 03/30/2023 | 210586322 | 04/25/2023
A.O. Smith Water Products Company | State | GS6-40-BCTL 411 | Federally-Regulated Consumer Product | LPG |  | 38 |  | 40000 | True |  |  | False | Gas-fired storage | 80 |  | 78 | 7688 | 216626 | High | 0.64 |  |  | 03/30/2023 | 210586324 | 04/25/2023
A.O. Smith Water Products Company | State | GS6-40-BCT 411 | Federally-Regulated Consumer Product | LPG |  | 38 |  | 40000 | True |  |  | False | Gas-fired storage | 80 |  | 78 | 7688 | 216626 | High | 0.64 |  |  | 03/30/2023 | 210586321 | 04/25/2023
A.O. Smith Water Products Company | State | GW8-40-BCT 411 | Federally-Regulated Consumer Product | LPG |  | 38 |  | 40000 | True |  |  | False | Gas-fired storage | 80 |  | 78 | 7688 | 216626 | High | 0.64 |  |  | 03/30/2023 | 210586327 | 04/25/2023
A.O. Smith Water Products Company | U.S. Craftmaster | LG2H4040TR 411 | Federally-Regulated Consumer Product | LPG |  | 38 |  | 40000 | True |  |  | False | Gas-fired storage | 80 |  | 78 | 7688 | 216626 | High | 0.64 |  |  | 03/30/2023 | 210586329 | 04/25/2023
A.O. Smith Water Products Company | U.S. Craftmaster | LG1F3032SBR 4*1 | Federally-Regulated Consumer Product | LPG |  | 29 |  | 32000 | True |  |  | False | Gas-fired storage | 65 |  | 75 | 0 | 18471676 | Medium | 0.6 |  |  | 02/23/2023 | 206715276 | 04/25/2023
A.O. Smith Water Products Company | U.S. Craftmaster | LG2F4040TR 411 | Federally-Regulated Consumer Product | LPG |  | 38 |  | 40000 | True |  |  | False | Gas-fired storage | 80 |  | 78 | 7688 | 216626 | High | 0.64 |  |  | 03/30/2023 | 210586328 | 04/25/2023
A.O. Smith Water Products Company | U.S. Craftmaster | LG1F4040TB 4*1 | Federally-Regulated Consumer Product | LPG |  | 38 |  | 40000 | True |  |  | False | Gas-fired storage | 78 |  | 77 | 0 | 26041188 | High | 0.65 |  |  | 02/23/2023 | 206715193 | 04/25/2023
A.O. Smith Water Products Company | GSW WATER HEATERS | G640S40P-PV-ES2 2*1 | Federally-Regulated Consumer Product | LPG |  | 38 |  | 40000 | True |  |  | False | Gas-fired storage | 73 |  | 79 | 30 | 16439440 | Medium | 0.67 |  |  | 02/23/2023 | 207616307 | 04/25/2023
A.O. Smith Water Products Company | GSW WATER HEATERS | G650S62P-PV-ES2 2*1 | Federally-Regulated Consumer Product | LPG |  | 50 |  | 62000 | True |  |  | False | Gas-fired storage | 119 |  | 82 | 26 | 23098647 | High | 0.73 |  |  | 02/23/2023 | 207616333 | 04/25/2023
A.O. Smith Water Products Company | GSW WATER HEATERS | G650T50P-PV-ES2 2*1 | Federally-Regulated Consumer Product | LPG |  | 48 |  | 50000 | True |  |  | False | Gas-fired storage | 97 |  | 81 | 35 | 23389986 | High | 0.72 |  |  | 02/23/2023 | 207616325 | 04/25/2023
A.O. Smith Water Products Company | GSW WATER HEATERS | G640T50P-PV-ES2 2*1 | Federally-Regulated Consumer Product | LPG |  | 38 |  | 50000 | True |  |  | False | Gas-fired storage | 87 |  | 78 | 34 | 24065096 | High | 0.7 |  |  | 02/23/2023 | 207616321 | 04/25/2023
A.O. Smith Water Products Company | GSW WATER HEATERS | G650S45P-PDV-ES2 3*1 | Federally-Regulated Consumer Product | LPG |  | 48 |  | 45000 | True |  |  | False | Gas-fired storage | 79 |  | 79 | 68 | 23277390 | High | 0.72 |  |  | 02/23/2023 | 207616292 | 04/25/2023
A.O. Smith Water Products Company | John Wood | PV40P 2*1 | Federally-Regulated Consumer Product | LPG |  | 38 |  | 40000 | True |  |  | False | Gas-fired storage | 73 |  | 79 | 30 | 16439440 | Medium | 0.67 |  |  | 02/23/2023 | 207616305 | 04/25/2023
A.O. Smith Water Products Company | John Wood | JW640S40P-AV-ES2 1*1 | Federally-Regulated Consumer Product | LPG |  | 38 |  | 40000 | True |  |  | False | Gas-fired storage | 65 |  | 77 | 12 | 16751489 | Medium | 0.66 |  |  | 02/23/2023 | 207616235 | 04/25/2023
A.O. Smith Water Products Company | John Wood | PDV50P 3*1 | Federally-Regulated Consumer Product | LPG |  | 48 |  | 45000 | True |  |  | False | Gas-fired storage | 79 |  | 79 | 68 | 23277390 | High | 0.72 |  |  | 02/23/2023 | 207616290 | 04/25/2023
A.O. Smith Water Products Company | John Wood | JW640T40P-AV-ES2 1*1 | Federally-Regulated Consumer Product | LPG |  | 38 |  | 40000 | True |  |  | False | Gas-fired storage | 70 |  | 73 | 30 | 17214836 | Medium | 0.64 |  |  | 02/23/2023 | 207616205 | 04/25/2023
A.O. Smith Water Products Company | John Wood | JW650T40P-AV-ES2 1*1 | Federally-Regulated Consumer Product | LPG |  | 48 |  | 40000 | True |  |  | False | Gas-fired storage | 84 |  | 80 | 25 | 24446254 | High | 0.69 |  |  | 02/23/2023 | 207616227 | 04/25/2023
A.O. Smith Water Products Company | RELIANCE WATER HEATERS | 6-50-HRVIT 2*1 | Federally-Regulated Consumer Product | LPG |  | 48 |  | 50000 | True |  |  | False | Gas-fired storage | 97 |  | 81 | 35 | 23389986 | High | 0.72 |  |  | 04/25/2023 | 206861811 | 04/25/2023
A.O. Smith Water Products Company | RELIANCE WATER HEATERS | 12-40-PACT 411 | Federally-Regulated Consumer Product | LPG |  | 38 |  | 36000 | True |  |  | False | Gas-fired storage | 80 |  | 78 | 7688 | 216626 | High | 0.64 |  |  | 04/25/2023 | 210586317 | 04/25/2023
A.O. Smith Water Products Company | RELIANCE WATER HEATERS | 9-40-PKCT 411 | Federally-Regulated Consumer Product | LPG |  | 38 |  | 36000 | True |  |  | False | Gas-fired storage | 80 |  | 78 | 7688 | 216626 | High | 0.64 |  |  | 04/25/2023 | 210586316 | 04/25/2023
A.O. Smith Water Products Company | RELIANCE WATER HEATERS | 6-40-POCT 411 | Federally-Regulated Consumer Product | LPG |  | 38 |  | 36000 | True |  |  | False | Gas-fired storage | 80 |  | 78 | 7688 | 216626 | High | 0.64 |  |  | 04/25/2023 | 210586318 | 04/25/2023
A.O. Smith Water Products Company | RELIANCE WATER HEATERS | 6-40-HRVIT 2*1 | Federally-Regulated Consumer Product | LPG |  | 38 |  | 50000 | True |  |  | False | Gas-fired storage | 87 |  | 78 | 34 | 24065096 | High | 0.7 |  |  | 04/25/2023 | 206861634 | 04/25/2023
A.O. Smith Water Products Company | RELIANCE WATER HEATERS | 6-40-PBRBT 4*1 | Federally-Regulated Consumer Product | LPG |  | 38 |  | 36000 | True |  |  | False | Gas-fired storage | 78 |  | 77 | 0 | 26041188 | High | 0.65 |  |  | 04/25/2023 | 206715189 | 04/25/2023
A.O. Smith Water Products Company | RELIANCE WATER HEATERS | 6-40-YBVIS 2** | Federally-Regulated Consumer Product | LPG |  | 38 |  | 40000 | True |  |  | False | Gas-fired storage | 73 |  | 79 | 30 | 16439440 | Medium | 0.67 |  |  | 04/25/2023 | 206860927 | 04/25/2023
A.O. Smith Water Products Company | RELIANCE WATER HEATERS | 6-50-HBPDT 3*1 | Federally-Regulated Consumer Product | LPG |  | 48 |  | 45000 | True |  |  | False | Gas-fired storage | 79 |  | 79 | 68 | 23277390 | High | 0.72 |  |  | 04/25/2023 | 206902231 | 04/25/2023
A.O. Smith Water Products Company | RELIANCE WATER HEATERS | 6-30-PORBSR 4*1 | Federally-Regulated Consumer Product | LPG |  | 29 |  | 29000 | True |  |  | False | Gas-fired storage | 65 |  | 75 | 0 | 18471676 | Medium | 0.6 |  |  | 04/25/2023 | 206715274 | 04/25/2023
American Water Heater Co. | American | PDVG62-50T45-PV 3*1 | Federally-Regulated Consumer Product | LPG |  | 48 |  | 45000 | True |  |  | False | Gas-fired storage | 79 |  | 79 | 68 | 23277390 | High | 0.72 |  |  | 04/25/2023 | 206902220 | 04/25/2023
American Water Heater Co. | American | G62-40T40 2*1 | Federally-Regulated Consumer Product | LPG |  | 38 |  | 36000 | True |  |  | False | Gas-fired storage | 80 |  | 74 | 0 | 26448082 | High | 0.64 |  |  | 04/25/2023 | 206715251 | 04/25/2023
American Water Heater Co. | American | GB61 40T40 4*1 | Federally-Regulated Consumer Product | LPG |  | 38 |  | 36000 | True |  |  | False | Gas-fired storage | 78 |  | 77 | 0 | 26041188 | High | 0.65 |  |  | 04/25/2023 | 206715183 | 04/25/2023
American Water Heater Co. | American | G61-50-T38 2*1 | Federally-Regulated Consumer Product | LPG |  | 48 |  | 36000 | True |  |  | False | Gas-fired storage | 76 |  | 77 | 0 | 26867893 | High | 0.63 |  |  | 04/25/2023 | 206715263 | 04/25/2023
American Water Heater Co. | American | PVG6250T50PVS 2*1 | Federally-Regulated Consumer Product | LPG |  | 48 |  | 50000 | True |  |  | False | Gas-fired storage | 97 |  | 81 | 35 | 23389986 | High | 0.72 |  |  | 04/25/2023 | 206861803 | 04/25/2023
American Water Heater Co. | American | DVG6250T47PV 3*1 | Federally-Regulated Consumer Product | LPG |  | 48 |  | 47000 | True |  |  | False | Gas-fired storage | 82 |  | 79 | 0 | 26041188 | High | 0.65 |  |  | 04/25/2023 | 206715072 | 04/25/2023
American Water Heater Co. | American | G62-50T40 2*1 | Federally-Regulated Consumer Product | LPG |  | 48 |  | 37000 | True |  |  | False | Gas-fired storage | 81 |  | 80 | 0 | 26448082 | High | 0.64 |  |  | 04/25/2023 | 206715143 | 04/25/2023
American Water Heater Co. | American | PVG6250S62PVS 2*1 | Federally-Regulated Consumer Product | LPG |  | 50 |  | 62000 | True |  |  | False | Gas-fired storage | 119 |  | 82 | 26 | 23098647 | High | 0.73 |  |  | 04/25/2023 | 206862002 | 04/25/2023
American Water Heater Co. | American | PDVG62-50T45-PVL 3*1 | Federally-Regulated Consumer Product | LPG |  | 48 |  | 45000 | True |  |  | False | Gas-fired storage | 79 |  | 79 | 68 | 23277390 | High | 0.72 |  |  | 04/25/2023 | 206902221 | 04/25/2023
American Water Heater Co. | American | G62-40T40R 411 | Federally-Regulated Consumer Product | LPG |  | 38 |  | 36000 | True |  |  | False | Gas-fired storage | 80 |  | 78 | 7688 | 216626 | High | 0.64 |  |  | 04/25/2023 | 210586290 | 04/25/2023
American Water Heater Co. | American | PVG6240T50PVS 2*1 | Federally-Regulated Consumer Product | LPG |  | 38 |  | 50000 | True |  |  | False | Gas-fired storage | 87 |  | 78 | 34 | 24065096 | High | 0.7 |  |  | 04/25/2023 | 206861627 | 04/25/2023
American Water Heater Co. | American | G102-40T40R 411 | Federally-Regulated Consumer Product | LPG |  | 38 |  | 36000 | True |  |  | False | Gas-fired storage | 80 |  | 78 | 7688 | 216626 | High | 0.64 |  |  | 04/25/2023 | 210586292 | 04/25/2023
American Water Heater Co. | American | PVG6240T50PVSL 2*1 | Federally-Regulated Consumer Product | LPG |  | 38 |  | 50000 | True |  |  | False | Gas-fired storage | 87 |  | 78 | 34 | 24065096 | High | 0.7 |  |  | 04/25/2023 | 206861628 | 04/25/2023
American Water Heater Co. | American | PVG62-40S40-PVS 2*1 | Federally-Regulated Consumer Product | LPG |  | 38 |  | 40000 | True |  |  | False | Gas-fired storage | 73 |  | 79 | 30 | 16439440 | Medium | 0.67 |  |  | 04/25/2023 | 206860923 | 04/25/2023
American Water Heater Co. | American | G62-40S40 2*1 | Federally-Regulated Consumer Product | LPG |  | 38 |  | 36000 | True |  |  | False | Gas-fired storage | 70 |  | 74 | 0 | 19108631 | Medium | 0.58 |  |  | 04/25/2023 | 206715178 | 04/25/2023
American Water Heater Co. | American | G82-40T40R 411 | Federally-Regulated Consumer Product | LPG |  | 38 |  | 36000 | True |  |  | False | Gas-fired storage | 80 |  | 78 | 7688 | 216626 | High | 0.64 |  |  | 04/25/2023 | 210586297 | 04/25/2023
American Water Heater Co. | American | G62-30T35 2*1 | Federally-Regulated Consumer Product | LPG |  | 29 |  | 32000 | True |  |  | False | Gas-fired storage | 63 |  | 77 | 0 | 17592073 | Medium | 0.63 |  |  | 04/25/2023 | 206715086 | 04/25/2023
American Water Heater Co. | American | G62-40T40RL 411 | Federally-Regulated Consumer Product | LPG |  | 38 |  | 36000 | True |  |  | False | Gas-fired storage | 80 |  | 78 | 7688 | 216626 | High | 0.64 |  |  | 04/25/2023 | 210586299 | 04/25/2023
American Water Heater Co. | American | PVG6250T50PVSL 2*1 | Federally-Regulated Consumer Product | LPG |  | 48 |  | 50000 | True |  |  | False | Gas-fired storage | 97 |  | 81 | 35 | 23389986 | High | 0.72 |  |  | 04/25/2023 | 206861804 | 04/25/2023
American Water Heater Co. | American | DVG6250T47PLV 3*1 | Federally-Regulated Consumer Product | LPG |  | 48 |  | 47000 | True |  |  | False | Gas-fired storage | 82 |  | 79 | 0 | 26041188 | High | 0.65 |  |  | 04/25/2023 | 206715074 | 04/25/2023
A.O. Smith Water Products Company | Lochinvar | PVL04050 2*1 | Federally-Regulated Consumer Product | LPG |  | 38 |  | 50000 | True |  |  | False | Gas-fired storage | 87 |  | 78 | 34 | 24065096 | High | 0.7 |  |  | 04/25/2023 | 206861631 | 04/25/2023
A.O. Smith Water Products Company | Lochinvar | PVL05050ST 2*1 | Federally-Regulated Consumer Product | LPG |  | 48 |  | 50000 | True |  |  | False | Gas-fired storage | 97 |  | 81 | 35 | 23389986 | High | 0.72 |  |  | 04/25/2023 | 206861809 | 04/25/2023
A.O. Smith Water Products Company | Lochinvar | GSL03032BR 4*1 | Federally-Regulated Consumer Product | LPG |  | 29 |  | 29000 | True |  |  | False | Gas-fired storage | 65 |  | 75 | 0 | 18471676 | Medium | 0.6 |  |  | 04/25/2023 | 206715273 | 04/25/2023
A.O. Smith Water Products Company | Lochinvar | PVL04050ST 2*1 | Federally-Regulated Consumer Product | LPG |  | 38 |  | 50000 | True |  |  | False | Gas-fired storage | 87 |  | 78 | 34 | 24065096 | High | 0.7 |  |  | 04/25/2023 | 206861632 | 04/25/2023
A.O. Smith Water Products Company | Lochinvar | GBL05050ST 3*1 | Federally-Regulated Consumer Product | LPG |  | 48 |  | 47000 | True |  |  | False | Gas-fired storage | 82 |  | 79 | 0 | 26041188 | High | 0.65 |  |  | 04/25/2023 | 206715077 | 04/25/2023
A.O. Smith Water Products Company | Lochinvar | GTL04040 411 | Federally-Regulated Consumer Product | LPG |  | 38 |  | 36000 | True |  |  | False | Gas-fired storage | 80 |  | 78 | 7688 | 216626 | High | 0.64 |  |  | 04/25/2023 | 210586301 | 04/25/2023
A.O. Smith Water Products Company | Lochinvar | PVL05065ST 2*1 | Federally-Regulated Consumer Product | LPG |  | 50 |  | 62000 | True |  |  | False | Gas-fired storage | 119 |  | 82 | 26 | 23098647 | High | 0.73 |  |  | 04/25/2023 | 206862003 | 04/25/2023
A.O. Smith Water Products Company | Lochinvar | PRL05045ES 3*1 | Federally-Regulated Consumer Product | LPG |  | 48 |  | 45000 | True |  |  | False | Gas-fired storage | 79 |  | 79 | 68 | 23277390 | High | 0.72 |  |  | 04/25/2023 | 206902222 | 04/25/2023
A.O. Smith Water Products Company | Lochinvar | PRL05045ESST 3*1 | Federally-Regulated Consumer Product | LPG |  | 48 |  | 45000 | True |  |  | False | Gas-fired storage | 79 |  | 79 | 68 | 23277390 | High | 0.72 |  |  | 04/25/2023 | 206902223 | 04/25/2023
A.O. Smith Water Products Company | Lochinvar | GTL04040Z 411 | Federally-Regulated Consumer Product | LPG |  | 38 |  | 36000 | True |  |  | False | Gas-fired storage | 80 |  | 78 | 7688 | 216626 | High | 0.64 |  |  | 04/25/2023 | 210586311 | 04/25/2023
A.O. Smith Water Products Company | Lochinvar | GTN04040M 410 | Federally-Regulated Consumer Product | LPG |  | 38 |  | 36000 | True |  |  | False | Gas-fired storage | 80 |  | 78 | 7688 | 216626 | High | 0.64 |  |  | 04/25/2023 | 210586309 | 04/25/2023
A.O. Smith Water Products Company | Lochinvar | PVL04040 2*1 | Federally-Regulated Consumer Product | LPG |  | 38 |  | 40000 | True |  |  | False | Gas-fired storage | 73 |  | 79 | 30 | 16439440 | Medium | 0.67 |  |  | 04/25/2023 | 206860926 | 04/25/2023
A.O. Smith Water Products Company | Lochinvar | PVL05050 2*1 | Federally-Regulated Consumer Product | LPG |  | 48 |  | 50000 | True |  |  | False | Gas-fired storage | 97 |  | 81 | 35 | 23389986 | High | 0.72 |  |  | 04/25/2023 | 206861808 | 04/25/2023
A.O. Smith Water Products Company | Lochinvar | GTL04040 ST 411 | Federally-Regulated Consumer Product | LPG |  | 38 |  | 36000 | True |  |  | False | Gas-fired storage | 80 |  | 78 | 7688 | 216626 | High | 0.64 |  |  | 04/25/2023 | 210586304 | 04/25/2023
A.O. Smith Water Products Company | Lochinvar | GBL05050 3*1 | Federally-Regulated Consumer Product | LPG |  | 48 |  | 47000 | True |  |  | False | Gas-fired storage | 82 |  | 79 | 0 | 26041188 | High | 0.65 |  |  | 04/25/2023 | 206715075 | 04/25/2023
A.O. Smith Water Products Company | Lochinvar | GTL04040B 4*1 | Federally-Regulated Consumer Product | LPG |  | 38 |  | 36000 | True |  |  | False | Gas-fired storage | 78 |  | 77 | 0 | 26041188 | High | 0.65 |  |  | 04/25/2023 | 206715184 | 04/25/2023
A.O. Smith Water Products Company | Lochinvar | GTL04040-8 411 | Federally-Regulated Consumer Product | LPG |  | 38 |  | 36000 | True |  |  | False | Gas-fired storage | 80 |  | 78 | 7688 | 216626 | High | 0.64 |  |  | 04/25/2023 | 210586308 | 04/25/2023
A.O. Smith Water Products Company | State | GS6-40-BRBT 4*1 | Federally-Regulated Consumer Product | LPG |  | 38 |  | 36000 | True |  |  | False | Gas-fired storage | 78 |  | 77 | 0 | 26041188 | High | 0.65 |  |  | 04/25/2023 | 206715191 | 04/25/2023
A.O. Smith Water Products Company | State | GS6-50-HRVHSL 2*1 | Federally-Regulated Consumer Product | LPG |  | 50 |  | 62000 | True |  |  | False | Gas-fired storage | 119 |  | 82 | 26 | 23098647 | High | 0.73 |  |  | 04/25/2023 | 206862006 | 04/25/2023
A.O. Smith Water Products Company | State | GS6-50-ORT 2*1 | Federally-Regulated Consumer Product | LPG |  | 48 |  | 36000 | True |  |  | False | Gas-fired storage | 76 |  | 77 | 0 | 26867893 | High | 0.63 |  |  | 04/25/2023 | 206715266 | 04/25/2023
A.O. Smith Water Products Company | State | GS6-40-HBVIS 2*1 | Federally-Regulated Consumer Product | LPG |  | 38 |  | 40000 | True |  |  | False | Gas-fired storage | 73 |  | 79 | 30 | 16439440 | Medium | 0.67 |  |  | 04/25/2023 | 206860930 | 04/25/2023
A.O. Smith Water Products Company | State | GS6-50-BCT 2*1 | Federally-Regulated Consumer Product | LPG |  | 48 |  | 37000 | True |  |  | False | Gas-fired storage | 81 |  | 80 | 0 | 26448082 | High | 0.64 |  |  | 04/25/2023 | 206715150 | 04/25/2023
A.O. Smith Water Products Company | State | GS6-50-HBPDT 3*1 | Federally-Regulated Consumer Product | LPG |  | 48 |  | 45000 | True |  |  | False | Gas-fired storage | 79 |  | 79 | 68 | 23277390 | High | 0.72 |  |  | 04/25/2023 | 206902226 | 04/25/2023
A.O. Smith Water Products Company | State | GS6-50-HRDS 3*1 | Federally-Regulated Consumer Product | LPG |  | 48 |  | 47000 | True |  |  | False | Gas-fired storage | 82 |  | 79 | 0 | 26041188 | High | 0.65 |  |  | 04/25/2023 | 206715080 | 04/25/2023
A.O. Smith Water Products Company | State | GS6-40-HRVIT 2*1 | Federally-Regulated Consumer Product | LPG |  | 38 |  | 50000 | True |  |  | False | Gas-fired storage | 87 |  | 78 | 34 | 24065096 | High | 0.7 |  |  | 04/25/2023 | 206861637 | 04/25/2023
A.O. Smith Water Products Company | State | GS6-50-HRVITL 2*1 | Federally-Regulated Consumer Product | LPG |  | 48 |  | 50000 | True |  |  | False | Gas-fired storage | 97 |  | 81 | 35 | 23389986 | High | 0.72 |  |  | 04/25/2023 | 206861816 | 04/25/2023
A.O. Smith Water Products Company | State | GS6-40-BCS 2*1 | Federally-Regulated Consumer Product | LPG |  | 38 |  | 36000 | True |  |  | False | Gas-fired storage | 70 |  | 74 | 0 | 19108631 | Medium | 0.58 |  |  | 04/25/2023 | 206715177 | 04/25/2023
A.O. Smith Water Products Company | State | GS6-40-HRVITL 2*1 | Federally-Regulated Consumer Product | LPG |  | 38 |  | 50000 | True |  |  | False | Gas-fired storage | 87 |  | 78 | 34 | 24065096 | High | 0.7 |  |  | 04/25/2023 | 206861638 | 04/25/2023
A.O. Smith Water Products Company | State | GS6-50-HRDSL 3*1 | Federally-Regulated Consumer Product | LPG |  | 48 |  | 47000 | True |  |  | False | Gas-fired storage | 82 |  | 79 | 0 | 26041188 | High | 0.65 |  |  | 04/25/2023 | 206715082 | 04/25/2023
A.O. Smith Water Products Company | State | GS6-50-HRVIT 2*1 | Federally-Regulated Consumer Product | LPG |  | 48 |  | 50000 | True |  |  | False | Gas-fired storage | 97 |  | 81 | 35 | 23389986 | High | 0.72 |  |  | 04/25/2023 | 206861815 | 04/25/2023
A.O. Smith Water Products Company | State | GS6-50-HBPDTL 3*1 | Federally-Regulated Consumer Product | LPG |  | 48 |  | 45000 | True |  |  | False | Gas-fired storage | 79 |  | 79 | 68 | 23277390 | High | 0.72 |  |  | 04/25/2023 | 206902227 | 04/25/2023
A.O. Smith Water Products Company | State | GS6-40-BCT 2*1 | Federally-Regulated Consumer Product | LPG |  | 38 |  | 36000 | True |  |  | False | Gas-fired storage | 80 |  | 74 | 0 | 26448082 | High | 0.64 |  |  | 04/25/2023 | 206715258 | 04/25/2023
A.O. Smith Water Products Company | State | GS6-30-OCT 2*1 | Federally-Regulated Consumer Product | LPG |  | 29 |  | 32000 | True |  |  | False | Gas-fired storage | 63 |  | 77 | 0 | 17592073 | Medium | 0.63 |  |  | 04/25/2023 | 206715090 | 04/25/2023
A.O. Smith Water Products Company | State | GS6-30-ORBSR 4*1 | Federally-Regulated Consumer Product | LPG |  | 29 |  | 29000 | True |  |  | False | Gas-fired storage | 65 |  | 75 | 0 | 18471676 | Medium | 0.6 |  |  | 04/25/2023 | 206715275 | 04/25/2023
A.O. Smith Water Products Company | State | GSX-40-BCT 411 | Federally-Regulated Consumer Product | LPG |  | 38 |  | 36000 | True |  |  | False | Gas-fired storage | 80 |  | 78 | 7688 | 216626 | High | 0.64 |  |  | 04/25/2023 | 210586322 | 04/25/2023
A.O. Smith Water Products Company | State | GS6-40-BCTL 411 | Federally-Regulated Consumer Product | LPG |  | 38 |  | 36000 | True |  |  | False | Gas-fired storage | 80 |  | 78 | 7688 | 216626 | High | 0.64 |  |  | 04/25/2023 | 210586324 | 04/25/2023
A.O. Smith Water Products Company | State | GS6-40-BCT 411 | Federally-Regulated Consumer Product | LPG |  | 38 |  | 36000 | True |  |  | False | Gas-fired storage | 80 |  | 78 | 7688 | 216626 | High | 0.64 |  |  | 04/25/2023 | 210586321 | 04/25/2023
A.O. Smith Water Products Company | State | GW8-40-BCT 411 | Federally-Regulated Consumer Product | LPG |  | 38 |  | 36000 | True |  |  | False | Gas-fired storage | 80 |  | 78 | 7688 | 216626 | High | 0.64 |  |  | 04/25/2023 | 210586327 | 04/25/2023
A.O. Smith Water Products Company | John Wood | PV40P 2*1 | Federally-Regulated Consumer Product | LPG |  | 38 |  | 40000 | True |  |  | False | Gas-fired storage | 73 |  | 79 | 30 | 16439440 | Medium | 0.67 |  |  | 04/25/2023 | 207616305 | 04/25/2023
A.O. Smith Water Products Company | John Wood | JW640S40P-AV-ES2 1*1 | Federally-Regulated Consumer Product | LPG |  | 38 |  | 36000 | True |  |  | False | Gas-fired storage | 65 |  | 77 | 12 | 16751489 | Medium | 0.66 |  |  | 04/25/2023 | 207616235 | 04/25/2023
A.O. Smith Water Products Company | John Wood | PDV50P 3*1 | Federally-Regulated Consumer Product | LPG |  | 48 |  | 45000 | True |  |  | False | Gas-fired storage | 79 |  | 79 | 68 | 23277390 | High | 0.72 |  |  | 04/25/2023 | 207616290 | 04/25/2023
A.O. Smith Water Products Company | John Wood | JW640T40P-AV-ES2 1*1 | Federally-Regulated Consumer Product | LPG |  | 38 |  | 36000 | True |  |  | False | Gas-fired storage | 70 |  | 73 | 30 | 17214836 | Medium | 0.64 |  |  | 04/25/2023 | 207616205 | 04/25/2023
A.O. Smith Water Products Company | John Wood | JW650T40P-AV-ES2 1*1 | Federally-Regulated Consumer Product | LPG |  | 48 |  | 37000 | True |  |  | False | Gas-fired storage | 84 |  | 80 | 25 | 24446254 | High | 0.69 |  |  | 04/25/2023 | 207616227 | 04/25/2023
A.O. Smith Water Products Company | GSW WATER HEATERS | G640S40P-PV-ES2 2*1 | Federally-Regulated Consumer Product | LPG |  | 38 |  | 40000 | True |  |  | False | Gas-fired storage | 73 |  | 79 | 30 | 16439440 | Medium | 0.67 |  |  | 04/25/2023 | 207616307 | 04/25/2023
A.O. Smith Water Products Company | GSW WATER HEATERS | G650S62P-PV-ES2 2*1 | Federally-Regulated Consumer Product | LPG |  | 50 |  | 62000 | True |  |  | False | Gas-fired storage | 119 |  | 82 | 26 | 23098647 | High | 0.73 |  |  | 04/25/2023 | 207616333 | 04/25/2023
A.O. Smith Water Products Company | GSW WATER HEATERS | G650T50P-PV-ES2 2*1 | Federally-Regulated Consumer Product | LPG |  | 48 |  | 50000 | True |  |  | False | Gas-fired storage | 97 |  | 81 | 35 | 23389986 | High | 0.72 |  |  | 04/25/2023 | 207616325 | 04/25/2023
A.O. Smith Water Products Company | GSW WATER HEATERS | G640T50P-PV-ES2 2*1 | Federally-Regulated Consumer Product | LPG |  | 38 |  | 50000 | True |  |  | False | Gas-fired storage | 87 |  | 78 | 34 | 24065096 | High | 0.7 |  |  | 04/25/2023 | 207616321 | 04/25/2023
A.O. Smith Water Products Company | GSW WATER HEATERS | G650S45P-PDV-ES2 3*1 | Federally-Regulated Consumer Product | LPG |  | 48 |  | 45000 | True |  |  | False | Gas-fired storage | 79 |  | 79 | 68 | 23277390 | High | 0.72 |  |  | 04/25/2023 | 207616292 | 04/25/2023
A.O. Smith Water Products Company | U.S. Craftmaster | LG2H4040TR 411 | Federally-Regulated Consumer Product | LPG |  | 38 |  | 36000 | True |  |  | False | Gas-fired storage | 80 |  | 78 | 7688 | 216626 | High | 0.64 |  |  | 04/25/2023 | 210586329 | 04/25/2023
A.O. Smith Water Products Company | U.S. Craftmaster | LG1F3032SBR 4*1 | Federally-Regulated Consumer Product | LPG |  | 29 |  | 29000 | True |  |  | False | Gas-fired storage | 65 |  | 75 | 0 | 18471676 | Medium | 0.6 |  |  | 04/25/2023 | 206715276 | 04/25/2023
A.O. Smith Water Products Company | U.S. Craftmaster | LG2F4040TR 411 | Federally-Regulated Consumer Product | LPG |  | 38 |  | 36000 | True |  |  | False | Gas-fired storage | 80 |  | 78 | 7688 | 216626 | High | 0.64 |  |  | 04/25/2023 | 210586328 | 04/25/2023
A.O. Smith Water Products Company | U.S. Craftmaster | LG1F4040TB 4*1 | Federally-Regulated Consumer Product | LPG |  | 38 |  | 36000 | True |  |  | False | Gas-fired storage | 78 |  | 77 | 0 | 26041188 | High | 0.65 |  |  | 04/25/2023 | 206715193 | 04/25/2023
A.O. Smith Water Products Company | A. O. SMITH | G6-PVT4050PV 2*1 | Federally-Regulated Consumer Product | LPG |  | 38 |  | 50000 | True |  |  | False | Gas-fired storage | 87 |  | 78 | 34 | 24065096 | High | 0.7 |  |  | 02/23/2023 | 206861624 | 04/25/2023
A.O. Smith Water Products Company | A. O. SMITH | HWR-40 411 | Federally-Regulated Consumer Product | LPG |  | 38 |  | 40000 | True |  |  | False | Gas-fired storage | 80 |  | 78 | 7688 | 216626 | High | 0.64 |  |  | 03/30/2023 | 210586287 | 04/25/2023
A.O. Smith Water Products Company | A. O. SMITH | GCR-40 2*1 | Federally-Regulated Consumer Product | LPG |  | 38 |  | 40000 | True |  |  | False | Gas-fired storage | 80 |  | 74 | 0 | 26448082 | High | 0.64 |  |  | 02/23/2023 | 206715249 | 04/25/2023
A.O. Smith Water Products Company | A. O. SMITH | GCRL-40 2*1 | Federally-Regulated Consumer Product | LPG |  | 38 |  | 40000 | True |  |  | False | Gas-fired storage | 70 |  | 74 | 0 | 19108631 | Medium | 0.58 |  |  | 02/23/2023 | 206715176 | 04/25/2023
A.O. Smith Water Products Company | A. O. SMITH | GCBL-30R 4*1 | Federally-Regulated Consumer Product | LPG |  | 29 |  | 32000 | True |  |  | False | Gas-fired storage | 65 |  | 75 | 0 | 18471676 | Medium | 0.6 |  |  | 02/23/2023 | 206715272 | 04/25/2023
A.O. Smith Water Products Company | A. O. SMITH | XCR-40 411 | Federally-Regulated Consumer Product | LPG |  | 38 |  | 40000 | True |  |  | False | Gas-fired storage | 80 |  | 78 | 7688 | 216626 | High | 0.64 |  |  | 03/30/2023 | 210586282 | 04/25/2023
A.O. Smith Water Products Company | A. O. SMITH | GPDT-50L 3*1 | Federally-Regulated Consumer Product | LPG |  | 48 |  | 45000 | True |  |  | False | Gas-fired storage | 79 |  | 79 | 68 | 23277390 | High | 0.72 |  |  | 02/23/2023 | 206902216 | 04/25/2023
A.O. Smith Water Products Company | A. O. SMITH | GCB-40 4*1 | Federally-Regulated Consumer Product | LPG |  | 38 |  | 40000 | True |  |  | False | Gas-fired storage | 78 |  | 77 | 0 | 26041188 | High | 0.65 |  |  | 02/23/2023 | 206715180 | 04/25/2023
A.O. Smith Water Products Company | A. O. SMITH | GPDT-50 3*1 | Federally-Regulated Consumer Product | LPG |  | 48 |  | 45000 | True |  |  | False | Gas-fired storage | 79 |  | 79 | 68 | 23277390 | High | 0.72 |  |  | 02/23/2023 | 206902214 | 04/25/2023
A.O. Smith Water Products Company | A. O. SMITH | GDVT-50L 3*1 | Federally-Regulated Consumer Product | LPG |  | 48 |  | 47000 | True |  |  | False | Gas-fired storage | 82 |  | 79 | 0 | 26041188 | High | 0.65 |  |  | 02/23/2023 | 206715070 | 04/25/2023
A.O. Smith Water Products Company | A. O. SMITH | GDVT-50 3*1 | Federally-Regulated Consumer Product | LPG |  | 48 |  | 47000 | True |  |  | False | Gas-fired storage | 82 |  | 79 | 0 | 26041188 | High | 0.65 |  |  | 02/23/2023 | 206715068 | 04/25/2023
A.O. Smith Water Products Company | A. O. SMITH | GPVT-40L 2*1 | Federally-Regulated Consumer Product | LPG |  | 38 |  | 50000 | True |  |  | False | Gas-fired storage | 87 |  | 78 | 34 | 24065096 | High | 0.7 |  |  | 02/23/2023 | 206861623 | 04/25/2023
A.O. Smith Water Products Company | A. O. SMITH | GCR-50 2*1 | Federally-Regulated Consumer Product | LPG |  | 48 |  | 40000 | True |  |  | False | Gas-fired storage | 81 |  | 80 | 0 | 26448082 | High | 0.64 |  |  | 02/23/2023 | 206715151 | 04/25/2023
A.O. Smith Water Products Company | A. O. SMITH | GPVL-40 2*1 | Federally-Regulated Consumer Product | LPG |  | 38 |  | 40000 | True |  |  | False | Gas-fired storage | 73 |  | 79 | 30 | 16439440 | Medium | 0.67 |  |  | 02/23/2023 | 206860921 | 04/25/2023
A.O. Smith Water Products Company | A. O. SMITH | GPVX-50L 2*1 | Federally-Regulated Consumer Product | LPG |  | 50 |  | 62000 | True |  |  | False | Gas-fired storage | 119 |  | 82 | 26 | 23098647 | High | 0.73 |  |  | 02/23/2023 | 206862000 | 04/25/2023
A.O. Smith Water Products Company | A. O. SMITH | GCR-40L 411 | Federally-Regulated Consumer Product | LPG |  | 38 |  | 40000 | True |  |  | False | Gas-fired storage | 80 |  | 78 | 7688 | 216626 | High | 0.64 |  |  | 03/30/2023 | 210586285 | 04/25/2023
A.O. Smith Water Products Company | A. O. SMITH | G6-T4036PVR 411 | Federally-Regulated Consumer Product | LPG |  | 38 |  | 40000 | True |  |  | False | Gas-fired storage | 80 |  | 78 | 7688 | 216626 | High | 0.64 |  |  | 03/30/2023 | 210586288 | 04/25/2023
A.O. Smith Water Products Company | A. O. SMITH | GPVT-50L 2*1 | Federally-Regulated Consumer Product | LPG |  | 48 |  | 50000 | True |  |  | False | Gas-fired storage | 97 |  | 81 | 35 | 23389986 | High | 0.72 |  |  | 02/23/2023 | 206861800 | 04/25/2023
A.O. Smith Water Products Company | A. O. SMITH | GPVT-50 2*1 | Federally-Regulated Consumer Product | LPG |  | 48 |  | 50000 | True |  |  | False | Gas-fired storage | 97 |  | 81 | 35 | 23389986 | High | 0.72 |  |  | 02/23/2023 | 206861799 | 04/25/2023
A.O. Smith Water Products Company | A. O. SMITH | GCGH-50 2*1 | Federally-Regulated Consumer Product | LPG |  | 48 |  | 38000 | True |  |  | False | Gas-fired storage | 76 |  | 77 | 0 | 26867893 | High | 0.63 |  |  | 02/23/2023 | 206715261 | 04/25/2023
A.O. Smith Water Products Company | A. O. SMITH | GCR-40 411 | Federally-Regulated Consumer Product | LPG |  | 38 |  | 40000 | True |  |  | False | Gas-fired storage | 80 |  | 78 | 7688 | 216626 | High | 0.64 |  |  | 03/30/2023 | 210586280 | 04/25/2023
A.O. Smith Water Products Company | A. O. SMITH | GCR-30 2*1 | Federally-Regulated Consumer Product | LPG |  | 29 |  | 35500 | True |  |  | False | Gas-fired storage | 63 |  | 77 | 0 | 17592073 | Medium | 0.63 |  |  | 02/23/2023 | 206715084 | 04/25/2023
A.O. Smith Water Products Company | A. O. SMITH | GPVT-40 2*1 | Federally-Regulated Consumer Product | LPG |  | 38 |  | 50000 | True |  |  | False | Gas-fired storage | 87 |  | 78 | 34 | 24065096 | High | 0.7 |  |  | 02/23/2023 | 206861622 | 04/25/2023
A.O. Smith Water Products Company | A. O. SMITH | HPVX 50L 2*1 | Federally-Regulated Consumer Product | LPG |  | 50 |  | 62000 | True |  |  | False | Gas-fired storage | 119 |  | 82 | 26 | 23098647 | High | 0.73 |  |  | 02/23/2023 | 207616331 | 04/25/2023
A.O. Smith Water Products Company | A. O. SMITH | G6-PVT4050PV 2*1 | Federally-Regulated Consumer Product | LPG |  | 38 |  | 50000 | True |  |  | False | Gas-fired storage | 87 |  | 78 | 34 | 24065096 | High | 0.7 |  |  | 04/25/2023 | 206861624 | 04/25/2023
A.O. Smith Water Products Company | A. O. SMITH | HWR-40 411 | Federally-Regulated Consumer Product | LPG |  | 38 |  | 36000 | True |  |  | False | Gas-fired storage | 80 |  | 78 | 7688 | 216626 | High | 0.64 |  |  | 04/25/2023 | 210586287 | 04/25/2023
A.O. Smith Water Products Company | A. O. SMITH | GCR-40 2*1 | Federally-Regulated Consumer Product | LPG |  | 38 |  | 36000 | True |  |  | False | Gas-fired storage | 80 |  | 74 | 0 | 26448082 | High | 0.64 |  |  | 04/25/2023 | 206715249 | 04/25/2023
A.O. Smith Water Products Company | A. O. SMITH | GCRL-40 2*1 | Federally-Regulated Consumer Product | LPG |  | 38 |  | 36000 | True |  |  | False | Gas-fired storage | 70 |  | 74 | 0 | 19108631 | Medium | 0.58 |  |  | 04/25/2023 | 206715176 | 04/25/2023
A.O. Smith Water Products Company | A. O. SMITH | GCBL-30R 4*1 | Federally-Regulated Consumer Product | LPG |  | 29 |  | 29000 | True |  |  | False | Gas-fired storage | 65 |  | 75 | 0 | 18471676 | Medium | 0.6 |  |  | 04/25/2023 | 206715272 | 04/25/2023
A.O. Smith Water Products Company | A. O. SMITH | XCR-40 411 | Federally-Regulated Consumer Product | LPG |  | 38 |  | 36000 | True |  |  | False | Gas-fired storage | 80 |  | 78 | 7688 | 216626 | High | 0.64 |  |  | 04/25/2023 | 210586282 | 04/25/2023
A.O. Smith Water Products Company | A. O. SMITH | GPDT-50L 3*1 | Federally-Regulated Consumer Product | LPG |  | 48 |  | 45000 | True |  |  | False | Gas-fired storage | 79 |  | 79 | 68 | 23277390 | High | 0.72 |  |  | 04/25/2023 | 206902216 | 04/25/2023
A.O. Smith Water Products Company | A. O. SMITH | GCB-40 4*1 | Federally-Regulated Consumer Product | LPG |  | 38 |  | 36000 | True |  |  | False | Gas-fired storage | 78 |  | 77 | 0 | 26041188 | High | 0.65 |  |  | 04/25/2023 | 206715180 | 04/25/2023
A.O. Smith Water Products Company | A. O. SMITH | GPDT-50 3*1 | Federally-Regulated Consumer Product | LPG |  | 48 |  | 45000 | True |  |  | False | Gas-fired storage | 79 |  | 79 | 68 | 23277390 | High | 0.72 |  |  | 04/25/2023 | 206902214 | 04/25/2023
A.O. Smith Water Products Company | A. O. SMITH | GDVT-50L 3*1 | Federally-Regulated Consumer Product | LPG |  | 48 |  | 47000 | True |  |  | False | Gas-fired storage | 82 |  | 79 | 0 | 26041188 | High | 0.65 |  |  | 04/25/2023 | 206715070 | 04/25/2023
A.O. Smith Water Products Company | A. O. SMITH | GDVT-50 3*1 | Federally-Regulated Consumer Product | LPG |  | 48 |  | 47000 | True |  |  | False | Gas-fired storage | 82 |  | 79 | 0 | 26041188 | High | 0.65 |  |  | 04/25/2023 | 206715068 | 04/25/2023
A.O. Smith Water Products Company | A. O. SMITH | GPVT-40L 2*1 | Federally-Regulated Consumer Product | LPG |  | 38 |  | 50000 | True |  |  | False | Gas-fired storage | 87 |  | 78 | 34 | 24065096 | High | 0.7 |  |  | 04/25/2023 | 206861623 | 04/25/2023
A.O. Smith Water Products Company | A. O. SMITH | GCR-50 2*1 | Federally-Regulated Consumer Product | LPG |  | 48 |  | 37000 | True |  |  | False | Gas-fired storage | 81 |  | 80 | 0 | 26448082 | High | 0.64 |  |  | 04/25/2023 | 206715151 | 04/25/2023
A.O. Smith Water Products Company | A. O. SMITH | GPVL-40 2*1 | Federally-Regulated Consumer Product | LPG |  | 38 |  | 40000 | True |  |  | False | Gas-fired storage | 73 |  | 79 | 30 | 16439440 | Medium | 0.67 |  |  | 04/25/2023 | 206860921 | 04/25/2023
A.O. Smith Water Products Company | A. O. SMITH | GPVX-50L 2*1 | Federally-Regulated Consumer Product | LPG |  | 50 |  | 62000 | True |  |  | False | Gas-fired storage | 119 |  | 82 | 26 | 23098647 | High | 0.73 |  |  | 04/25/2023 | 206862000 | 04/25/2023
A.O. Smith Water Products Company | A. O. SMITH | GCR-40L 411 | Federally-Regulated Consumer Product | LPG |  | 38 |  | 36000 | True |  |  | False | Gas-fired storage | 80 |  | 78 | 7688 | 216626 | High | 0.64 |  |  | 04/25/2023 | 210586285 | 04/25/2023
A.O. Smith Water Products Company | A. O. SMITH | G6-T4036PVR 411 | Federally-Regulated Consumer Product | LPG |  | 38 |  | 36000 | True |  |  | False | Gas-fired storage | 80 |  | 78 | 7688 | 216626 | High | 0.64 |  |  | 04/25/2023 | 210586288 | 04/25/2023
A.O. Smith Water Products Company | A. O. SMITH | GPVT-50L 2*1 | Federally-Regulated Consumer Product | LPG |  | 48 |  | 50000 | True |  |  | False | Gas-fired storage | 97 |  | 81 | 35 | 23389986 | High | 0.72 |  |  | 04/25/2023 | 206861800 | 04/25/2023
A.O. Smith Water Products Company | A. O. SMITH | GPVT-50 2*1 | Federally-Regulated Consumer Product | LPG |  | 48 |  | 50000 | True |  |  | False | Gas-fired storage | 97 |  | 81 | 35 | 23389986 | High | 0.72 |  |  | 04/25/2023 | 206861799 | 04/25/2023
A.O. Smith Water Products Company | A. O. SMITH | GCGH-50 2*1 | Federally-Regulated Consumer Product | LPG |  | 48 |  | 36000 | True |  |  | False | Gas-fired storage | 76 |  | 77 | 0 | 26867893 | High | 0.63 |  |  | 04/25/2023 | 206715261 | 04/25/2023
A.O. Smith Water Products Company | A. O. SMITH | GCR-40 411 | Federally-Regulated Consumer Product | LPG |  | 38 |  | 36000 | True |  |  | False | Gas-fired storage | 80 |  | 78 | 7688 | 216626 | High | 0.64 |  |  | 04/25/2023 | 210586280 | 04/25/2023
A.O. Smith Water Products Company | A. O. SMITH | GCR-30 2*1 | Federally-Regulated Consumer Product | LPG |  | 29 |  | 32000 | True |  |  | False | Gas-fired storage | 63 |  | 77 | 0 | 17592073 | Medium | 0.63 |  |  | 04/25/2023 | 206715084 | 04/25/2023
A.O. Smith Water Products Company | A. O. SMITH | GPVT-40 2*1 | Federally-Regulated Consumer Product | LPG |  | 38 |  | 50000 | True |  |  | False | Gas-fired storage | 87 |  | 78 | 34 | 24065096 | High | 0.7 |  |  | 04/25/2023 | 206861622 | 04/25/2023
A.O. Smith Water Products Company | A. O. SMITH | HPVX 50L 2*1 | Federally-Regulated Consumer Product | LPG |  | 50 |  | 62000 | True |  |  | False | Gas-fired storage | 119 |  | 82 | 26 | 23098647 | High | 0.73 |  |  | 04/25/2023 | 207616331 | 04/25/2023
A.O. Smith Water Products Company | RELIANCE WATER HEATERS | 6-55-DURT 1** | Federally-Regulated Consumer Product | Electric resistance |  | 55 |  | 5.5 | True |  |  | False | Electric storage | 75 |  | 98 | 1531 |  | High | 0.94 |  |  | 03/30/2023 | 210485477 | 04/27/2023
A.O. Smith Water Products Company | RELIANCE WATER HEATERS | 12-50-DAFRT 1** | Federally-Regulated Consumer Product | Electric resistance |  | 45 |  | 5.5 | True |  |  | False | Electric storage | 74 |  | 98 | 1035 |  | Medium | 0.92 |  |  | 03/30/2023 | 211277618 | 04/27/2023
A.O. Smith Water Products Company | RELIANCE WATER HEATERS | 12-40-DFRS 1** | Federally-Regulated Consumer Product | Electric resistance |  | 37 |  | 5.5 | True |  |  | False | Electric storage | 64 |  | 98 | 1029 |  | Medium | 0.92 |  |  | 08/23/2022 | 207216093 | 04/27/2023
A.O. Smith Water Products Company | RELIANCE WATER HEATERS | 12-40-DAFRS 1** | Federally-Regulated Consumer Product | Electric resistance |  | 37 |  | 5.5 | True |  |  | False | Electric storage | 64 |  | 98 | 1029 |  | Medium | 0.92 |  |  | 03/30/2023 | 211277611 | 04/27/2023
A.O. Smith Water Products Company | RELIANCE WATER HEATERS | 9-40-DHRS 1** | Federally-Regulated Consumer Product | Electric resistance |  | 37 |  | 5.5 | True |  |  | False | Electric storage | 64 |  | 98 | 1029 |  | Medium | 0.92 |  |  | 08/23/2022 | 207216094 | 04/27/2023
A.O. Smith Water Products Company | RELIANCE WATER HEATERS | 12-50-DFRT 1** | Federally-Regulated Consumer Product | Electric resistance |  | 45 |  | 5.5 | True |  |  | False | Electric storage | 74 |  | 98 | 1035 |  | Medium | 0.92 |  |  | 08/23/2022 | 207216114 | 04/27/2023
A.O. Smith Water Products Company | RELIANCE WATER HEATERS | 6-40-EMHSDW-1** | Federally-Regulated Consumer Product | Electric resistance |  | 36 |  | 4 | True |  |  | True | Electric storage | 40 |  | 98 | 2466 |  | Low | 0.91 |  |  | 03/30/2023 | 207615736 | 04/27/2023
A.O. Smith Water Products Company | RELIANCE WATER HEATERS | 9-50-DHRT 1** | Federally-Regulated Consumer Product | Electric resistance |  | 45 |  | 5.5 | True |  |  | False | Electric storage | 74 |  | 98 | 1035 |  | Medium | 0.92 |  |  | 08/23/2022 | 207216115 | 04/27/2023
A.O. Smith Water Products Company | RELIANCE WATER HEATERS | 9-40-DAHRS 1** | Federally-Regulated Consumer Product | Electric resistance |  | 37 |  | 5.5 | True |  |  | False | Electric storage | 64 |  | 98 | 1029 |  | Medium | 0.92 |  |  | 03/30/2023 | 211277612 | 04/27/2023
A.O. Smith Water Products Company | RELIANCE WATER HEATERS | 6-40-DURS 1** | Federally-Regulated Consumer Product | Electric resistance |  | 37 |  | 5.5 | True |  |  | False | Electric storage | 64 |  | 98 | 1029 |  | Medium | 0.92 |  |  | 03/30/2023 | 210485449 | 04/27/2023
A.O. Smith Water Products Company | RELIANCE WATER HEATERS | 9-50-DAHRT 1** | Federally-Regulated Consumer Product | Electric resistance |  | 45 |  | 5.5 | True |  |  | False | Electric storage | 74 |  | 98 | 1035 |  | Medium | 0.92 |  |  | 03/30/2023 | 211277619 | 04/27/2023
A.O. Smith Water Products Company | RELIANCE WATER HEATERS | 6-50-DURT 1** | Federally-Regulated Consumer Product | Electric resistance |  | 45 |  | 5.5 | True |  |  | False | Electric storage | 74 |  | 98 | 1035 |  | Medium | 0.92 |  |  | 03/30/2023 | 210485470 | 04/27/2023
American Water Heater Co. | American | EE6U-50H 1** | Federally-Regulated Consumer Product | Electric resistance |  | 45 |  | 5.5 | True |  |  | False | Electric storage | 74 |  | 98 | 1035 |  | Medium | 0.92 |  |  | 03/30/2023 | 210485468 | 04/27/2023
American Water Heater Co. | American | EE6U-40R 1** | Federally-Regulated Consumer Product | Electric resistance |  | 37 |  | 5.5 | True |  |  | False | Electric storage | 64 |  | 98 | 1029 |  | Medium | 0.92 |  |  | 03/30/2023 | 210485443 | 04/27/2023
American Water Heater Co. | American | LDCE32-50R-045DV 1** | Federally-Regulated Consumer Product | Electric resistance |  | 55 |  | 4.5 | True |  |  | False | Electric storage | 72 |  | 98 | 3531 |  | Medium | 0.93 |  |  | 08/23/2022 | 207679288 | 04/27/2023
American Water Heater Co. | American | LDCE32-50R-055DV 1** | Federally-Regulated Consumer Product | Electric resistance |  | 55 |  | 4.5 | True |  |  | False | Electric storage | 72 |  | 98 | 3531 |  | Medium | 0.93 |  |  | 08/23/2022 | 207679292 | 04/27/2023
American Water Heater Co. | American | LDCE32-50R-050DV 1** | Federally-Regulated Consumer Product | Electric resistance |  | 55 |  | 4.5 | True |  |  | False | Electric storage | 72 |  | 98 | 3531 |  | Medium | 0.93 |  |  | 08/23/2022 | 207679289 | 04/27/2023
American Water Heater Co. | American | LDCE32-50R-030DV 1** | Federally-Regulated Consumer Product | Electric resistance |  | 55 |  | 4.5 | True |  |  | False | Electric storage | 72 |  | 98 | 3531 |  | Medium | 0.93 |  |  | 08/23/2022 | 207679287 | 04/27/2023
American Water Heater Co. | American | LDCE32-50L-050DV 1** | Federally-Regulated Consumer Product | Electric resistance |  | 48 |  | 4.5 | True |  |  | False | Electric storage | 51 |  | 98 | 3531 |  | Medium | 0.92 |  |  | 08/23/2022 | 207679273 | 04/27/2023
American Water Heater Co. | American | LDCE32-50L-060DV 1** | Federally-Regulated Consumer Product | Electric resistance |  | 48 |  | 4.5 | True |  |  | False | Electric storage | 51 |  | 98 | 3531 |  | Medium | 0.92 |  |  | 08/23/2022 | 207679274 | 04/27/2023
American Water Heater Co. | American | LDCE32-50L-040DV 1** | Federally-Regulated Consumer Product | Electric resistance |  | 48 |  | 4.5 | True |  |  | False | Electric storage | 51 |  | 98 | 3531 |  | Medium | 0.92 |  |  | 08/23/2022 | 207679276 | 04/27/2023
American Water Heater Co. | American | MHNE3F40RDW-1** | Federally-Regulated Consumer Product | Electric resistance |  | 36 |  | 4 | True |  |  | True | Electric storage | 40 |  | 98 | 2466 |  | Low | 0.91 |  |  | 03/30/2023 | 207615732 | 04/27/2023
American Water Heater Co. | American | LDCE32-30L-060DV 2** | Federally-Regulated Consumer Product | Electric resistance |  | 33 |  | 4.5 | True |  |  | False | Electric storage | 51 |  | 98 | 3531 |  | Medium | 0.92 |  |  | 08/23/2022 | 207679260 | 04/27/2023
American Water Heater Co. | American | LDCE32-50L-045DV 1** | Federally-Regulated Consumer Product | Electric resistance |  | 48 |  | 4.5 | True |  |  | False | Electric storage | 51 |  | 98 | 3531 |  | Medium | 0.92 |  |  | 08/23/2022 | 207679272 | 04/27/2023
American Water Heater Co. | American | EEA8F-40R 1** | Federally-Regulated Consumer Product | Electric resistance |  | 37 |  | 5.5 | True |  |  | False | Electric storage | 64 |  | 98 | 1029 |  | Medium | 0.92 |  |  | 03/30/2023 | 211277610 | 04/27/2023
American Water Heater Co. | American | EE6U-55H 1** | Federally-Regulated Consumer Product | Electric resistance |  | 55 |  | 5.5 | True |  |  | False | Electric storage | 75 |  | 98 | 1531 |  | High | 0.94 |  |  | 03/30/2023 | 210485475 | 04/27/2023
American Water Heater Co. | American | EE8F-50H 1** | Federally-Regulated Consumer Product | Electric resistance |  | 45 |  | 5.5 | True |  |  | False | Electric storage | 74 |  | 98 | 1035 |  | Medium | 0.92 |  |  | 08/23/2022 | 207216113 | 04/27/2023
American Water Heater Co. | American | LDCE32-50R-060DV 1** | Federally-Regulated Consumer Product | Electric resistance |  | 55 |  | 4.5 | True |  |  | False | Electric storage | 72 |  | 98 | 3531 |  | Medium | 0.93 |  |  | 08/23/2022 | 207679290 | 04/27/2023
American Water Heater Co. | American | MHNE3F40RSW-1** | Federally-Regulated Consumer Product | Electric resistance |  | 36 |  | 4 | True |  |  | True | Electric storage | 40 |  | 98 | 2466 |  | Low | 0.91 |  |  | 03/30/2023 | 207615733 | 04/27/2023
American Water Heater Co. | American | LDCE32-50R-040DV 1** | Federally-Regulated Consumer Product | Electric resistance |  | 55 |  | 4.5 | True |  |  | False | Electric storage | 72 |  | 98 | 3531 |  | Medium | 0.93 |  |  | 08/23/2022 | 207679291 | 04/27/2023
American Water Heater Co. | American | EMH6-40RW-030D-1** | Federally-Regulated Consumer Product | Electric resistance |  | 36 |  | 4 | True |  |  | True | Electric storage | 40 |  | 98 | 2466 |  | Low | 0.91 |  |  | 03/30/2023 | 207615734 | 04/27/2023
American Water Heater Co. | American | EEA8F-55H 1** | Federally-Regulated Consumer Product | Electric resistance |  | 55 |  | 5.5 | True |  |  | False | Electric storage | 75 |  | 98 | 1531 |  | High | 0.94 |  |  | 03/30/2023 | 211277625 | 04/27/2023
American Water Heater Co. | American | EE8F-40R 1** | Federally-Regulated Consumer Product | Electric resistance |  | 37 |  | 5.5 | True |  |  | False | Electric storage | 64 |  | 98 | 1029 |  | Medium | 0.92 |  |  | 08/23/2022 | 207216092 | 04/27/2023
American Water Heater Co. | American | LDCE32-50L-055DV 1** | Federally-Regulated Consumer Product | Electric resistance |  | 48 |  | 4.5 | True |  |  | False | Electric storage | 51 |  | 98 | 3531 |  | Medium | 0.92 |  |  | 08/23/2022 | 207679275 | 04/27/2023
American Water Heater Co. | American | EE8F-55H 1** | Federally-Regulated Consumer Product | Electric resistance |  | 55 |  | 5.5 | True |  |  | False | Electric storage | 75 |  | 98 | 1531 |  | High | 0.94 |  |  | 08/23/2022 | 207216121 | 04/27/2023
American Water Heater Co. | American | EMH6-40RW-035D-1** | Federally-Regulated Consumer Product | Electric resistance |  | 36 |  | 4 | True |  |  | True | Electric storage | 40 |  | 98 | 2466 |  | Low | 0.91 |  |  | 03/30/2023 | 207615735 | 04/27/2023
American Water Heater Co. | American | EEA8F-50H 1** | Federally-Regulated Consumer Product | Electric resistance |  | 45 |  | 5.5 | True |  |  | False | Electric storage | 74 |  | 98 | 1035 |  | Medium | 0.92 |  |  | 03/30/2023 | 211277617 | 04/27/2023
American Water Heater Co. | American | LDCE32-30L-045DV 2** | Federally-Regulated Consumer Product | Electric resistance |  | 33 |  | 4.5 | True |  |  | False | Electric storage | 51 |  | 98 | 3531 |  | Medium | 0.92 |  |  | 08/23/2022 | 207679259 | 04/27/2023
A.O. Smith Water Products Company | RELIANCE WATER HEATERS | 6-55-DURT 1** | Federally-Regulated Consumer Product | Electric resistance |  | 55 |  | 5.5 | True |  |  | False | Electric storage | 75 |  | 98 | 1531 |  | High | 0.94 |  |  | 04/27/2023 | 210485477 | 04/27/2023
A.O. Smith Water Products Company | RELIANCE WATER HEATERS | 12-50-DAFRT 1** | Federally-Regulated Consumer Product | Electric resistance |  | 45 |  | 5.5 | True |  |  | False | Electric storage | 74 |  | 98 | 1035 |  | Medium | 0.92 |  |  | 04/27/2023 | 211277618 | 04/27/2023
A.O. Smith Water Products Company | RELIANCE WATER HEATERS | 12-40-DFRS 1** | Federally-Regulated Consumer Product | Electric resistance |  | 37 |  | 5.5 | True |  |  | False | Electric storage | 64 |  | 98 | 1029 |  | Medium | 0.92 |  |  | 04/27/2023 | 207216093 | 04/27/2023
A.O. Smith Water Products Company | RELIANCE WATER HEATERS | 12-40-DAFRS 1** | Federally-Regulated Consumer Product | Electric resistance |  | 37 |  | 5.5 | True |  |  | False | Electric storage | 64 |  | 98 | 1029 |  | Medium | 0.92 |  |  | 04/27/2023 | 211277611 | 04/27/2023
A.O. Smith Water Products Company | RELIANCE WATER HEATERS | 9-40-DHRS 1** | Federally-Regulated Consumer Product | Electric resistance |  | 37 |  | 5.5 | True |  |  | False | Electric storage | 64 |  | 98 | 1029 |  | Medium | 0.92 |  |  | 04/27/2023 | 207216094 | 04/27/2023
A.O. Smith Water Products Company | RELIANCE WATER HEATERS | 12-50-DFRT 1** | Federally-Regulated Consumer Product | Electric resistance |  | 45 |  | 5.5 | True |  |  | False | Electric storage | 74 |  | 98 | 1035 |  | Medium | 0.92 |  |  | 04/27/2023 | 207216114 | 04/27/2023
A.O. Smith Water Products Company | RELIANCE WATER HEATERS | 6-40-EMHSDW-1** | Federally-Regulated Consumer Product | Electric resistance |  | 36 |  | 4 | True |  |  | True | Electric storage | 40 |  | 98 | 2466 |  | Low | 0.91 |  |  | 04/27/2023 | 207615736 | 04/27/2023
A.O. Smith Water Products Company | RELIANCE WATER HEATERS | 9-50-DHRT 1** | Federally-Regulated Consumer Product | Electric resistance |  | 45 |  | 5.5 | True |  |  | False | Electric storage | 74 |  | 98 | 1035 |  | Medium | 0.92 |  |  | 04/27/2023 | 207216115 | 04/27/2023
A.O. Smith Water Products Company | RELIANCE WATER HEATERS | 9-40-DAHRS 1** | Federally-Regulated Consumer Product | Electric resistance |  | 37 |  | 5.5 | True |  |  | False | Electric storage | 64 |  | 98 | 1029 |  | Medium | 0.92 |  |  | 04/27/2023 | 211277612 | 04/27/2023
A.O. Smith Water Products Company | RELIANCE WATER HEATERS | 6-40-DURS 1** | Federally-Regulated Consumer Product | Electric resistance |  | 37 |  | 5.5 | True |  |  | False | Electric storage | 64 |  | 98 | 1029 |  | Medium | 0.92 |  |  | 04/27/2023 | 210485449 | 04/27/2023
A.O. Smith Water Products Company | RELIANCE WATER HEATERS | 9-50-DAHRT 1** | Federally-Regulated Consumer Product | Electric resistance |  | 45 |  | 5.5 | True |  |  | False | Electric storage | 74 |  | 98 | 1035 |  | Medium | 0.92 |  |  | 04/27/2023 | 211277619 | 04/27/2023
A.O. Smith Water Products Company | RELIANCE WATER HEATERS | 6-50-DURT 1** | Federally-Regulated Consumer Product | Electric resistance |  | 45 |  | 5.5 | True |  |  | False | Electric storage | 74 |  | 98 | 1035 |  | Medium | 0.92 |  |  | 04/27/2023 | 210485470 | 04/27/2023
American Water Heater Co. | American | EE6U-50H 1** | Federally-Regulated Consumer Product | Electric resistance |  | 45 |  | 5.5 | True |  |  | False | Electric storage | 74 |  | 98 | 1035 |  | Medium | 0.92 |  |  | 04/27/2023 | 210485468 | 04/27/2023
American Water Heater Co. | American | EE6U-40R 1** | Federally-Regulated Consumer Product | Electric resistance |  | 37 |  | 5.5 | True |  |  | False | Electric storage | 64 |  | 98 | 1029 |  | Medium | 0.92 |  |  | 04/27/2023 | 210485443 | 04/27/2023
American Water Heater Co. | American | LDCE32-50R-045DV 1** | Federally-Regulated Consumer Product | Electric resistance |  | 55 |  | 4.5 | True |  |  | False | Electric storage | 72 |  | 98 | 3531 |  | Medium | 0.93 |  |  | 04/27/2023 | 207679288 | 04/27/2023
American Water Heater Co. | American | LDCE32-50R-055DV 1** | Federally-Regulated Consumer Product | Electric resistance |  | 55 |  | 4.5 | True |  |  | False | Electric storage | 72 |  | 98 | 3531 |  | Medium | 0.93 |  |  | 04/27/2023 | 207679292 | 04/27/2023
American Water Heater Co. | American | LDCE32-50R-050DV 1** | Federally-Regulated Consumer Product | Electric resistance |  | 55 |  | 4.5 | True |  |  | False | Electric storage | 72 |  | 98 | 3531 |  | Medium | 0.93 |  |  | 04/27/2023 | 207679289 | 04/27/2023
American Water Heater Co. | American | LDCE32-50R-030DV 1** | Federally-Regulated Consumer Product | Electric resistance |  | 55 |  | 4.5 | True |  |  | False | Electric storage | 72 |  | 98 | 3531 |  | Medium | 0.93 |  |  | 04/27/2023 | 207679287 | 04/27/2023
American Water Heater Co. | American | LDCE32-50L-050DV 1** | Federally-Regulated Consumer Product | Electric resistance |  | 48 |  | 4.5 | True |  |  | False | Electric storage | 51 |  | 98 | 3531 |  | Medium | 0.92 |  |  | 04/27/2023 | 207679273 | 04/27/2023
American Water Heater Co. | American | LDCE32-50L-060DV 1** | Federally-Regulated Consumer Product | Electric resistance |  | 48 |  | 4.5 | True |  |  | False | Electric storage | 51 |  | 98 | 3531 |  | Medium | 0.92 |  |  | 04/27/2023 | 207679274 | 04/27/2023
American Water Heater Co. | American | LDCE32-50L-040DV 1** | Federally-Regulated Consumer Product | Electric resistance |  | 48 |  | 4.5 | True |  |  | False | Electric storage | 51 |  | 98 | 3531 |  | Medium | 0.92 |  |  | 04/27/2023 | 207679276 | 04/27/2023
American Water Heater Co. | American | MHNE3F40RDW-1** | Federally-Regulated Consumer Product | Electric resistance |  | 36 |  | 4 | True |  |  | True | Electric storage | 40 |  | 98 | 2466 |  | Low | 0.91 |  |  | 04/27/2023 | 207615732 | 04/27/2023
American Water Heater Co. | American | LDCE32-30L-060DV 2** | Federally-Regulated Consumer Product | Electric resistance |  | 33 |  | 4.5 | True |  |  | False | Electric storage | 51 |  | 98 | 3531 |  | Medium | 0.92 |  |  | 04/27/2023 | 207679260 | 04/27/2023
American Water Heater Co. | American | LDCE32-50L-045DV 1** | Federally-Regulated Consumer Product | Electric resistance |  | 48 |  | 4.5 | True |  |  | False | Electric storage | 51 |  | 98 | 3531 |  | Medium | 0.92 |  |  | 04/27/2023 | 207679272 | 04/27/2023
American Water Heater Co. | American | EEA8F-40R 1** | Federally-Regulated Consumer Product | Electric resistance |  | 37 |  | 5.5 | True |  |  | False | Electric storage | 64 |  | 98 | 1029 |  | Medium | 0.92 |  |  | 04/27/2023 | 211277610 | 04/27/2023
American Water Heater Co. | American | EE6U-55H 1** | Federally-Regulated Consumer Product | Electric resistance |  | 55 |  | 5.5 | True |  |  | False | Electric storage | 75 |  | 98 | 1531 |  | High | 0.94 |  |  | 04/27/2023 | 210485475 | 04/27/2023
American Water Heater Co. | American | EE8F-50H 1** | Federally-Regulated Consumer Product | Electric resistance |  | 45 |  | 5.5 | True |  |  | False | Electric storage | 74 |  | 98 | 1035 |  | Medium | 0.92 |  |  | 04/27/2023 | 207216113 | 04/27/2023
American Water Heater Co. | American | LDCE32-50R-060DV 1** | Federally-Regulated Consumer Product | Electric resistance |  | 55 |  | 4.5 | True |  |  | False | Electric storage | 72 |  | 98 | 3531 |  | Medium | 0.93 |  |  | 04/27/2023 | 207679290 | 04/27/2023
American Water Heater Co. | American | MHNE3F40RSW-1** | Federally-Regulated Consumer Product | Electric resistance |  | 36 |  | 4 | True |  |  | True | Electric storage | 40 |  | 98 | 2466 |  | Low | 0.91 |  |  | 04/27/2023 | 207615733 | 04/27/2023
American Water Heater Co. | American | LDCE32-50R-040DV 1** | Federally-Regulated Consumer Product | Electric resistance |  | 55 |  | 4.5 | True |  |  | False | Electric storage | 72 |  | 98 | 3531 |  | Medium | 0.93 |  |  | 04/27/2023 | 207679291 | 04/27/2023
American Water Heater Co. | American | EMH6-40RW-030D-1** | Federally-Regulated Consumer Product | Electric resistance |  | 36 |  | 4 | True |  |  | True | Electric storage | 40 |  | 98 | 2466 |  | Low | 0.91 |  |  | 04/27/2023 | 207615734 | 04/27/2023
American Water Heater Co. | American | EEA8F-55H 1** | Federally-Regulated Consumer Product | Electric resistance |  | 55 |  | 5.5 | True |  |  | False | Electric storage | 75 |  | 98 | 1531 |  | High | 0.94 |  |  | 04/27/2023 | 211277625 | 04/27/2023
American Water Heater Co. | American | EE8F-40R 1** | Federally-Regulated Consumer Product | Electric resistance |  | 37 |  | 5.5 | True |  |  | False | Electric storage | 64 |  | 98 | 1029 |  | Medium | 0.92 |  |  | 04/27/2023 | 207216092 | 04/27/2023
American Water Heater Co. | American | LDCE32-50L-055DV 1** | Federally-Regulated Consumer Product | Electric resistance |  | 48 |  | 4.5 | True |  |  | False | Electric storage | 51 |  | 98 | 3531 |  | Medium | 0.92 |  |  | 04/27/2023 | 207679275 | 04/27/2023
American Water Heater Co. | American | EE8F-55H 1** | Federally-Regulated Consumer Product | Electric resistance |  | 55 |  | 5.5 | True |  |  | False | Electric storage | 75 |  | 98 | 1531 |  | High | 0.94 |  |  | 04/27/2023 | 207216121 | 04/27/2023
American Water Heater Co. | American | EMH6-40RW-035D-1** | Federally-Regulated Consumer Product | Electric resistance |  | 36 |  | 4 | True |  |  | True | Electric storage | 40 |  | 98 | 2466 |  | Low | 0.91 |  |  | 04/27/2023 | 207615735 | 04/27/2023
American Water Heater Co. | American | EEA8F-50H 1** | Federally-Regulated Consumer Product | Electric resistance |  | 45 |  | 5.5 | True |  |  | False | Electric storage | 74 |  | 98 | 1035 |  | Medium | 0.92 |  |  | 04/27/2023 | 211277617 | 04/27/2023
American Water Heater Co. | American | LDCE32-30L-045DV 2** | Federally-Regulated Consumer Product | Electric resistance |  | 33 |  | 4.5 | True |  |  | False | Electric storage | 51 |  | 98 | 3531 |  | Medium | 0.92 |  |  | 04/27/2023 | 207679259 | 04/27/2023
A.O. Smith Water Products Company | State | EEA8-50-DFRT 1** | Federally-Regulated Consumer Product | Electric resistance |  | 45 |  | 5.5 | True |  |  | False | Electric storage | 74 |  | 98 | 1035 |  | Medium | 0.92 |  |  | 03/30/2023 | 211277620 | 04/27/2023
A.O. Smith Water Products Company | State | EEA8-40-DFRS 1** | Federally-Regulated Consumer Product | Electric resistance |  | 37 |  | 5.5 | True |  |  | False | Electric storage | 64 |  | 98 | 1029 |  | Medium | 0.92 |  |  | 03/30/2023 | 211277613 | 04/27/2023
A.O. Smith Water Products Company | State | EEX-40-DURS 1** | Federally-Regulated Consumer Product | Electric resistance |  | 37 |  | 5.5 | True |  |  | False | Electric storage | 64 |  | 98 | 1029 |  | Medium | 0.92 |  |  | 03/30/2023 | 210485447 | 04/27/2023
A.O. Smith Water Products Company | State | PCE-50-2OLSA 1** | Federally-Regulated Consumer Product | Electric resistance |  | 48 |  | 4.5 | True |  |  | False | Electric storage | 51 |  | 98 | 3531 |  | Medium | 0.92 |  |  | 08/23/2022 | 207679271 | 04/27/2023
A.O. Smith Water Products Company | State | SHN-40-DHMSW-1** | Federally-Regulated Consumer Product | Electric resistance |  | 36 |  | 4 | True |  |  | True | Electric storage | 40 |  | 98 | 2466 |  | Low | 0.91 |  |  | 03/30/2023 | 207615737 | 04/27/2023
A.O. Smith Water Products Company | State | EEA8-55-DFRT 1** | Federally-Regulated Consumer Product | Electric resistance |  | 55 |  | 5.5 | True |  |  | False | Electric storage | 75 |  | 98 | 1531 |  | High | 0.94 |  |  | 03/30/2023 | 211277624 | 04/27/2023
A.O. Smith Water Products Company | State | EEX-50-DURT 1** | Federally-Regulated Consumer Product | Electric resistance |  | 45 |  | 5.5 | True |  |  | False | Electric storage | 74 |  | 98 | 1035 |  | Medium | 0.92 |  |  | 03/30/2023 | 210485467 | 04/27/2023
A.O. Smith Water Products Company | State | EN6-40-DMHSW-1** | Federally-Regulated Consumer Product | Electric resistance |  | 36 |  | 4 | True |  |  | True | Electric storage | 40 |  | 98 | 2466 |  | Low | 0.91 |  |  | 03/30/2023 | 207615739 | 04/27/2023
A.O. Smith Water Products Company | State | PCE-52-2ORTA 1** | Federally-Regulated Consumer Product | Electric resistance |  | 55 |  | 4.5 | True |  |  | False | Electric storage | 72 |  | 98 | 3531 |  | Medium | 0.93 |  |  | 08/23/2022 | 207679286 | 04/27/2023
A.O. Smith Water Products Company | State | EE6-40-DURS 1** | Federally-Regulated Consumer Product | Electric resistance |  | 37 |  | 5.5 | True |  |  | False | Electric storage | 64 |  | 98 | 1029 |  | Medium | 0.92 |  |  | 03/30/2023 | 210485446 | 04/27/2023
A.O. Smith Water Products Company | State | EE6-55-DURT 1** | Federally-Regulated Consumer Product | Electric resistance |  | 55 |  | 5.5 | True |  |  | False | Electric storage | 75 |  | 98 | 1531 |  | High | 0.94 |  |  | 03/30/2023 | 210485473 | 04/27/2023
A.O. Smith Water Products Company | State | PCE-30-2OLSA 2** | Federally-Regulated Consumer Product | Electric resistance |  | 33 |  | 4.5 | True |  |  | False | Electric storage | 51 |  | 98 | 3531 |  | Medium | 0.92 |  |  | 08/23/2022 | 207679258 | 04/27/2023
A.O. Smith Water Products Company | State | EE6-50-DURT 1** | Federally-Regulated Consumer Product | Electric resistance |  | 45 |  | 5.5 | True |  |  | False | Electric storage | 74 |  | 98 | 1035 |  | Medium | 0.92 |  |  | 03/30/2023 | 210485466 | 04/27/2023
A.O. Smith Water Products Company | State | EEX-55-DURT 1** | Federally-Regulated Consumer Product | Electric resistance |  | 55 |  | 5.5 | True |  |  | False | Electric storage | 75 |  | 98 | 1531 |  | High | 0.94 |  |  | 03/30/2023 | 210485474 | 04/27/2023
A.O. Smith Water Products Company | State | SHN-40-SHMSW-1** | Federally-Regulated Consumer Product | Electric resistance |  | 36 |  | 4 | True |  |  | True | Electric storage | 40 |  | 98 | 2466 |  | Low | 0.91 |  |  | 03/30/2023 | 207615738 | 04/27/2023
A.O. Smith Water Products Company | A. O. SMITH | HESF-40 1** | Federally-Regulated Consumer Product | Electric resistance |  | 37 |  | 5.5 | True |  |  | False | Electric storage | 64 |  | 98 | 1029 |  | Medium | 0.92 |  |  | 08/23/2022 | 207216089 | 04/27/2023
A.O. Smith Water Products Company | A. O. SMITH | PESU-40 1** | Federally-Regulated Consumer Product | Electric resistance |  | 37 |  | 5.5 | True |  |  | False | Electric storage | 64 |  | 98 | 1029 |  | Medium | 0.92 |  |  | 03/30/2023 | 210485445 | 04/27/2023
A.O. Smith Water Products Company | A. O. SMITH | DEL-30 2** | Federally-Regulated Consumer Product | Electric resistance |  | 33 |  | 4.5 | True |  |  | False | Electric storage | 51 |  | 98 | 3531 |  | Medium | 0.92 |  |  | 08/23/2022 | 207679257 | 04/27/2023
A.O. Smith Water Products Company | A. O. SMITH | EEA9-50H55DV 1** | Federally-Regulated Consumer Product | Electric resistance |  | 45 |  | 5.5 | True |  |  | False | Electric storage | 74 |  | 98 | 1035 |  | Medium | 0.92 |  |  | 03/30/2023 | 211277616 | 04/27/2023
A.O. Smith Water Products Company | A. O. SMITH | EE12-40R55DVF 1** | Federally-Regulated Consumer Product | Electric resistance |  | 37 |  | 5.5 | True |  |  | False | Electric storage | 64 |  | 98 | 1029 |  | Medium | 0.92 |  |  | 08/23/2022 | 207216090 | 04/27/2023
A.O. Smith Water Products Company | A. O. SMITH | EESU-40 1** | Federally-Regulated Consumer Product | Electric resistance |  | 37 |  | 5.5 | True |  |  | False | Electric storage | 64 |  | 98 | 1029 |  | Medium | 0.92 |  |  | 03/30/2023 | 210485444 | 04/27/2023
A.O. Smith Water Products Company | A. O. SMITH | HETF-50 1** | Federally-Regulated Consumer Product | Electric resistance |  | 45 |  | 5.5 | True |  |  | False | Electric storage | 74 |  | 98 | 1035 |  | Medium | 0.92 |  |  | 08/23/2022 | 207216110 | 04/27/2023
A.O. Smith Water Products Company | A. O. SMITH | EEU6-55H45DV 1** | Federally-Regulated Consumer Product | Electric resistance |  | 55 |  | 5.5 | True |  |  | False | Electric storage | 75 |  | 98 | 1531 |  | High | 0.94 |  |  | 03/30/2023 | 210485476 | 04/27/2023
A.O. Smith Water Products Company | A. O. SMITH | EEU6-40R45DV 1** | Federally-Regulated Consumer Product | Electric resistance |  | 37 |  | 5.5 | True |  |  | False | Electric storage | 64 |  | 98 | 1029 |  | Medium | 0.92 |  |  | 03/30/2023 | 210485448 | 04/27/2023
A.O. Smith Water Products Company | A. O. SMITH | EE12-50H55DVF 1** | Federally-Regulated Consumer Product | Electric resistance |  | 45 |  | 5.5 | True |  |  | False | Electric storage | 74 |  | 98 | 1035 |  | Medium | 0.92 |  |  | 08/23/2022 | 207216111 | 04/27/2023
A.O. Smith Water Products Company | A. O. SMITH | EE9-50H55DV 1** | Federally-Regulated Consumer Product | Electric resistance |  | 45 |  | 5.5 | True |  |  | False | Electric storage | 74 |  | 98 | 1035 |  | Medium | 0.92 |  |  | 08/23/2022 | 207216112 | 04/27/2023
A.O. Smith Water Products Company | A. O. SMITH | EEA12-55H55DVF 1** | Federally-Regulated Consumer Product | Electric resistance |  | 55 |  | 5.5 | True |  |  | False | Electric storage | 75 |  | 98 | 1531 |  | High | 0.94 |  |  | 03/30/2023 | 211277622 | 04/27/2023
A.O. Smith Water Products Company | A. O. SMITH | EEA9-55H55DV 1** | Federally-Regulated Consumer Product | Electric resistance |  | 55 |  | 5.5 | True |  |  | False | Electric storage | 75 |  | 98 | 1531 |  | High | 0.94 |  |  | 03/30/2023 | 211277623 | 04/27/2023
A.O. Smith Water Products Company | A. O. SMITH | MHE6-40RW-035D-1** | Federally-Regulated Consumer Product | Electric resistance |  | 36 |  | 4 | True |  |  | True | Electric storage | 40 |  | 98 | 2466 |  | Low | 0.91 |  |  | 03/30/2023 | 207615729 | 04/27/2023
A.O. Smith Water Products Company | A. O. SMITH | HESFA-40 1** | Federally-Regulated Consumer Product | Electric resistance |  | 37 |  | 5.5 | True |  |  | False | Electric storage | 64 |  | 98 | 1029 |  | Medium | 0.92 |  |  | 03/30/2023 | 211277607 | 04/27/2023
A.O. Smith Water Products Company | A. O. SMITH | HETF-55 1** | Federally-Regulated Consumer Product | Electric resistance |  | 55 |  | 5.5 | True |  |  | False | Electric storage | 75 |  | 98 | 1531 |  | High | 0.94 |  |  | 08/23/2022 | 207216117 | 04/27/2023
A.O. Smith Water Products Company | A. O. SMITH | EETU-55 1** | Federally-Regulated Consumer Product | Electric resistance |  | 55 |  | 5.5 | True |  |  | False | Electric storage | 75 |  | 98 | 1531 |  | High | 0.94 |  |  | 03/30/2023 | 210485471 | 04/27/2023
A.O. Smith Water Products Company | A. O. SMITH | EMHS-40W-1** | Federally-Regulated Consumer Product | Electric resistance |  | 36 |  | 4 | True |  |  | True | Electric storage | 40 |  | 98 | 2466 |  | Low | 0.91 |  |  | 03/30/2023 | 207615730 | 04/27/2023
A.O. Smith Water Products Company | A. O. SMITH | HETFA-50 1** | Federally-Regulated Consumer Product | Electric resistance |  | 45 |  | 5.5 | True |  |  | False | Electric storage | 74 |  | 98 | 1035 |  | Medium | 0.92 |  |  | 03/30/2023 | 211277614 | 04/27/2023
A.O. Smith Water Products Company | A. O. SMITH | EE12-55H55DVF 1** | Federally-Regulated Consumer Product | Electric resistance |  | 55 |  | 5.5 | True |  |  | False | Electric storage | 75 |  | 98 | 1531 |  | High | 0.94 |  |  | 08/23/2022 | 207216118 | 04/27/2023
A.O. Smith Water Products Company | A. O. SMITH | DEN-52 1** | Federally-Regulated Consumer Product | Electric resistance |  | 55 |  | 4.5 | True |  |  | False | Electric storage | 72 |  | 98 | 3531 |  | Medium | 0.93 |  |  | 08/23/2022 | 207679284 | 04/27/2023
A.O. Smith Water Products Company | A. O. SMITH | EEA9-40R55DV 1** | Federally-Regulated Consumer Product | Electric resistance |  | 37 |  | 5.5 | True |  |  | False | Electric storage | 64 |  | 98 | 1029 |  | Medium | 0.92 |  |  | 03/30/2023 | 211277609 | 04/27/2023
A.O. Smith Water Products Company | A. O. SMITH | MHE6-40RW-030D-1** | Federally-Regulated Consumer Product | Electric resistance |  | 36 |  | 4 | True |  |  | True | Electric storage | 40 |  | 98 | 2466 |  | Low | 0.91 |  |  | 03/30/2023 | 207615731 | 04/27/2023
A.O. Smith Water Products Company | A. O. SMITH | HETFA-55 1** | Federally-Regulated Consumer Product | Electric resistance |  | 55 |  | 5.5 | True |  |  | False | Electric storage | 75 |  | 98 | 1531 |  | High | 0.94 |  |  | 03/30/2023 | 211277621 | 04/27/2023
A.O. Smith Water Products Company | A. O. SMITH | PETU-50 1** | Federally-Regulated Consumer Product | Electric resistance |  | 45 |  | 5.5 | True |  |  | False | Electric storage | 74 |  | 98 | 1035 |  | Medium | 0.92 |  |  | 03/30/2023 | 210485465 | 04/27/2023
A.O. Smith Water Products Company | A. O. SMITH | EEA12-40R55DVF 1** | Federally-Regulated Consumer Product | Electric resistance |  | 37 |  | 5.5 | True |  |  | False | Electric storage | 64 |  | 98 | 1029 |  | Medium | 0.92 |  |  | 03/30/2023 | 211277608 | 04/27/2023
A.O. Smith Water Products Company | A. O. SMITH | DEL-50 1** | Federally-Regulated Consumer Product | Electric resistance |  | 48 |  | 4.5 | True |  |  | False | Electric storage | 51 |  | 98 | 3531 |  | Medium | 0.92 |  |  | 08/23/2022 | 207679269 | 04/27/2023
A.O. Smith Water Products Company | A. O. SMITH | EE9-40R55DV 1** | Federally-Regulated Consumer Product | Electric resistance |  | 37 |  | 5.5 | True |  |  | False | Electric storage | 64 |  | 98 | 1029 |  | Medium | 0.92 |  |  | 08/23/2022 | 207216091 | 04/27/2023
A.O. Smith Water Products Company | A. O. SMITH | PETU-55 1** | Federally-Regulated Consumer Product | Electric resistance |  | 55 |  | 5.5 | True |  |  | False | Electric storage | 75 |  | 98 | 1531 |  | High | 0.94 |  |  | 03/30/2023 | 210485472 | 04/27/2023
A.O. Smith Water Products Company | A. O. SMITH | EE9-55H55DV 1** | Federally-Regulated Consumer Product | Electric resistance |  | 55 |  | 5.5 | True |  |  | False | Electric storage | 75 |  | 98 | 1531 |  | High | 0.94 |  |  | 08/23/2022 | 207216119 | 04/27/2023
A.O. Smith Water Products Company | A. O. SMITH | EETU-50 1** | Federally-Regulated Consumer Product | Electric resistance |  | 45 |  | 5.5 | True |  |  | False | Electric storage | 74 |  | 98 | 1035 |  | Medium | 0.92 |  |  | 03/30/2023 | 210485464 | 04/27/2023
A.O. Smith Water Products Company | A. O. SMITH | EEU6-50H45DV 1** | Federally-Regulated Consumer Product | Electric resistance |  | 45 |  | 5.5 | True |  |  | False | Electric storage | 74 |  | 98 | 1035 |  | Medium | 0.92 |  |  | 03/30/2023 | 210485469 | 04/27/2023
A.O. Smith Water Products Company | A. O. SMITH | EEA12-50H55DVF 1** | Federally-Regulated Consumer Product | Electric resistance |  | 45 |  | 5.5 | True |  |  | False | Electric storage | 74 |  | 98 | 1035 |  | Medium | 0.92 |  |  | 03/30/2023 | 211277615 | 04/27/2023
A.O. Smith Water Products Company | Lochinvar | LES-50 1** | Federally-Regulated Consumer Product | Electric resistance |  | 48 |  | 4.5 | True |  |  | False | Electric storage | 51 |  | 98 | 3531 |  | Medium | 0.92 |  |  | 04/20/2023 | 211773391 | 04/27/2023
A.O. Smith Water Products Company | Lochinvar | JER-40W 1** | Federally-Regulated Consumer Product | Electric resistance |  | 35 |  | 4 | True |  |  | False | Electric storage | 38 |  | 98 | 3456 |  | Low | 0.91 |  |  | 04/20/2023 | 211773007 | 04/27/2023
A.O. Smith Water Products Company | Lochinvar | KTJ055MD 1** | Federally-Regulated Consumer Product | Electric resistance |  | 55 |  | 4.5 | True |  |  | False | Electric storage | 72 |  | 98 | 3531 |  | Medium | 0.93 |  |  | 08/23/2022 | 207776474 | 04/27/2023
A.O. Smith Water Products Company | Lochinvar | KSJ050MD 1** | Federally-Regulated Consumer Product | Electric resistance |  | 48 |  | 4.5 | True |  |  | False | Electric storage | 51 |  | 98 | 3531 |  | Medium | 0.92 |  |  | 08/23/2022 | 207776471 | 04/27/2023
A.O. Smith Water Products Company | Lochinvar | KTA040PD 1** | Federally-Regulated Consumer Product | Electric resistance |  | 36 |  | 4.5 | True |  |  | False | Electric storage | 53 |  | 98 | 3531 |  | Medium | 0.92 |  |  | 08/23/2022 | 207254530 | 04/27/2023
A.O. Smith Water Products Company | Lochinvar | LDS-30 2** | Federally-Regulated Consumer Product | Electric resistance |  | 33 |  | 4.5 | True |  |  | False | Electric storage | 51 |  | 98 | 3531 |  | Medium | 0.92 |  |  | 08/23/2022 | 207679261 | 04/27/2023
A.O. Smith Water Products Company | Lochinvar | LDT-50 1** | Federally-Regulated Consumer Product | Electric resistance |  | 55 |  | 4.5 | True |  |  | False | Electric storage | 72 |  | 98 | 3531 |  | Medium | 0.93 |  |  | 08/23/2022 | 207679285 | 04/27/2023
A.O. Smith Water Products Company | Lochinvar | LDS-50 1** | Federally-Regulated Consumer Product | Electric resistance |  | 48 |  | 4.5 | True |  |  | False | Electric storage | 51 |  | 98 | 3531 |  | Medium | 0.92 |  |  | 08/23/2022 | 207679270 | 04/27/2023
A.O. Smith Water Products Company | Lochinvar | KTJ055HD 1** | Federally-Regulated Consumer Product | Electric resistance |  | 55 |  | 4.5 | True |  |  | False | Electric storage | 72 |  | 98 | 3531 |  | Medium | 0.93 |  |  | 08/23/2022 | 207776473 | 04/27/2023
A.O. Smith Water Products Company | Lochinvar | LES-36 2** | Federally-Regulated Consumer Product | Electric resistance |  | 33 |  | 4.5 | True |  |  | False | Electric storage | 51 |  | 98 | 3531 |  | Medium | 0.92 |  |  | 04/20/2023 | 211773201 | 04/27/2023
A.O. Smith Water Products Company | A. O. SMITH | HESF-40 1** | Federally-Regulated Consumer Product | Electric resistance |  | 37 |  | 5.5 | True |  |  | False | Electric storage | 64 |  | 98 | 1029 |  | Medium | 0.92 |  |  | 04/27/2023 | 207216089 | 04/27/2023
A.O. Smith Water Products Company | A. O. SMITH | PESU-40 1** | Federally-Regulated Consumer Product | Electric resistance |  | 37 |  | 5.5 | True |  |  | False | Electric storage | 64 |  | 98 | 1029 |  | Medium | 0.92 |  |  | 04/27/2023 | 210485445 | 04/27/2023
A.O. Smith Water Products Company | A. O. SMITH | DEL-30 2** | Federally-Regulated Consumer Product | Electric resistance |  | 33 |  | 4.5 | True |  |  | False | Electric storage | 51 |  | 98 | 3531 |  | Medium | 0.92 |  |  | 04/27/2023 | 207679257 | 04/27/2023
A.O. Smith Water Products Company | A. O. SMITH | EEA9-50H55DV 1** | Federally-Regulated Consumer Product | Electric resistance |  | 45 |  | 5.5 | True |  |  | False | Electric storage | 74 |  | 98 | 1035 |  | Medium | 0.92 |  |  | 04/27/2023 | 211277616 | 04/27/2023
A.O. Smith Water Products Company | A. O. SMITH | EE12-40R55DVF 1** | Federally-Regulated Consumer Product | Electric resistance |  | 37 |  | 5.5 | True |  |  | False | Electric storage | 64 |  | 98 | 1029 |  | Medium | 0.92 |  |  | 04/27/2023 | 207216090 | 04/27/2023
A.O. Smith Water Products Company | A. O. SMITH | EESU-40 1** | Federally-Regulated Consumer Product | Electric resistance |  | 37 |  | 5.5 | True |  |  | False | Electric storage | 64 |  | 98 | 1029 |  | Medium | 0.92 |  |  | 04/27/2023 | 210485444 | 04/27/2023
A.O. Smith Water Products Company | A. O. SMITH | HETF-50 1** | Federally-Regulated Consumer Product | Electric resistance |  | 45 |  | 5.5 | True |  |  | False | Electric storage | 74 |  | 98 | 1035 |  | Medium | 0.92 |  |  | 04/27/2023 | 207216110 | 04/27/2023
A.O. Smith Water Products Company | A. O. SMITH | EEU6-55H45DV 1** | Federally-Regulated Consumer Product | Electric resistance |  | 55 |  | 5.5 | True |  |  | False | Electric storage | 75 |  | 98 | 1531 |  | High | 0.94 |  |  | 04/27/2023 | 210485476 | 04/27/2023
A.O. Smith Water Products Company | A. O. SMITH | EEU6-40R45DV 1** | Federally-Regulated Consumer Product | Electric resistance |  | 37 |  | 5.5 | True |  |  | False | Electric storage | 64 |  | 98 | 1029 |  | Medium | 0.92 |  |  | 04/27/2023 | 210485448 | 04/27/2023
A.O. Smith Water Products Company | A. O. SMITH | EE12-50H55DVF 1** | Federally-Regulated Consumer Product | Electric resistance |  | 45 |  | 5.5 | True |  |  | False | Electric storage | 74 |  | 98 | 1035 |  | Medium | 0.92 |  |  | 04/27/2023 | 207216111 | 04/27/2023
A.O. Smith Water Products Company | A. O. SMITH | EE9-50H55DV 1** | Federally-Regulated Consumer Product | Electric resistance |  | 45 |  | 5.5 | True |  |  | False | Electric storage | 74 |  | 98 | 1035 |  | Medium | 0.92 |  |  | 04/27/2023 | 207216112 | 04/27/2023
A.O. Smith Water Products Company | A. O. SMITH | EEA12-55H55DVF 1** | Federally-Regulated Consumer Product | Electric resistance |  | 55 |  | 5.5 | True |  |  | False | Electric storage | 75 |  | 98 | 1531 |  | High | 0.94 |  |  | 04/27/2023 | 211277622 | 04/27/2023
A.O. Smith Water Products Company | A. O. SMITH | EEA9-55H55DV 1** | Federally-Regulated Consumer Product | Electric resistance |  | 55 |  | 5.5 | True |  |  | False | Electric storage | 75 |  | 98 | 1531 |  | High | 0.94 |  |  | 04/27/2023 | 211277623 | 04/27/2023
A.O. Smith Water Products Company | A. O. SMITH | MHE6-40RW-035D-1** | Federally-Regulated Consumer Product | Electric resistance |  | 36 |  | 4 | True |  |  | True | Electric storage | 40 |  | 98 | 2466 |  | Low | 0.91 |  |  | 04/27/2023 | 207615729 | 04/27/2023
A.O. Smith Water Products Company | A. O. SMITH | HESFA-40 1** | Federally-Regulated Consumer Product | Electric resistance |  | 37 |  | 5.5 | True |  |  | False | Electric storage | 64 |  | 98 | 1029 |  | Medium | 0.92 |  |  | 04/27/2023 | 211277607 | 04/27/2023
A.O. Smith Water Products Company | A. O. SMITH | HETF-55 1** | Federally-Regulated Consumer Product | Electric resistance |  | 55 |  | 5.5 | True |  |  | False | Electric storage | 75 |  | 98 | 1531 |  | High | 0.94 |  |  | 04/27/2023 | 207216117 | 04/27/2023
A.O. Smith Water Products Company | A. O. SMITH | EETU-55 1** | Federally-Regulated Consumer Product | Electric resistance |  | 55 |  | 5.5 | True |  |  | False | Electric storage | 75 |  | 98 | 1531 |  | High | 0.94 |  |  | 04/27/2023 | 210485471 | 04/27/2023
A.O. Smith Water Products Company | A. O. SMITH | EMHS-40W-1** | Federally-Regulated Consumer Product | Electric resistance |  | 36 |  | 4 | True |  |  | True | Electric storage | 40 |  | 98 | 2466 |  | Low | 0.91 |  |  | 04/27/2023 | 207615730 | 04/27/2023
A.O. Smith Water Products Company | A. O. SMITH | HETFA-50 1** | Federally-Regulated Consumer Product | Electric resistance |  | 45 |  | 5.5 | True |  |  | False | Electric storage | 74 |  | 98 | 1035 |  | Medium | 0.92 |  |  | 04/27/2023 | 211277614 | 04/27/2023
A.O. Smith Water Products Company | A. O. SMITH | EE12-55H55DVF 1** | Federally-Regulated Consumer Product | Electric resistance |  | 55 |  | 5.5 | True |  |  | False | Electric storage | 75 |  | 98 | 1531 |  | High | 0.94 |  |  | 04/27/2023 | 207216118 | 04/27/2023
A.O. Smith Water Products Company | A. O. SMITH | DEN-52 1** | Federally-Regulated Consumer Product | Electric resistance |  | 55 |  | 4.5 | True |  |  | False | Electric storage | 72 |  | 98 | 3531 |  | Medium | 0.93 |  |  | 04/27/2023 | 207679284 | 04/27/2023
A.O. Smith Water Products Company | A. O. SMITH | EEA9-40R55DV 1** | Federally-Regulated Consumer Product | Electric resistance |  | 37 |  | 5.5 | True |  |  | False | Electric storage | 64 |  | 98 | 1029 |  | Medium | 0.92 |  |  | 04/27/2023 | 211277609 | 04/27/2023
A.O. Smith Water Products Company | A. O. SMITH | MHE6-40RW-030D-1** | Federally-Regulated Consumer Product | Electric resistance |  | 36 |  | 4 | True |  |  | True | Electric storage | 40 |  | 98 | 2466 |  | Low | 0.91 |  |  | 04/27/2023 | 207615731 | 04/27/2023
A.O. Smith Water Products Company | A. O. SMITH | HETFA-55 1** | Federally-Regulated Consumer Product | Electric resistance |  | 55 |  | 5.5 | True |  |  | False | Electric storage | 75 |  | 98 | 1531 |  | High | 0.94 |  |  | 04/27/2023 | 211277621 | 04/27/2023
A.O. Smith Water Products Company | A. O. SMITH | PETU-50 1** | Federally-Regulated Consumer Product | Electric resistance |  | 45 |  | 5.5 | True |  |  | False | Electric storage | 74 |  | 98 | 1035 |  | Medium | 0.92 |  |  | 04/27/2023 | 210485465 | 04/27/2023
A.O. Smith Water Products Company | A. O. SMITH | EEA12-40R55DVF 1** | Federally-Regulated Consumer Product | Electric resistance |  | 37 |  | 5.5 | True |  |  | False | Electric storage | 64 |  | 98 | 1029 |  | Medium | 0.92 |  |  | 04/27/2023 | 211277608 | 04/27/2023
A.O. Smith Water Products Company | A. O. SMITH | DEL-50 1** | Federally-Regulated Consumer Product | Electric resistance |  | 48 |  | 4.5 | True |  |  | False | Electric storage | 51 |  | 98 | 3531 |  | Medium | 0.92 |  |  | 04/27/2023 | 207679269 | 04/27/2023
A.O. Smith Water Products Company | A. O. SMITH | EE9-40R55DV 1** | Federally-Regulated Consumer Product | Electric resistance |  | 37 |  | 5.5 | True |  |  | False | Electric storage | 64 |  | 98 | 1029 |  | Medium | 0.92 |  |  | 04/27/2023 | 207216091 | 04/27/2023
A.O. Smith Water Products Company | A. O. SMITH | PETU-55 1** | Federally-Regulated Consumer Product | Electric resistance |  | 55 |  | 5.5 | True |  |  | False | Electric storage | 75 |  | 98 | 1531 |  | High | 0.94 |  |  | 04/27/2023 | 210485472 | 04/27/2023
A.O. Smith Water Products Company | A. O. SMITH | EE9-55H55DV 1** | Federally-Regulated Consumer Product | Electric resistance |  | 55 |  | 5.5 | True |  |  | False | Electric storage | 75 |  | 98 | 1531 |  | High | 0.94 |  |  | 04/27/2023 | 207216119 | 04/27/2023
A.O. Smith Water Products Company | A. O. SMITH | EETU-50 1** | Federally-Regulated Consumer Product | Electric resistance |  | 45 |  | 5.5 | True |  |  | False | Electric storage | 74 |  | 98 | 1035 |  | Medium | 0.92 |  |  | 04/27/2023 | 210485464 | 04/27/2023
A.O. Smith Water Products Company | A. O. SMITH | EEU6-50H45DV 1** | Federally-Regulated Consumer Product | Electric resistance |  | 45 |  | 5.5 | True |  |  | False | Electric storage | 74 |  | 98 | 1035 |  | Medium | 0.92 |  |  | 04/27/2023 | 210485469 | 04/27/2023
A.O. Smith Water Products Company | A. O. SMITH | EEA12-50H55DVF 1** | Federally-Regulated Consumer Product | Electric resistance |  | 45 |  | 5.5 | True |  |  | False | Electric storage | 74 |  | 98 | 1035 |  | Medium | 0.92 |  |  | 04/27/2023 | 211277615 | 04/27/2023
A.O. Smith Water Products Company | Lochinvar | LES-50 1** | Federally-Regulated Consumer Product | Electric resistance |  | 48 |  | 4.5 | True |  |  | False | Electric storage | 51 |  | 98 | 3531 |  | Medium | 0.92 |  |  | 04/27/2023 | 211773391 | 04/27/2023
A.O. Smith Water Products Company | Lochinvar | JER-40W 1** | Federally-Regulated Consumer Product | Electric resistance |  | 35 |  | 4 | True |  |  | False | Electric storage | 38 |  | 98 | 3456 |  | Low | 0.91 |  |  | 04/27/2023 | 211773007 | 04/27/2023
A.O. Smith Water Products Company | Lochinvar | KTJ055MD 1** | Federally-Regulated Consumer Product | Electric resistance |  | 55 |  | 4.5 | True |  |  | False | Electric storage | 72 |  | 98 | 3531 |  | Medium | 0.93 |  |  | 04/27/2023 | 207776474 | 04/27/2023
A.O. Smith Water Products Company | Lochinvar | KSJ050MD 1** | Federally-Regulated Consumer Product | Electric resistance |  | 48 |  | 4.5 | True |  |  | False | Electric storage | 51 |  | 98 | 3531 |  | Medium | 0.92 |  |  | 04/27/2023 | 207776471 | 04/27/2023
A.O. Smith Water Products Company | Lochinvar | KTA040PD 1** | Federally-Regulated Consumer Product | Electric resistance |  | 36 |  | 4.5 | True |  |  | False | Electric storage | 53 |  | 98 | 3531 |  | Medium | 0.92 |  |  | 04/27/2023 | 207254530 | 04/27/2023
A.O. Smith Water Products Company | Lochinvar | LDS-30 2** | Federally-Regulated Consumer Product | Electric resistance |  | 33 |  | 4.5 | True |  |  | False | Electric storage | 51 |  | 98 | 3531 |  | Medium | 0.92 |  |  | 04/27/2023 | 207679261 | 04/27/2023
A.O. Smith Water Products Company | Lochinvar | LDT-50 1** | Federally-Regulated Consumer Product | Electric resistance |  | 55 |  | 4.5 | True |  |  | False | Electric storage | 72 |  | 98 | 3531 |  | Medium | 0.93 |  |  | 04/27/2023 | 207679285 | 04/27/2023
A.O. Smith Water Products Company | Lochinvar | LDS-50 1** | Federally-Regulated Consumer Product | Electric resistance |  | 48 |  | 4.5 | True |  |  | False | Electric storage | 51 |  | 98 | 3531 |  | Medium | 0.92 |  |  | 04/27/2023 | 207679270 | 04/27/2023
A.O. Smith Water Products Company | Lochinvar | KTJ055HD 1** | Federally-Regulated Consumer Product | Electric resistance |  | 55 |  | 4.5 | True |  |  | False | Electric storage | 72 |  | 98 | 3531 |  | Medium | 0.93 |  |  | 04/27/2023 | 207776473 | 04/27/2023
A.O. Smith Water Products Company | Lochinvar | LES-36 2** | Federally-Regulated Consumer Product | Electric resistance |  | 33 |  | 4.5 | True |  |  | False | Electric storage | 51 |  | 98 | 3531 |  | Medium | 0.92 |  |  | 04/27/2023 | 211773201 | 04/27/2023
A.O. Smith Water Products Company | State | EEA8-50-DFRT 1** | Federally-Regulated Consumer Product | Electric resistance |  | 45 |  | 5.5 | True |  |  | False | Electric storage | 74 |  | 98 | 1035 |  | Medium | 0.92 |  |  | 04/27/2023 | 211277620 | 04/27/2023
A.O. Smith Water Products Company | State | EEA8-40-DFRS 1** | Federally-Regulated Consumer Product | Electric resistance |  | 37 |  | 5.5 | True |  |  | False | Electric storage | 64 |  | 98 | 1029 |  | Medium | 0.92 |  |  | 04/27/2023 | 211277613 | 04/27/2023
A.O. Smith Water Products Company | State | EEX-40-DURS 1** | Federally-Regulated Consumer Product | Electric resistance |  | 37 |  | 5.5 | True |  |  | False | Electric storage | 64 |  | 98 | 1029 |  | Medium | 0.92 |  |  | 04/27/2023 | 210485447 | 04/27/2023
A.O. Smith Water Products Company | State | PCE-50-2OLSA 1** | Federally-Regulated Consumer Product | Electric resistance |  | 48 |  | 4.5 | True |  |  | False | Electric storage | 51 |  | 98 | 3531 |  | Medium | 0.92 |  |  | 04/27/2023 | 207679271 | 04/27/2023
A.O. Smith Water Products Company | State | SHN-40-DHMSW-1** | Federally-Regulated Consumer Product | Electric resistance |  | 36 |  | 4 | True |  |  | True | Electric storage | 40 |  | 98 | 2466 |  | Low | 0.91 |  |  | 04/27/2023 | 207615737 | 04/27/2023
A.O. Smith Water Products Company | State | EEA8-55-DFRT 1** | Federally-Regulated Consumer Product | Electric resistance |  | 55 |  | 5.5 | True |  |  | False | Electric storage | 75 |  | 98 | 1531 |  | High | 0.94 |  |  | 04/27/2023 | 211277624 | 04/27/2023
A.O. Smith Water Products Company | State | EEX-50-DURT 1** | Federally-Regulated Consumer Product | Electric resistance |  | 45 |  | 5.5 | True |  |  | False | Electric storage | 74 |  | 98 | 1035 |  | Medium | 0.92 |  |  | 04/27/2023 | 210485467 | 04/27/2023
A.O. Smith Water Products Company | State | EN6-40-DMHSW-1** | Federally-Regulated Consumer Product | Electric resistance |  | 36 |  | 4 | True |  |  | True | Electric storage | 40 |  | 98 | 2466 |  | Low | 0.91 |  |  | 04/27/2023 | 207615739 | 04/27/2023
A.O. Smith Water Products Company | State | PCE-52-2ORTA 1** | Federally-Regulated Consumer Product | Electric resistance |  | 55 |  | 4.5 | True |  |  | False | Electric storage | 72 |  | 98 | 3531 |  | Medium | 0.93 |  |  | 04/27/2023 | 207679286 | 04/27/2023
A.O. Smith Water Products Company | State | EE6-40-DURS 1** | Federally-Regulated Consumer Product | Electric resistance |  | 37 |  | 5.5 | True |  |  | False | Electric storage | 64 |  | 98 | 1029 |  | Medium | 0.92 |  |  | 04/27/2023 | 210485446 | 04/27/2023
A.O. Smith Water Products Company | State | EE6-55-DURT 1** | Federally-Regulated Consumer Product | Electric resistance |  | 55 |  | 5.5 | True |  |  | False | Electric storage | 75 |  | 98 | 1531 |  | High | 0.94 |  |  | 04/27/2023 | 210485473 | 04/27/2023
A.O. Smith Water Products Company | State | PCE-30-2OLSA 2** | Federally-Regulated Consumer Product | Electric resistance |  | 33 |  | 4.5 | True |  |  | False | Electric storage | 51 |  | 98 | 3531 |  | Medium | 0.92 |  |  | 04/27/2023 | 207679258 | 04/27/2023
A.O. Smith Water Products Company | State | EE6-50-DURT 1** | Federally-Regulated Consumer Product | Electric resistance |  | 45 |  | 5.5 | True |  |  | False | Electric storage | 74 |  | 98 | 1035 |  | Medium | 0.92 |  |  | 04/27/2023 | 210485466 | 04/27/2023
A.O. Smith Water Products Company | State | EEX-55-DURT 1** | Federally-Regulated Consumer Product | Electric resistance |  | 55 |  | 5.5 | True |  |  | False | Electric storage | 75 |  | 98 | 1531 |  | High | 0.94 |  |  | 04/27/2023 | 210485474 | 04/27/2023
A.O. Smith Water Products Company | State | SHN-40-SHMSW-1** | Federally-Regulated Consumer Product | Electric resistance |  | 36 |  | 4 | True |  |  | True | Electric storage | 40 |  | 98 | 2466 |  | Low | 0.91 |  |  | 04/27/2023 | 207615738 | 04/27/2023
A.O. Smith Water Products Company | Lochinvar | GTL04040-8 411 | Federally-Regulated Consumer Product | LPG |  | 38 |  | 36000 | True |  |  | False | Gas-fired storage | 80 |  | 78 | 7688 | 216626 | High | 0.64 |  |  | 04/25/2023 | 210586308 | 05/04/2023
A.O. Smith Water Products Company | Lochinvar | GTN04040T 410 | Federally-Regulated Consumer Product | Natural gas |  | 38 |  | 40000 | True |  |  | False | Gas-fired storage | 80 |  | 78 | 7688 | 216626 | High | 0.64 |  |  | 03/30/2023 | 210586305 | 05/04/2023
A.O. Smith Water Products Company | Lochinvar | GTL04040Z 411 | Federally-Regulated Consumer Product | LPG |  | 38 |  | 36000 | True |  |  | False | Gas-fired storage | 80 |  | 78 | 7688 | 216626 | High | 0.64 |  |  | 04/25/2023 | 210586311 | 05/04/2023
A.O. Smith Water Products Company | Lochinvar | GTL04040 ST 411 | Federally-Regulated Consumer Product | LPG |  | 38 |  | 36000 | True |  |  | False | Gas-fired storage | 80 |  | 78 | 7688 | 216626 | High | 0.64 |  |  | 04/25/2023 | 210586304 | 05/04/2023
A.O. Smith Water Products Company | Lochinvar | GTN04040 TM 410 | Federally-Regulated Consumer Product | Natural gas |  | 38 |  | 40000 | True |  |  | False | Gas-fired storage | 80 |  | 78 | 7688 | 216626 | High | 0.64 |  |  | 03/30/2023 | 210586306 | 05/04/2023
A.O. Smith Water Products Company | Lochinvar | GTN04040-8T 410 | Federally-Regulated Consumer Product | Natural gas |  | 38 |  | 40000 | True |  |  | False | Gas-fired storage | 80 |  | 78 | 7688 | 216626 | High | 0.64 |  |  | 03/30/2023 | 210586310 | 05/04/2023
A.O. Smith Water Products Company | Lochinvar | GTN04040-8 410 | Federally-Regulated Consumer Product | Natural gas |  | 38 |  | 40000 | True |  |  | False | Gas-fired storage | 80 |  | 78 | 7688 | 216626 | High | 0.64 |  |  | 03/30/2023 | 210586307 | 05/04/2023
A.O. Smith Water Products Company | Lochinvar | GTN04040M 410 | Federally-Regulated Consumer Product | LPG |  | 38 |  | 36000 | True |  |  | False | Gas-fired storage | 80 |  | 78 | 7688 | 216626 | High | 0.64 |  |  | 04/25/2023 | 210586309 | 05/04/2023
A.O. Smith Water Products Company | Lochinvar | GTN04040 410 | Federally-Regulated Consumer Product | Natural gas |  | 38 |  | 40000 | True |  |  | False | Gas-fired storage | 80 |  | 78 | 7688 | 216626 | High | 0.64 |  |  | 03/30/2023 | 210586302 | 05/04/2023
A.O. Smith Water Products Company | Lochinvar | GTN04040 ST 410 | Federally-Regulated Consumer Product | Natural gas |  | 38 |  | 40000 | True |  |  | False | Gas-fired storage | 80 |  | 78 | 7688 | 216626 | High | 0.64 |  |  | 03/30/2023 | 210586303 | 05/04/2023
A.O. Smith Water Products Company | Lochinvar | GTN04040Z 410 | Federally-Regulated Consumer Product | Natural gas |  | 38 |  | 40000 | True |  |  | False | Gas-fired storage | 80 |  | 78 | 7688 | 216626 | High | 0.64 |  |  | 03/30/2023 | 210586300 | 05/04/2023
A.O. Smith Water Products Company | Lochinvar | GTN04040-10T 410 | Federally-Regulated Consumer Product | Natural gas |  | 38 |  | 40000 | True |  |  | False | Gas-fired storage | 80 |  | 78 | 7688 | 216626 | High | 0.64 |  |  | 03/30/2023 | 210586312 | 05/04/2023
A.O. Smith Water Products Company | Lochinvar | GTL04040 411 | Federally-Regulated Consumer Product | LPG |  | 38 |  | 36000 | True |  |  | False | Gas-fired storage | 80 |  | 78 | 7688 | 216626 | High | 0.64 |  |  | 04/25/2023 | 210586301 | 05/04/2023
A.O. Smith Water Products Company | State | GS6-40-BCTL 411 | Federally-Regulated Consumer Product | LPG |  | 38 |  | 36000 | True |  |  | False | Gas-fired storage | 80 |  | 78 | 7688 | 216626 | High | 0.64 |  |  | 04/25/2023 | 210586324 | 05/04/2023
A.O. Smith Water Products Company | State | GSX-40-BCTL 410 | Federally-Regulated Consumer Product | Natural gas |  | 38 |  | 40000 | True |  |  | False | Gas-fired storage | 80 |  | 78 | 7688 | 216626 | High | 0.64 |  |  | 03/30/2023 | 210586325 | 05/04/2023
A.O. Smith Water Products Company | State | GW8-40-BCT 410 | Federally-Regulated Consumer Product | Natural gas |  | 38 |  | 40000 | True |  |  | False | Gas-fired storage | 80 |  | 78 | 7688 | 216626 | High | 0.64 |  |  | 03/30/2023 | 210586326 | 05/04/2023
A.O. Smith Water Products Company | State | GSX-40-BCT 411 | Federally-Regulated Consumer Product | LPG |  | 38 |  | 36000 | True |  |  | False | Gas-fired storage | 80 |  | 78 | 7688 | 216626 | High | 0.64 |  |  | 04/25/2023 | 210586322 | 05/04/2023
A.O. Smith Water Products Company | State | GS6-40-BCT 411 | Federally-Regulated Consumer Product | LPG |  | 38 |  | 36000 | True |  |  | False | Gas-fired storage | 80 |  | 78 | 7688 | 216626 | High | 0.64 |  |  | 04/25/2023 | 210586321 | 05/04/2023
A.O. Smith Water Products Company | State | GS6-40-BCTL 410 | Federally-Regulated Consumer Product | Natural gas |  | 38 |  | 40000 | True |  |  | False | Gas-fired storage | 80 |  | 78 | 7688 | 216626 | High | 0.64 |  |  | 03/30/2023 | 210586323 | 05/04/2023
A.O. Smith Water Products Company | State | GSX-40-BCT 410 | Federally-Regulated Consumer Product | Natural gas |  | 38 |  | 40000 | True |  |  | False | Gas-fired storage | 80 |  | 78 | 7688 | 216626 | High | 0.64 |  |  | 03/30/2023 | 210586320 | 05/04/2023
A.O. Smith Water Products Company | State | GS6-40-BCT 410 | Federally-Regulated Consumer Product | Natural gas |  | 38 |  | 40000 | True |  |  | False | Gas-fired storage | 80 |  | 78 | 7688 | 216626 | High | 0.64 |  |  | 03/30/2023 | 210586319 | 05/04/2023
A.O. Smith Water Products Company | State | GW8-40-BCT 411 | Federally-Regulated Consumer Product | LPG |  | 38 |  | 36000 | True |  |  | False | Gas-fired storage | 80 |  | 78 | 7688 | 216626 | High | 0.64 |  |  | 04/25/2023 | 210586327 | 05/04/2023
A.O. Smith Water Products Company | Lochinvar | GTL04040-8 411 | Federally-Regulated Consumer Product | LPG |  | 38 |  | 36000 | True |  |  | False | Gas-fired storage | 80 |  | 78 | 0 | 26448082 | High | 0.64 |  |  | 05/04/2023 | 210586308 | 05/04/2023
A.O. Smith Water Products Company | Lochinvar | GTN04040T 410 | Federally-Regulated Consumer Product | Natural gas |  | 38 |  | 40000 | True |  |  | False | Gas-fired storage | 80 |  | 78 | 0 | 26448082 | High | 0.64 |  |  | 05/04/2023 | 210586305 | 05/04/2023
A.O. Smith Water Products Company | Lochinvar | GTL04040Z 411 | Federally-Regulated Consumer Product | LPG |  | 38 |  | 36000 | True |  |  | False | Gas-fired storage | 80 |  | 78 | 0 | 26448082 | High | 0.64 |  |  | 05/04/2023 | 210586311 | 05/04/2023
A.O. Smith Water Products Company | Lochinvar | GTL04040 ST 411 | Federally-Regulated Consumer Product | LPG |  | 38 |  | 36000 | True |  |  | False | Gas-fired storage | 80 |  | 78 | 0 | 26448082 | High | 0.64 |  |  | 05/04/2023 | 210586304 | 05/04/2023
A.O. Smith Water Products Company | Lochinvar | GTN04040 TM 410 | Federally-Regulated Consumer Product | Natural gas |  | 38 |  | 40000 | True |  |  | False | Gas-fired storage | 80 |  | 78 | 0 | 26448082 | High | 0.64 |  |  | 05/04/2023 | 210586306 | 05/04/2023
A.O. Smith Water Products Company | Lochinvar | GTN04040-8T 410 | Federally-Regulated Consumer Product | Natural gas |  | 38 |  | 40000 | True |  |  | False | Gas-fired storage | 80 |  | 78 | 0 | 26448082 | High | 0.64 |  |  | 05/04/2023 | 210586310 | 05/04/2023
A.O. Smith Water Products Company | Lochinvar | GTN04040-8 410 | Federally-Regulated Consumer Product | Natural gas |  | 38 |  | 40000 | True |  |  | False | Gas-fired storage | 80 |  | 78 | 0 | 26448082 | High | 0.64 |  |  | 05/04/2023 | 210586307 | 05/04/2023
A.O. Smith Water Products Company | Lochinvar | GTN04040M 410 | Federally-Regulated Consumer Product | LPG |  | 38 |  | 36000 | True |  |  | False | Gas-fired storage | 80 |  | 78 | 0 | 26448082 | High | 0.64 |  |  | 05/04/2023 | 210586309 | 05/04/2023
A.O. Smith Water Products Company | Lochinvar | GTN04040 410 | Federally-Regulated Consumer Product | Natural gas |  | 38 |  | 40000 | True |  |  | False | Gas-fired storage | 80 |  | 78 | 0 | 26448082 | High | 0.64 |  |  | 05/04/2023 | 210586302 | 05/04/2023
A.O. Smith Water Products Company | Lochinvar | GTN04040 ST 410 | Federally-Regulated Consumer Product | Natural gas |  | 38 |  | 40000 | True |  |  | False | Gas-fired storage | 80 |  | 78 | 0 | 26448082 | High | 0.64 |  |  | 05/04/2023 | 210586303 | 05/04/2023
A.O. Smith Water Products Company | Lochinvar | GTN04040Z 410 | Federally-Regulated Consumer Product | Natural gas |  | 38 |  | 40000 | True |  |  | False | Gas-fired storage | 80 |  | 78 | 0 | 26448082 | High | 0.64 |  |  | 05/04/2023 | 210586300 | 05/04/2023
A.O. Smith Water Products Company | Lochinvar | GTN04040-10T 410 | Federally-Regulated Consumer Product | Natural gas |  | 38 |  | 40000 | True |  |  | False | Gas-fired storage | 80 |  | 78 | 0 | 26448082 | High | 0.64 |  |  | 05/04/2023 | 210586312 | 05/04/2023
A.O. Smith Water Products Company | Lochinvar | GTL04040 411 | Federally-Regulated Consumer Product | LPG |  | 38 |  | 36000 | True |  |  | False | Gas-fired storage | 80 |  | 78 | 0 | 26448082 | High | 0.64 |  |  | 05/04/2023 | 210586301 | 05/04/2023
A.O. Smith Water Products Company | State | GS6-40-BCTL 411 | Federally-Regulated Consumer Product | LPG |  | 38 |  | 36000 | True |  |  | False | Gas-fired storage | 80 |  | 78 | 0 | 26448082 | High | 0.64 |  |  | 05/04/2023 | 210586324 | 05/04/2023
A.O. Smith Water Products Company | State | GSX-40-BCTL 410 | Federally-Regulated Consumer Product | Natural gas |  | 38 |  | 40000 | True |  |  | False | Gas-fired storage | 80 |  | 78 | 0 | 26448082 | High | 0.64 |  |  | 05/04/2023 | 210586325 | 05/04/2023
A.O. Smith Water Products Company | State | GW8-40-BCT 410 | Federally-Regulated Consumer Product | Natural gas |  | 38 |  | 40000 | True |  |  | False | Gas-fired storage | 80 |  | 78 | 0 | 26448082 | High | 0.64 |  |  | 05/04/2023 | 210586326 | 05/04/2023
A.O. Smith Water Products Company | State | GSX-40-BCT 411 | Federally-Regulated Consumer Product | LPG |  | 38 |  | 36000 | True |  |  | False | Gas-fired storage | 80 |  | 78 | 0 | 26448082 | High | 0.64 |  |  | 05/04/2023 | 210586322 | 05/04/2023
A.O. Smith Water Products Company | State | GS6-40-BCT 411 | Federally-Regulated Consumer Product | LPG |  | 38 |  | 36000 | True |  |  | False | Gas-fired storage | 80 |  | 78 | 0 | 26448082 | High | 0.64 |  |  | 05/04/2023 | 210586321 | 05/04/2023
A.O. Smith Water Products Company | State | GS6-40-BCTL 410 | Federally-Regulated Consumer Product | Natural gas |  | 38 |  | 40000 | True |  |  | False | Gas-fired storage | 80 |  | 78 | 0 | 26448082 | High | 0.64 |  |  | 05/04/2023 | 210586323 | 05/04/2023
A.O. Smith Water Products Company | State | GSX-40-BCT 410 | Federally-Regulated Consumer Product | Natural gas |  | 38 |  | 40000 | True |  |  | False | Gas-fired storage | 80 |  | 78 | 0 | 26448082 | High | 0.64 |  |  | 05/04/2023 | 210586320 | 05/04/2023
A.O. Smith Water Products Company | State | GS6-40-BCT 410 | Federally-Regulated Consumer Product | Natural gas |  | 38 |  | 40000 | True |  |  | False | Gas-fired storage | 80 |  | 78 | 0 | 26448082 | High | 0.64 |  |  | 05/04/2023 | 210586319 | 05/04/2023
A.O. Smith Water Products Company | State | GW8-40-BCT 411 | Federally-Regulated Consumer Product | LPG |  | 38 |  | 36000 | True |  |  | False | Gas-fired storage | 80 |  | 78 | 0 | 26448082 | High | 0.64 |  |  | 05/04/2023 | 210586327 | 05/04/2023
American Water Heater Co. | American | NG2H4040TR 410 | Federally-Regulated Consumer Product | Natural gas |  | 38 |  | 40000 | True |  |  | False | Gas-fired storage | 80 |  | 78 | 7688 | 216626 | High | 0.64 |  |  | 03/30/2023 | 210586294 | 05/04/2023
American Water Heater Co. | American | G82-40T40R 411 | Federally-Regulated Consumer Product | LPG |  | 38 |  | 36000 | True |  |  | False | Gas-fired storage | 80 |  | 78 | 7688 | 216626 | High | 0.64 |  |  | 04/25/2023 | 210586297 | 05/04/2023
American Water Heater Co. | American | G102-40T40R 411 | Federally-Regulated Consumer Product | LPG |  | 38 |  | 36000 | True |  |  | False | Gas-fired storage | 80 |  | 78 | 7688 | 216626 | High | 0.64 |  |  | 04/25/2023 | 210586292 | 05/04/2023
American Water Heater Co. | American | G102-40T40R 410 | Federally-Regulated Consumer Product | Natural gas |  | 38 |  | 40000 | True |  |  | False | Gas-fired storage | 80 |  | 78 | 7688 | 216626 | High | 0.64 |  |  | 03/30/2023 | 210586291 | 05/04/2023
American Water Heater Co. | American | NG2F4040TR 410 | Federally-Regulated Consumer Product | Natural gas |  | 38 |  | 40000 | True |  |  | False | Gas-fired storage | 80 |  | 78 | 7688 | 216626 | High | 0.64 |  |  | 03/30/2023 | 210586293 | 05/04/2023
American Water Heater Co. | American | G82-40T40R 410 | Federally-Regulated Consumer Product | Natural gas |  | 38 |  | 40000 | True |  |  | False | Gas-fired storage | 80 |  | 78 | 7688 | 216626 | High | 0.64 |  |  | 03/30/2023 | 210586296 | 05/04/2023
American Water Heater Co. | American | G62-40T40RL 410 | Federally-Regulated Consumer Product | Natural gas |  | 38 |  | 40000 | True |  |  | False | Gas-fired storage | 80 |  | 78 | 7688 | 216626 | High | 0.64 |  |  | 03/30/2023 | 210586298 | 05/04/2023
American Water Heater Co. | American | NG2J4040TR 410 | Federally-Regulated Consumer Product | Natural gas |  | 38 |  | 40000 | True |  |  | False | Gas-fired storage | 80 |  | 78 | 7688 | 216626 | High | 0.64 |  |  | 03/30/2023 | 210586295 | 05/04/2023
American Water Heater Co. | American | G62-40T40RL 411 | Federally-Regulated Consumer Product | LPG |  | 38 |  | 36000 | True |  |  | False | Gas-fired storage | 80 |  | 78 | 7688 | 216626 | High | 0.64 |  |  | 04/25/2023 | 210586299 | 05/04/2023
American Water Heater Co. | American | G62-40T40R 410 | Federally-Regulated Consumer Product | Natural gas |  | 38 |  | 40000 | True |  |  | False | Gas-fired storage | 80 |  | 78 | 7688 | 216626 | High | 0.64 |  |  | 03/30/2023 | 210586289 | 05/04/2023
American Water Heater Co. | American | G62-40T40R 411 | Federally-Regulated Consumer Product | LPG |  | 38 |  | 36000 | True |  |  | False | Gas-fired storage | 80 |  | 78 | 7688 | 216626 | High | 0.64 |  |  | 04/25/2023 | 210586290 | 05/04/2023
A.O. Smith Water Products Company | A. O. SMITH | G6N-UT4040NVR 5** | Federally-Regulated Consumer Product | Natural gas |  | 38 |  | 40000 | True |  |  | False | Gas-fired storage | 83 |  | 74 | 7735 | 56262 | High | 0.64 |  |  | 03/30/2023 | 211156077 | 05/04/2023
A.O. Smith Water Products Company | A. O. SMITH | GCR-40 411 | Federally-Regulated Consumer Product | LPG |  | 38 |  | 36000 | True |  |  | False | Gas-fired storage | 80 |  | 78 | 7688 | 216626 | High | 0.64 |  |  | 04/25/2023 | 210586280 | 05/04/2023
A.O. Smith Water Products Company | A. O. SMITH | G6-T4036PVR 411 | Federally-Regulated Consumer Product | LPG |  | 38 |  | 36000 | True |  |  | False | Gas-fired storage | 80 |  | 78 | 7688 | 216626 | High | 0.64 |  |  | 04/25/2023 | 210586288 | 05/04/2023
A.O. Smith Water Products Company | A. O. SMITH | G12-T4040NVR 410 | Federally-Regulated Consumer Product | Natural gas |  | 38 |  | 40000 | True |  |  | False | Gas-fired storage | 80 |  | 78 | 7688 | 216626 | High | 0.64 |  |  | 03/30/2023 | 210586332 | 05/04/2023
A.O. Smith Water Products Company | A. O. SMITH | GCR-40 410 | Federally-Regulated Consumer Product | Natural gas |  | 38 |  | 40000 | True |  |  | False | Gas-fired storage | 80 |  | 78 | 7688 | 216626 | High | 0.64 |  |  | 03/30/2023 | 210586273 | 05/04/2023
A.O. Smith Water Products Company | A. O. SMITH | GCR-40L 410 | Federally-Regulated Consumer Product | Natural gas |  | 38 |  | 40000 | True |  |  | False | Gas-fired storage | 80 |  | 78 | 7688 | 216626 | High | 0.64 |  |  | 03/30/2023 | 210586284 | 05/04/2023
A.O. Smith Water Products Company | A. O. SMITH | G12-UT4040NVR 5** | Federally-Regulated Consumer Product | Natural gas |  | 38 |  | 40000 | True |  |  | False | Gas-fired storage | 83 |  | 77 | 7735 | 56262 | High | 0.64 |  |  | 03/30/2023 | 211156073 | 05/04/2023
A.O. Smith Water Products Company | A. O. SMITH | GCR-40L 411 | Federally-Regulated Consumer Product | LPG |  | 38 |  | 36000 | True |  |  | False | Gas-fired storage | 80 |  | 78 | 7688 | 216626 | High | 0.64 |  |  | 04/25/2023 | 210586285 | 05/04/2023
A.O. Smith Water Products Company | A. O. SMITH | G9-UT4040NVR 5** | Federally-Regulated Consumer Product | Natural gas |  | 38 |  | 40000 | True |  |  | False | Gas-fired storage | 83 |  | 77 | 7735 | 56262 | High | 0.64 |  |  | 03/30/2023 | 211156072 | 05/04/2023
A.O. Smith Water Products Company | A. O. SMITH | XCR-40 411 | Federally-Regulated Consumer Product | LPG |  | 38 |  | 36000 | True |  |  | False | Gas-fired storage | 80 |  | 78 | 7688 | 216626 | High | 0.64 |  |  | 04/25/2023 | 210586282 | 05/04/2023
A.O. Smith Water Products Company | A. O. SMITH | HWR-40 411 | Federally-Regulated Consumer Product | LPG |  | 38 |  | 36000 | True |  |  | False | Gas-fired storage | 80 |  | 78 | 7688 | 216626 | High | 0.64 |  |  | 04/25/2023 | 210586287 | 05/04/2023
A.O. Smith Water Products Company | A. O. SMITH | XCR-40 410 | Federally-Regulated Consumer Product | Natural gas |  | 38 |  | 40000 | True |  |  | False | Gas-fired storage | 80 |  | 78 | 7688 | 216626 | High | 0.64 |  |  | 03/30/2023 | 210586281 | 05/04/2023
A.O. Smith Water Products Company | A. O. SMITH | G9-T4040NVR 410 | Federally-Regulated Consumer Product | Natural gas |  | 38 |  | 40000 | True |  |  | False | Gas-fired storage | 80 |  | 78 | 7688 | 216626 | High | 0.64 |  |  | 03/30/2023 | 210586331 | 05/04/2023
A.O. Smith Water Products Company | A. O. SMITH | G6-T4040NVR 410 | Federally-Regulated Consumer Product | Natural gas |  | 38 |  | 40000 | True |  |  | False | Gas-fired storage | 80 |  | 78 | 7688 | 216626 | High | 0.64 |  |  | 03/30/2023 | 210586330 | 05/04/2023
A.O. Smith Water Products Company | A. O. SMITH | XCR-40L 410 | Federally-Regulated Consumer Product | Natural gas |  | 38 |  | 40000 | True |  |  | False | Gas-fired storage | 80 |  | 78 | 7688 | 216626 | High | 0.64 |  |  | 03/30/2023 | 210586283 | 05/04/2023
A.O. Smith Water Products Company | A. O. SMITH | HWR-40 410 | Federally-Regulated Consumer Product | Natural gas |  | 38 |  | 40000 | True |  |  | False | Gas-fired storage | 80 |  | 78 | 7688 | 216626 | High | 0.64 |  |  | 03/30/2023 | 210586286 | 05/04/2023
A.O. Smith Water Products Company | RELIANCE WATER HEATERS | 6-40-NBCT 410 | Federally-Regulated Consumer Product | Natural gas |  | 38 |  | 40000 | True |  |  | False | Gas-fired storage | 80 |  | 78 | 7688 | 216626 | High | 0.64 |  |  | 03/30/2023 | 210586313 | 05/04/2023
A.O. Smith Water Products Company | RELIANCE WATER HEATERS | 12-40-PACT 411 | Federally-Regulated Consumer Product | LPG |  | 38 |  | 36000 | True |  |  | False | Gas-fired storage | 80 |  | 78 | 7688 | 216626 | High | 0.64 |  |  | 04/25/2023 | 210586317 | 05/04/2023
A.O. Smith Water Products Company | RELIANCE WATER HEATERS | 6-40-POCT 411 | Federally-Regulated Consumer Product | LPG |  | 38 |  | 36000 | True |  |  | False | Gas-fired storage | 80 |  | 78 | 7688 | 216626 | High | 0.64 |  |  | 04/25/2023 | 210586318 | 05/04/2023
A.O. Smith Water Products Company | RELIANCE WATER HEATERS | 9-40-NKCT 410 | Federally-Regulated Consumer Product | Natural gas |  | 38 |  | 40000 | True |  |  | False | Gas-fired storage | 80 |  | 78 | 7688 | 216626 | High | 0.64 |  |  | 03/30/2023 | 210586314 | 05/04/2023
A.O. Smith Water Products Company | RELIANCE WATER HEATERS | 6-40-UNBRT 5** | Federally-Regulated Consumer Product | Natural gas |  | 38 |  | 40000 | True |  |  | False | Gas-fired storage | 83 |  | 74 | 7735 | 56262 | High | 0.64 |  |  | 03/30/2023 | 211156078 | 05/04/2023
A.O. Smith Water Products Company | RELIANCE WATER HEATERS | 12-40-NACT 410 | Federally-Regulated Consumer Product | Natural gas |  | 38 |  | 40000 | True |  |  | False | Gas-fired storage | 80 |  | 78 | 7688 | 216626 | High | 0.64 |  |  | 03/30/2023 | 210586315 | 05/04/2023
A.O. Smith Water Products Company | RELIANCE WATER HEATERS | 9-40-UNKRT 5** | Federally-Regulated Consumer Product | Natural gas |  | 38 |  | 40000 | True |  |  | False | Gas-fired storage | 83 |  | 74 | 7735 | 56262 | High | 0.64 |  |  | 03/30/2023 | 211156079 | 05/04/2023
A.O. Smith Water Products Company | RELIANCE WATER HEATERS | 6-40-UNBCT 5** | Federally-Regulated Consumer Product | Natural gas |  | 38 |  | 40000 | True |  |  | False | Gas-fired storage | 83 |  | 77 | 7735 | 56262 | High | 0.64 |  |  | 03/30/2023 | 211156074 | 05/04/2023
A.O. Smith Water Products Company | RELIANCE WATER HEATERS | 9-40-PKCT 411 | Federally-Regulated Consumer Product | LPG |  | 38 |  | 36000 | True |  |  | False | Gas-fired storage | 80 |  | 78 | 7688 | 216626 | High | 0.64 |  |  | 04/25/2023 | 210586316 | 05/04/2023
A.O. Smith Water Products Company | RELIANCE WATER HEATERS | 9-40-UNKCT 5** | Federally-Regulated Consumer Product | Natural gas |  | 38 |  | 40000 | True |  |  | False | Gas-fired storage | 83 |  | 77 | 7735 | 56262 | High | 0.64 |  |  | 03/30/2023 | 211156075 | 05/04/2023
A.O. Smith Water Products Company | RELIANCE WATER HEATERS | 12-40-UNACT 5** | Federally-Regulated Consumer Product | Natural gas |  | 38 |  | 40000 | True |  |  | False | Gas-fired storage | 83 |  | 77 | 7735 | 56262 | High | 0.64 |  |  | 03/30/2023 | 211156076 | 05/04/2023
A.O. Smith Water Products Company | U.S. Craftmaster | LG2H4040TR 411 | Federally-Regulated Consumer Product | LPG |  | 38 |  | 36000 | True |  |  | False | Gas-fired storage | 80 |  | 78 | 7688 | 216626 | High | 0.64 |  |  | 04/25/2023 | 210586329 | 05/04/2023
A.O. Smith Water Products Company | U.S. Craftmaster | LG2F4040TR 411 | Federally-Regulated Consumer Product | LPG |  | 38 |  | 36000 | True |  |  | False | Gas-fired storage | 80 |  | 78 | 7688 | 216626 | High | 0.64 |  |  | 04/25/2023 | 210586328 | 05/04/2023
A.O. Smith Water Products Company | A. O. SMITH | G6N-UT4040NVR 5** | Federally-Regulated Consumer Product | Natural gas |  | 38 |  | 40000 | True |  |  | False | Gas-fired storage | 83 |  | 74 | 0 | 26448082 | High | 0.64 |  |  | 05/04/2023 | 211156077 | 05/04/2023
A.O. Smith Water Products Company | A. O. SMITH | GCR-40 411 | Federally-Regulated Consumer Product | LPG |  | 38 |  | 36000 | True |  |  | False | Gas-fired storage | 80 |  | 78 | 0 | 26448082 | High | 0.64 |  |  | 05/04/2023 | 210586280 | 05/04/2023
A.O. Smith Water Products Company | A. O. SMITH | G6-T4036PVR 411 | Federally-Regulated Consumer Product | LPG |  | 38 |  | 36000 | True |  |  | False | Gas-fired storage | 80 |  | 78 | 0 | 26448082 | High | 0.64 |  |  | 05/04/2023 | 210586288 | 05/04/2023
A.O. Smith Water Products Company | A. O. SMITH | G12-T4040NVR 410 | Federally-Regulated Consumer Product | Natural gas |  | 38 |  | 40000 | True |  |  | False | Gas-fired storage | 80 |  | 78 | 0 | 26448082 | High | 0.64 |  |  | 05/04/2023 | 210586332 | 05/04/2023
A.O. Smith Water Products Company | A. O. SMITH | GCR-40 410 | Federally-Regulated Consumer Product | Natural gas |  | 38 |  | 40000 | True |  |  | False | Gas-fired storage | 80 |  | 78 | 0 | 26448082 | High | 0.64 |  |  | 05/04/2023 | 210586273 | 05/04/2023
A.O. Smith Water Products Company | A. O. SMITH | GCR-40L 410 | Federally-Regulated Consumer Product | Natural gas |  | 38 |  | 40000 | True |  |  | False | Gas-fired storage | 80 |  | 78 | 0 | 26448082 | High | 0.64 |  |  | 05/04/2023 | 210586284 | 05/04/2023
A.O. Smith Water Products Company | A. O. SMITH | G12-UT4040NVR 5** | Federally-Regulated Consumer Product | Natural gas |  | 38 |  | 40000 | True |  |  | False | Gas-fired storage | 83 |  | 77 | 0 | 26448082 | High | 0.64 |  |  | 05/04/2023 | 211156073 | 05/04/2023
A.O. Smith Water Products Company | A. O. SMITH | GCR-40L 411 | Federally-Regulated Consumer Product | LPG |  | 38 |  | 36000 | True |  |  | False | Gas-fired storage | 80 |  | 78 | 0 | 26448082 | High | 0.64 |  |  | 05/04/2023 | 210586285 | 05/04/2023
A.O. Smith Water Products Company | A. O. SMITH | G9-UT4040NVR 5** | Federally-Regulated Consumer Product | Natural gas |  | 38 |  | 40000 | True |  |  | False | Gas-fired storage | 83 |  | 77 | 0 | 26448082 | High | 0.64 |  |  | 05/04/2023 | 211156072 | 05/04/2023
A.O. Smith Water Products Company | A. O. SMITH | XCR-40 411 | Federally-Regulated Consumer Product | LPG |  | 38 |  | 36000 | True |  |  | False | Gas-fired storage | 80 |  | 78 | 0 | 26448082 | High | 0.64 |  |  | 05/04/2023 | 210586282 | 05/04/2023
A.O. Smith Water Products Company | A. O. SMITH | HWR-40 411 | Federally-Regulated Consumer Product | LPG |  | 38 |  | 36000 | True |  |  | False | Gas-fired storage | 80 |  | 78 | 0 | 26448082 | High | 0.64 |  |  | 05/04/2023 | 210586287 | 05/04/2023
A.O. Smith Water Products Company | A. O. SMITH | XCR-40 410 | Federally-Regulated Consumer Product | Natural gas |  | 38 |  | 40000 | True |  |  | False | Gas-fired storage | 80 |  | 78 | 0 | 26448082 | High | 0.64 |  |  | 05/04/2023 | 210586281 | 05/04/2023
A.O. Smith Water Products Company | A. O. SMITH | G9-T4040NVR 410 | Federally-Regulated Consumer Product | Natural gas |  | 38 |  | 40000 | True |  |  | False | Gas-fired storage | 80 |  | 78 | 0 | 26448082 | High | 0.64 |  |  | 05/04/2023 | 210586331 | 05/04/2023
A.O. Smith Water Products Company | A. O. SMITH | G6-T4040NVR 410 | Federally-Regulated Consumer Product | Natural gas |  | 38 |  | 40000 | True |  |  | False | Gas-fired storage | 80 |  | 78 | 0 | 26448082 | High | 0.64 |  |  | 05/04/2023 | 210586330 | 05/04/2023
A.O. Smith Water Products Company | A. O. SMITH | XCR-40L 410 | Federally-Regulated Consumer Product | Natural gas |  | 38 |  | 40000 | True |  |  | False | Gas-fired storage | 80 |  | 78 | 0 | 26448082 | High | 0.64 |  |  | 05/04/2023 | 210586283 | 05/04/2023
A.O. Smith Water Products Company | A. O. SMITH | HWR-40 410 | Federally-Regulated Consumer Product | Natural gas |  | 38 |  | 40000 | True |  |  | False | Gas-fired storage | 80 |  | 78 | 0 | 26448082 | High | 0.64 |  |  | 05/04/2023 | 210586286 | 05/04/2023
American Water Heater Co. | American | NG2H4040TR 410 | Federally-Regulated Consumer Product | Natural gas |  | 38 |  | 40000 | True |  |  | False | Gas-fired storage | 80 |  | 78 | 0 | 26448082 | High | 0.64 |  |  | 05/04/2023 | 210586294 | 05/04/2023
American Water Heater Co. | American | G82-40T40R 411 | Federally-Regulated Consumer Product | LPG |  | 38 |  | 36000 | True |  |  | False | Gas-fired storage | 80 |  | 78 | 0 | 26448082 | High | 0.64 |  |  | 05/04/2023 | 210586297 | 05/04/2023
American Water Heater Co. | American | G102-40T40R 411 | Federally-Regulated Consumer Product | LPG |  | 38 |  | 36000 | True |  |  | False | Gas-fired storage | 80 |  | 78 | 0 | 26448082 | High | 0.64 |  |  | 05/04/2023 | 210586292 | 05/04/2023
American Water Heater Co. | American | G102-40T40R 410 | Federally-Regulated Consumer Product | Natural gas |  | 38 |  | 40000 | True |  |  | False | Gas-fired storage | 80 |  | 78 | 0 | 26448082 | High | 0.64 |  |  | 05/04/2023 | 210586291 | 05/04/2023
American Water Heater Co. | American | NG2F4040TR 410 | Federally-Regulated Consumer Product | Natural gas |  | 38 |  | 40000 | True |  |  | False | Gas-fired storage | 80 |  | 78 | 0 | 26448082 | High | 0.64 |  |  | 05/04/2023 | 210586293 | 05/04/2023
American Water Heater Co. | American | G82-40T40R 410 | Federally-Regulated Consumer Product | Natural gas |  | 38 |  | 40000 | True |  |  | False | Gas-fired storage | 80 |  | 78 | 0 | 26448082 | High | 0.64 |  |  | 05/04/2023 | 210586296 | 05/04/2023
American Water Heater Co. | American | G62-40T40RL 410 | Federally-Regulated Consumer Product | Natural gas |  | 38 |  | 40000 | True |  |  | False | Gas-fired storage | 80 |  | 78 | 0 | 26448082 | High | 0.64 |  |  | 05/04/2023 | 210586298 | 05/04/2023
American Water Heater Co. | American | NG2J4040TR 410 | Federally-Regulated Consumer Product | Natural gas |  | 38 |  | 40000 | True |  |  | False | Gas-fired storage | 80 |  | 78 | 0 | 26448082 | High | 0.64 |  |  | 05/04/2023 | 210586295 | 05/04/2023
American Water Heater Co. | American | G62-40T40RL 411 | Federally-Regulated Consumer Product | LPG |  | 38 |  | 36000 | True |  |  | False | Gas-fired storage | 80 |  | 78 | 0 | 26448082 | High | 0.64 |  |  | 05/04/2023 | 210586299 | 05/04/2023
American Water Heater Co. | American | G62-40T40R 410 | Federally-Regulated Consumer Product | Natural gas |  | 38 |  | 40000 | True |  |  | False | Gas-fired storage | 80 |  | 78 | 0 | 26448082 | High | 0.64 |  |  | 05/04/2023 | 210586289 | 05/04/2023
American Water Heater Co. | American | G62-40T40R 411 | Federally-Regulated Consumer Product | LPG |  | 38 |  | 36000 | True |  |  | False | Gas-fired storage | 80 |  | 78 | 0 | 26448082 | High | 0.64 |  |  | 05/04/2023 | 210586290 | 05/04/2023
A.O. Smith Water Products Company | U.S. Craftmaster | LG2H4040TR 411 | Federally-Regulated Consumer Product | LPG |  | 38 |  | 36000 | True |  |  | False | Gas-fired storage | 80 |  | 78 | 0 | 26448082 | High | 0.64 |  |  | 05/04/2023 | 210586329 | 05/04/2023
A.O. Smith Water Products Company | U.S. Craftmaster | LG2F4040TR 411 | Federally-Regulated Consumer Product | LPG |  | 38 |  | 36000 | True |  |  | False | Gas-fired storage | 80 |  | 78 | 0 | 26448082 | High | 0.64 |  |  | 05/04/2023 | 210586328 | 05/04/2023
A.O. Smith Water Products Company | RELIANCE WATER HEATERS | 6-40-NBCT 410 | Federally-Regulated Consumer Product | Natural gas |  | 38 |  | 40000 | True |  |  | False | Gas-fired storage | 80 |  | 78 | 0 | 26448082 | High | 0.64 |  |  | 05/04/2023 | 210586313 | 05/04/2023
A.O. Smith Water Products Company | RELIANCE WATER HEATERS | 12-40-PACT 411 | Federally-Regulated Consumer Product | LPG |  | 38 |  | 36000 | True |  |  | False | Gas-fired storage | 80 |  | 78 | 0 | 26448082 | High | 0.64 |  |  | 05/04/2023 | 210586317 | 05/04/2023
A.O. Smith Water Products Company | RELIANCE WATER HEATERS | 6-40-POCT 411 | Federally-Regulated Consumer Product | LPG |  | 38 |  | 36000 | True |  |  | False | Gas-fired storage | 80 |  | 78 | 0 | 26448082 | High | 0.64 |  |  | 05/04/2023 | 210586318 | 05/04/2023
A.O. Smith Water Products Company | RELIANCE WATER HEATERS | 9-40-NKCT 410 | Federally-Regulated Consumer Product | Natural gas |  | 38 |  | 40000 | True |  |  | False | Gas-fired storage | 80 |  | 78 | 0 | 26448082 | High | 0.64 |  |  | 05/04/2023 | 210586314 | 05/04/2023
A.O. Smith Water Products Company | RELIANCE WATER HEATERS | 6-40-UNBRT 5** | Federally-Regulated Consumer Product | Natural gas |  | 38 |  | 40000 | True |  |  | False | Gas-fired storage | 83 |  | 74 | 0 | 26448082 | High | 0.64 |  |  | 05/04/2023 | 211156078 | 05/04/2023
A.O. Smith Water Products Company | RELIANCE WATER HEATERS | 12-40-NACT 410 | Federally-Regulated Consumer Product | Natural gas |  | 38 |  | 40000 | True |  |  | False | Gas-fired storage | 80 |  | 78 | 0 | 26448082 | High | 0.64 |  |  | 05/04/2023 | 210586315 | 05/04/2023
A.O. Smith Water Products Company | RELIANCE WATER HEATERS | 9-40-UNKRT 5** | Federally-Regulated Consumer Product | Natural gas |  | 38 |  | 40000 | True |  |  | False | Gas-fired storage | 83 |  | 74 | 0 | 26448082 | High | 0.64 |  |  | 05/04/2023 | 211156079 | 05/04/2023
A.O. Smith Water Products Company | RELIANCE WATER HEATERS | 6-40-UNBCT 5** | Federally-Regulated Consumer Product | Natural gas |  | 38 |  | 40000 | True |  |  | False | Gas-fired storage | 83 |  | 77 | 0 | 26448082 | High | 0.64 |  |  | 05/04/2023 | 211156074 | 05/04/2023
A.O. Smith Water Products Company | RELIANCE WATER HEATERS | 9-40-PKCT 411 | Federally-Regulated Consumer Product | LPG |  | 38 |  | 36000 | True |  |  | False | Gas-fired storage | 80 |  | 78 | 0 | 26448082 | High | 0.64 |  |  | 05/04/2023 | 210586316 | 05/04/2023
A.O. Smith Water Products Company | RELIANCE WATER HEATERS | 9-40-UNKCT 5** | Federally-Regulated Consumer Product | Natural gas |  | 38 |  | 40000 | True |  |  | False | Gas-fired storage | 83 |  | 77 | 0 | 26448082 | High | 0.64 |  |  | 05/04/2023 | 211156075 | 05/04/2023
A.O. Smith Water Products Company | RELIANCE WATER HEATERS | 12-40-UNACT 5** | Federally-Regulated Consumer Product | Natural gas |  | 38 |  | 40000 | True |  |  | False | Gas-fired storage | 83 |  | 77 | 0 | 26448082 | High | 0.64 |  |  | 05/04/2023 | 211156076 | 05/04/2023
Rinnai America | Rinnai | RSC160IN | Federally-Regulated Consumer Product | Natural gas |  | 0 |  | 160000 |  |  |  | True | Instantaneous gas-fired |  | 4.5 | 97 | 26 | 17728943 | High | 0.95 |  | 0 | 04/06/2023 | 208141209 | 05/05/2023
Rinnai America | Rinnai | RSC199IN | Federally-Regulated Consumer Product | Natural gas |  | 0 |  | 199000 |  |  |  | True | Instantaneous gas-fired |  | 5.7 | 97 | 27 | 17725531 | High | 0.95 |  | 0 | 04/06/2023 | 208141212 | 05/05/2023
Rinnai America | Rinnai | RSC199IP | Federally-Regulated Consumer Product | LPG |  | 0 |  | 199000 |  |  |  | True | Instantaneous gas-fired |  | 5.7 | 97 | 27 | 17725531 | High | 0.95 |  | 0 | 04/06/2023 | 208141216 | 05/05/2023
Rinnai America | Rinnai | RSC199EN | Federally-Regulated Consumer Product | Natural gas |  | 0 |  | 199000 |  |  |  | True | Instantaneous gas-fired |  | 5.7 | 97 | 11 | 17780123 | High | 0.95 |  | 0 | 04/06/2023 | 208141211 | 05/05/2023
Rinnai America | Rinnai | RSC160EN | Federally-Regulated Consumer Product | Natural gas |  | 0 |  | 160000 |  |  |  | True | Instantaneous gas-fired |  | 4.6 | 97 | 11 | 17780123 | High | 0.95 |  | 0 | 04/06/2023 | 208141210 | 05/05/2023
Rinnai America | Rinnai | RSC160EP | Federally-Regulated Consumer Product | LPG |  | 0 |  | 160000 |  |  |  | True | Instantaneous gas-fired |  | 4.6 | 97 | 11 | 17780123 | High | 0.95 |  | 0 | 04/06/2023 | 208141214 | 05/05/2023
Rinnai America | Rinnai | RSC199EP | Federally-Regulated Consumer Product | LPG |  | 0 |  | 199000 |  |  |  | True | Instantaneous gas-fired |  | 5.7 | 97 | 11 | 17780123 | High | 0.95 |  | 0 | 04/06/2023 | 208141215 | 05/05/2023
Rinnai America | Rinnai | RSC160IP | Federally-Regulated Consumer Product | LPG |  | 0 |  | 160000 |  |  |  | True | Instantaneous gas-fired |  | 4.5 | 97 | 26 | 17728943 | High | 0.95 |  | 0 | 04/06/2023 | 208141213 | 05/05/2023
Bosch Thermotechnology Corp. | BRADFORD WHITE | RTG-K-199N1 | Federally-Regulated Consumer Product | Natural gas |  | 1 |  | 199000 |  |  |  | False | Instantaneous gas-fired |  | 5.4 | 100 | 42 | 17488751 | High | 0.96 |  | 0 | 02/23/2023 | 201866486 | 05/05/2023
Bosch Thermotechnology Corp. | BRADFORD WHITE | RTG-K-199N1 | Federally-Regulated Consumer Product | LPG |  | 1 |  | 199000 |  |  |  | False | Instantaneous gas-fired |  | 5.4 | 100 | 42 | 17488751 | High | 0.96 |  | 0 | 02/23/2023 | 201866486 | 05/05/2023
Bosch Thermotechnology Corp. | BRADFORD WHITE | RTG-K-199N2 | Federally-Regulated Consumer Product | Natural gas |  | 1 |  | 199000 |  |  |  | False | Instantaneous gas-fired |  | 5.4 | 100 | 42 | 17488751 | High | 0.96 |  | 0 | 02/23/2023 | 201870475 | 05/05/2023
Bosch Thermotechnology Corp. | BRADFORD WHITE | RTGL 199N1 | Federally-Regulated Consumer Product | LPG |  | 1 |  | 199000 |  |  |  | False | Instantaneous gas-fired |  | 5.4 | 100 | 42 | 17488751 | High | 0.96 |  | 0 | 02/23/2023 | 207161113 | 05/05/2023
Bosch Thermotechnology Corp. | BRADFORD WHITE | RTGL 199N1 | Federally-Regulated Consumer Product | Natural gas |  | 1 |  | 199000 |  |  |  | False | Instantaneous gas-fired |  | 5.4 | 100 | 42 | 17488751 | High | 0.96 |  | 0 | 02/23/2023 | 207161113 | 05/05/2023
Bosch Thermotechnology Corp. | BRADFORD WHITE | RTG-K-199N2 | Federally-Regulated Consumer Product | LPG |  | 1 |  | 199000 |  |  |  | False | Instantaneous gas-fired |  | 5.4 | 100 | 42 | 17488751 | High | 0.96 |  | 0 | 02/23/2023 | 201870475 | 05/05/2023
Bosch Thermotechnology Corp. | BRADFORD WHITE | RTG-K-199N1 | Federally-Regulated Consumer Product | Natural gas |  | 1 |  | 199000 |  |  |  | False | Instantaneous gas-fired |  | 5.4 | 100 | 42 | 17488751 | High | 0.96 |  | 0 | 05/05/2023 | 201866486 | 05/05/2023
Bosch Thermotechnology Corp. | BRADFORD WHITE | RTG-K-199N1 | Federally-Regulated Consumer Product | LPG |  | 1 |  | 199000 |  |  |  | False | Instantaneous gas-fired |  | 5.4 | 100 | 42 | 17488751 | High | 0.96 |  | 0 | 05/05/2023 | 201866486 | 05/05/2023
Bosch Thermotechnology Corp. | BRADFORD WHITE | RTG-K-199N2 | Federally-Regulated Consumer Product | Natural gas |  | 1 |  | 199000 |  |  |  | False | Instantaneous gas-fired |  | 5.4 | 100 | 42 | 17488751 | High | 0.96 |  | 0 | 05/05/2023 | 201870475 | 05/05/2023
Bosch Thermotechnology Corp. | BRADFORD WHITE | RTGL 199N1 | Federally-Regulated Consumer Product | LPG |  | 1 |  | 199000 |  |  |  | False | Instantaneous gas-fired |  | 5.4 | 100 | 42 | 17488751 | High | 0.96 |  | 0 | 05/05/2023 | 207161113 | 05/05/2023
Bosch Thermotechnology Corp. | BRADFORD WHITE | RTGL 199N1 | Federally-Regulated Consumer Product | Natural gas |  | 1 |  | 199000 |  |  |  | False | Instantaneous gas-fired |  | 5.4 | 100 | 42 | 17488751 | High | 0.96 |  | 0 | 05/05/2023 | 207161113 | 05/05/2023
Bosch Thermotechnology Corp. | BRADFORD WHITE | RTG-K-199N2 | Federally-Regulated Consumer Product | LPG |  | 1 |  | 199000 |  |  |  | False | Instantaneous gas-fired |  | 5.4 | 100 | 42 | 17488751 | High | 0.96 |  | 0 | 05/05/2023 | 201870475 | 05/05/2023
Rinnai America | Rinnai | RSC160IN | Federally-Regulated Consumer Product | Natural gas |  | 0 |  | 160000 |  |  |  | True | Instantaneous gas-fired |  | 4.5 | 97 | 26 | 17728943 | High | 0.95 |  | 0 | 05/05/2023 | 208141209 | 05/05/2023
Rinnai America | Rinnai | RSC199IN | Federally-Regulated Consumer Product | Natural gas |  | 0 |  | 199000 |  |  |  | True | Instantaneous gas-fired |  | 5.7 | 97 | 27 | 17725531 | High | 0.95 |  | 0 | 05/05/2023 | 208141212 | 05/05/2023
Rinnai America | Rinnai | RSC199IP | Federally-Regulated Consumer Product | LPG |  | 0 |  | 199000 |  |  |  | True | Instantaneous gas-fired |  | 5.7 | 97 | 27 | 17725531 | High | 0.95 |  | 0 | 05/05/2023 | 208141216 | 05/05/2023
Rinnai America | Rinnai | RSC199EN | Federally-Regulated Consumer Product | Natural gas |  | 0 |  | 199000 |  |  |  | True | Instantaneous gas-fired |  | 5.7 | 97 | 11 | 17780123 | High | 0.95 |  | 0 | 05/05/2023 | 208141211 | 05/05/2023
Rinnai America | Rinnai | RSC160EN | Federally-Regulated Consumer Product | Natural gas |  | 0 |  | 160000 |  |  |  | True | Instantaneous gas-fired |  | 4.6 | 97 | 11 | 17780123 | High | 0.95 |  | 0 | 05/05/2023 | 208141210 | 05/05/2023
Rinnai America | Rinnai | RSC160EP | Federally-Regulated Consumer Product | LPG |  | 0 |  | 160000 |  |  |  | True | Instantaneous gas-fired |  | 4.6 | 97 | 11 | 17780123 | High | 0.95 |  | 0 | 05/05/2023 | 208141214 | 05/05/2023
Rinnai America | Rinnai | RSC199EP | Federally-Regulated Consumer Product | LPG |  | 0 |  | 199000 |  |  |  | True | Instantaneous gas-fired |  | 5.7 | 97 | 11 | 17780123 | High | 0.95 |  | 0 | 05/05/2023 | 208141215 | 05/05/2023
Rinnai America | Rinnai | RSC160IP | Federally-Regulated Consumer Product | LPG |  | 0 |  | 160000 |  |  |  | True | Instantaneous gas-fired |  | 4.5 | 97 | 26 | 17728943 | High | 0.95 |  | 0 | 05/05/2023 | 208141213 | 05/05/2023
GE Appliances, a Haier company | GE | GE40S**DAT01 | Federally-Regulated Consumer Product | Electric resistance |  | 40 |  | 4.5 | True |  |  | False | Electric storage | 63 |  | 98 | 3531 |  | Medium | 0.92 |  |  | 04/20/2023 | 211898818 | 05/09/2023
GE Appliances, a Haier company | GE | GE40T**DAT01 | Federally-Regulated Consumer Product | Electric resistance |  | 40 |  | 4.5 | True |  |  | False | Electric storage | 57 |  | 98 | 3531 |  | Medium | 0.92 |  |  | 04/20/2023 | 211898819 | 05/09/2023
GE Appliances, a Haier company | GE | GE50T10BQT01 | Federally-Regulated Consumer Product | Electric resistance |  | 50 |  | 5.5 | True |  |  | False | Electric storage | 78 |  | 98 | 5334 |  | High | 0.93 |  |  | 05/05/2023 | 212433238 | 05/09/2023
GE Appliances, a Haier company | GE | GE40L**DAT01 | Federally-Regulated Consumer Product | Electric resistance |  | 40 |  | 4.5 | True |  |  | False | Electric storage | 56 |  | 98 | 3531 |  | Medium | 0.92 |  |  | 04/20/2023 | 211898820 | 05/09/2023
GE Appliances, a Haier company | GE | GE50S10BUT01 | Federally-Regulated Consumer Product | Electric resistance |  | 50 |  | 5.5 | True |  |  | False | Electric storage | 75 |  | 98 | 5334 |  | High | 0.93 |  |  | 05/05/2023 | 212433239 | 05/09/2023
A.O. Smith Water Products Company | A. O. SMITH | EEA9-40H55DV 1** | Federally-Regulated Consumer Product | Electric resistance |  | 36 |  | 5.5 | True |  |  | False | Electric storage | 63 |  | 98 | 1026 |  | Medium | 0.93 |  |  | 04/20/2023 | 211871425 | 05/09/2023
A.O. Smith Water Products Company | A. O. SMITH | EEA12-40H55DVF 1** | Federally-Regulated Consumer Product | Electric resistance |  | 36 |  | 5.5 | True |  |  | False | Electric storage | 63 |  | 98 | 1026 |  | Medium | 0.93 |  |  | 04/20/2023 | 211871424 | 05/09/2023
A.O. Smith Water Products Company | Lochinvar | LEM-50-8 1** | Federally-Regulated Consumer Product | Electric resistance |  | 46 |  | 4.5 | True |  |  | False | Electric storage | 57 |  | 98 | 3531 |  | Medium | 0.92 |  |  | 04/20/2023 | 211771607 | 05/09/2023
A.O. Smith Water Products Company | Lochinvar | JER-40B 1** | Federally-Regulated Consumer Product | Electric resistance |  | 35 |  | 4.5 | True |  |  | False | Electric storage | 57 |  | 98 | 3456 |  | Medium | 0.94 |  |  | 04/20/2023 | 211770308 | 05/09/2023
A.O. Smith Water Products Company | Lochinvar | LEM-50 1** | Federally-Regulated Consumer Product | Electric resistance |  | 46 |  | 4.5 | True |  |  | False | Electric storage | 57 |  | 98 | 3531 |  | Medium | 0.92 |  |  | 04/20/2023 | 211771602 | 05/09/2023
A.O. Smith Water Products Company | Lochinvar | LES-36 2** | Federally-Regulated Consumer Product | Electric resistance |  | 33 |  | 4.5 | True |  |  | False | Electric storage | 51 |  | 98 | 3531 |  | Medium | 0.92 |  |  | 04/27/2023 | 211773201 | 05/09/2023
A.O. Smith Water Products Company | Lochinvar | LES-40B 1** | Federally-Regulated Consumer Product | Electric resistance |  | 35 |  | 4.5 | True |  |  | False | Electric storage | 51 |  | 98 | 3531 |  | Medium | 0.92 |  |  | 04/20/2023 | 211777763 | 05/09/2023
A.O. Smith Water Products Company | Lochinvar | LES-50B 1** | Federally-Regulated Consumer Product | Electric resistance |  | 44 |  | 4.5 | True |  |  | False | Electric storage | 60 |  | 98 | 3493 |  | Medium | 0.93 |  |  | 04/20/2023 | 211772041 | 05/09/2023
A.O. Smith Water Products Company | Lochinvar | JER-40BW 1** | Federally-Regulated Consumer Product | Electric resistance |  | 35 |  | 4 | True |  |  | False | Electric storage | 38 |  | 98 | 3456 |  | Low | 0.91 |  |  | 04/20/2023 | 211772908 | 05/09/2023
A.O. Smith Water Products Company | Lochinvar | JER-40 1** | Federally-Regulated Consumer Product | Electric resistance |  | 35 |  | 4.5 | True |  |  | False | Electric storage | 54 |  | 98 | 3493 |  | Medium | 0.93 |  |  | 04/20/2023 | 211770127 | 05/09/2023
A.O. Smith Water Products Company | Lochinvar | LES-50 1** | Federally-Regulated Consumer Product | Electric resistance |  | 48 |  | 4.5 | True |  |  | False | Electric storage | 51 |  | 98 | 3531 |  | Medium | 0.92 |  |  | 04/27/2023 | 211773391 | 05/09/2023
A.O. Smith Water Products Company | Lochinvar | JER-40W 1** | Federally-Regulated Consumer Product | Electric resistance |  | 35 |  | 4 | True |  |  | False | Electric storage | 38 |  | 98 | 3456 |  | Low | 0.91 |  |  | 04/27/2023 | 211773007 | 05/09/2023
A.O. Smith Water Products Company | Lochinvar | LES-50BW 1** | Federally-Regulated Consumer Product | Electric resistance |  | 44 |  | 3.8 | True |  |  | False | Electric storage | 40 |  | 98 | 2466 |  | Low | 0.91 |  |  | 04/20/2023 | 211772110 | 05/09/2023
A.O. Smith Water Products Company | Lochinvar | LEM-40-8 1** | Federally-Regulated Consumer Product | Electric resistance |  | 37 |  | 4.5 | True |  |  | False | Electric storage | 55 |  | 98 | 3531 |  | Medium | 0.92 |  |  | 04/20/2023 | 211771400 | 05/09/2023
A.O. Smith Water Products Company | Lochinvar | LEM-40 1** | Federally-Regulated Consumer Product | Electric resistance |  | 37 |  | 4.5 | True |  |  | False | Electric storage | 55 |  | 98 | 3531 |  | Medium | 0.92 |  |  | 04/20/2023 | 211771398 | 05/09/2023
A.O. Smith Water Products Company | A. O. SMITH | EEA9-40H55DV 1** | Federally-Regulated Consumer Product | Electric resistance |  | 36 |  | 5.5 | True |  |  | False | Electric storage | 63 |  | 98 | 1026 |  | Medium | 0.93 |  |  | 05/09/2023 | 211871425 | 05/09/2023
A.O. Smith Water Products Company | A. O. SMITH | EEA12-40H55DVF 1** | Federally-Regulated Consumer Product | Electric resistance |  | 36 |  | 5.5 | True |  |  | False | Electric storage | 63 |  | 98 | 1026 |  | Medium | 0.93 |  |  | 05/09/2023 | 211871424 | 05/09/2023
A.O. Smith Water Products Company | Lochinvar | LEM-50-8 1** | Federally-Regulated Consumer Product | Electric resistance |  | 46 |  | 4.5 | True |  |  | False | Electric storage | 57 |  | 98 | 3531 |  | Medium | 0.92 |  |  | 05/09/2023 | 211771607 | 05/09/2023
A.O. Smith Water Products Company | Lochinvar | JER-40B 1** | Federally-Regulated Consumer Product | Electric resistance |  | 35 |  | 4.5 | True |  |  | False | Electric storage | 57 |  | 98 | 3456 |  | Medium | 0.94 |  |  | 05/09/2023 | 211770308 | 05/09/2023
A.O. Smith Water Products Company | Lochinvar | LEM-50 1** | Federally-Regulated Consumer Product | Electric resistance |  | 46 |  | 4.5 | True |  |  | False | Electric storage | 57 |  | 98 | 3531 |  | Medium | 0.92 |  |  | 05/09/2023 | 211771602 | 05/09/2023
A.O. Smith Water Products Company | Lochinvar | LES-36 2** | Federally-Regulated Consumer Product | Electric resistance |  | 33 |  | 4.5 | True |  |  | False | Electric storage | 51 |  | 98 | 3531 |  | Medium | 0.92 |  |  | 05/09/2023 | 211773201 | 05/09/2023
A.O. Smith Water Products Company | Lochinvar | LES-40B 1** | Federally-Regulated Consumer Product | Electric resistance |  | 35 |  | 4.5 | True |  |  | False | Electric storage | 51 |  | 98 | 3531 |  | Medium | 0.92 |  |  | 05/09/2023 | 211777763 | 05/09/2023
A.O. Smith Water Products Company | Lochinvar | LES-50B 1** | Federally-Regulated Consumer Product | Electric resistance |  | 44 |  | 4.5 | True |  |  | False | Electric storage | 60 |  | 98 | 3493 |  | Medium | 0.93 |  |  | 05/09/2023 | 211772041 | 05/09/2023
A.O. Smith Water Products Company | Lochinvar | JER-40BW 1** | Federally-Regulated Consumer Product | Electric resistance |  | 35 |  | 4 | True |  |  | False | Electric storage | 38 |  | 98 | 3456 |  | Low | 0.91 |  |  | 05/09/2023 | 211772908 | 05/09/2023
A.O. Smith Water Products Company | Lochinvar | JER-40 1** | Federally-Regulated Consumer Product | Electric resistance |  | 35 |  | 4.5 | True |  |  | False | Electric storage | 54 |  | 98 | 3493 |  | Medium | 0.93 |  |  | 05/09/2023 | 211770127 | 05/09/2023
A.O. Smith Water Products Company | Lochinvar | LES-50 1** | Federally-Regulated Consumer Product | Electric resistance |  | 48 |  | 4.5 | True |  |  | False | Electric storage | 51 |  | 98 | 3531 |  | Medium | 0.92 |  |  | 05/09/2023 | 211773391 | 05/09/2023
A.O. Smith Water Products Company | Lochinvar | JER-40W 1** | Federally-Regulated Consumer Product | Electric resistance |  | 35 |  | 4 | True |  |  | False | Electric storage | 38 |  | 98 | 3456 |  | Low | 0.91 |  |  | 05/09/2023 | 211773007 | 05/09/2023
A.O. Smith Water Products Company | Lochinvar | LES-50BW 1** | Federally-Regulated Consumer Product | Electric resistance |  | 44 |  | 3.8 | True |  |  | False | Electric storage | 40 |  | 98 | 2466 |  | Low | 0.91 |  |  | 05/09/2023 | 211772110 | 05/09/2023
A.O. Smith Water Products Company | Lochinvar | LEM-40-8 1** | Federally-Regulated Consumer Product | Electric resistance |  | 37 |  | 4.5 | True |  |  | False | Electric storage | 55 |  | 98 | 3531 |  | Medium | 0.92 |  |  | 05/09/2023 | 211771400 | 05/09/2023
A.O. Smith Water Products Company | Lochinvar | LEM-40 1** | Federally-Regulated Consumer Product | Electric resistance |  | 37 |  | 4.5 | True |  |  | False | Electric storage | 55 |  | 98 | 3531 |  | Medium | 0.92 |  |  | 05/09/2023 | 211771398 | 05/09/2023
GE Appliances, a Haier company | GE | GE40S**DAT01 | Federally-Regulated Consumer Product | Electric resistance |  | 40 |  | 4.5 | True |  |  | False | Electric storage | 63 |  | 98 | 3531 |  | Medium | 0.92 |  |  | 05/09/2023 | 211898818 | 05/09/2023
GE Appliances, a Haier company | GE | GE40T**DAT01 | Federally-Regulated Consumer Product | Electric resistance |  | 40 |  | 4.5 | True |  |  | False | Electric storage | 57 |  | 98 | 3531 |  | Medium | 0.92 |  |  | 05/09/2023 | 211898819 | 05/09/2023
GE Appliances, a Haier company | GE | GE50T10BQT01 | Federally-Regulated Consumer Product | Electric resistance |  | 50 |  | 5.5 | True |  |  | False | Electric storage | 78 |  | 98 | 5334 |  | High | 0.93 |  |  | 05/09/2023 | 212433238 | 05/09/2023
GE Appliances, a Haier company | GE | GE40L**DAT01 | Federally-Regulated Consumer Product | Electric resistance |  | 36 |  | 4.5 | True |  |  | False | Electric storage | 56 |  | 98 | 3531 |  | Medium | 0.92 |  |  | 05/09/2023 | 211898820 | 05/09/2023
GE Appliances, a Haier company | GE | GE50S10BUT01 | Federally-Regulated Consumer Product | Electric resistance |  | 50 |  | 5.5 | True |  |  | False | Electric storage | 75 |  | 98 | 5334 |  | High | 0.93 |  |  | 05/09/2023 | 212433239 | 05/09/2023
Rheem Sales Company, Inc. | Rheem | PROPE50 T2 RH CG | Federally-Regulated Consumer Product | Electric resistance |  | 45 |  | 4.5 | True |  |  | True | Electric storage | 63 |  | 98 | 3531 |  | Medium | 0.92 |  |  | 03/21/2023 | 209232963 | 05/12/2023
Rheem Sales Company, Inc. | Rheem | PROE50 M2 RH CG | Federally-Regulated Consumer Product | Electric resistance |  | 45 |  | 4.5 | True |  |  | True | Electric storage | 63 |  | 98 | 3531 |  | Medium | 0.92 |  |  | 03/21/2023 | 209232642 | 05/12/2023
Rheem Sales Company, Inc. | Rheem | PROPE55 T2 RH92 CS | Federally-Regulated Consumer Product | Electric resistance |  | 55 |  | 4.5 | True |  |  | True | Electric storage | 74 |  | 98 | 3531 |  | Medium | 0.92 |  |  | 03/21/2023 | 206043251 | 05/12/2023
Rheem Sales Company, Inc. | Rheem | PROPE50 M2 RH CG | Federally-Regulated Consumer Product | Electric resistance |  | 45 |  | 4.5 | True |  |  | True | Electric storage | 63 |  | 98 | 3531 |  | Medium | 0.92 |  |  | 03/21/2023 | 209232643 | 05/12/2023
Rheem Sales Company, Inc. | Rheem | PROE50 T2 RH CG | Federally-Regulated Consumer Product | Electric resistance |  | 45 |  | 4.5 | True |  |  | True | Electric storage | 63 |  | 98 | 3531 |  | Medium | 0.92 |  |  | 03/21/2023 | 209232961 | 05/12/2023
Rheem Sales Company, Inc. | Rheem | PROPE55 T2 RH CG | Federally-Regulated Consumer Product | Electric resistance |  | 55 |  | 4.5 | True |  |  | True | Electric storage | 74 |  | 98 | 3531 |  | Medium | 0.92 |  |  | 03/21/2023 | 208583856 | 05/12/2023
Rheem Sales Company, Inc. | Ruud | PROE50 T2 RU CG | Federally-Regulated Consumer Product | Electric resistance |  | 45 |  | 4.5 | True |  |  | True | Electric storage | 63 |  | 98 | 3531 |  | Medium | 0.92 |  |  | 03/21/2023 | 209232973 | 05/12/2023
Rheem Sales Company, Inc. | Ruud | PROUE50 T2 RU CG | Federally-Regulated Consumer Product | Electric resistance |  | 45 |  | 4.5 | True |  |  | True | Electric storage | 63 |  | 98 | 3531 |  | Medium | 0.92 |  |  | 03/21/2023 | 209232975 | 05/12/2023
Rheem Sales Company, Inc. | Ruud | PROE50 M2 RU CG | Federally-Regulated Consumer Product | Electric resistance |  | 45 |  | 4.5 | True |  |  | True | Electric storage | 63 |  | 98 | 3531 |  | Medium | 0.92 |  |  | 03/21/2023 | 209232654 | 05/12/2023
Rheem Sales Company, Inc. | Ruud | PROUE55 T2 RU92 CS | Federally-Regulated Consumer Product | Electric resistance |  | 55 |  | 4.5 | True |  |  | True | Electric storage | 74 |  | 98 | 3531 |  | Medium | 0.92 |  |  | 03/21/2023 | 206043254 | 05/12/2023
Rheem Sales Company, Inc. | Rheem | PROPE50 T2 RH CG | Federally-Regulated Consumer Product | Electric resistance |  | 45 |  | 4.5 | True |  |  | True | Electric storage | 63 |  | 98 | 3531 |  | Medium | 0.92 |  |  | 05/12/2023 | 209232963 | 05/12/2023
Rheem Sales Company, Inc. | Rheem | PROE50 M2 RH CG | Federally-Regulated Consumer Product | Electric resistance |  | 45 |  | 4.5 | True |  |  | True | Electric storage | 63 |  | 98 | 3531 |  | Medium | 0.92 |  |  | 05/12/2023 | 209232642 | 05/12/2023
Rheem Sales Company, Inc. | Rheem | PROPE55 T2 RH92 CS | Federally-Regulated Consumer Product | Electric resistance |  | 55 |  | 4.5 | True |  |  | True | Electric storage | 74 |  | 98 | 3531 |  | Medium | 0.92 |  |  | 05/12/2023 | 206043251 | 05/12/2023
Rheem Sales Company, Inc. | Rheem | PROPE50 M2 RH CG | Federally-Regulated Consumer Product | Electric resistance |  | 45 |  | 4.5 | True |  |  | True | Electric storage | 63 |  | 98 | 3531 |  | Medium | 0.92 |  |  | 05/12/2023 | 209232643 | 05/12/2023
Rheem Sales Company, Inc. | Rheem | PROE50 T2 RH CG | Federally-Regulated Consumer Product | Electric resistance |  | 45 |  | 4.5 | True |  |  | True | Electric storage | 63 |  | 98 | 3531 |  | Medium | 0.92 |  |  | 05/12/2023 | 209232961 | 05/12/2023
Rheem Sales Company, Inc. | Rheem | PROPE55 T2 RH CG | Federally-Regulated Consumer Product | Electric resistance |  | 55 |  | 4.5 | True |  |  | True | Electric storage | 74 |  | 98 | 3531 |  | Medium | 0.92 |  |  | 05/12/2023 | 208583856 | 05/12/2023
Rheem Sales Company, Inc. | Ruud | PROE50 T2 RU CG | Federally-Regulated Consumer Product | Electric resistance |  | 45 |  | 4.5 | True |  |  | True | Electric storage | 63 |  | 98 | 3531 |  | Medium | 0.92 |  |  | 05/12/2023 | 209232973 | 05/12/2023
Rheem Sales Company, Inc. | Ruud | PROUE50 T2 RU CG | Federally-Regulated Consumer Product | Electric resistance |  | 45 |  | 4.5 | True |  |  | True | Electric storage | 63 |  | 98 | 3531 |  | Medium | 0.92 |  |  | 05/12/2023 | 209232975 | 05/12/2023
Rheem Sales Company, Inc. | Ruud | PROE50 M2 RU CG | Federally-Regulated Consumer Product | Electric resistance |  | 45 |  | 4.5 | True |  |  | True | Electric storage | 63 |  | 98 | 3531 |  | Medium | 0.92 |  |  | 05/12/2023 | 209232654 | 05/12/2023
Rheem Sales Company, Inc. | Ruud | PROUE55 T2 RU92 CS | Federally-Regulated Consumer Product | Electric resistance |  | 55 |  | 4.5 | True |  |  | True | Electric storage | 74 |  | 98 | 3531 |  | Medium | 0.92 |  |  | 05/12/2023 | 206043254 | 05/12/2023
Rheem Sales Company, Inc. | Richmond | 6G50S-36PE2 | Federally-Regulated Consumer Product | LPG |  | 48 |  | 36000 | True |  |  | False | Gas-fired storage | 78 |  | 77 | 27 | 24439430 | High | 0.69 | 0.63 |  | 04/06/2023 | 4644903 | 05/16/2023
Rheem Sales Company, Inc. | Richmond | RMTGH95XLP-2 | Federally-Regulated Consumer Product | LPG |  | 0 |  | 199900 |  |  |  | False | Instantaneous gas-fired |  | 5.6 | 96 | 34 | 18084822 | High | 0.93 | 0.81 | 0 | 04/06/2023 | 205628308 | 05/16/2023
Rheem Sales Company, Inc. | Richmond | RMTGH84XLP-2 | Federally-Regulated Consumer Product | LPG |  | 0 |  | 157000 |  |  |  | False | Instantaneous gas-fired |  | 4.5 | 96 | 27 | 18108706 | High | 0.93 | 0.81 | 0 | 04/06/2023 | 205628330 | 05/16/2023
Rheem Sales Company, Inc. | Richmond | 9G50-36PE2 | Federally-Regulated Consumer Product | LPG |  | 48 |  | 36000 | True |  |  | False | Gas-fired storage | 79 |  | 77 | 22 | 24456490 | High | 0.69 | 0.63 |  | 04/06/2023 | 4663108 | 05/16/2023
Rheem Sales Company, Inc. | Richmond | 6GR50PVE2-42P | Federally-Regulated Consumer Product | LPG |  | 48 |  | 42000 | True |  |  | False | Gas-fired storage | 78 |  | 75 | 85 | 24602292 | High | 0.68 | 0.63 |  | 04/06/2023 | 4645379 | 05/16/2023
Rheem Sales Company, Inc. | Richmond | 12GR40-36PF3 | Federally-Regulated Consumer Product | LPG |  | 38 |  | 36000 | True |  |  | False | Gas-fired storage | 84 |  | 80 | 0 | 25646625 | High | 0.66 | 0.64 |  | 04/06/2023 | 8225021 | 05/16/2023
Rheem Sales Company, Inc. | Richmond | 6GRX50PVE2-42P | Federally-Regulated Consumer Product | LPG |  | 48 |  | 42000 | True |  |  | False | Gas-fired storage | 78 |  | 75 | 85 | 24602292 | High | 0.68 | 0.63 |  | 04/06/2023 | 209403955 | 05/16/2023
Rheem Sales Company, Inc. | Richmond | 9G50S-36PE2 | Federally-Regulated Consumer Product | LPG |  | 48 |  | 36000 | True |  |  | False | Gas-fired storage | 78 |  | 77 | 27 | 24439430 | High | 0.69 | 0.63 |  | 04/06/2023 | 4644904 | 05/16/2023
Rheem Sales Company, Inc. | Richmond | RMTGH90DVLP-2 | Federally-Regulated Consumer Product | LPG |  | 0 |  | 180000 |  |  |  | False | Instantaneous gas-fired |  | 5.2 | 97 | 34 | 18084822 | High | 0.93 | 0.81 | 0 | 04/06/2023 | 202067552 | 05/16/2023
Rheem Sales Company, Inc. | Richmond | 6G40PDVP-38 * | Federally-Regulated Consumer Product | LPG |  | 38 |  | 38000 | True |  |  | False | Gas-fired storage | 67 |  | 79 | 67 | 17363469 | Medium | 0.63 | 0.58 |  | 04/06/2023 | 10609349 | 05/16/2023
Rheem Sales Company, Inc. | Richmond | 6GRT40-40F3 | Federally-Regulated Consumer Product | LPG |  | 38 |  | 36000 | True |  |  | False | Gas-fired storage | 84 |  | 80 | 0 | 25646625 | High | 0.66 | 0.64 |  | 04/06/2023 | 210594815 | 05/16/2023
Rheem Sales Company, Inc. | Richmond | 6G40S-36PE2 | Federally-Regulated Consumer Product | LPG |  | 39 |  | 36000 | True |  |  | False | Gas-fired storage | 69 |  | 75 | 20 | 16982538 | Medium | 0.65 | 0.58 |  | 04/06/2023 | 4644900 | 05/16/2023
Rheem Sales Company, Inc. | Richmond | 6RHE50P | Federally-Regulated Consumer Product | LPG |  | 46 |  | 36000 | True |  |  | False | Gas-fired storage | 87 |  | 89 | 76 | 20899154 | High | 0.8 | 0.63 |  | 04/06/2023 | 5609886 | 05/16/2023
Rheem Sales Company, Inc. | Richmond | 12GR50-36PF3 | Federally-Regulated Consumer Product | LPG |  | 48 |  | 36000 | True |  |  | False | Gas-fired storage | 76 |  | 81 | 0 | 26041188 | High | 0.65 | 0.63 |  | 04/06/2023 | 8225033 | 05/16/2023
Rheem Sales Company, Inc. | Richmond | RMTGH90XLP-2 | Federally-Regulated Consumer Product | LPG |  | 0 |  | 180000 |  |  |  | False | Instantaneous gas-fired |  | 5.2 | 95 | 34 | 18084822 | High | 0.93 | 0.81 | 0 | 04/06/2023 | 205628320 | 05/16/2023
Rheem Sales Company, Inc. | Richmond | 6G50PDVP-40 | Federally-Regulated Consumer Product | LPG |  | 47 |  | 40000 | True |  |  | False | Gas-fired storage | 82 |  | 81 | 93 | 24214238 | High | 0.69 | 0.63 |  | 04/06/2023 | 4645618 | 05/16/2023
Rheem Sales Company, Inc. | Richmond | RMTG84DVLP-1 | Federally-Regulated Consumer Product | LPG |  | 0 |  | 180000 |  |  |  | False | Instantaneous gas-fired |  | 4.5 | 84 | 31 | 20536633 | High | 0.82 | 0.81 | 0 | 04/06/2023 | 8552263 | 05/16/2023
Rheem Sales Company, Inc. | Richmond | 6GR50-36PF3 | Federally-Regulated Consumer Product | LPG |  | 48 |  | 36000 | True |  |  | False | Gas-fired storage | 76 |  | 81 | 0 | 26041188 | High | 0.65 | 0.63 |  | 04/06/2023 | 8225034 | 05/16/2023
Rheem Sales Company, Inc. | Richmond | 12G50-36PE2 | Federally-Regulated Consumer Product | LPG |  | 48 |  | 36000 | True |  |  | False | Gas-fired storage | 79 |  | 77 | 22 | 24456490 | High | 0.69 | 0.63 |  | 04/06/2023 | 4663109 | 05/16/2023
Rheem Sales Company, Inc. | Richmond | 12GRX40-36PF | Federally-Regulated Consumer Product | LPG |  | 38 |  | 36000 | True |  |  | False | Gas-fired storage | 84 |  | 80 | 0 | 25646625 | High | 0.66 | 0.64 |  | 04/06/2023 | 209403936 | 05/16/2023
Rheem Sales Company, Inc. | Richmond | RMTGH95DVLP-2 | Federally-Regulated Consumer Product | LPG |  | 0 |  | 199900 |  |  |  | False | Instantaneous gas-fired |  | 5.7 | 97 | 32 | 18091646 | High | 0.93 | 0.81 | 0 | 04/06/2023 | 202068316 | 05/16/2023
Rheem Sales Company, Inc. | Richmond | RMTGH84DVLP-2 | Federally-Regulated Consumer Product | LPG |  | 0 |  | 157000 |  |  |  | False | Instantaneous gas-fired |  | 4.6 | 97 | 34 | 18084822 | High | 0.93 | 0.81 | 0 | 04/06/2023 | 202067528 | 05/16/2023
Rheem Sales Company, Inc. | Richmond | 9G40S-36PE2 | Federally-Regulated Consumer Product | LPG |  | 39 |  | 36000 | True |  |  | False | Gas-fired storage | 69 |  | 75 | 20 | 16982538 | Medium | 0.65 | 0.58 |  | 04/06/2023 | 4644901 | 05/16/2023
Rheem Sales Company, Inc. | Richmond | RMTG70DVLP-1 | Federally-Regulated Consumer Product | LPG |  | 0 |  | 160000 |  |  |  | False | Instantaneous gas-fired |  | 4.1 | 85 | 31 | 20536633 | High | 0.82 | 0.81 | 0 | 04/06/2023 | 201920590 | 05/16/2023
Rheem Sales Company, Inc. | Richmond | 6G55-45PF3 | Federally-Regulated Consumer Product | LPG |  | 55 |  | 45000 | True |  |  | False | Gas-fired storage | 91 |  | 75 | 0 | 27301246 | High | 0.62 | 0.62 |  | 04/06/2023 | 8077760 | 05/16/2023
Rheem Sales Company, Inc. | Richmond | 6GR40-36PF3 | Federally-Regulated Consumer Product | LPG |  | 38 |  | 36000 | True |  |  | False | Gas-fired storage | 84 |  | 80 | 0 | 25646625 | High | 0.66 | 0.64 |  | 04/06/2023 | 8225020 | 05/16/2023
Rheem Sales Company, Inc. | Richmond | RMTGHRH111DVLP * | Federally-Regulated Consumer Product | LPG |  | 0 |  | 199000 |  |  |  | False | Instantaneous gas-fired |  | 6 | 97 | 58 | 17809309 | High | 0.94 | 0.81 | 0 | 04/06/2023 | 203303902 | 05/16/2023
Rheem Sales Company, Inc. | Richmond | 6G50-36PE2 | Federally-Regulated Consumer Product | LPG |  | 48 |  | 36000 | True |  |  | False | Gas-fired storage | 79 |  | 77 | 22 | 24456490 | High | 0.69 | 0.63 |  | 04/06/2023 | 4663107 | 05/16/2023
Rheem Sales Company, Inc. | Richmond | 12G40S-36PE2 | Federally-Regulated Consumer Product | LPG |  | 39 |  | 36000 | True |  |  | False | Gas-fired storage | 69 |  | 75 | 20 | 16982538 | Medium | 0.65 | 0.58 |  | 04/06/2023 | 4644899 | 05/16/2023
Rheem Sales Company, Inc. | Richmond | 12G50S-36PE2 | Federally-Regulated Consumer Product | LPG |  | 48 |  | 36000 | True |  |  | False | Gas-fired storage | 78 |  | 77 | 27 | 24439430 | High | 0.69 | 0.63 |  | 04/06/2023 | 4644902 | 05/16/2023
Rheem Sales Company, Inc. | Richmond | 6G50S-36PE2 | Federally-Regulated Consumer Product | LPG |  | 48 |  | 36000 | True |  |  | False | Gas-fired storage | 78 |  | 77 | 27 | 24439430 | High | 0.69 |  |  | 05/16/2023 | 4644903 | 05/16/2023
Rheem Sales Company, Inc. | Richmond | RMTGH95XLP-2 | Federally-Regulated Consumer Product | LPG |  | 0 |  | 199900 |  |  |  | False | Instantaneous gas-fired |  | 5.6 | 96 | 34 | 18084822 | High | 0.93 |  | 0 | 05/16/2023 | 205628308 | 05/16/2023
Rheem Sales Company, Inc. | Richmond | RMTGH84XLP-2 | Federally-Regulated Consumer Product | LPG |  | 0 |  | 157000 |  |  |  | False | Instantaneous gas-fired |  | 4.5 | 96 | 27 | 18108706 | High | 0.93 |  | 0 | 05/16/2023 | 205628330 | 05/16/2023
Rheem Sales Company, Inc. | Richmond | 9G50-36PE2 | Federally-Regulated Consumer Product | LPG |  | 48 |  | 36000 | True |  |  | False | Gas-fired storage | 79 |  | 77 | 22 | 24456490 | High | 0.69 |  |  | 05/16/2023 | 4663108 | 05/16/2023
Rheem Sales Company, Inc. | Richmond | 6GR50PVE2-42P | Federally-Regulated Consumer Product | LPG |  | 48 |  | 42000 | True |  |  | False | Gas-fired storage | 78 |  | 75 | 85 | 24602292 | High | 0.68 |  |  | 05/16/2023 | 4645379 | 05/16/2023
Rheem Sales Company, Inc. | Richmond | 12GR40-36PF3 | Federally-Regulated Consumer Product | LPG |  | 38 |  | 36000 | True |  |  | False | Gas-fired storage | 84 |  | 80 | 0 | 25646625 | High | 0.66 |  |  | 05/16/2023 | 8225021 | 05/16/2023
Rheem Sales Company, Inc. | Richmond | 6GRX50PVE2-42P | Federally-Regulated Consumer Product | LPG |  | 48 |  | 42000 | True |  |  | False | Gas-fired storage | 78 |  | 75 | 85 | 24602292 | High | 0.68 |  |  | 05/16/2023 | 209403955 | 05/16/2023
Rheem Sales Company, Inc. | Richmond | 9G50S-36PE2 | Federally-Regulated Consumer Product | LPG |  | 48 |  | 36000 | True |  |  | False | Gas-fired storage | 78 |  | 77 | 27 | 24439430 | High | 0.69 |  |  | 05/16/2023 | 4644904 | 05/16/2023
Rheem Sales Company, Inc. | Richmond | RMTGH90DVLP-2 | Federally-Regulated Consumer Product | LPG |  | 0 |  | 180000 |  |  |  | False | Instantaneous gas-fired |  | 5.2 | 97 | 34 | 18084822 | High | 0.93 |  | 0 | 05/16/2023 | 202067552 | 05/16/2023
Rheem Sales Company, Inc. | Richmond | 6G40PDVP-38 * | Federally-Regulated Consumer Product | LPG |  | 38 |  | 38000 | True |  |  | False | Gas-fired storage | 67 |  | 79 | 67 | 17363469 | Medium | 0.63 |  |  | 05/16/2023 | 10609349 | 05/16/2023
Rheem Sales Company, Inc. | Richmond | 6GRT40-40F3 | Federally-Regulated Consumer Product | LPG |  | 38 |  | 36000 | True |  |  | False | Gas-fired storage | 84 |  | 80 | 0 | 25646625 | High | 0.66 |  |  | 05/16/2023 | 210594815 | 05/16/2023
Rheem Sales Company, Inc. | Richmond | 6G40S-36PE2 | Federally-Regulated Consumer Product | LPG |  | 39 |  | 36000 | True |  |  | False | Gas-fired storage | 69 |  | 75 | 20 | 16982538 | Medium | 0.65 |  |  | 05/16/2023 | 4644900 | 05/16/2023
Rheem Sales Company, Inc. | Richmond | 6RHE50P | Federally-Regulated Consumer Product | LPG |  | 46 |  | 36000 | True |  |  | False | Gas-fired storage | 87 |  | 89 | 76 | 20899154 | High | 0.8 |  |  | 05/16/2023 | 5609886 | 05/16/2023
Rheem Sales Company, Inc. | Richmond | 12GR50-36PF3 | Federally-Regulated Consumer Product | LPG |  | 48 |  | 36000 | True |  |  | False | Gas-fired storage | 76 |  | 81 | 0 | 26041188 | High | 0.65 |  |  | 05/16/2023 | 8225033 | 05/16/2023
Rheem Sales Company, Inc. | Richmond | RMTGH90XLP-2 | Federally-Regulated Consumer Product | LPG |  | 0 |  | 180000 |  |  |  | False | Instantaneous gas-fired |  | 5.2 | 95 | 34 | 18084822 | High | 0.93 |  | 0 | 05/16/2023 | 205628320 | 05/16/2023
Rheem Sales Company, Inc. | Richmond | 6G50PDVP-40 | Federally-Regulated Consumer Product | LPG |  | 47 |  | 40000 | True |  |  | False | Gas-fired storage | 82 |  | 81 | 93 | 24214238 | High | 0.69 |  |  | 05/16/2023 | 4645618 | 05/16/2023
Rheem Sales Company, Inc. | Richmond | RMTG84DVLP-1 | Federally-Regulated Consumer Product | LPG |  | 0 |  | 180000 |  |  |  | False | Instantaneous gas-fired |  | 4.5 | 84 | 31 | 20536633 | High | 0.82 |  | 0 | 05/16/2023 | 8552263 | 05/16/2023
Rheem Sales Company, Inc. | Richmond | 6GR50-36PF3 | Federally-Regulated Consumer Product | LPG |  | 48 |  | 36000 | True |  |  | False | Gas-fired storage | 76 |  | 81 | 0 | 26041188 | High | 0.65 |  |  | 05/16/2023 | 8225034 | 05/16/2023
Rheem Sales Company, Inc. | Richmond | 12G50-36PE2 | Federally-Regulated Consumer Product | LPG |  | 48 |  | 36000 | True |  |  | False | Gas-fired storage | 79 |  | 77 | 22 | 24456490 | High | 0.69 |  |  | 05/16/2023 | 4663109 | 05/16/2023
Rheem Sales Company, Inc. | Richmond | 12GRX40-36PF | Federally-Regulated Consumer Product | LPG |  | 38 |  | 36000 | True |  |  | False | Gas-fired storage | 84 |  | 80 | 0 | 25646625 | High | 0.66 |  |  | 05/16/2023 | 209403936 | 05/16/2023
Rheem Sales Company, Inc. | Richmond | RMTGH95DVLP-2 | Federally-Regulated Consumer Product | LPG |  | 0 |  | 199900 |  |  |  | False | Instantaneous gas-fired |  | 5.7 | 97 | 32 | 18091646 | High | 0.93 |  | 0 | 05/16/2023 | 202068316 | 05/16/2023
Rheem Sales Company, Inc. | Richmond | RMTGH84DVLP-2 | Federally-Regulated Consumer Product | LPG |  | 0 |  | 157000 |  |  |  | False | Instantaneous gas-fired |  | 4.6 | 97 | 34 | 18084822 | High | 0.93 |  | 0 | 05/16/2023 | 202067528 | 05/16/2023
Rheem Sales Company, Inc. | Richmond | 9G40S-36PE2 | Federally-Regulated Consumer Product | LPG |  | 39 |  | 36000 | True |  |  | False | Gas-fired storage | 69 |  | 75 | 20 | 16982538 | Medium | 0.65 |  |  | 05/16/2023 | 4644901 | 05/16/2023
Rheem Sales Company, Inc. | Richmond | RMTG70DVLP-1 | Federally-Regulated Consumer Product | LPG |  | 0 |  | 160000 |  |  |  | False | Instantaneous gas-fired |  | 4.1 | 85 | 31 | 20536633 | High | 0.82 |  | 0 | 05/16/2023 | 201920590 | 05/16/2023
Rheem Sales Company, Inc. | Richmond | 6G55-45PF3 | Federally-Regulated Consumer Product | LPG |  | 55 |  | 45000 | True |  |  | False | Gas-fired storage | 91 |  | 75 | 0 | 27301246 | High | 0.62 |  |  | 05/16/2023 | 8077760 | 05/16/2023
Rheem Sales Company, Inc. | Richmond | 6GR40-36PF3 | Federally-Regulated Consumer Product | LPG |  | 38 |  | 36000 | True |  |  | False | Gas-fired storage | 84 |  | 80 | 0 | 25646625 | High | 0.66 |  |  | 05/16/2023 | 8225020 | 05/16/2023
Rheem Sales Company, Inc. | Richmond | RMTGHRH111DVLP * | Federally-Regulated Consumer Product | LPG |  | 0 |  | 199000 |  |  |  | False | Instantaneous gas-fired |  | 6 | 97 | 58 | 17809309 | High | 0.94 |  | 0 | 05/16/2023 | 203303902 | 05/16/2023
Rheem Sales Company, Inc. | Richmond | 6G50-36PE2 | Federally-Regulated Consumer Product | LPG |  | 48 |  | 36000 | True |  |  | False | Gas-fired storage | 79 |  | 77 | 22 | 24456490 | High | 0.69 |  |  | 05/16/2023 | 4663107 | 05/16/2023
Rheem Sales Company, Inc. | Richmond | 12G40S-36PE2 | Federally-Regulated Consumer Product | LPG |  | 39 |  | 36000 | True |  |  | False | Gas-fired storage | 69 |  | 75 | 20 | 16982538 | Medium | 0.65 |  |  | 05/16/2023 | 4644899 | 05/16/2023
Rheem Sales Company, Inc. | Richmond | 12G50S-36PE2 | Federally-Regulated Consumer Product | LPG |  | 48 |  | 36000 | True |  |  | False | Gas-fired storage | 78 |  | 77 | 27 | 24439430 | High | 0.69 |  |  | 05/16/2023 | 4644902 | 05/16/2023
Rheem Sales Company, Inc. | Ruud | RUTGH-68DVLP-2 | Federally-Regulated Consumer Product | LPG |  | 0 |  | 120000 |  |  |  | False | Instantaneous gas-fired |  | 3.5 | 96 | 33 | 12066531 | Medium | 0.91 |  | 0 | 04/06/2023 | 202067226 | 05/16/2023
Rheem Sales Company, Inc. | Ruud | RUTG-84XLPWA-1 | Federally-Regulated Consumer Product | LPG |  | 0 |  | 180000 |  |  |  | False | Instantaneous gas-fired |  | 4.5 | 83 | 30 | 20794890 | High | 0.81 |  | 0 | 04/06/2023 | 8552310 | 05/16/2023
Rheem Sales Company, Inc. | Ruud | RUTGH-95DVLP-2 | Federally-Regulated Consumer Product | LPG |  | 0 |  | 199900 |  |  |  | False | Instantaneous gas-fired |  | 5.7 | 97 | 32 | 18091646 | High | 0.93 |  | 0 | 04/06/2023 | 202068319 | 05/16/2023
Rheem Sales Company, Inc. | Ruud | RUTGH-95XLP-2 | Federally-Regulated Consumer Product | LPG |  | 0 |  | 199900 |  |  |  | False | Instantaneous gas-fired |  | 5.6 | 96 | 34 | 18084822 | High | 0.93 |  | 0 | 04/06/2023 | 205628303 | 05/16/2023
Rheem Sales Company, Inc. | Ruud | PRO+G40-36P RU AX | Federally-Regulated Consumer Product | LPG |  | 38 |  | 36000 | True |  |  | False | Gas-fired storage | 84 |  | 80 | 0 | 25646625 | High | 0.66 |  |  | 04/06/2023 | 209403928 | 05/16/2023
Rheem Sales Company, Inc. | Ruud | RUTGH-90XLP-2 | Federally-Regulated Consumer Product | LPG |  | 0 |  | 180000 |  |  |  | False | Instantaneous gas-fired |  | 5.2 | 95 | 34 | 18084822 | High | 0.93 |  | 0 | 04/06/2023 | 205628318 | 05/16/2023
Rheem Sales Company, Inc. | Ruud | PROG50-42P RU PV AX | Federally-Regulated Consumer Product | LPG |  | 48 |  | 42000 | True |  |  | False | Gas-fired storage | 78 |  | 75 | 85 | 24602292 | High | 0.68 |  |  | 04/06/2023 | 209403949 | 05/16/2023
Rheem Sales Company, Inc. | Ruud | RUTGH-RH11DVLP * | Federally-Regulated Consumer Product | LPG |  | 0 |  | 199000 |  |  |  | False | Instantaneous gas-fired |  | 6 | 97 | 58 | 17809309 | High | 0.94 |  | 0 | 04/06/2023 | 203303907 | 05/16/2023
Rheem Sales Company, Inc. | Ruud | RUTGH-90DVLP-2 | Federally-Regulated Consumer Product | LPG |  | 0 |  | 180000 |  |  |  | False | Instantaneous gas-fired |  | 5.2 | 97 | 34 | 18084822 | High | 0.93 |  | 0 | 04/06/2023 | 202067560 | 05/16/2023
Rheem Sales Company, Inc. | Ruud | RUTGH-84DVLP-2 | Federally-Regulated Consumer Product | LPG |  | 0 |  | 157000 |  |  |  | False | Instantaneous gas-fired |  | 4.6 | 97 | 34 | 18084822 | High | 0.93 |  | 0 | 04/06/2023 | 202067531 | 05/16/2023
Rheem Sales Company, Inc. | Ruud | RUTGH-84XLP-2 | Federally-Regulated Consumer Product | LPG |  | 0 |  | 157000 |  |  |  | False | Instantaneous gas-fired |  | 4.5 | 96 | 27 | 18108706 | High | 0.93 |  | 0 | 04/06/2023 | 205628328 | 05/16/2023
Rheem Sales Company, Inc. | Ruud | PROG40-36P RU AX | Federally-Regulated Consumer Product | LPG |  | 38 |  | 36000 | True |  |  | False | Gas-fired storage | 84 |  | 80 | 0 | 25646625 | High | 0.66 |  |  | 04/06/2023 | 209403930 | 05/16/2023
American Water Heater Co. | American | GB61 40T40 4*1 | Federally-Regulated Consumer Product | LPG |  | 38 |  | 36000 | True |  |  | False | Gas-fired storage | 78 |  | 77 | 0 | 26041188 | High | 0.65 |  |  | 04/25/2023 | 206715183 | 05/16/2023
American Water Heater Co. | American | DVG6250T47PLV 3*1 | Federally-Regulated Consumer Product | LPG |  | 48 |  | 47000 | True |  |  | False | Gas-fired storage | 82 |  | 79 | 0 | 26041188 | High | 0.65 |  |  | 04/25/2023 | 206715074 | 05/16/2023
American Water Heater Co. | American | PVG6240T50PVS 2*1 | Federally-Regulated Consumer Product | LPG |  | 38 |  | 50000 | True |  |  | False | Gas-fired storage | 87 |  | 78 | 34 | 24065096 | High | 0.7 |  |  | 04/25/2023 | 206861627 | 05/16/2023
American Water Heater Co. | American | PDVG62-50T45-PVL 3*1 | Federally-Regulated Consumer Product | LPG |  | 48 |  | 45000 | True |  |  | False | Gas-fired storage | 79 |  | 79 | 68 | 23277390 | High | 0.72 |  |  | 04/25/2023 | 206902221 | 05/16/2023
American Water Heater Co. | American | G62-40T40RL 411 | Federally-Regulated Consumer Product | LPG |  | 38 |  | 36000 | True |  |  | False | Gas-fired storage | 80 |  | 78 | 0 | 26448082 | High | 0.64 |  |  | 05/04/2023 | 210586299 | 05/16/2023
American Water Heater Co. | American | PVG6250S62PVS 2*1 | Federally-Regulated Consumer Product | LPG |  | 50 |  | 62000 | True |  |  | False | Gas-fired storage | 119 |  | 82 | 26 | 23098647 | High | 0.73 |  |  | 04/25/2023 | 206862002 | 05/16/2023
American Water Heater Co. | American | G102-40T40R 411 | Federally-Regulated Consumer Product | LPG |  | 38 |  | 36000 | True |  |  | False | Gas-fired storage | 80 |  | 78 | 0 | 26448082 | High | 0.64 |  |  | 05/04/2023 | 210586292 | 05/16/2023
American Water Heater Co. | American | G62-30T35 2*1 | Federally-Regulated Consumer Product | LPG |  | 29 |  | 32000 | True |  |  | False | Gas-fired storage | 63 |  | 77 | 0 | 17592073 | Medium | 0.63 |  |  | 04/25/2023 | 206715086 | 05/16/2023
American Water Heater Co. | American | PVG6250T50PVS 2*1 | Federally-Regulated Consumer Product | LPG |  | 48 |  | 50000 | True |  |  | False | Gas-fired storage | 97 |  | 81 | 35 | 23389986 | High | 0.72 |  |  | 04/25/2023 | 206861803 | 05/16/2023
American Water Heater Co. | American | G82-40T40R 411 | Federally-Regulated Consumer Product | LPG |  | 38 |  | 36000 | True |  |  | False | Gas-fired storage | 80 |  | 78 | 0 | 26448082 | High | 0.64 |  |  | 05/04/2023 | 210586297 | 05/16/2023
American Water Heater Co. | American | G62-40T40 2*1 | Federally-Regulated Consumer Product | LPG |  | 38 |  | 36000 | True |  |  | False | Gas-fired storage | 80 |  | 74 | 0 | 26448082 | High | 0.64 |  |  | 04/25/2023 | 206715251 | 05/16/2023
American Water Heater Co. | American | PVG6250T50PVSL 2*1 | Federally-Regulated Consumer Product | LPG |  | 48 |  | 50000 | True |  |  | False | Gas-fired storage | 97 |  | 81 | 35 | 23389986 | High | 0.72 |  |  | 04/25/2023 | 206861804 | 05/16/2023
American Water Heater Co. | American | G62-40S40 2*1 | Federally-Regulated Consumer Product | LPG |  | 38 |  | 36000 | True |  |  | False | Gas-fired storage | 70 |  | 74 | 0 | 19108631 | Medium | 0.58 |  |  | 04/25/2023 | 206715178 | 05/16/2023
American Water Heater Co. | American | PDVG62-50T45-PV 3*1 | Federally-Regulated Consumer Product | LPG |  | 48 |  | 45000 | True |  |  | False | Gas-fired storage | 79 |  | 79 | 68 | 23277390 | High | 0.72 |  |  | 04/25/2023 | 206902220 | 05/16/2023
American Water Heater Co. | American | G61-50-T38 2*1 | Federally-Regulated Consumer Product | LPG |  | 48 |  | 36000 | True |  |  | False | Gas-fired storage | 76 |  | 77 | 0 | 26867893 | High | 0.63 |  |  | 04/25/2023 | 206715263 | 05/16/2023
American Water Heater Co. | American | DVG6250T47PV 3*1 | Federally-Regulated Consumer Product | LPG |  | 48 |  | 47000 | True |  |  | False | Gas-fired storage | 82 |  | 79 | 0 | 26041188 | High | 0.65 |  |  | 04/25/2023 | 206715072 | 05/16/2023
American Water Heater Co. | American | G62-50T40 2*1 | Federally-Regulated Consumer Product | LPG |  | 48 |  | 37000 | True |  |  | False | Gas-fired storage | 81 |  | 80 | 0 | 26448082 | High | 0.64 |  |  | 04/25/2023 | 206715143 | 05/16/2023
American Water Heater Co. | American | PVG6240T50PVSL 2*1 | Federally-Regulated Consumer Product | LPG |  | 38 |  | 50000 | True |  |  | False | Gas-fired storage | 87 |  | 78 | 34 | 24065096 | High | 0.7 |  |  | 04/25/2023 | 206861628 | 05/16/2023
American Water Heater Co. | American | G62-40T40R 411 | Federally-Regulated Consumer Product | LPG |  | 38 |  | 36000 | True |  |  | False | Gas-fired storage | 80 |  | 78 | 0 | 26448082 | High | 0.64 |  |  | 05/04/2023 | 210586290 | 05/16/2023
American Water Heater Co. | American | PVG62-40S40-PVS 2*1 | Federally-Regulated Consumer Product | LPG |  | 38 |  | 40000 | True |  |  | False | Gas-fired storage | 73 |  | 79 | 30 | 16439440 | Medium | 0.67 |  |  | 04/25/2023 | 206860923 | 05/16/2023
A.O. Smith Water Products Company | State | GS6-50-HRDS 3*1 | Federally-Regulated Consumer Product | LPG |  | 48 |  | 47000 | True |  |  | False | Gas-fired storage | 82 |  | 79 | 0 | 26041188 | High | 0.65 |  |  | 04/25/2023 | 206715080 | 05/16/2023
A.O. Smith Water Products Company | State | GS6-40-HRVITL 2*1 | Federally-Regulated Consumer Product | LPG |  | 38 |  | 50000 | True |  |  | False | Gas-fired storage | 87 |  | 78 | 34 | 24065096 | High | 0.7 |  |  | 04/25/2023 | 206861638 | 05/16/2023
A.O. Smith Water Products Company | State | GSX-40-BCT 411 | Federally-Regulated Consumer Product | LPG |  | 38 |  | 36000 | True |  |  | False | Gas-fired storage | 80 |  | 78 | 0 | 26448082 | High | 0.64 |  |  | 05/04/2023 | 210586322 | 05/16/2023
A.O. Smith Water Products Company | State | GS6-40-BCS 2*1 | Federally-Regulated Consumer Product | LPG |  | 38 |  | 36000 | True |  |  | False | Gas-fired storage | 70 |  | 74 | 0 | 19108631 | Medium | 0.58 |  |  | 04/25/2023 | 206715177 | 05/16/2023
A.O. Smith Water Products Company | State | GS6-40-BCT 2*1 | Federally-Regulated Consumer Product | LPG |  | 38 |  | 36000 | True |  |  | False | Gas-fired storage | 80 |  | 74 | 0 | 26448082 | High | 0.64 |  |  | 04/25/2023 | 206715258 | 05/16/2023
A.O. Smith Water Products Company | State | GS6-30-OCT 2*1 | Federally-Regulated Consumer Product | LPG |  | 29 |  | 32000 | True |  |  | False | Gas-fired storage | 63 |  | 77 | 0 | 17592073 | Medium | 0.63 |  |  | 04/25/2023 | 206715090 | 05/16/2023
A.O. Smith Water Products Company | State | GS6-50-ORT 2*1 | Federally-Regulated Consumer Product | LPG |  | 48 |  | 36000 | True |  |  | False | Gas-fired storage | 76 |  | 77 | 0 | 26867893 | High | 0.63 |  |  | 04/25/2023 | 206715266 | 05/16/2023
A.O. Smith Water Products Company | State | GS6-50-HRVITL 2*1 | Federally-Regulated Consumer Product | LPG |  | 48 |  | 50000 | True |  |  | False | Gas-fired storage | 97 |  | 81 | 35 | 23389986 | High | 0.72 |  |  | 04/25/2023 | 206861816 | 05/16/2023
A.O. Smith Water Products Company | State | GS6-50-HBPDTL 3*1 | Federally-Regulated Consumer Product | LPG |  | 48 |  | 45000 | True |  |  | False | Gas-fired storage | 79 |  | 79 | 68 | 23277390 | High | 0.72 |  |  | 04/25/2023 | 206902227 | 05/16/2023
A.O. Smith Water Products Company | State | GW8-40-BCT 411 | Federally-Regulated Consumer Product | LPG |  | 38 |  | 36000 | True |  |  | False | Gas-fired storage | 80 |  | 78 | 0 | 26448082 | High | 0.64 |  |  | 05/04/2023 | 210586327 | 05/16/2023
A.O. Smith Water Products Company | State | GS6-50-BCT 2*1 | Federally-Regulated Consumer Product | LPG |  | 48 |  | 37000 | True |  |  | False | Gas-fired storage | 81 |  | 80 | 0 | 26448082 | High | 0.64 |  |  | 04/25/2023 | 206715150 | 05/16/2023
A.O. Smith Water Products Company | State | GS6-40-BCTL 411 | Federally-Regulated Consumer Product | LPG |  | 38 |  | 36000 | True |  |  | False | Gas-fired storage | 80 |  | 78 | 0 | 26448082 | High | 0.64 |  |  | 05/04/2023 | 210586324 | 05/16/2023
A.O. Smith Water Products Company | State | GS6-50-HRDSL 3*1 | Federally-Regulated Consumer Product | LPG |  | 48 |  | 47000 | True |  |  | False | Gas-fired storage | 82 |  | 79 | 0 | 26041188 | High | 0.65 |  |  | 04/25/2023 | 206715082 | 05/16/2023
A.O. Smith Water Products Company | State | GS6-30-ORBSR 4*1 | Federally-Regulated Consumer Product | LPG |  | 29 |  | 29000 | True |  |  | False | Gas-fired storage | 65 |  | 75 | 0 | 18471676 | Medium | 0.6 |  |  | 04/25/2023 | 206715275 | 05/16/2023
A.O. Smith Water Products Company | State | GS6-40-HBVIS 2*1 | Federally-Regulated Consumer Product | LPG |  | 38 |  | 40000 | True |  |  | False | Gas-fired storage | 73 |  | 79 | 30 | 16439440 | Medium | 0.67 |  |  | 04/25/2023 | 206860930 | 05/16/2023
A.O. Smith Water Products Company | State | GS6-50-HRVIT 2*1 | Federally-Regulated Consumer Product | LPG |  | 48 |  | 50000 | True |  |  | False | Gas-fired storage | 97 |  | 81 | 35 | 23389986 | High | 0.72 |  |  | 04/25/2023 | 206861815 | 05/16/2023
A.O. Smith Water Products Company | State | GS6-40-HRVIT 2*1 | Federally-Regulated Consumer Product | LPG |  | 38 |  | 50000 | True |  |  | False | Gas-fired storage | 87 |  | 78 | 34 | 24065096 | High | 0.7 |  |  | 04/25/2023 | 206861637 | 05/16/2023
A.O. Smith Water Products Company | State | GS6-50-HRVHSL 2*1 | Federally-Regulated Consumer Product | LPG |  | 50 |  | 62000 | True |  |  | False | Gas-fired storage | 119 |  | 82 | 26 | 23098647 | High | 0.73 |  |  | 04/25/2023 | 206862006 | 05/16/2023
A.O. Smith Water Products Company | State | GS6-40-BCT 411 | Federally-Regulated Consumer Product | LPG |  | 38 |  | 36000 | True |  |  | False | Gas-fired storage | 80 |  | 78 | 0 | 26448082 | High | 0.64 |  |  | 05/04/2023 | 210586321 | 05/16/2023
A.O. Smith Water Products Company | State | GS6-40-BRBT 4*1 | Federally-Regulated Consumer Product | LPG |  | 38 |  | 36000 | True |  |  | False | Gas-fired storage | 78 |  | 77 | 0 | 26041188 | High | 0.65 |  |  | 04/25/2023 | 206715191 | 05/16/2023
A.O. Smith Water Products Company | State | GS6-50-HBPDT 3*1 | Federally-Regulated Consumer Product | LPG |  | 48 |  | 45000 | True |  |  | False | Gas-fired storage | 79 |  | 79 | 68 | 23277390 | High | 0.72 |  |  | 04/25/2023 | 206902226 | 05/16/2023
A.O. Smith Water Products Company | RELIANCE WATER HEATERS | 6-40-POCT 411 | Federally-Regulated Consumer Product | LPG |  | 38 |  | 36000 | True |  |  | False | Gas-fired storage | 80 |  | 78 | 0 | 26448082 | High | 0.64 |  |  | 05/04/2023 | 210586318 | 05/16/2023
A.O. Smith Water Products Company | RELIANCE WATER HEATERS | 6-50-HBPDT 3*1 | Federally-Regulated Consumer Product | LPG |  | 48 |  | 45000 | True |  |  | False | Gas-fired storage | 79 |  | 79 | 68 | 23277390 | High | 0.72 |  |  | 04/25/2023 | 206902231 | 05/16/2023
A.O. Smith Water Products Company | RELIANCE WATER HEATERS | 6-40-HRVIT 2*1 | Federally-Regulated Consumer Product | LPG |  | 38 |  | 50000 | True |  |  | False | Gas-fired storage | 87 |  | 78 | 34 | 24065096 | High | 0.7 |  |  | 04/25/2023 | 206861634 | 05/16/2023
A.O. Smith Water Products Company | RELIANCE WATER HEATERS | 6-50-HRVIT 2*1 | Federally-Regulated Consumer Product | LPG |  | 48 |  | 50000 | True |  |  | False | Gas-fired storage | 97 |  | 81 | 35 | 23389986 | High | 0.72 |  |  | 04/25/2023 | 206861811 | 05/16/2023
A.O. Smith Water Products Company | RELIANCE WATER HEATERS | 6-40-PBRBT 4*1 | Federally-Regulated Consumer Product | LPG |  | 38 |  | 36000 | True |  |  | False | Gas-fired storage | 78 |  | 77 | 0 | 26041188 | High | 0.65 |  |  | 04/25/2023 | 206715189 | 05/16/2023
A.O. Smith Water Products Company | RELIANCE WATER HEATERS | 6-30-PORBSR 4*1 | Federally-Regulated Consumer Product | LPG |  | 29 |  | 29000 | True |  |  | False | Gas-fired storage | 65 |  | 75 | 0 | 18471676 | Medium | 0.6 |  |  | 04/25/2023 | 206715274 | 05/16/2023
A.O. Smith Water Products Company | RELIANCE WATER HEATERS | 9-40-PKCT 411 | Federally-Regulated Consumer Product | LPG |  | 38 |  | 36000 | True |  |  | False | Gas-fired storage | 80 |  | 78 | 0 | 26448082 | High | 0.64 |  |  | 05/04/2023 | 210586316 | 05/16/2023
A.O. Smith Water Products Company | RELIANCE WATER HEATERS | 12-40-PACT 411 | Federally-Regulated Consumer Product | LPG |  | 38 |  | 36000 | True |  |  | False | Gas-fired storage | 80 |  | 78 | 0 | 26448082 | High | 0.64 |  |  | 05/04/2023 | 210586317 | 05/16/2023
A.O. Smith Water Products Company | RELIANCE WATER HEATERS | 6-40-YBVIS 2** | Federally-Regulated Consumer Product | LPG |  | 38 |  | 40000 | True |  |  | False | Gas-fired storage | 73 |  | 79 | 30 | 16439440 | Medium | 0.67 |  |  | 04/25/2023 | 206860927 | 05/16/2023
A.O. Smith Water Products Company | Lochinvar | GSL03032BR 4*1 | Federally-Regulated Consumer Product | LPG |  | 29 |  | 29000 | True |  |  | False | Gas-fired storage | 65 |  | 75 | 0 | 18471676 | Medium | 0.6 |  |  | 04/25/2023 | 206715273 | 05/16/2023
A.O. Smith Water Products Company | Lochinvar | GTN04040M 410 | Federally-Regulated Consumer Product | LPG |  | 38 |  | 36000 | True |  |  | False | Gas-fired storage | 80 |  | 78 | 0 | 26448082 | High | 0.64 |  |  | 05/04/2023 | 210586309 | 05/16/2023
A.O. Smith Water Products Company | Lochinvar | PRL05045ESST 3*1 | Federally-Regulated Consumer Product | LPG |  | 48 |  | 45000 | True |  |  | False | Gas-fired storage | 79 |  | 79 | 68 | 23277390 | High | 0.72 |  |  | 04/25/2023 | 206902223 | 05/16/2023
A.O. Smith Water Products Company | Lochinvar | PVL04040 2*1 | Federally-Regulated Consumer Product | LPG |  | 38 |  | 40000 | True |  |  | False | Gas-fired storage | 73 |  | 79 | 30 | 16439440 | Medium | 0.67 |  |  | 04/25/2023 | 206860926 | 05/16/2023
A.O. Smith Water Products Company | Lochinvar | PVL04050ST 2*1 | Federally-Regulated Consumer Product | LPG |  | 38 |  | 50000 | True |  |  | False | Gas-fired storage | 87 |  | 78 | 34 | 24065096 | High | 0.7 |  |  | 04/25/2023 | 206861632 | 05/16/2023
A.O. Smith Water Products Company | Lochinvar | GTL04040B 4*1 | Federally-Regulated Consumer Product | LPG |  | 38 |  | 36000 | True |  |  | False | Gas-fired storage | 78 |  | 77 | 0 | 26041188 | High | 0.65 |  |  | 04/25/2023 | 206715184 | 05/16/2023
A.O. Smith Water Products Company | Lochinvar | PVL04050 2*1 | Federally-Regulated Consumer Product | LPG |  | 38 |  | 50000 | True |  |  | False | Gas-fired storage | 87 |  | 78 | 34 | 24065096 | High | 0.7 |  |  | 04/25/2023 | 206861631 | 05/16/2023
A.O. Smith Water Products Company | Lochinvar | GTL04040-8 411 | Federally-Regulated Consumer Product | LPG |  | 38 |  | 36000 | True |  |  | False | Gas-fired storage | 80 |  | 78 | 0 | 26448082 | High | 0.64 |  |  | 05/04/2023 | 210586308 | 05/16/2023
A.O. Smith Water Products Company | Lochinvar | PVL05050ST 2*1 | Federally-Regulated Consumer Product | LPG |  | 48 |  | 50000 | True |  |  | False | Gas-fired storage | 97 |  | 81 | 35 | 23389986 | High | 0.72 |  |  | 04/25/2023 | 206861809 | 05/16/2023
A.O. Smith Water Products Company | Lochinvar | PVL05050 2*1 | Federally-Regulated Consumer Product | LPG |  | 48 |  | 50000 | True |  |  | False | Gas-fired storage | 97 |  | 81 | 35 | 23389986 | High | 0.72 |  |  | 04/25/2023 | 206861808 | 05/16/2023
A.O. Smith Water Products Company | Lochinvar | GBL05050 3*1 | Federally-Regulated Consumer Product | LPG |  | 48 |  | 47000 | True |  |  | False | Gas-fired storage | 82 |  | 79 | 0 | 26041188 | High | 0.65 |  |  | 04/25/2023 | 206715075 | 05/16/2023
A.O. Smith Water Products Company | Lochinvar | GTL04040 411 | Federally-Regulated Consumer Product | LPG |  | 38 |  | 36000 | True |  |  | False | Gas-fired storage | 80 |  | 78 | 0 | 26448082 | High | 0.64 |  |  | 05/04/2023 | 210586301 | 05/16/2023
A.O. Smith Water Products Company | Lochinvar | PRL05045ES 3*1 | Federally-Regulated Consumer Product | LPG |  | 48 |  | 45000 | True |  |  | False | Gas-fired storage | 79 |  | 79 | 68 | 23277390 | High | 0.72 |  |  | 04/25/2023 | 206902222 | 05/16/2023
A.O. Smith Water Products Company | Lochinvar | GTL04040 ST 411 | Federally-Regulated Consumer Product | LPG |  | 38 |  | 36000 | True |  |  | False | Gas-fired storage | 80 |  | 78 | 0 | 26448082 | High | 0.64 |  |  | 05/04/2023 | 210586304 | 05/16/2023
A.O. Smith Water Products Company | Lochinvar | GBL05050ST 3*1 | Federally-Regulated Consumer Product | LPG |  | 48 |  | 47000 | True |  |  | False | Gas-fired storage | 82 |  | 79 | 0 | 26041188 | High | 0.65 |  |  | 04/25/2023 | 206715077 | 05/16/2023
A.O. Smith Water Products Company | Lochinvar | GTL04040Z 411 | Federally-Regulated Consumer Product | LPG |  | 38 |  | 36000 | True |  |  | False | Gas-fired storage | 80 |  | 78 | 0 | 26448082 | High | 0.64 |  |  | 05/04/2023 | 210586311 | 05/16/2023
A.O. Smith Water Products Company | Lochinvar | PVL05065ST 2*1 | Federally-Regulated Consumer Product | LPG |  | 50 |  | 62000 | True |  |  | False | Gas-fired storage | 119 |  | 82 | 26 | 23098647 | High | 0.73 |  |  | 04/25/2023 | 206862003 | 05/16/2023
A.O. Smith Water Products Company | U.S. Craftmaster | LG2F4040TR 411 | Federally-Regulated Consumer Product | LPG |  | 38 |  | 36000 | True |  |  | False | Gas-fired storage | 80 |  | 78 | 0 | 26448082 | High | 0.64 |  |  | 05/04/2023 | 210586328 | 05/16/2023
A.O. Smith Water Products Company | U.S. Craftmaster | LG1F4040TB 4*1 | Federally-Regulated Consumer Product | LPG |  | 38 |  | 36000 | True |  |  | False | Gas-fired storage | 78 |  | 77 | 0 | 26041188 | High | 0.65 |  |  | 04/25/2023 | 206715193 | 05/16/2023
A.O. Smith Water Products Company | U.S. Craftmaster | LG2H4040TR 411 | Federally-Regulated Consumer Product | LPG |  | 38 |  | 36000 | True |  |  | False | Gas-fired storage | 80 |  | 78 | 0 | 26448082 | High | 0.64 |  |  | 05/04/2023 | 210586329 | 05/16/2023
A.O. Smith Water Products Company | U.S. Craftmaster | LG1F3032SBR 4*1 | Federally-Regulated Consumer Product | LPG |  | 29 |  | 29000 | True |  |  | False | Gas-fired storage | 65 |  | 75 | 0 | 18471676 | Medium | 0.6 |  |  | 04/25/2023 | 206715276 | 05/16/2023
A.O. Smith Water Products Company | A. O. SMITH | HPVX 50L 2*1 | Federally-Regulated Consumer Product | LPG |  | 50 |  | 62000 | True |  |  | False | Gas-fired storage | 119 |  | 82 | 26 | 23098647 | High | 0.73 |  |  | 04/25/2023 | 207616331 | 05/16/2023
A.O. Smith Water Products Company | John Wood | JW640T40P-AV-ES2 1*1 | Federally-Regulated Consumer Product | LPG |  | 38 |  | 36000 | True |  |  | False | Gas-fired storage | 70 |  | 73 | 30 | 17214836 | Medium | 0.64 |  |  | 04/25/2023 | 207616205 | 05/16/2023
A.O. Smith Water Products Company | John Wood | JW650T40P-AV-ES2 1*1 | Federally-Regulated Consumer Product | LPG |  | 48 |  | 37000 | True |  |  | False | Gas-fired storage | 84 |  | 80 | 25 | 24446254 | High | 0.69 |  |  | 04/25/2023 | 207616227 | 05/16/2023
A.O. Smith Water Products Company | John Wood | JW640S40P-AV-ES2 1*1 | Federally-Regulated Consumer Product | LPG |  | 38 |  | 36000 | True |  |  | False | Gas-fired storage | 65 |  | 77 | 12 | 16751489 | Medium | 0.66 |  |  | 04/25/2023 | 207616235 | 05/16/2023
A.O. Smith Water Products Company | John Wood | PDV50P 3*1 | Federally-Regulated Consumer Product | LPG |  | 48 |  | 45000 | True |  |  | False | Gas-fired storage | 79 |  | 79 | 68 | 23277390 | High | 0.72 |  |  | 04/25/2023 | 207616290 | 05/16/2023
A.O. Smith Water Products Company | John Wood | PV40P 2*1 | Federally-Regulated Consumer Product | LPG |  | 38 |  | 40000 | True |  |  | False | Gas-fired storage | 73 |  | 79 | 30 | 16439440 | Medium | 0.67 |  |  | 04/25/2023 | 207616305 | 05/16/2023
Rheem Sales Company, Inc. | EcoSense | ECORHE50P | Federally-Regulated Consumer Product | LPG |  | 46 |  | 36000 | True |  |  | False | Gas-fired storage | 87 |  | 89 | 76 | 20899154 | High | 0.8 |  |  | 04/06/2023 | 5609878 | 05/16/2023
A.O. Smith Water Products Company | State | GS6-50-HRDS 3*1 | Federally-Regulated Consumer Product | LPG |  | 48 |  | 47000 | True |  |  | False | Gas-fired storage | 82 |  | 79 | 0 | 26041188 | High | 0.65 |  |  | 05/16/2023 | 206715080 | 05/16/2023
A.O. Smith Water Products Company | State | GS6-40-HRVITL 2*1 | Federally-Regulated Consumer Product | LPG |  | 38 |  | 50000 | True |  |  | False | Gas-fired storage | 87 |  | 78 | 34 | 24065096 | High | 0.7 |  |  | 05/16/2023 | 206861638 | 05/16/2023
A.O. Smith Water Products Company | State | GSX-40-BCT 411 | Federally-Regulated Consumer Product | LPG |  | 38 |  | 36000 | True |  |  | False | Gas-fired storage | 80 |  | 78 | 7688 | 216626 | High | 0.64 |  |  | 05/16/2023 | 210586322 | 05/16/2023
A.O. Smith Water Products Company | State | GS6-40-BCS 2*1 | Federally-Regulated Consumer Product | LPG |  | 38 |  | 36000 | True |  |  | False | Gas-fired storage | 70 |  | 74 | 0 | 19108631 | Medium | 0.58 |  |  | 05/16/2023 | 206715177 | 05/16/2023
A.O. Smith Water Products Company | State | GS6-40-BCT 2*1 | Federally-Regulated Consumer Product | LPG |  | 38 |  | 36000 | True |  |  | False | Gas-fired storage | 80 |  | 74 | 0 | 26448082 | High | 0.64 |  |  | 05/16/2023 | 206715258 | 05/16/2023
A.O. Smith Water Products Company | State | GS6-30-OCT 2*1 | Federally-Regulated Consumer Product | LPG |  | 29 |  | 32000 | True |  |  | False | Gas-fired storage | 63 |  | 77 | 0 | 17592073 | Medium | 0.63 |  |  | 05/16/2023 | 206715090 | 05/16/2023
A.O. Smith Water Products Company | State | GS6-50-ORT 2*1 | Federally-Regulated Consumer Product | LPG |  | 48 |  | 36000 | True |  |  | False | Gas-fired storage | 76 |  | 77 | 0 | 26867893 | High | 0.63 |  |  | 05/16/2023 | 206715266 | 05/16/2023
A.O. Smith Water Products Company | State | GS6-50-HRVITL 2*1 | Federally-Regulated Consumer Product | LPG |  | 48 |  | 50000 | True |  |  | False | Gas-fired storage | 97 |  | 81 | 35 | 23389986 | High | 0.72 |  |  | 05/16/2023 | 206861816 | 05/16/2023
A.O. Smith Water Products Company | State | GS6-50-HBPDTL 3*1 | Federally-Regulated Consumer Product | LPG |  | 48 |  | 45000 | True |  |  | False | Gas-fired storage | 79 |  | 79 | 68 | 23277390 | High | 0.72 |  |  | 05/16/2023 | 206902227 | 05/16/2023
A.O. Smith Water Products Company | State | GW8-40-BCT 411 | Federally-Regulated Consumer Product | LPG |  | 38 |  | 36000 | True |  |  | False | Gas-fired storage | 80 |  | 78 | 7688 | 216626 | High | 0.64 |  |  | 05/16/2023 | 210586327 | 05/16/2023
A.O. Smith Water Products Company | State | GS6-50-BCT 2*1 | Federally-Regulated Consumer Product | LPG |  | 48 |  | 37000 | True |  |  | False | Gas-fired storage | 81 |  | 80 | 0 | 26448082 | High | 0.64 |  |  | 05/16/2023 | 206715150 | 05/16/2023
A.O. Smith Water Products Company | State | GS6-40-BCTL 411 | Federally-Regulated Consumer Product | LPG |  | 38 |  | 36000 | True |  |  | False | Gas-fired storage | 80 |  | 78 | 7688 | 216626 | High | 0.64 |  |  | 05/16/2023 | 210586324 | 05/16/2023
A.O. Smith Water Products Company | State | GS6-50-HRDSL 3*1 | Federally-Regulated Consumer Product | LPG |  | 48 |  | 47000 | True |  |  | False | Gas-fired storage | 82 |  | 79 | 0 | 26041188 | High | 0.65 |  |  | 05/16/2023 | 206715082 | 05/16/2023
A.O. Smith Water Products Company | State | GS6-30-ORBSR 4*1 | Federally-Regulated Consumer Product | LPG |  | 29 |  | 29000 | True |  |  | False | Gas-fired storage | 65 |  | 75 | 0 | 18471676 | Medium | 0.6 |  |  | 05/16/2023 | 206715275 | 05/16/2023
A.O. Smith Water Products Company | State | GS6-40-HBVIS 2*1 | Federally-Regulated Consumer Product | LPG |  | 38 |  | 40000 | True |  |  | False | Gas-fired storage | 73 |  | 79 | 30 | 16439440 | Medium | 0.67 |  |  | 05/16/2023 | 206860930 | 05/16/2023
A.O. Smith Water Products Company | State | GS6-50-HRVIT 2*1 | Federally-Regulated Consumer Product | LPG |  | 48 |  | 50000 | True |  |  | False | Gas-fired storage | 97 |  | 81 | 35 | 23389986 | High | 0.72 |  |  | 05/16/2023 | 206861815 | 05/16/2023
A.O. Smith Water Products Company | State | GS6-40-HRVIT 2*1 | Federally-Regulated Consumer Product | LPG |  | 38 |  | 50000 | True |  |  | False | Gas-fired storage | 87 |  | 78 | 34 | 24065096 | High | 0.7 |  |  | 05/16/2023 | 206861637 | 05/16/2023
A.O. Smith Water Products Company | State | GS6-50-HRVHSL 2*1 | Federally-Regulated Consumer Product | LPG |  | 50 |  | 62000 | True |  |  | False | Gas-fired storage | 119 |  | 82 | 26 | 23098647 | High | 0.73 |  |  | 05/16/2023 | 206862006 | 05/16/2023
A.O. Smith Water Products Company | State | GS6-40-BCT 411 | Federally-Regulated Consumer Product | LPG |  | 38 |  | 36000 | True |  |  | False | Gas-fired storage | 80 |  | 78 | 7688 | 216626 | High | 0.64 |  |  | 05/16/2023 | 210586321 | 05/16/2023
A.O. Smith Water Products Company | State | GS6-40-BRBT 4*1 | Federally-Regulated Consumer Product | LPG |  | 38 |  | 36000 | True |  |  | False | Gas-fired storage | 78 |  | 77 | 0 | 26041188 | High | 0.65 |  |  | 05/16/2023 | 206715191 | 05/16/2023
A.O. Smith Water Products Company | State | GS6-50-HBPDT 3*1 | Federally-Regulated Consumer Product | LPG |  | 48 |  | 45000 | True |  |  | False | Gas-fired storage | 79 |  | 79 | 68 | 23277390 | High | 0.72 |  |  | 05/16/2023 | 206902226 | 05/16/2023
A.O. Smith Water Products Company | Lochinvar | GSL03032BR 4*1 | Federally-Regulated Consumer Product | LPG |  | 29 |  | 29000 | True |  |  | False | Gas-fired storage | 65 |  | 75 | 0 | 18471676 | Medium | 0.6 |  |  | 05/16/2023 | 206715273 | 05/16/2023
A.O. Smith Water Products Company | Lochinvar | GTN04040M 410 | Federally-Regulated Consumer Product | LPG |  | 38 |  | 36000 | True |  |  | False | Gas-fired storage | 80 |  | 78 | 7688 | 216626 | High | 0.64 |  |  | 05/16/2023 | 210586309 | 05/16/2023
A.O. Smith Water Products Company | Lochinvar | PRL05045ESST 3*1 | Federally-Regulated Consumer Product | LPG |  | 48 |  | 45000 | True |  |  | False | Gas-fired storage | 79 |  | 79 | 68 | 23277390 | High | 0.72 |  |  | 05/16/2023 | 206902223 | 05/16/2023
A.O. Smith Water Products Company | Lochinvar | PVL04040 2*1 | Federally-Regulated Consumer Product | LPG |  | 38 |  | 40000 | True |  |  | False | Gas-fired storage | 73 |  | 79 | 30 | 16439440 | Medium | 0.67 |  |  | 05/16/2023 | 206860926 | 05/16/2023
A.O. Smith Water Products Company | Lochinvar | PVL04050ST 2*1 | Federally-Regulated Consumer Product | LPG |  | 38 |  | 50000 | True |  |  | False | Gas-fired storage | 87 |  | 78 | 34 | 24065096 | High | 0.7 |  |  | 05/16/2023 | 206861632 | 05/16/2023
A.O. Smith Water Products Company | Lochinvar | GTL04040B 4*1 | Federally-Regulated Consumer Product | LPG |  | 38 |  | 36000 | True |  |  | False | Gas-fired storage | 78 |  | 77 | 0 | 26041188 | High | 0.65 |  |  | 05/16/2023 | 206715184 | 05/16/2023
A.O. Smith Water Products Company | Lochinvar | PVL04050 2*1 | Federally-Regulated Consumer Product | LPG |  | 38 |  | 50000 | True |  |  | False | Gas-fired storage | 87 |  | 78 | 34 | 24065096 | High | 0.7 |  |  | 05/16/2023 | 206861631 | 05/16/2023
A.O. Smith Water Products Company | Lochinvar | GTL04040-8 411 | Federally-Regulated Consumer Product | LPG |  | 38 |  | 36000 | True |  |  | False | Gas-fired storage | 80 |  | 78 | 7688 | 216626 | High | 0.64 |  |  | 05/16/2023 | 210586308 | 05/16/2023
A.O. Smith Water Products Company | Lochinvar | PVL05050ST 2*1 | Federally-Regulated Consumer Product | LPG |  | 48 |  | 50000 | True |  |  | False | Gas-fired storage | 97 |  | 81 | 35 | 23389986 | High | 0.72 |  |  | 05/16/2023 | 206861809 | 05/16/2023
A.O. Smith Water Products Company | Lochinvar | PVL05050 2*1 | Federally-Regulated Consumer Product | LPG |  | 48 |  | 50000 | True |  |  | False | Gas-fired storage | 97 |  | 81 | 35 | 23389986 | High | 0.72 |  |  | 05/16/2023 | 206861808 | 05/16/2023
A.O. Smith Water Products Company | Lochinvar | GBL05050 3*1 | Federally-Regulated Consumer Product | LPG |  | 48 |  | 47000 | True |  |  | False | Gas-fired storage | 82 |  | 79 | 0 | 26041188 | High | 0.65 |  |  | 05/16/2023 | 206715075 | 05/16/2023
A.O. Smith Water Products Company | Lochinvar | GTL04040 411 | Federally-Regulated Consumer Product | LPG |  | 38 |  | 36000 | True |  |  | False | Gas-fired storage | 80 |  | 78 | 7688 | 216626 | High | 0.64 |  |  | 05/16/2023 | 210586301 | 05/16/2023
A.O. Smith Water Products Company | Lochinvar | PRL05045ES 3*1 | Federally-Regulated Consumer Product | LPG |  | 48 |  | 45000 | True |  |  | False | Gas-fired storage | 79 |  | 79 | 68 | 23277390 | High | 0.72 |  |  | 05/16/2023 | 206902222 | 05/16/2023
A.O. Smith Water Products Company | Lochinvar | GTL04040 ST 411 | Federally-Regulated Consumer Product | LPG |  | 38 |  | 36000 | True |  |  | False | Gas-fired storage | 80 |  | 78 | 7688 | 216626 | High | 0.64 |  |  | 05/16/2023 | 210586304 | 05/16/2023
A.O. Smith Water Products Company | Lochinvar | GBL05050ST 3*1 | Federally-Regulated Consumer Product | LPG |  | 48 |  | 47000 | True |  |  | False | Gas-fired storage | 82 |  | 79 | 0 | 26041188 | High | 0.65 |  |  | 05/16/2023 | 206715077 | 05/16/2023
A.O. Smith Water Products Company | Lochinvar | GTL04040Z 411 | Federally-Regulated Consumer Product | LPG |  | 38 |  | 36000 | True |  |  | False | Gas-fired storage | 80 |  | 78 | 7688 | 216626 | High | 0.64 |  |  | 05/16/2023 | 210586311 | 05/16/2023
A.O. Smith Water Products Company | Lochinvar | PVL05065ST 2*1 | Federally-Regulated Consumer Product | LPG |  | 50 |  | 62000 | True |  |  | False | Gas-fired storage | 119 |  | 82 | 26 | 23098647 | High | 0.73 |  |  | 05/16/2023 | 206862003 | 05/16/2023
Rheem Sales Company, Inc. | Rheem | RTG-84DVLPWA-1 | Federally-Regulated Consumer Product | LPG |  | 0 |  | 180000 |  |  |  | False | Instantaneous gas-fired |  | 4.5 | 84 | 31 | 20536633 | High | 0.82 |  | 0 | 04/06/2023 | 8552235 | 05/16/2023
Rheem Sales Company, Inc. | Rheem | RHE50P | Federally-Regulated Consumer Product | LPG |  | 46 |  | 36000 | True |  |  | False | Gas-fired storage | 87 |  | 89 | 76 | 20899154 | High | 0.8 |  |  | 04/06/2023 | 5609874 | 05/16/2023
Rheem Sales Company, Inc. | Rheem | RTG-84XLP-1 | Federally-Regulated Consumer Product | LPG |  | 0 |  | 180000 |  |  |  | False | Instantaneous gas-fired |  | 4.5 | 83 | 30 | 20794890 | High | 0.81 |  | 0 | 04/06/2023 | 8552307 | 05/16/2023
Rheem Sales Company, Inc. | Rheem | RTGH-95DVLP-2 | Federally-Regulated Consumer Product | LPG |  | 0 |  | 199900 |  |  |  | False | Instantaneous gas-fired |  | 5.7 | 97 | 32 | 18091646 | High | 0.93 |  | 0 | 04/06/2023 | 202068317 | 05/16/2023
Rheem Sales Company, Inc. | Rheem | PRO+G40S-36P RH67 PD | Federally-Regulated Consumer Product | LPG |  | 39 |  | 36000 | True |  |  | False | Gas-fired storage | 69 |  | 75 | 20 | 16982538 | Medium | 0.65 |  |  | 04/06/2023 | 8235748 | 05/16/2023
Rheem Sales Company, Inc. | Rheem | CECOH160DVLP-2 | Federally-Regulated Consumer Product | LPG |  | 0 |  | 157000 |  |  |  | False | Instantaneous gas-fired |  | 4.6 | 97 | 34 | 18084822 | High | 0.93 |  | 0 | 04/06/2023 | 202067520 | 05/16/2023
Rheem Sales Company, Inc. | Rheem | RTGH-90DVLP-2 | Federally-Regulated Consumer Product | LPG |  | 0 |  | 180000 |  |  |  | False | Instantaneous gas-fired |  | 5.2 | 97 | 34 | 18084822 | High | 0.93 |  | 0 | 04/06/2023 | 202067553 | 05/16/2023
Rheem Sales Company, Inc. | Rheem | XP50T06PV42U0 | Federally-Regulated Consumer Product | LPG |  | 48 |  | 42000 | True |  |  | False | Gas-fired storage | 78 |  | 75 | 85 | 24602292 | High | 0.68 |  |  | 04/06/2023 | 7002041 | 05/16/2023
Rheem Sales Company, Inc. | Rheem | RTGH-90XLP-2 | Federally-Regulated Consumer Product | LPG |  | 0 |  | 180000 |  |  |  | False | Instantaneous gas-fired |  | 5.2 | 95 | 34 | 18084822 | High | 0.93 |  | 0 | 04/06/2023 | 205628311 | 05/16/2023
Rheem Sales Company, Inc. | Rheem | PROG40-38P RH67 PDV | Federally-Regulated Consumer Product | LPG |  | 38 |  | 38000 | True |  |  | False | Gas-fired storage | 67 |  | 79 | 67 | 17363469 | Medium | 0.63 |  |  | 04/06/2023 | 6521083 | 05/16/2023
Rheem Sales Company, Inc. | Rheem | ECOH160XLP-2 | Federally-Regulated Consumer Product | LPG |  | 0 |  | 157000 |  |  |  | False | Instantaneous gas-fired |  | 4.5 | 96 | 27 | 18108706 | High | 0.93 |  | 0 | 04/06/2023 | 205628326 | 05/16/2023
Rheem Sales Company, Inc. | Rheem | XP50S12DM36U0 | Federally-Regulated Consumer Product | LPG |  | 48 |  | 36000 | True |  |  | False | Gas-fired storage | 78 |  | 77 | 27 | 24439430 | High | 0.69 |  |  | 04/06/2023 | 7002037 | 05/16/2023
Rheem Sales Company, Inc. | Rheem | RTGH-95XLP-2 | Federally-Regulated Consumer Product | LPG |  | 0 |  | 199900 |  |  |  | False | Instantaneous gas-fired |  | 5.6 | 96 | 34 | 18084822 | High | 0.93 |  | 0 | 04/06/2023 | 205628294 | 05/16/2023
Rheem Sales Company, Inc. | Rheem | PROG50-42P RH PV AX | Federally-Regulated Consumer Product | LPG |  | 48 |  | 42000 | True |  |  | False | Gas-fired storage | 78 |  | 75 | 85 | 24602292 | High | 0.68 |  |  | 04/06/2023 | 209403951 | 05/16/2023
Rheem Sales Company, Inc. | Rheem | XP50T12DM36U0 | Federally-Regulated Consumer Product | LPG |  | 48 |  | 36000 | True |  |  | False | Gas-fired storage | 79 |  | 77 | 22 | 24456490 | High | 0.69 |  |  | 04/06/2023 | 7002036 | 05/16/2023
Rheem Sales Company, Inc. | Rheem | PRO+G50S-36P RH67 PD | Federally-Regulated Consumer Product | LPG |  | 48 |  | 36000 | True |  |  | False | Gas-fired storage | 78 |  | 77 | 27 | 24439430 | High | 0.69 |  |  | 04/06/2023 | 6528551 | 05/16/2023
Rheem Sales Company, Inc. | Rheem | DCRTGH84DVLP-2 | Federally-Regulated Consumer Product | LPG |  | 0 |  | 157000 |  |  |  | False | Instantaneous gas-fired |  | 4.6 | 97 | 34 | 18084822 | High | 0.93 |  | 0 | 04/06/2023 | 202067524 | 05/16/2023
Rheem Sales Company, Inc. | Rheem | XP50T12UHC50* | Federally-Regulated Consumer Product | LPG |  | 50 |  | 50000 | True |  |  | False | Gas-fired storage | 95 |  | 94 | 134 | 18777761 | High | 0.88 |  |  | 04/06/2023 | 210605704 | 05/16/2023
Rheem Sales Company, Inc. | Rheem | PROG40S-31P RH62 | Federally-Regulated Consumer Product | LPG |  | 38 |  | 31000 | True |  |  | False | Gas-fired storage | 65 |  | 75 | 0 | 18784755 | Medium | 0.59 |  |  | 04/06/2023 | 8068163 | 05/16/2023
Rheem Sales Company, Inc. | Rheem | PROPG50-36P RH67 PD* | Federally-Regulated Consumer Product | LPG |  | 48 |  | 36000 | True |  |  | False | Gas-fired storage | 79 |  | 77 | 22 | 24456490 | High | 0.69 |  |  | 04/06/2023 | 206900649 | 05/16/2023
Rheem Sales Company, Inc. | Rheem | ECOH180XLP-2 | Federally-Regulated Consumer Product | LPG |  | 0 |  | 180000 |  |  |  | False | Instantaneous gas-fired |  | 5.2 | 95 | 34 | 18084822 | High | 0.93 |  | 0 | 04/06/2023 | 205628313 | 05/16/2023
Rheem Sales Company, Inc. | Rheem | RTG-95DVLP-1 | Federally-Regulated Consumer Product | LPG |  | 0 |  | 199900 |  |  |  | False | Instantaneous gas-fired |  | 5 | 84 | 31 | 20536633 | High | 0.82 |  | 0 | 04/06/2023 | 8552227 | 05/16/2023
Rheem Sales Company, Inc. | Rheem | ECOH160DVLP-2 | Federally-Regulated Consumer Product | LPG |  | 0 |  | 157000 |  |  |  | False | Instantaneous gas-fired |  | 4.6 | 97 | 34 | 18084822 | High | 0.93 |  | 0 | 04/06/2023 | 202067526 | 05/16/2023
Rheem Sales Company, Inc. | Rheem | RTGH-84DVLP-2 | Federally-Regulated Consumer Product | LPG |  | 0 |  | 157000 |  |  |  | False | Instantaneous gas-fired |  | 4.6 | 97 | 34 | 18084822 | High | 0.93 |  | 0 | 04/06/2023 | 202067529 | 05/16/2023
Rheem Sales Company, Inc. | Rheem | XP40S12DM36U0 | Federally-Regulated Consumer Product | LPG |  | 39 |  | 36000 | True |  |  | False | Gas-fired storage | 69 |  | 75 | 20 | 16982538 | Medium | 0.65 |  |  | 04/06/2023 | 7002034 | 05/16/2023
Rheem Sales Company, Inc. | Rheem | XP40S12HE36U0 | Federally-Regulated Consumer Product | LPG |  | 39 |  | 36000 | True |  |  | False | Gas-fired storage | 69 |  | 76 | 0 | 19108631 | Medium | 0.58 |  |  | 04/06/2023 | 6988320 | 05/16/2023
Rheem Sales Company, Inc. | Rheem | PROG50-42P RH67 PV | Federally-Regulated Consumer Product | LPG |  | 48 |  | 42000 | True |  |  | False | Gas-fired storage | 78 |  | 75 | 85 | 24602292 | High | 0.68 |  |  | 04/06/2023 | 6518278 | 05/16/2023
Rheem Sales Company, Inc. | Rheem | RTG-84XLPWA-1 | Federally-Regulated Consumer Product | LPG |  | 0 |  | 180000 |  |  |  | False | Instantaneous gas-fired |  | 4.5 | 83 | 30 | 20794890 | High | 0.81 |  | 0 | 04/06/2023 | 8552308 | 05/16/2023
Rheem Sales Company, Inc. | Rheem | RTGH-RH11DVLP * | Federally-Regulated Consumer Product | LPG |  | 0 |  | 199000 |  |  |  | False | Instantaneous gas-fired |  | 6 | 97 | 58 | 17809309 | High | 0.94 |  | 0 | 04/06/2023 | 203303903 | 05/16/2023
Rheem Sales Company, Inc. | Rheem | XP40S12UHC50* | Federally-Regulated Consumer Product | LPG |  | 40 |  | 50000 | True |  |  | False | Gas-fired storage | 88 |  | 97 | 60 | 18602805 | High | 0.9 |  |  | 04/06/2023 | 210605698 | 05/16/2023
Rheem Sales Company, Inc. | Rheem | XP40T12HE36U0 | Federally-Regulated Consumer Product | LPG |  | 38 |  | 36000 | True |  |  | False | Gas-fired storage | 84 |  | 77 | 0 | 26041188 | High | 0.65 |  |  | 04/06/2023 | 6983835 | 05/16/2023
Rheem Sales Company, Inc. | Rheem | PROG50-40P RH67 PDV | Federally-Regulated Consumer Product | LPG |  | 47 |  | 40000 | True |  |  | False | Gas-fired storage | 82 |  | 81 | 93 | 24214238 | High | 0.69 |  |  | 04/06/2023 | 6521085 | 05/16/2023
Rheem Sales Company, Inc. | Rheem | PRO+G40-36P RH62 | Federally-Regulated Consumer Product | LPG |  | 38 |  | 36000 | True |  |  | False | Gas-fired storage | 84 |  | 80 | 0 | 25646625 | High | 0.66 |  |  | 04/06/2023 | 8225016 | 05/16/2023
Rheem Sales Company, Inc. | Rheem | ECOH180DVLP-2 | Federally-Regulated Consumer Product | LPG |  | 0 |  | 180000 |  |  |  | False | Instantaneous gas-fired |  | 5.2 | 97 | 34 | 18084822 | High | 0.93 |  | 0 | 04/06/2023 | 202067555 | 05/16/2023
Rheem Sales Company, Inc. | Rheem | PROG40-36P RH AX | Federally-Regulated Consumer Product | LPG |  | 38 |  | 36000 | True |  |  | False | Gas-fired storage | 84 |  | 80 | 0 | 25646625 | High | 0.66 |  |  | 04/06/2023 | 209403934 | 05/16/2023
Rheem Sales Company, Inc. | Rheem | XP40S06HE36U0 | Federally-Regulated Consumer Product | LPG |  | 39 |  | 36000 | True |  |  | False | Gas-fired storage | 69 |  | 76 | 0 | 19108631 | Medium | 0.58 |  |  | 04/06/2023 | 6988315 | 05/16/2023
Rheem Sales Company, Inc. | Rheem | CRTGH-95DVLP-2 | Federally-Regulated Consumer Product | LPG |  | 0 |  | 199900 |  |  |  | False | Instantaneous gas-fired |  | 5.7 | 97 | 32 | 18091646 | High | 0.93 |  | 0 | 04/06/2023 | 202068310 | 05/16/2023
Rheem Sales Company, Inc. | Rheem | PROG40-36P RH62 | Federally-Regulated Consumer Product | LPG |  | 38 |  | 36000 | True |  |  | False | Gas-fired storage | 84 |  | 80 | 0 | 25646625 | High | 0.66 |  |  | 04/06/2023 | 8225015 | 05/16/2023
Rheem Sales Company, Inc. | Rheem | RTGH-68DVLP-2 | Federally-Regulated Consumer Product | LPG |  | 0 |  | 120000 |  |  |  | False | Instantaneous gas-fired |  | 3.5 | 96 | 33 | 12066531 | Medium | 0.91 |  | 0 | 04/06/2023 | 202067224 | 05/16/2023
Rheem Sales Company, Inc. | Rheem | XP40T09HE36U0 | Federally-Regulated Consumer Product | LPG |  | 38 |  | 36000 | True |  |  | False | Gas-fired storage | 84 |  | 77 | 0 | 26041188 | High | 0.65 |  |  | 04/06/2023 | 6983417 | 05/16/2023
Rheem Sales Company, Inc. | Rheem | XP50T06PVX42U0 | Federally-Regulated Consumer Product | LPG |  | 48 |  | 42000 | True |  |  | False | Gas-fired storage | 78 |  | 75 | 85 | 24602292 | High | 0.68 |  |  | 04/06/2023 | 209403953 | 05/16/2023
Rheem Sales Company, Inc. | Rheem | PROG50-36P RH62 | Federally-Regulated Consumer Product | LPG |  | 48 |  | 36000 | True |  |  | False | Gas-fired storage | 76 |  | 81 | 0 | 26041188 | High | 0.65 |  |  | 04/06/2023 | 6518267 | 05/16/2023
Rheem Sales Company, Inc. | Rheem | XP50T12HE36U0 | Federally-Regulated Consumer Product | LPG |  | 48 |  | 36000 | True |  |  | False | Gas-fired storage | 77 |  | 78 | 0 | 26448082 | High | 0.64 |  |  | 04/06/2023 | 6988313 | 05/16/2023
Rheem Sales Company, Inc. | Rheem | XP50T09HE36U0 | Federally-Regulated Consumer Product | LPG |  | 48 |  | 36000 | True |  |  | False | Gas-fired storage | 77 |  | 78 | 0 | 26448082 | High | 0.64 |  |  | 04/06/2023 | 6988311 | 05/16/2023
Rheem Sales Company, Inc. | Rheem | XP50T06HE36U0 | Federally-Regulated Consumer Product | LPG |  | 48 |  | 36000 | True |  |  | False | Gas-fired storage | 77 |  | 78 | 0 | 26448082 | High | 0.64 |  |  | 04/06/2023 | 6988309 | 05/16/2023
Rheem Sales Company, Inc. | Rheem | ECOH200XLP-2 | Federally-Regulated Consumer Product | LPG |  | 0 |  | 199900 |  |  |  | False | Instantaneous gas-fired |  | 5.6 | 96 | 34 | 18084822 | High | 0.93 |  | 0 | 04/06/2023 | 205628299 | 05/16/2023
Rheem Sales Company, Inc. | Rheem | ECOH200DVLP-2 | Federally-Regulated Consumer Product | LPG |  | 0 |  | 199900 |  |  |  | False | Instantaneous gas-fired |  | 5.7 | 97 | 32 | 18091646 | High | 0.93 |  | 0 | 04/06/2023 | 202068314 | 05/16/2023
Rheem Sales Company, Inc. | Rheem | PRO+G40-36P RH AX | Federally-Regulated Consumer Product | LPG |  | 38 |  | 36000 | True |  |  | False | Gas-fired storage | 84 |  | 80 | 0 | 25646625 | High | 0.66 |  |  | 04/06/2023 | 209403932 | 05/16/2023
Rheem Sales Company, Inc. | Rheem | XP40S09HE36U0 | Federally-Regulated Consumer Product | LPG |  | 39 |  | 36000 | True |  |  | False | Gas-fired storage | 69 |  | 76 | 0 | 19108631 | Medium | 0.58 |  |  | 04/06/2023 | 6988317 | 05/16/2023
Rheem Sales Company, Inc. | Rheem | RTG-84DVLP-1 | Federally-Regulated Consumer Product | LPG |  | 0 |  | 180000 |  |  |  | False | Instantaneous gas-fired |  | 4.5 | 84 | 31 | 20536633 | High | 0.82 |  | 0 | 04/06/2023 | 8552229 | 05/16/2023
Rheem Sales Company, Inc. | Rheem | PRO+G50-36P RH62 | Federally-Regulated Consumer Product | LPG |  | 48 |  | 36000 | True |  |  | False | Gas-fired storage | 76 |  | 81 | 0 | 26041188 | High | 0.65 |  |  | 04/06/2023 | 8225028 | 05/16/2023
Rheem Sales Company, Inc. | Rheem | PRO+G50-36P RH67 PD | Federally-Regulated Consumer Product | LPG |  | 48 |  | 36000 | True |  |  | False | Gas-fired storage | 79 |  | 77 | 22 | 24456490 | High | 0.69 |  |  | 04/06/2023 | 6528459 | 05/16/2023
Rheem Sales Company, Inc. | Rheem | ECOH200DVRHLP * | Federally-Regulated Consumer Product | LPG |  | 0 |  | 199000 |  |  |  | False | Instantaneous gas-fired |  | 6 | 97 | 58 | 17809309 | High | 0.94 |  | 0 | 04/06/2023 | 203303905 | 05/16/2023
Rheem Sales Company, Inc. | Rheem | RTG-95XLP-1 | Federally-Regulated Consumer Product | LPG |  | 0 |  | 199900 |  |  |  | False | Instantaneous gas-fired |  | 4.9 | 83 | 30 | 20794890 | High | 0.81 |  | 0 | 04/06/2023 | 8552288 | 05/16/2023
Rheem Sales Company, Inc. | Rheem | ECO160DVLP3-1 | Federally-Regulated Consumer Product | LPG |  | 0 |  | 160000 |  |  |  | False | Instantaneous gas-fired |  | 4.1 | 85 | 31 | 20536633 | High | 0.82 |  | 0 | 04/06/2023 | 201920586 | 05/16/2023
Rheem Sales Company, Inc. | Rheem | PRO+G55-45P RH59 | Federally-Regulated Consumer Product | LPG |  | 55 |  | 45000 | True |  |  | False | Gas-fired storage | 91 |  | 75 | 0 | 27301246 | High | 0.62 |  |  | 04/06/2023 | 8077756 | 05/16/2023
Rheem Sales Company, Inc. | Rheem | RTGH-84XLP-2 | Federally-Regulated Consumer Product | LPG |  | 0 |  | 157000 |  |  |  | False | Instantaneous gas-fired |  | 4.5 | 96 | 27 | 18108706 | High | 0.93 |  | 0 | 04/06/2023 | 205628323 | 05/16/2023
A.O. Smith Water Products Company | U.S. Craftmaster | LG2F4040TR 411 | Federally-Regulated Consumer Product | LPG |  | 38 |  | 36000 | True |  |  | False | Gas-fired storage | 80 |  | 78 | 7688 | 216626 | High | 0.64 |  |  | 05/16/2023 | 210586328 | 05/16/2023
A.O. Smith Water Products Company | U.S. Craftmaster | LG1F4040TB 4*1 | Federally-Regulated Consumer Product | LPG |  | 38 |  | 36000 | True |  |  | False | Gas-fired storage | 78 |  | 77 | 0 | 26041188 | High | 0.65 |  |  | 05/16/2023 | 206715193 | 05/16/2023
A.O. Smith Water Products Company | U.S. Craftmaster | LG2H4040TR 411 | Federally-Regulated Consumer Product | LPG |  | 38 |  | 36000 | True |  |  | False | Gas-fired storage | 80 |  | 78 | 7688 | 216626 | High | 0.64 |  |  | 05/16/2023 | 210586329 | 05/16/2023
A.O. Smith Water Products Company | U.S. Craftmaster | LG1F3032SBR 4*1 | Federally-Regulated Consumer Product | LPG |  | 29 |  | 29000 | True |  |  | False | Gas-fired storage | 65 |  | 75 | 0 | 18471676 | Medium | 0.6 |  |  | 05/16/2023 | 206715276 | 05/16/2023
Rheem Sales Company, Inc. | Ruud | RUTGH-68DVLP-2 | Federally-Regulated Consumer Product | LPG |  | 0 |  | 120000 |  |  |  | False | Instantaneous gas-fired |  | 3.5 | 96 | 33 | 12066531 | Medium | 0.91 | 0.81 | 0 | 05/16/2023 | 202067226 | 05/16/2023
Rheem Sales Company, Inc. | Ruud | RUTG-84XLPWA-1 | Federally-Regulated Consumer Product | LPG |  | 0 |  | 180000 |  |  |  | False | Instantaneous gas-fired |  | 4.5 | 83 | 30 | 20794890 | High | 0.81 | 0.81 | 0 | 05/16/2023 | 8552310 | 05/16/2023
Rheem Sales Company, Inc. | Ruud | RUTGH-95DVLP-2 | Federally-Regulated Consumer Product | LPG |  | 0 |  | 199900 |  |  |  | False | Instantaneous gas-fired |  | 5.7 | 97 | 32 | 18091646 | High | 0.93 | 0.81 | 0 | 05/16/2023 | 202068319 | 05/16/2023
Rheem Sales Company, Inc. | Ruud | RUTGH-95XLP-2 | Federally-Regulated Consumer Product | LPG |  | 0 |  | 199900 |  |  |  | False | Instantaneous gas-fired |  | 5.6 | 96 | 34 | 18084822 | High | 0.93 | 0.81 | 0 | 05/16/2023 | 205628303 | 05/16/2023
Rheem Sales Company, Inc. | Ruud | PRO+G40-36P RU AX | Federally-Regulated Consumer Product | LPG |  | 38 |  | 36000 | True |  |  | False | Gas-fired storage | 84 |  | 80 | 0 | 25646625 | High | 0.66 | 0.64 |  | 05/16/2023 | 209403928 | 05/16/2023
Rheem Sales Company, Inc. | Ruud | RUTGH-90XLP-2 | Federally-Regulated Consumer Product | LPG |  | 0 |  | 180000 |  |  |  | False | Instantaneous gas-fired |  | 5.2 | 95 | 34 | 18084822 | High | 0.93 | 0.81 | 0 | 05/16/2023 | 205628318 | 05/16/2023
Rheem Sales Company, Inc. | Ruud | PROG50-42P RU PV AX | Federally-Regulated Consumer Product | LPG |  | 48 |  | 42000 | True |  |  | False | Gas-fired storage | 78 |  | 75 | 85 | 24602292 | High | 0.68 | 0.63 |  | 05/16/2023 | 209403949 | 05/16/2023
Rheem Sales Company, Inc. | Ruud | RUTGH-RH11DVLP * | Federally-Regulated Consumer Product | LPG |  | 0 |  | 199000 |  |  |  | False | Instantaneous gas-fired |  | 6 | 97 | 58 | 17809309 | High | 0.94 | 0.81 | 0 | 05/16/2023 | 203303907 | 05/16/2023
Rheem Sales Company, Inc. | Ruud | RUTGH-90DVLP-2 | Federally-Regulated Consumer Product | LPG |  | 0 |  | 180000 |  |  |  | False | Instantaneous gas-fired |  | 5.2 | 97 | 34 | 18084822 | High | 0.93 | 0.81 | 0 | 05/16/2023 | 202067560 | 05/16/2023
Rheem Sales Company, Inc. | Ruud | RUTGH-84DVLP-2 | Federally-Regulated Consumer Product | LPG |  | 0 |  | 157000 |  |  |  | False | Instantaneous gas-fired |  | 4.6 | 97 | 34 | 18084822 | High | 0.93 | 0.81 | 0 | 05/16/2023 | 202067531 | 05/16/2023
Rheem Sales Company, Inc. | Ruud | RUTGH-84XLP-2 | Federally-Regulated Consumer Product | LPG |  | 0 |  | 157000 |  |  |  | False | Instantaneous gas-fired |  | 4.5 | 96 | 27 | 18108706 | High | 0.93 | 0.81 | 0 | 05/16/2023 | 205628328 | 05/16/2023
Rheem Sales Company, Inc. | Ruud | PROG40-36P RU AX | Federally-Regulated Consumer Product | LPG |  | 38 |  | 36000 | True |  |  | False | Gas-fired storage | 84 |  | 80 | 0 | 25646625 | High | 0.66 | 0.64 |  | 05/16/2023 | 209403930 | 05/16/2023
American Water Heater Co. | American | GB61 40T40 4*1 | Federally-Regulated Consumer Product | LPG |  | 38 |  | 36000 | True |  |  | False | Gas-fired storage | 78 |  | 77 | 0 | 26041188 | High | 0.65 |  |  | 05/16/2023 | 206715183 | 05/16/2023
American Water Heater Co. | American | DVG6250T47PLV 3*1 | Federally-Regulated Consumer Product | LPG |  | 48 |  | 47000 | True |  |  | False | Gas-fired storage | 82 |  | 79 | 0 | 26041188 | High | 0.65 |  |  | 05/16/2023 | 206715074 | 05/16/2023
American Water Heater Co. | American | PVG6240T50PVS 2*1 | Federally-Regulated Consumer Product | LPG |  | 38 |  | 50000 | True |  |  | False | Gas-fired storage | 87 |  | 78 | 34 | 24065096 | High | 0.7 |  |  | 05/16/2023 | 206861627 | 05/16/2023
American Water Heater Co. | American | PDVG62-50T45-PVL 3*1 | Federally-Regulated Consumer Product | LPG |  | 48 |  | 45000 | True |  |  | False | Gas-fired storage | 79 |  | 79 | 68 | 23277390 | High | 0.72 |  |  | 05/16/2023 | 206902221 | 05/16/2023
American Water Heater Co. | American | G62-40T40RL 411 | Federally-Regulated Consumer Product | LPG |  | 38 |  | 36000 | True |  |  | False | Gas-fired storage | 80 |  | 78 | 7688 | 216626 | High | 0.64 |  |  | 05/16/2023 | 210586299 | 05/16/2023
American Water Heater Co. | American | PVG6250S62PVS 2*1 | Federally-Regulated Consumer Product | LPG |  | 50 |  | 62000 | True |  |  | False | Gas-fired storage | 119 |  | 82 | 26 | 23098647 | High | 0.73 |  |  | 05/16/2023 | 206862002 | 05/16/2023
American Water Heater Co. | American | G102-40T40R 411 | Federally-Regulated Consumer Product | LPG |  | 38 |  | 36000 | True |  |  | False | Gas-fired storage | 80 |  | 78 | 7688 | 216626 | High | 0.64 |  |  | 05/16/2023 | 210586292 | 05/16/2023
American Water Heater Co. | American | G62-30T35 2*1 | Federally-Regulated Consumer Product | LPG |  | 29 |  | 32000 | True |  |  | False | Gas-fired storage | 63 |  | 77 | 0 | 17592073 | Medium | 0.63 |  |  | 05/16/2023 | 206715086 | 05/16/2023
American Water Heater Co. | American | PVG6250T50PVS 2*1 | Federally-Regulated Consumer Product | LPG |  | 48 |  | 50000 | True |  |  | False | Gas-fired storage | 97 |  | 81 | 35 | 23389986 | High | 0.72 |  |  | 05/16/2023 | 206861803 | 05/16/2023
American Water Heater Co. | American | G82-40T40R 411 | Federally-Regulated Consumer Product | LPG |  | 38 |  | 36000 | True |  |  | False | Gas-fired storage | 80 |  | 78 | 7688 | 216626 | High | 0.64 |  |  | 05/16/2023 | 210586297 | 05/16/2023
American Water Heater Co. | American | G62-40T40 2*1 | Federally-Regulated Consumer Product | LPG |  | 38 |  | 36000 | True |  |  | False | Gas-fired storage | 80 |  | 74 | 0 | 26448082 | High | 0.64 |  |  | 05/16/2023 | 206715251 | 05/16/2023
American Water Heater Co. | American | PVG6250T50PVSL 2*1 | Federally-Regulated Consumer Product | LPG |  | 48 |  | 50000 | True |  |  | False | Gas-fired storage | 97 |  | 81 | 35 | 23389986 | High | 0.72 |  |  | 05/16/2023 | 206861804 | 05/16/2023
American Water Heater Co. | American | G62-40S40 2*1 | Federally-Regulated Consumer Product | LPG |  | 38 |  | 36000 | True |  |  | False | Gas-fired storage | 70 |  | 74 | 0 | 19108631 | Medium | 0.58 |  |  | 05/16/2023 | 206715178 | 05/16/2023
American Water Heater Co. | American | PDVG62-50T45-PV 3*1 | Federally-Regulated Consumer Product | LPG |  | 48 |  | 45000 | True |  |  | False | Gas-fired storage | 79 |  | 79 | 68 | 23277390 | High | 0.72 |  |  | 05/16/2023 | 206902220 | 05/16/2023
American Water Heater Co. | American | G61-50-T38 2*1 | Federally-Regulated Consumer Product | LPG |  | 48 |  | 36000 | True |  |  | False | Gas-fired storage | 76 |  | 77 | 0 | 26867893 | High | 0.63 |  |  | 05/16/2023 | 206715263 | 05/16/2023
American Water Heater Co. | American | DVG6250T47PV 3*1 | Federally-Regulated Consumer Product | LPG |  | 48 |  | 47000 | True |  |  | False | Gas-fired storage | 82 |  | 79 | 0 | 26041188 | High | 0.65 |  |  | 05/16/2023 | 206715072 | 05/16/2023
American Water Heater Co. | American | G62-50T40 2*1 | Federally-Regulated Consumer Product | LPG |  | 48 |  | 37000 | True |  |  | False | Gas-fired storage | 81 |  | 80 | 0 | 26448082 | High | 0.64 |  |  | 05/16/2023 | 206715143 | 05/16/2023
American Water Heater Co. | American | PVG6240T50PVSL 2*1 | Federally-Regulated Consumer Product | LPG |  | 38 |  | 50000 | True |  |  | False | Gas-fired storage | 87 |  | 78 | 34 | 24065096 | High | 0.7 |  |  | 05/16/2023 | 206861628 | 05/16/2023
American Water Heater Co. | American | G62-40T40R 411 | Federally-Regulated Consumer Product | LPG |  | 38 |  | 36000 | True |  |  | False | Gas-fired storage | 80 |  | 78 | 7688 | 216626 | High | 0.64 |  |  | 05/16/2023 | 210586290 | 05/16/2023
American Water Heater Co. | American | PVG62-40S40-PVS 2*1 | Federally-Regulated Consumer Product | LPG |  | 38 |  | 40000 | True |  |  | False | Gas-fired storage | 73 |  | 79 | 30 | 16439440 | Medium | 0.67 |  |  | 05/16/2023 | 206860923 | 05/16/2023
A.O. Smith Water Products Company | A. O. SMITH | GCR-50 2*1 | Federally-Regulated Consumer Product | LPG |  | 48 |  | 37000 | True |  |  | False | Gas-fired storage | 81 |  | 80 | 0 | 26448082 | High | 0.64 |  |  | 04/25/2023 | 206715151 | 05/16/2023
A.O. Smith Water Products Company | A. O. SMITH | GPVT-50L 2*1 | Federally-Regulated Consumer Product | LPG |  | 48 |  | 50000 | True |  |  | False | Gas-fired storage | 97 |  | 81 | 35 | 23389986 | High | 0.72 |  |  | 04/25/2023 | 206861800 | 05/16/2023
A.O. Smith Water Products Company | A. O. SMITH | G6-PVT4050PV 2*1 | Federally-Regulated Consumer Product | LPG |  | 38 |  | 50000 | True |  |  | False | Gas-fired storage | 87 |  | 78 | 34 | 24065096 | High | 0.7 |  |  | 04/25/2023 | 206861624 | 05/16/2023
A.O. Smith Water Products Company | A. O. SMITH | GPVT-40 2*1 | Federally-Regulated Consumer Product | LPG |  | 38 |  | 50000 | True |  |  | False | Gas-fired storage | 87 |  | 78 | 34 | 24065096 | High | 0.7 |  |  | 04/25/2023 | 206861622 | 05/16/2023
A.O. Smith Water Products Company | A. O. SMITH | GPDT-50 3*1 | Federally-Regulated Consumer Product | LPG |  | 48 |  | 45000 | True |  |  | False | Gas-fired storage | 79 |  | 79 | 68 | 23277390 | High | 0.72 |  |  | 04/25/2023 | 206902214 | 05/16/2023
A.O. Smith Water Products Company | A. O. SMITH | GCGH-50 2*1 | Federally-Regulated Consumer Product | LPG |  | 48 |  | 36000 | True |  |  | False | Gas-fired storage | 76 |  | 77 | 0 | 26867893 | High | 0.63 |  |  | 04/25/2023 | 206715261 | 05/16/2023
A.O. Smith Water Products Company | A. O. SMITH | GCB-40 4*1 | Federally-Regulated Consumer Product | LPG |  | 38 |  | 36000 | True |  |  | False | Gas-fired storage | 78 |  | 77 | 0 | 26041188 | High | 0.65 |  |  | 04/25/2023 | 206715180 | 05/16/2023
A.O. Smith Water Products Company | A. O. SMITH | GCR-40 2*1 | Federally-Regulated Consumer Product | LPG |  | 38 |  | 36000 | True |  |  | False | Gas-fired storage | 80 |  | 74 | 0 | 26448082 | High | 0.64 |  |  | 04/25/2023 | 206715249 | 05/16/2023
A.O. Smith Water Products Company | A. O. SMITH | GCR-40L 411 | Federally-Regulated Consumer Product | LPG |  | 38 |  | 36000 | True |  |  | False | Gas-fired storage | 80 |  | 78 | 0 | 26448082 | High | 0.64 |  |  | 05/04/2023 | 210586285 | 05/16/2023
A.O. Smith Water Products Company | A. O. SMITH | GPVT-40L 2*1 | Federally-Regulated Consumer Product | LPG |  | 38 |  | 50000 | True |  |  | False | Gas-fired storage | 87 |  | 78 | 34 | 24065096 | High | 0.7 |  |  | 04/25/2023 | 206861623 | 05/16/2023
A.O. Smith Water Products Company | A. O. SMITH | GCRL-40 2*1 | Federally-Regulated Consumer Product | LPG |  | 38 |  | 36000 | True |  |  | False | Gas-fired storage | 70 |  | 74 | 0 | 19108631 | Medium | 0.58 |  |  | 04/25/2023 | 206715176 | 05/16/2023
A.O. Smith Water Products Company | A. O. SMITH | GDVT-50 3*1 | Federally-Regulated Consumer Product | LPG |  | 48 |  | 47000 | True |  |  | False | Gas-fired storage | 82 |  | 79 | 0 | 26041188 | High | 0.65 |  |  | 04/25/2023 | 206715068 | 05/16/2023
A.O. Smith Water Products Company | A. O. SMITH | GPVL-40 2*1 | Federally-Regulated Consumer Product | LPG |  | 38 |  | 40000 | True |  |  | False | Gas-fired storage | 73 |  | 79 | 30 | 16439440 | Medium | 0.67 |  |  | 04/25/2023 | 206860921 | 05/16/2023
A.O. Smith Water Products Company | A. O. SMITH | HWR-40 411 | Federally-Regulated Consumer Product | LPG |  | 38 |  | 36000 | True |  |  | False | Gas-fired storage | 80 |  | 78 | 0 | 26448082 | High | 0.64 |  |  | 05/04/2023 | 210586287 | 05/16/2023
A.O. Smith Water Products Company | A. O. SMITH | GDVT-50L 3*1 | Federally-Regulated Consumer Product | LPG |  | 48 |  | 47000 | True |  |  | False | Gas-fired storage | 82 |  | 79 | 0 | 26041188 | High | 0.65 |  |  | 04/25/2023 | 206715070 | 05/16/2023
A.O. Smith Water Products Company | A. O. SMITH | GCR-30 2*1 | Federally-Regulated Consumer Product | LPG |  | 29 |  | 32000 | True |  |  | False | Gas-fired storage | 63 |  | 77 | 0 | 17592073 | Medium | 0.63 |  |  | 04/25/2023 | 206715084 | 05/16/2023
A.O. Smith Water Products Company | A. O. SMITH | GCBL-30R 4*1 | Federally-Regulated Consumer Product | LPG |  | 29 |  | 29000 | True |  |  | False | Gas-fired storage | 65 |  | 75 | 0 | 18471676 | Medium | 0.6 |  |  | 04/25/2023 | 206715272 | 05/16/2023
A.O. Smith Water Products Company | A. O. SMITH | GCR-40 411 | Federally-Regulated Consumer Product | LPG |  | 38 |  | 36000 | True |  |  | False | Gas-fired storage | 80 |  | 78 | 0 | 26448082 | High | 0.64 |  |  | 05/04/2023 | 210586280 | 05/16/2023
A.O. Smith Water Products Company | A. O. SMITH | GPVX-50L 2*1 | Federally-Regulated Consumer Product | LPG |  | 50 |  | 62000 | True |  |  | False | Gas-fired storage | 119 |  | 82 | 26 | 23098647 | High | 0.73 |  |  | 04/25/2023 | 206862000 | 05/16/2023
A.O. Smith Water Products Company | A. O. SMITH | GPDT-50L 3*1 | Federally-Regulated Consumer Product | LPG |  | 48 |  | 45000 | True |  |  | False | Gas-fired storage | 79 |  | 79 | 68 | 23277390 | High | 0.72 |  |  | 04/25/2023 | 206902216 | 05/16/2023
A.O. Smith Water Products Company | A. O. SMITH | G6-T4036PVR 411 | Federally-Regulated Consumer Product | LPG |  | 38 |  | 36000 | True |  |  | False | Gas-fired storage | 80 |  | 78 | 0 | 26448082 | High | 0.64 |  |  | 05/04/2023 | 210586288 | 05/16/2023
A.O. Smith Water Products Company | A. O. SMITH | GPVT-50 2*1 | Federally-Regulated Consumer Product | LPG |  | 48 |  | 50000 | True |  |  | False | Gas-fired storage | 97 |  | 81 | 35 | 23389986 | High | 0.72 |  |  | 04/25/2023 | 206861799 | 05/16/2023
A.O. Smith Water Products Company | A. O. SMITH | XCR-40 411 | Federally-Regulated Consumer Product | LPG |  | 38 |  | 36000 | True |  |  | False | Gas-fired storage | 80 |  | 78 | 0 | 26448082 | High | 0.64 |  |  | 05/04/2023 | 210586282 | 05/16/2023
A.O. Smith Water Products Company | RELIANCE WATER HEATERS | 6-40-POCT 411 | Federally-Regulated Consumer Product | LPG |  | 38 |  | 36000 | True |  |  | False | Gas-fired storage | 80 |  | 78 | 7688 | 216626 | High | 0.64 |  |  | 05/16/2023 | 210586318 | 05/16/2023
A.O. Smith Water Products Company | RELIANCE WATER HEATERS | 6-50-HBPDT 3*1 | Federally-Regulated Consumer Product | LPG |  | 48 |  | 45000 | True |  |  | False | Gas-fired storage | 79 |  | 79 | 68 | 23277390 | High | 0.72 |  |  | 05/16/2023 | 206902231 | 05/16/2023
A.O. Smith Water Products Company | RELIANCE WATER HEATERS | 6-40-HRVIT 2*1 | Federally-Regulated Consumer Product | LPG |  | 38 |  | 50000 | True |  |  | False | Gas-fired storage | 87 |  | 78 | 34 | 24065096 | High | 0.7 |  |  | 05/16/2023 | 206861634 | 05/16/2023
A.O. Smith Water Products Company | RELIANCE WATER HEATERS | 6-50-HRVIT 2*1 | Federally-Regulated Consumer Product | LPG |  | 48 |  | 50000 | True |  |  | False | Gas-fired storage | 97 |  | 81 | 35 | 23389986 | High | 0.72 |  |  | 05/16/2023 | 206861811 | 05/16/2023
A.O. Smith Water Products Company | RELIANCE WATER HEATERS | 6-40-PBRBT 4*1 | Federally-Regulated Consumer Product | LPG |  | 38 |  | 36000 | True |  |  | False | Gas-fired storage | 78 |  | 77 | 0 | 26041188 | High | 0.65 |  |  | 05/16/2023 | 206715189 | 05/16/2023
A.O. Smith Water Products Company | RELIANCE WATER HEATERS | 6-30-PORBSR 4*1 | Federally-Regulated Consumer Product | LPG |  | 29 |  | 29000 | True |  |  | False | Gas-fired storage | 65 |  | 75 | 0 | 18471676 | Medium | 0.6 |  |  | 05/16/2023 | 206715274 | 05/16/2023
A.O. Smith Water Products Company | RELIANCE WATER HEATERS | 9-40-PKCT 411 | Federally-Regulated Consumer Product | LPG |  | 38 |  | 36000 | True |  |  | False | Gas-fired storage | 80 |  | 78 | 7688 | 216626 | High | 0.64 |  |  | 05/16/2023 | 210586316 | 05/16/2023
A.O. Smith Water Products Company | RELIANCE WATER HEATERS | 12-40-PACT 411 | Federally-Regulated Consumer Product | LPG |  | 38 |  | 36000 | True |  |  | False | Gas-fired storage | 80 |  | 78 | 7688 | 216626 | High | 0.64 |  |  | 05/16/2023 | 210586317 | 05/16/2023
A.O. Smith Water Products Company | RELIANCE WATER HEATERS | 6-40-YBVIS 2** | Federally-Regulated Consumer Product | LPG |  | 38 |  | 40000 | True |  |  | False | Gas-fired storage | 73 |  | 79 | 30 | 16439440 | Medium | 0.67 |  |  | 05/16/2023 | 206860927 | 05/16/2023
A.O. Smith Water Products Company | GSW WATER HEATERS | G650S62P-PV-ES2 2*1 | Federally-Regulated Consumer Product | LPG |  | 50 |  | 62000 | True |  |  | False | Gas-fired storage | 119 |  | 82 | 26 | 23098647 | High | 0.73 |  |  | 04/25/2023 | 207616333 | 05/16/2023
A.O. Smith Water Products Company | GSW WATER HEATERS | G640T50P-PV-ES2 2*1 | Federally-Regulated Consumer Product | LPG |  | 38 |  | 50000 | True |  |  | False | Gas-fired storage | 87 |  | 78 | 34 | 24065096 | High | 0.7 |  |  | 04/25/2023 | 207616321 | 05/16/2023
A.O. Smith Water Products Company | GSW WATER HEATERS | G650S45P-PDV-ES2 3*1 | Federally-Regulated Consumer Product | LPG |  | 48 |  | 45000 | True |  |  | False | Gas-fired storage | 79 |  | 79 | 68 | 23277390 | High | 0.72 |  |  | 04/25/2023 | 207616292 | 05/16/2023
A.O. Smith Water Products Company | GSW WATER HEATERS | G640S40P-PV-ES2 2*1 | Federally-Regulated Consumer Product | LPG |  | 38 |  | 40000 | True |  |  | False | Gas-fired storage | 73 |  | 79 | 30 | 16439440 | Medium | 0.67 |  |  | 04/25/2023 | 207616307 | 05/16/2023
A.O. Smith Water Products Company | GSW WATER HEATERS | G650T50P-PV-ES2 2*1 | Federally-Regulated Consumer Product | LPG |  | 48 |  | 50000 | True |  |  | False | Gas-fired storage | 97 |  | 81 | 35 | 23389986 | High | 0.72 |  |  | 04/25/2023 | 207616325 | 05/16/2023
A.O. Smith Water Products Company | John Wood | JW640T40P-AV-ES2 1*1 | Federally-Regulated Consumer Product | LPG |  | 38 |  | 36000 | True |  |  | False | Gas-fired storage | 70 |  | 73 | 30 | 17214836 | Medium | 0.64 |  |  | 05/16/2023 | 207616205 | 05/16/2023
A.O. Smith Water Products Company | John Wood | JW650T40P-AV-ES2 1*1 | Federally-Regulated Consumer Product | LPG |  | 48 |  | 37000 | True |  |  | False | Gas-fired storage | 84 |  | 80 | 25 | 24446254 | High | 0.69 |  |  | 05/16/2023 | 207616227 | 05/16/2023
A.O. Smith Water Products Company | John Wood | JW640S40P-AV-ES2 1*1 | Federally-Regulated Consumer Product | LPG |  | 38 |  | 36000 | True |  |  | False | Gas-fired storage | 65 |  | 77 | 12 | 16751489 | Medium | 0.66 |  |  | 05/16/2023 | 207616235 | 05/16/2023
A.O. Smith Water Products Company | John Wood | PDV50P 3*1 | Federally-Regulated Consumer Product | LPG |  | 48 |  | 45000 | True |  |  | False | Gas-fired storage | 79 |  | 79 | 68 | 23277390 | High | 0.72 |  |  | 05/16/2023 | 207616290 | 05/16/2023
A.O. Smith Water Products Company | John Wood | PV40P 2*1 | Federally-Regulated Consumer Product | LPG |  | 38 |  | 40000 | True |  |  | False | Gas-fired storage | 73 |  | 79 | 30 | 16439440 | Medium | 0.67 |  |  | 05/16/2023 | 207616305 | 05/16/2023
Rheem Sales Company, Inc. | EcoSense | ECORHE50P | Federally-Regulated Consumer Product | LPG |  | 46 |  | 36000 | True |  |  | False | Gas-fired storage | 87 |  | 89 | 76 | 20899154 | High | 0.8 |  |  | 05/16/2023 | 5609878 | 05/16/2023
A.O. Smith Water Products Company | A. O. SMITH | HPVX 50L 2*1 | Federally-Regulated Consumer Product | LPG |  | 50 |  | 62000 | True |  |  | False | Gas-fired storage | 119 |  | 82 | 26 | 23098647 | High | 0.73 |  |  | 05/16/2023 | 207616331 | 05/16/2023
A.O. Smith Water Products Company | A. O. SMITH | GCR-50 2*1 | Federally-Regulated Consumer Product | LPG |  | 48 |  | 37000 | True |  |  | False | Gas-fired storage | 81 |  | 80 | 0 | 26448082 | High | 0.64 |  |  | 05/16/2023 | 206715151 | 05/16/2023
A.O. Smith Water Products Company | A. O. SMITH | GPVT-50L 2*1 | Federally-Regulated Consumer Product | LPG |  | 48 |  | 50000 | True |  |  | False | Gas-fired storage | 97 |  | 81 | 35 | 23389986 | High | 0.72 |  |  | 05/16/2023 | 206861800 | 05/16/2023
A.O. Smith Water Products Company | A. O. SMITH | G6-PVT4050PV 2*1 | Federally-Regulated Consumer Product | LPG |  | 38 |  | 50000 | True |  |  | False | Gas-fired storage | 87 |  | 78 | 34 | 24065096 | High | 0.7 |  |  | 05/16/2023 | 206861624 | 05/16/2023
A.O. Smith Water Products Company | A. O. SMITH | GPVT-40 2*1 | Federally-Regulated Consumer Product | LPG |  | 38 |  | 50000 | True |  |  | False | Gas-fired storage | 87 |  | 78 | 34 | 24065096 | High | 0.7 |  |  | 05/16/2023 | 206861622 | 05/16/2023
A.O. Smith Water Products Company | A. O. SMITH | GPDT-50 3*1 | Federally-Regulated Consumer Product | LPG |  | 48 |  | 45000 | True |  |  | False | Gas-fired storage | 79 |  | 79 | 68 | 23277390 | High | 0.72 |  |  | 05/16/2023 | 206902214 | 05/16/2023
A.O. Smith Water Products Company | A. O. SMITH | GCGH-50 2*1 | Federally-Regulated Consumer Product | LPG |  | 48 |  | 36000 | True |  |  | False | Gas-fired storage | 76 |  | 77 | 0 | 26867893 | High | 0.63 |  |  | 05/16/2023 | 206715261 | 05/16/2023
A.O. Smith Water Products Company | A. O. SMITH | GCB-40 4*1 | Federally-Regulated Consumer Product | LPG |  | 38 |  | 36000 | True |  |  | False | Gas-fired storage | 78 |  | 77 | 0 | 26041188 | High | 0.65 |  |  | 05/16/2023 | 206715180 | 05/16/2023
A.O. Smith Water Products Company | A. O. SMITH | GCR-40 2*1 | Federally-Regulated Consumer Product | LPG |  | 38 |  | 36000 | True |  |  | False | Gas-fired storage | 80 |  | 74 | 0 | 26448082 | High | 0.64 |  |  | 05/16/2023 | 206715249 | 05/16/2023
A.O. Smith Water Products Company | A. O. SMITH | GCR-40L 411 | Federally-Regulated Consumer Product | LPG |  | 38 |  | 36000 | True |  |  | False | Gas-fired storage | 80 |  | 78 | 7688 | 216626 | High | 0.64 |  |  | 05/16/2023 | 210586285 | 05/16/2023
A.O. Smith Water Products Company | A. O. SMITH | GPVT-40L 2*1 | Federally-Regulated Consumer Product | LPG |  | 38 |  | 50000 | True |  |  | False | Gas-fired storage | 87 |  | 78 | 34 | 24065096 | High | 0.7 |  |  | 05/16/2023 | 206861623 | 05/16/2023
A.O. Smith Water Products Company | A. O. SMITH | GCRL-40 2*1 | Federally-Regulated Consumer Product | LPG |  | 38 |  | 36000 | True |  |  | False | Gas-fired storage | 70 |  | 74 | 0 | 19108631 | Medium | 0.58 |  |  | 05/16/2023 | 206715176 | 05/16/2023
A.O. Smith Water Products Company | A. O. SMITH | GDVT-50 3*1 | Federally-Regulated Consumer Product | LPG |  | 48 |  | 47000 | True |  |  | False | Gas-fired storage | 82 |  | 79 | 0 | 26041188 | High | 0.65 |  |  | 05/16/2023 | 206715068 | 05/16/2023
A.O. Smith Water Products Company | A. O. SMITH | GPVL-40 2*1 | Federally-Regulated Consumer Product | LPG |  | 38 |  | 40000 | True |  |  | False | Gas-fired storage | 73 |  | 79 | 30 | 16439440 | Medium | 0.67 |  |  | 05/16/2023 | 206860921 | 05/16/2023
A.O. Smith Water Products Company | A. O. SMITH | HWR-40 411 | Federally-Regulated Consumer Product | LPG |  | 38 |  | 36000 | True |  |  | False | Gas-fired storage | 80 |  | 78 | 7688 | 216626 | High | 0.64 |  |  | 05/16/2023 | 210586287 | 05/16/2023
A.O. Smith Water Products Company | A. O. SMITH | GDVT-50L 3*1 | Federally-Regulated Consumer Product | LPG |  | 48 |  | 47000 | True |  |  | False | Gas-fired storage | 82 |  | 79 | 0 | 26041188 | High | 0.65 |  |  | 05/16/2023 | 206715070 | 05/16/2023
A.O. Smith Water Products Company | A. O. SMITH | GCR-30 2*1 | Federally-Regulated Consumer Product | LPG |  | 29 |  | 32000 | True |  |  | False | Gas-fired storage | 63 |  | 77 | 0 | 17592073 | Medium | 0.63 |  |  | 05/16/2023 | 206715084 | 05/16/2023
A.O. Smith Water Products Company | A. O. SMITH | GCBL-30R 4*1 | Federally-Regulated Consumer Product | LPG |  | 29 |  | 29000 | True |  |  | False | Gas-fired storage | 65 |  | 75 | 0 | 18471676 | Medium | 0.6 |  |  | 05/16/2023 | 206715272 | 05/16/2023
A.O. Smith Water Products Company | A. O. SMITH | GCR-40 411 | Federally-Regulated Consumer Product | LPG |  | 38 |  | 36000 | True |  |  | False | Gas-fired storage | 80 |  | 78 | 7688 | 216626 | High | 0.64 |  |  | 05/16/2023 | 210586280 | 05/16/2023
A.O. Smith Water Products Company | A. O. SMITH | GPVX-50L 2*1 | Federally-Regulated Consumer Product | LPG |  | 50 |  | 62000 | True |  |  | False | Gas-fired storage | 119 |  | 82 | 26 | 23098647 | High | 0.73 |  |  | 05/16/2023 | 206862000 | 05/16/2023
A.O. Smith Water Products Company | A. O. SMITH | GPDT-50L 3*1 | Federally-Regulated Consumer Product | LPG |  | 48 |  | 45000 | True |  |  | False | Gas-fired storage | 79 |  | 79 | 68 | 23277390 | High | 0.72 |  |  | 05/16/2023 | 206902216 | 05/16/2023
A.O. Smith Water Products Company | A. O. SMITH | G6-T4036PVR 411 | Federally-Regulated Consumer Product | LPG |  | 38 |  | 36000 | True |  |  | False | Gas-fired storage | 80 |  | 78 | 7688 | 216626 | High | 0.64 |  |  | 05/16/2023 | 210586288 | 05/16/2023
A.O. Smith Water Products Company | A. O. SMITH | GPVT-50 2*1 | Federally-Regulated Consumer Product | LPG |  | 48 |  | 50000 | True |  |  | False | Gas-fired storage | 97 |  | 81 | 35 | 23389986 | High | 0.72 |  |  | 05/16/2023 | 206861799 | 05/16/2023
A.O. Smith Water Products Company | A. O. SMITH | XCR-40 411 | Federally-Regulated Consumer Product | LPG |  | 38 |  | 36000 | True |  |  | False | Gas-fired storage | 80 |  | 78 | 7688 | 216626 | High | 0.64 |  |  | 05/16/2023 | 210586282 | 05/16/2023
Rheem Sales Company, Inc. | Rheem | RTG-84DVLPWA-1 | Federally-Regulated Consumer Product | LPG |  | 0 |  | 180000 |  |  |  | False | Instantaneous gas-fired |  | 4.5 | 84 | 31 | 20536633 | High | 0.82 |  | 0 | 05/16/2023 | 8552235 | 05/16/2023
Rheem Sales Company, Inc. | Rheem | RHE50P | Federally-Regulated Consumer Product | LPG |  | 46 |  | 36000 | True |  |  | False | Gas-fired storage | 87 |  | 89 | 76 | 20899154 | High | 0.8 |  |  | 05/16/2023 | 5609874 | 05/16/2023
Rheem Sales Company, Inc. | Rheem | RTG-84XLP-1 | Federally-Regulated Consumer Product | LPG |  | 0 |  | 180000 |  |  |  | False | Instantaneous gas-fired |  | 4.5 | 83 | 30 | 20794890 | High | 0.81 |  | 0 | 05/16/2023 | 8552307 | 05/16/2023
Rheem Sales Company, Inc. | Rheem | RTGH-95DVLP-2 | Federally-Regulated Consumer Product | LPG |  | 0 |  | 199900 |  |  |  | False | Instantaneous gas-fired |  | 5.7 | 97 | 32 | 18091646 | High | 0.93 |  | 0 | 05/16/2023 | 202068317 | 05/16/2023
Rheem Sales Company, Inc. | Rheem | PRO+G40S-36P RH67 PD | Federally-Regulated Consumer Product | LPG |  | 39 |  | 36000 | True |  |  | False | Gas-fired storage | 69 |  | 75 | 20 | 16982538 | Medium | 0.65 |  |  | 05/16/2023 | 8235748 | 05/16/2023
Rheem Sales Company, Inc. | Rheem | CECOH160DVLP-2 | Federally-Regulated Consumer Product | LPG |  | 0 |  | 157000 |  |  |  | False | Instantaneous gas-fired |  | 4.6 | 97 | 34 | 18084822 | High | 0.93 |  | 0 | 05/16/2023 | 202067520 | 05/16/2023
Rheem Sales Company, Inc. | Rheem | RTGH-90DVLP-2 | Federally-Regulated Consumer Product | LPG |  | 0 |  | 180000 |  |  |  | False | Instantaneous gas-fired |  | 5.2 | 97 | 34 | 18084822 | High | 0.93 |  | 0 | 05/16/2023 | 202067553 | 05/16/2023
Rheem Sales Company, Inc. | Rheem | XP50T06PV42U0 | Federally-Regulated Consumer Product | LPG |  | 48 |  | 42000 | True |  |  | False | Gas-fired storage | 78 |  | 75 | 85 | 24602292 | High | 0.68 |  |  | 05/16/2023 | 7002041 | 05/16/2023
Rheem Sales Company, Inc. | Rheem | RTGH-90XLP-2 | Federally-Regulated Consumer Product | LPG |  | 0 |  | 180000 |  |  |  | False | Instantaneous gas-fired |  | 5.2 | 95 | 34 | 18084822 | High | 0.93 |  | 0 | 05/16/2023 | 205628311 | 05/16/2023
Rheem Sales Company, Inc. | Rheem | PROG40-38P RH67 PDV | Federally-Regulated Consumer Product | LPG |  | 38 |  | 38000 | True |  |  | False | Gas-fired storage | 67 |  | 79 | 67 | 17363469 | Medium | 0.63 |  |  | 05/16/2023 | 6521083 | 05/16/2023
Rheem Sales Company, Inc. | Rheem | ECOH160XLP-2 | Federally-Regulated Consumer Product | LPG |  | 0 |  | 157000 |  |  |  | False | Instantaneous gas-fired |  | 4.5 | 96 | 27 | 18108706 | High | 0.93 |  | 0 | 05/16/2023 | 205628326 | 05/16/2023
Rheem Sales Company, Inc. | Rheem | XP50S12DM36U0 | Federally-Regulated Consumer Product | LPG |  | 48 |  | 36000 | True |  |  | False | Gas-fired storage | 78 |  | 77 | 27 | 24439430 | High | 0.69 |  |  | 05/16/2023 | 7002037 | 05/16/2023
Rheem Sales Company, Inc. | Rheem | RTGH-95XLP-2 | Federally-Regulated Consumer Product | LPG |  | 0 |  | 199900 |  |  |  | False | Instantaneous gas-fired |  | 5.6 | 96 | 34 | 18084822 | High | 0.93 |  | 0 | 05/16/2023 | 205628294 | 05/16/2023
Rheem Sales Company, Inc. | Rheem | PROG50-42P RH PV AX | Federally-Regulated Consumer Product | LPG |  | 48 |  | 42000 | True |  |  | False | Gas-fired storage | 78 |  | 75 | 85 | 24602292 | High | 0.68 |  |  | 05/16/2023 | 209403951 | 05/16/2023
Rheem Sales Company, Inc. | Rheem | XP50T12DM36U0 | Federally-Regulated Consumer Product | LPG |  | 48 |  | 36000 | True |  |  | False | Gas-fired storage | 79 |  | 77 | 22 | 24456490 | High | 0.69 |  |  | 05/16/2023 | 7002036 | 05/16/2023
Rheem Sales Company, Inc. | Rheem | PRO+G50S-36P RH67 PD | Federally-Regulated Consumer Product | LPG |  | 48 |  | 36000 | True |  |  | False | Gas-fired storage | 78 |  | 77 | 27 | 24439430 | High | 0.69 |  |  | 05/16/2023 | 6528551 | 05/16/2023
Rheem Sales Company, Inc. | Rheem | DCRTGH84DVLP-2 | Federally-Regulated Consumer Product | LPG |  | 0 |  | 157000 |  |  |  | False | Instantaneous gas-fired |  | 4.6 | 97 | 34 | 18084822 | High | 0.93 |  | 0 | 05/16/2023 | 202067524 | 05/16/2023
Rheem Sales Company, Inc. | Rheem | XP50T12UHC50* | Federally-Regulated Consumer Product | LPG |  | 50 |  | 50000 | True |  |  | False | Gas-fired storage | 95 |  | 94 | 134 | 18777761 | High | 0.88 |  |  | 05/16/2023 | 210605704 | 05/16/2023
Rheem Sales Company, Inc. | Rheem | PROG40S-31P RH62 | Federally-Regulated Consumer Product | LPG |  | 38 |  | 31000 | True |  |  | False | Gas-fired storage | 65 |  | 75 | 0 | 18784755 | Medium | 0.59 |  |  | 05/16/2023 | 8068163 | 05/16/2023
Rheem Sales Company, Inc. | Rheem | PROPG50-36P RH67 PD* | Federally-Regulated Consumer Product | LPG |  | 48 |  | 36000 | True |  |  | False | Gas-fired storage | 79 |  | 77 | 22 | 24456490 | High | 0.69 |  |  | 05/16/2023 | 206900649 | 05/16/2023
Rheem Sales Company, Inc. | Rheem | ECOH180XLP-2 | Federally-Regulated Consumer Product | LPG |  | 0 |  | 180000 |  |  |  | False | Instantaneous gas-fired |  | 5.2 | 95 | 34 | 18084822 | High | 0.93 |  | 0 | 05/16/2023 | 205628313 | 05/16/2023
Rheem Sales Company, Inc. | Rheem | RTG-95DVLP-1 | Federally-Regulated Consumer Product | LPG |  | 0 |  | 199900 |  |  |  | False | Instantaneous gas-fired |  | 5 | 84 | 31 | 20536633 | High | 0.82 |  | 0 | 05/16/2023 | 8552227 | 05/16/2023
Rheem Sales Company, Inc. | Rheem | ECOH160DVLP-2 | Federally-Regulated Consumer Product | LPG |  | 0 |  | 157000 |  |  |  | False | Instantaneous gas-fired |  | 4.6 | 97 | 34 | 18084822 | High | 0.93 |  | 0 | 05/16/2023 | 202067526 | 05/16/2023
Rheem Sales Company, Inc. | Rheem | RTGH-84DVLP-2 | Federally-Regulated Consumer Product | LPG |  | 0 |  | 157000 |  |  |  | False | Instantaneous gas-fired |  | 4.6 | 97 | 34 | 18084822 | High | 0.93 |  | 0 | 05/16/2023 | 202067529 | 05/16/2023
Rheem Sales Company, Inc. | Rheem | XP40S12DM36U0 | Federally-Regulated Consumer Product | LPG |  | 39 |  | 36000 | True |  |  | False | Gas-fired storage | 69 |  | 75 | 20 | 16982538 | Medium | 0.65 |  |  | 05/16/2023 | 7002034 | 05/16/2023
Rheem Sales Company, Inc. | Rheem | XP40S12HE36U0 | Federally-Regulated Consumer Product | LPG |  | 39 |  | 36000 | True |  |  | False | Gas-fired storage | 69 |  | 76 | 0 | 19108631 | Medium | 0.58 |  |  | 05/16/2023 | 6988320 | 05/16/2023
Rheem Sales Company, Inc. | Rheem | PROG50-42P RH67 PV | Federally-Regulated Consumer Product | LPG |  | 48 |  | 42000 | True |  |  | False | Gas-fired storage | 78 |  | 75 | 85 | 24602292 | High | 0.68 |  |  | 05/16/2023 | 6518278 | 05/16/2023
Rheem Sales Company, Inc. | Rheem | RTG-84XLPWA-1 | Federally-Regulated Consumer Product | LPG |  | 0 |  | 180000 |  |  |  | False | Instantaneous gas-fired |  | 4.5 | 83 | 30 | 20794890 | High | 0.81 |  | 0 | 05/16/2023 | 8552308 | 05/16/2023
Rheem Sales Company, Inc. | Rheem | RTGH-RH11DVLP * | Federally-Regulated Consumer Product | LPG |  | 0 |  | 199000 |  |  |  | False | Instantaneous gas-fired |  | 6 | 97 | 58 | 17809309 | High | 0.94 |  | 0 | 05/16/2023 | 203303903 | 05/16/2023
Rheem Sales Company, Inc. | Rheem | XP40S12UHC50* | Federally-Regulated Consumer Product | LPG |  | 40 |  | 50000 | True |  |  | False | Gas-fired storage | 88 |  | 97 | 60 | 18602805 | High | 0.9 |  |  | 05/16/2023 | 210605698 | 05/16/2023
Rheem Sales Company, Inc. | Rheem | XP40T12HE36U0 | Federally-Regulated Consumer Product | LPG |  | 38 |  | 36000 | True |  |  | False | Gas-fired storage | 84 |  | 77 | 0 | 26041188 | High | 0.65 |  |  | 05/16/2023 | 6983835 | 05/16/2023
Rheem Sales Company, Inc. | Rheem | PROG50-40P RH67 PDV | Federally-Regulated Consumer Product | LPG |  | 47 |  | 40000 | True |  |  | False | Gas-fired storage | 82 |  | 81 | 93 | 24214238 | High | 0.69 |  |  | 05/16/2023 | 6521085 | 05/16/2023
Rheem Sales Company, Inc. | Rheem | PRO+G40-36P RH62 | Federally-Regulated Consumer Product | LPG |  | 38 |  | 36000 | True |  |  | False | Gas-fired storage | 84 |  | 80 | 0 | 25646625 | High | 0.66 |  |  | 05/16/2023 | 8225016 | 05/16/2023
Rheem Sales Company, Inc. | Rheem | ECOH180DVLP-2 | Federally-Regulated Consumer Product | LPG |  | 0 |  | 180000 |  |  |  | False | Instantaneous gas-fired |  | 5.2 | 97 | 34 | 18084822 | High | 0.93 |  | 0 | 05/16/2023 | 202067555 | 05/16/2023
Rheem Sales Company, Inc. | Rheem | PROG40-36P RH AX | Federally-Regulated Consumer Product | LPG |  | 38 |  | 36000 | True |  |  | False | Gas-fired storage | 84 |  | 80 | 0 | 25646625 | High | 0.66 |  |  | 05/16/2023 | 209403934 | 05/16/2023
Rheem Sales Company, Inc. | Rheem | XP40S06HE36U0 | Federally-Regulated Consumer Product | LPG |  | 39 |  | 36000 | True |  |  | False | Gas-fired storage | 69 |  | 76 | 0 | 19108631 | Medium | 0.58 |  |  | 05/16/2023 | 6988315 | 05/16/2023
Rheem Sales Company, Inc. | Rheem | CRTGH-95DVLP-2 | Federally-Regulated Consumer Product | LPG |  | 0 |  | 199900 |  |  |  | False | Instantaneous gas-fired |  | 5.7 | 97 | 32 | 18091646 | High | 0.93 |  | 0 | 05/16/2023 | 202068310 | 05/16/2023
Rheem Sales Company, Inc. | Rheem | PROG40-36P RH62 | Federally-Regulated Consumer Product | LPG |  | 38 |  | 36000 | True |  |  | False | Gas-fired storage | 84 |  | 80 | 0 | 25646625 | High | 0.66 |  |  | 05/16/2023 | 8225015 | 05/16/2023
Rheem Sales Company, Inc. | Rheem | RTGH-68DVLP-2 | Federally-Regulated Consumer Product | LPG |  | 0 |  | 120000 |  |  |  | False | Instantaneous gas-fired |  | 3.5 | 96 | 33 | 12066531 | Medium | 0.91 |  | 0 | 05/16/2023 | 202067224 | 05/16/2023
Rheem Sales Company, Inc. | Rheem | XP40T09HE36U0 | Federally-Regulated Consumer Product | LPG |  | 38 |  | 36000 | True |  |  | False | Gas-fired storage | 84 |  | 77 | 0 | 26041188 | High | 0.65 |  |  | 05/16/2023 | 6983417 | 05/16/2023
Rheem Sales Company, Inc. | Rheem | XP50T06PVX42U0 | Federally-Regulated Consumer Product | LPG |  | 48 |  | 42000 | True |  |  | False | Gas-fired storage | 78 |  | 75 | 85 | 24602292 | High | 0.68 |  |  | 05/16/2023 | 209403953 | 05/16/2023
Rheem Sales Company, Inc. | Rheem | PROG50-36P RH62 | Federally-Regulated Consumer Product | LPG |  | 48 |  | 36000 | True |  |  | False | Gas-fired storage | 76 |  | 81 | 0 | 26041188 | High | 0.65 |  |  | 05/16/2023 | 6518267 | 05/16/2023
Rheem Sales Company, Inc. | Rheem | XP50T12HE36U0 | Federally-Regulated Consumer Product | LPG |  | 48 |  | 36000 | True |  |  | False | Gas-fired storage | 77 |  | 78 | 0 | 26448082 | High | 0.64 |  |  | 05/16/2023 | 6988313 | 05/16/2023
Rheem Sales Company, Inc. | Rheem | XP50T09HE36U0 | Federally-Regulated Consumer Product | LPG |  | 48 |  | 36000 | True |  |  | False | Gas-fired storage | 77 |  | 78 | 0 | 26448082 | High | 0.64 |  |  | 05/16/2023 | 6988311 | 05/16/2023
Rheem Sales Company, Inc. | Rheem | XP50T06HE36U0 | Federally-Regulated Consumer Product | LPG |  | 48 |  | 36000 | True |  |  | False | Gas-fired storage | 77 |  | 78 | 0 | 26448082 | High | 0.64 |  |  | 05/16/2023 | 6988309 | 05/16/2023
Rheem Sales Company, Inc. | Rheem | ECOH200XLP-2 | Federally-Regulated Consumer Product | LPG |  | 0 |  | 199900 |  |  |  | False | Instantaneous gas-fired |  | 5.6 | 96 | 34 | 18084822 | High | 0.93 |  | 0 | 05/16/2023 | 205628299 | 05/16/2023
Rheem Sales Company, Inc. | Rheem | ECOH200DVLP-2 | Federally-Regulated Consumer Product | LPG |  | 0 |  | 199900 |  |  |  | False | Instantaneous gas-fired |  | 5.7 | 97 | 32 | 18091646 | High | 0.93 |  | 0 | 05/16/2023 | 202068314 | 05/16/2023
Rheem Sales Company, Inc. | Rheem | PRO+G40-36P RH AX | Federally-Regulated Consumer Product | LPG |  | 38 |  | 36000 | True |  |  | False | Gas-fired storage | 84 |  | 80 | 0 | 25646625 | High | 0.66 |  |  | 05/16/2023 | 209403932 | 05/16/2023
Rheem Sales Company, Inc. | Rheem | XP40S09HE36U0 | Federally-Regulated Consumer Product | LPG |  | 39 |  | 36000 | True |  |  | False | Gas-fired storage | 69 |  | 76 | 0 | 19108631 | Medium | 0.58 |  |  | 05/16/2023 | 6988317 | 05/16/2023
Rheem Sales Company, Inc. | Rheem | RTG-84DVLP-1 | Federally-Regulated Consumer Product | LPG |  | 0 |  | 180000 |  |  |  | False | Instantaneous gas-fired |  | 4.5 | 84 | 31 | 20536633 | High | 0.82 |  | 0 | 05/16/2023 | 8552229 | 05/16/2023
Rheem Sales Company, Inc. | Rheem | PRO+G50-36P RH62 | Federally-Regulated Consumer Product | LPG |  | 48 |  | 36000 | True |  |  | False | Gas-fired storage | 76 |  | 81 | 0 | 26041188 | High | 0.65 |  |  | 05/16/2023 | 8225028 | 05/16/2023
Rheem Sales Company, Inc. | Rheem | PRO+G50-36P RH67 PD | Federally-Regulated Consumer Product | LPG |  | 48 |  | 36000 | True |  |  | False | Gas-fired storage | 79 |  | 77 | 22 | 24456490 | High | 0.69 |  |  | 05/16/2023 | 6528459 | 05/16/2023
Rheem Sales Company, Inc. | Rheem | ECOH200DVRHLP * | Federally-Regulated Consumer Product | LPG |  | 0 |  | 199000 |  |  |  | False | Instantaneous gas-fired |  | 6 | 97 | 58 | 17809309 | High | 0.94 |  | 0 | 05/16/2023 | 203303905 | 05/16/2023
Rheem Sales Company, Inc. | Rheem | RTG-95XLP-1 | Federally-Regulated Consumer Product | LPG |  | 0 |  | 199900 |  |  |  | False | Instantaneous gas-fired |  | 4.9 | 83 | 30 | 20794890 | High | 0.81 |  | 0 | 05/16/2023 | 8552288 | 05/16/2023
Rheem Sales Company, Inc. | Rheem | ECO160DVLP3-1 | Federally-Regulated Consumer Product | LPG |  | 0 |  | 160000 |  |  |  | False | Instantaneous gas-fired |  | 4.1 | 85 | 31 | 20536633 | High | 0.82 |  | 0 | 05/16/2023 | 201920586 | 05/16/2023
Rheem Sales Company, Inc. | Rheem | PRO+G55-45P RH59 | Federally-Regulated Consumer Product | LPG |  | 55 |  | 45000 | True |  |  | False | Gas-fired storage | 91 |  | 75 | 0 | 27301246 | High | 0.62 |  |  | 05/16/2023 | 8077756 | 05/16/2023
Rheem Sales Company, Inc. | Rheem | RTGH-84XLP-2 | Federally-Regulated Consumer Product | LPG |  | 0 |  | 157000 |  |  |  | False | Instantaneous gas-fired |  | 4.5 | 96 | 27 | 18108706 | High | 0.93 |  | 0 | 05/16/2023 | 205628323 | 05/16/2023
A.O. Smith Water Products Company | GSW WATER HEATERS | G650S62P-PV-ES2 2*1 | Federally-Regulated Consumer Product | LPG |  | 50 |  | 62000 | True |  |  | False | Gas-fired storage | 119 |  | 82 | 26 | 23098647 | High | 0.73 |  |  | 05/16/2023 | 207616333 | 05/16/2023
A.O. Smith Water Products Company | GSW WATER HEATERS | G640T50P-PV-ES2 2*1 | Federally-Regulated Consumer Product | LPG |  | 38 |  | 50000 | True |  |  | False | Gas-fired storage | 87 |  | 78 | 34 | 24065096 | High | 0.7 |  |  | 05/16/2023 | 207616321 | 05/16/2023
A.O. Smith Water Products Company | GSW WATER HEATERS | G650S45P-PDV-ES2 3*1 | Federally-Regulated Consumer Product | LPG |  | 48 |  | 45000 | True |  |  | False | Gas-fired storage | 79 |  | 79 | 68 | 23277390 | High | 0.72 |  |  | 05/16/2023 | 207616292 | 05/16/2023
A.O. Smith Water Products Company | GSW WATER HEATERS | G640S40P-PV-ES2 2*1 | Federally-Regulated Consumer Product | LPG |  | 38 |  | 40000 | True |  |  | False | Gas-fired storage | 73 |  | 79 | 30 | 16439440 | Medium | 0.67 |  |  | 05/16/2023 | 207616307 | 05/16/2023
A.O. Smith Water Products Company | GSW WATER HEATERS | G650T50P-PV-ES2 2*1 | Federally-Regulated Consumer Product | LPG |  | 48 |  | 50000 | True |  |  | False | Gas-fired storage | 97 |  | 81 | 35 | 23389986 | High | 0.72 |  |  | 05/16/2023 | 207616325 | 05/16/2023
Rheem Sales Company, Inc. | Rheem | PRO+G50S-36P RH61 | Federally-Regulated Consumer Product | LPG |  | 48 |  | 36000 | True |  |  | False | Gas-fired storage | 87 |  | 75 | 0 | 26867893 | High | 0.63 |  |  | 04/06/2023 | 8065134 | 05/18/2023
Rheem Sales Company, Inc. | Rheem | PROG40S-32P RH67 PV | Federally-Regulated Consumer Product | LPG |  | 39 |  | 32400 | True |  |  | False | Gas-fired storage | 66 |  | 74 | 61 | 16842646 | Medium | 0.65 |  |  | 04/06/2023 | 6518273 | 05/18/2023
Rheem Sales Company, Inc. | Rheem | PROE40 T2 RH CG | Federally-Regulated Consumer Product | Electric resistance |  | 36 |  | 4.5 | True |  |  | True | Electric storage | 55 |  | 98 | 3531 |  | Medium | 0.92 |  |  | 03/21/2023 | 208583940 | 05/18/2023
Rheem Sales Company, Inc. | Rheem | PROPE40 M2 RH CG | Federally-Regulated Consumer Product | Electric resistance |  | 36 |  | 4.5 | True |  |  | True | Electric storage | 55 |  | 98 | 3493 |  | Medium | 0.93 |  |  | 03/21/2023 | 209232839 | 05/18/2023
Rheem Sales Company, Inc. | Rheem | XP29T06EC30U1 | Federally-Regulated Consumer Product | LPG |  | 28 |  | 30000 | False |  |  | True | Gas-fired storage | 62 |  | 75 | 0 | 18471676 | Medium | 0.6 |  |  | 04/06/2023 | 8065127 | 05/18/2023
Rheem Sales Company, Inc. | Rheem | ECOH180DVRHLP * | Federally-Regulated Consumer Product | LPG |  | 0 |  | 180000 |  |  |  | False | Instantaneous gas-fired |  | 5.2 | 97 | 29 | 17908257 | High | 0.94 |  | 0 | 04/06/2023 | 206076877 | 05/18/2023
Rheem Sales Company, Inc. | Rheem | RTGH-68XLP-2 | Federally-Regulated Consumer Product | LPG |  | 0 |  | 120000 |  |  |  | False | Instantaneous gas-fired |  | 3.6 | 95 | 31 | 12073355 | Medium | 0.91 |  | 0 | 04/06/2023 | 202067514 | 05/18/2023
Rheem Sales Company, Inc. | Rheem | PROG50S-32P RH67 PV | Federally-Regulated Consumer Product | LPG |  | 48 |  | 32400 | True |  |  | False | Gas-fired storage | 78 |  | 79 | 86 | 23887672 | High | 0.7 |  |  | 04/06/2023 | 6521079 | 05/18/2023
Rheem Sales Company, Inc. | Rheem | PROG50S-36P RH61 | Federally-Regulated Consumer Product | LPG |  | 48 |  | 36000 | True |  |  | False | Gas-fired storage | 87 |  | 75 | 0 | 26867893 | High | 0.63 |  |  | 04/06/2023 | 8065135 | 05/18/2023
Rheem Sales Company, Inc. | Rheem | RTGH-RH10DVLP * | Federally-Regulated Consumer Product | LPG |  | 0 |  | 180000 |  |  |  | False | Instantaneous gas-fired |  | 5.2 | 97 | 29 | 17908257 | High | 0.94 |  | 0 | 04/06/2023 | 203303914 | 05/18/2023
Rheem Sales Company, Inc. | Rheem | PROE40 M2 RH CG | Federally-Regulated Consumer Product | Electric resistance |  | 36 |  | 4.5 | True |  |  | True | Electric storage | 55 |  | 98 | 3493 |  | Medium | 0.93 |  |  | 03/21/2023 | 209232838 | 05/18/2023
Bosch Thermotechnology Corp. | BRADFORD WHITE | RTG-K-199N1 | Federally-Regulated Consumer Product | LPG |  | 1 |  | 199000 |  |  |  | False | Instantaneous gas-fired |  | 5.4 | 100 | 42 | 17488751 | High | 0.96 |  | 0 | 05/05/2023 | 201866486 | 05/18/2023
Bosch Thermotechnology Corp. | BRADFORD WHITE | RTG-K-199N2 | Federally-Regulated Consumer Product | LPG |  | 1 |  | 199000 |  |  |  | False | Instantaneous gas-fired |  | 5.4 | 100 | 42 | 17488751 | High | 0.96 |  | 0 | 05/05/2023 | 201870475 | 05/18/2023
Bosch Thermotechnology Corp. | BRADFORD WHITE | RTGL 199N1 | Federally-Regulated Consumer Product | LPG |  | 1 |  | 199000 |  |  |  | False | Instantaneous gas-fired |  | 5.4 | 100 | 42 | 17488751 | High | 0.96 |  | 0 | 05/05/2023 | 207161113 | 05/18/2023
Bosch Thermotechnology Corp. | BRADFORD WHITE | RTG-K-199N1 | Federally-Regulated Consumer Product | Natural gas |  | 1 |  | 199000 |  |  |  | False | Instantaneous gas-fired |  | 5.4 | 100 | 42 | 17488751 | High | 0.96 |  | 0 | 05/05/2023 | 201866486 | 05/18/2023
Bosch Thermotechnology Corp. | BRADFORD WHITE | RTGL 199N1 | Federally-Regulated Consumer Product | Natural gas |  | 1 |  | 199000 |  |  |  | False | Instantaneous gas-fired |  | 5.4 | 100 | 42 | 17488751 | High | 0.96 |  | 0 | 05/05/2023 | 207161113 | 05/18/2023
Bosch Thermotechnology Corp. | BRADFORD WHITE | RTG-K-199N2 | Federally-Regulated Consumer Product | Natural gas |  | 1 |  | 199000 |  |  |  | False | Instantaneous gas-fired |  | 5.4 | 100 | 42 | 17488751 | High | 0.96 |  | 0 | 05/05/2023 | 201870475 | 05/18/2023
Rheem Sales Company, Inc. | Richmond | 6GR50SPVE2-32P | Federally-Regulated Consumer Product | LPG |  | 48 |  | 32400 | True |  |  | False | Gas-fired storage | 78 |  | 79 | 86 | 23887672 | High | 0.7 | 0.63 |  | 04/06/2023 | 5536908 | 05/18/2023
Rheem Sales Company, Inc. | Richmond | 9G50S-36PF3 | Federally-Regulated Consumer Product | LPG |  | 48 |  | 36000 | True |  |  | False | Gas-fired storage | 87 |  | 75 | 0 | 26867893 | High | 0.63 | 0.63 |  | 04/06/2023 | 8087601 | 05/18/2023
Rheem Sales Company, Inc. | Richmond | 6GR40SPVE2-32P | Federally-Regulated Consumer Product | LPG |  | 39 |  | 32400 | True |  |  | False | Gas-fired storage | 66 |  | 74 | 61 | 16842646 | Medium | 0.65 | 0.58 |  | 04/06/2023 | 5536903 | 05/18/2023
Rheem Sales Company, Inc. | Richmond | 6G50S-36PF3 | Federally-Regulated Consumer Product | LPG |  | 48 |  | 36000 | True |  |  | False | Gas-fired storage | 87 |  | 75 | 0 | 26867893 | High | 0.63 | 0.63 |  | 04/06/2023 | 8087586 | 05/18/2023
Rheem Sales Company, Inc. | Richmond | 6ESB40-DCG | Federally-Regulated Consumer Product | Electric resistance |  | 35 |  | 3.8 | True |  |  | True | Electric storage | 51 |  | 98 | 3531 |  | Medium | 0.92 |  |  | 03/21/2023 | 208812560 | 05/18/2023
Rinnai America | Rinnai | (V94I) REU-VC2837FFU-US | Federally-Regulated Consumer Product | LPG |  | 1 |  | 199000 |  |  |  | True | Instantaneous gas-fired |  | 4.9 | 83 | 22 | 20822186 | High | 0.81 |  | 0 | 02/23/2023 | 8669114 | 05/18/2023
Rinnai America | Rinnai | REU-VC2528FFUD(A)-US | Federally-Regulated Consumer Product | LPG |  | 1 |  | 180000 |  |  |  | True | Instantaneous gas-fired |  | 4.3 | 82 | 12 | 20856306 | High | 0.81 |  | 0 | 02/23/2023 | 5339228 | 05/18/2023
Rinnai America | Rinnai | REU-VC2528FFU-US | Federally-Regulated Consumer Product | Natural gas |  | 1 |  | 180000 |  |  |  | True | Instantaneous gas-fired |  | 4.3 | 82 | 12 | 20856306 | High | 0.81 |  | 0 | 02/23/2023 | 5211505 | 05/18/2023
Rinnai America | Rinnai | REU-VC2528FFUD(A)-US | Federally-Regulated Consumer Product | Natural gas |  | 1 |  | 180000 |  |  |  | True | Instantaneous gas-fired |  | 4.3 | 82 | 12 | 20856306 | High | 0.81 |  | 0 | 02/23/2023 | 5339228 | 05/18/2023
Rinnai America | Rinnai | REU-VC2837FFUD-US | Federally-Regulated Consumer Product | LPG |  | 1 |  | 199000 |  |  |  | True | Instantaneous gas-fired |  | 4.9 | 82 | 25 | 20811950 | High | 0.81 |  | 0 | 02/23/2023 | 5035306 | 05/18/2023
Rinnai America | Rinnai | REU-VC2528FFU-US | Federally-Regulated Consumer Product | LPG |  | 1 |  | 180000 |  |  |  | True | Instantaneous gas-fired |  | 4.3 | 82 | 12 | 20856306 | High | 0.81 |  | 0 | 02/23/2023 | 5211505 | 05/18/2023
Rinnai America | Rinnai | (V94I) REU-VC2837FFU-US | Federally-Regulated Consumer Product | Natural gas |  | 1 |  | 199000 |  |  |  | True | Instantaneous gas-fired |  | 4.9 | 83 | 22 | 20822186 | High | 0.81 |  | 0 | 02/23/2023 | 8669114 | 05/18/2023
Rinnai America | Rinnai | REU-VC2837FFUD-US | Federally-Regulated Consumer Product | Natural gas |  | 1 |  | 199000 |  |  |  | True | Instantaneous gas-fired |  | 4.9 | 82 | 25 | 20811950 | High | 0.81 |  | 0 | 02/23/2023 | 5035306 | 05/18/2023
Rheem Sales Company, Inc. | Ruud | RUTGH-CM95DVLP | Federally-Regulated Consumer Product | LPG |  | 0 |  | 199900 |  |  |  | False | Instantaneous gas-fired |  | 5.7 | 96 | 34 | 18084822 | High | 0.93 |  | 0 | 04/06/2023 | 205746305 | 05/18/2023
Rheem Sales Company, Inc. | Ruud | PH2-50SPF1 | Federally-Regulated Consumer Product | LPG |  | 48 |  | 36000 | True |  |  | False | Gas-fired storage | 87 |  | 75 | 0 | 26867893 | High | 0.63 |  |  | 04/06/2023 | 8065141 | 05/18/2023
Rheem Sales Company, Inc. | Ruud | PRO+G50S-36P RU61 | Federally-Regulated Consumer Product | LPG |  | 48 |  | 36000 | True |  |  | False | Gas-fired storage | 87 |  | 75 | 0 | 26867893 | High | 0.63 |  |  | 04/06/2023 | 8065138 | 05/18/2023
Rheem Sales Company, Inc. | Ruud | PROE40 M2 RU CG | Federally-Regulated Consumer Product | Electric resistance |  | 36 |  | 4.5 | True |  |  | True | Electric storage | 55 |  | 98 | 3493 |  | Medium | 0.93 |  |  | 03/21/2023 | 209232850 | 05/18/2023
Rheem Sales Company, Inc. | Ruud | RUTGH-C95DVLP | Federally-Regulated Consumer Product | LPG |  | 0 |  | 199900 |  |  |  | False | Instantaneous gas-fired |  | 5.7 | 96 | 34 | 18084822 | High | 0.93 |  | 0 | 04/06/2023 | 205746303 | 05/18/2023
Rheem Sales Company, Inc. | Ruud | PROE40 T2 RU CG | Federally-Regulated Consumer Product | Electric resistance |  | 36 |  | 4.5 | True |  |  | True | Electric storage | 55 |  | 98 | 3531 |  | Medium | 0.92 |  |  | 03/21/2023 | 208665657 | 05/18/2023
Rheem Sales Company, Inc. | Ruud | PROG50S-36P RU61 | Federally-Regulated Consumer Product | LPG |  | 48 |  | 36000 | True |  |  | False | Gas-fired storage | 87 |  | 75 | 0 | 26867893 | High | 0.63 |  |  | 04/06/2023 | 8065139 | 05/18/2023
Rheem Sales Company, Inc. | Ruud | PROUE40 M2 RU CG | Federally-Regulated Consumer Product | Electric resistance |  | 36 |  | 4.5 | True |  |  | True | Electric storage | 55 |  | 98 | 3493 |  | Medium | 0.93 |  |  | 03/21/2023 | 209232851 | 05/18/2023
Rheem Sales Company, Inc. | Ruud | RUTGH-68XLP-2 | Federally-Regulated Consumer Product | LPG |  | 0 |  | 120000 |  |  |  | False | Instantaneous gas-fired |  | 3.6 | 95 | 31 | 12073355 | Medium | 0.91 |  | 0 | 04/06/2023 | 202067516 | 05/18/2023
Bosch Thermotechnology Corp. | Bosch | T9900I SE 199 | Federally-Regulated Consumer Product | Natural gas |  | 1 |  | 199000 |  |  |  | False | Instantaneous gas-fired |  | 5.4 | 100 | 42 | 17488751 | High | 0.96 |  | 0 | 02/23/2023 | 9963073 | 05/18/2023
Bosch Thermotechnology Corp. | Bosch | T9800 SE 199 | Federally-Regulated Consumer Product | Natural gas |  | 1 |  | 199000 |  |  |  | False | Instantaneous gas-fired |  | 5.4 | 100 | 42 | 17488751 | High | 0.96 |  | 0 | 02/23/2023 | 9963064 | 05/18/2023
Bosch Thermotechnology Corp. | Bosch | T9900 SE 199 | Federally-Regulated Consumer Product | LPG |  | 1 |  | 199000 |  |  |  | False | Instantaneous gas-fired |  | 5.4 | 100 | 42 | 17488751 | High | 0.96 |  | 0 | 02/23/2023 | 9963070 | 05/18/2023
Bosch Thermotechnology Corp. | Bosch | T9800 SE 199 | Federally-Regulated Consumer Product | LPG |  | 1 |  | 199000 |  |  |  | False | Instantaneous gas-fired |  | 5.4 | 100 | 42 | 17488751 | High | 0.96 |  | 0 | 02/23/2023 | 9963064 | 05/18/2023
Bosch Thermotechnology Corp. | Bosch | T9800 SEO 199 | Federally-Regulated Consumer Product | LPG |  | 1 |  | 199000 |  |  |  | False | Instantaneous gas-fired |  | 5.4 | 100 | 42 | 17488751 | High | 0.96 |  | 0 | 02/23/2023 | 9963069 | 05/18/2023
Bosch Thermotechnology Corp. | Bosch | T9800 SEO 199 | Federally-Regulated Consumer Product | Natural gas |  | 1 |  | 199000 |  |  |  | False | Instantaneous gas-fired |  | 5.4 | 100 | 42 | 17488751 | High | 0.96 |  | 0 | 02/23/2023 | 9963069 | 05/18/2023
Bosch Thermotechnology Corp. | Bosch | T9900I SE 199 | Federally-Regulated Consumer Product | LPG |  | 1 |  | 199000 |  |  |  | False | Instantaneous gas-fired |  | 5.4 | 100 | 42 | 17488751 | High | 0.96 |  | 0 | 02/23/2023 | 9963073 | 05/18/2023
Bosch Thermotechnology Corp. | Bosch | T9900 SE 199 | Federally-Regulated Consumer Product | Natural gas |  | 1 |  | 199000 |  |  |  | False | Instantaneous gas-fired |  | 5.4 | 100 | 42 | 17488751 | High | 0.96 |  | 0 | 02/23/2023 | 9963070 | 05/18/2023
Rinnai America | Rinnai | (V94I) REU-VC2837FFU-US | Federally-Regulated Consumer Product | LPG |  | 1 |  | 199000 |  |  |  | True | Instantaneous gas-fired |  | 4.9 | 83 | 22 | 19380996 | High | 0.87 |  | 0 | 05/18/2023 | 8669114 | 05/18/2023
Rinnai America | Rinnai | REU-VC2528FFUD(A)-US | Federally-Regulated Consumer Product | LPG |  | 1 |  | 180000 |  |  |  | True | Instantaneous gas-fired |  | 4.3 | 82 | 12 | 19415116 | High | 0.87 |  | 0 | 05/18/2023 | 5339228 | 05/18/2023
Rinnai America | Rinnai | REU-VC2528FFU-US | Federally-Regulated Consumer Product | Natural gas |  | 1 |  | 180000 |  |  |  | True | Instantaneous gas-fired |  | 4.3 | 82 | 12 | 19415116 | High | 0.87 |  | 0 | 05/18/2023 | 5211505 | 05/18/2023
Rinnai America | Rinnai | REU-VC2528FFUD(A)-US | Federally-Regulated Consumer Product | Natural gas |  | 1 |  | 180000 |  |  |  | True | Instantaneous gas-fired |  | 4.3 | 82 | 12 | 19415116 | High | 0.87 |  | 0 | 05/18/2023 | 5339228 | 05/18/2023
Rinnai America | Rinnai | REU-VC2837FFUD-US | Federally-Regulated Consumer Product | LPG |  | 1 |  | 199000 |  |  |  | True | Instantaneous gas-fired |  | 4.9 | 82 | 25 | 19370760 | High | 0.87 |  | 0 | 05/18/2023 | 5035306 | 05/18/2023
Rinnai America | Rinnai | REU-VC2528FFU-US | Federally-Regulated Consumer Product | LPG |  | 1 |  | 180000 |  |  |  | True | Instantaneous gas-fired |  | 4.3 | 82 | 12 | 19415116 | High | 0.87 |  | 0 | 05/18/2023 | 5211505 | 05/18/2023
Rinnai America | Rinnai | (V94I) REU-VC2837FFU-US | Federally-Regulated Consumer Product | Natural gas |  | 1 |  | 199000 |  |  |  | True | Instantaneous gas-fired |  | 4.9 | 83 | 22 | 19380996 | High | 0.87 |  | 0 | 05/18/2023 | 8669114 | 05/18/2023
Rinnai America | Rinnai | REU-VC2837FFUD-US | Federally-Regulated Consumer Product | Natural gas |  | 1 |  | 199000 |  |  |  | True | Instantaneous gas-fired |  | 4.9 | 82 | 25 | 19370760 | High | 0.87 |  | 0 | 05/18/2023 | 5035306 | 05/18/2023
Bosch Thermotechnology Corp. | Bosch | T9900I SE 199 | Federally-Regulated Consumer Product | Natural gas |  | 1 |  | 199000 |  |  |  | False | Instantaneous gas-fired |  | 5.4 | 100 | 42 | 17674351 | High | 0.95 |  | 0 | 05/18/2023 | 9963073 | 05/18/2023
Bosch Thermotechnology Corp. | Bosch | T9800 SE 199 | Federally-Regulated Consumer Product | Natural gas |  | 1 |  | 199000 |  |  |  | False | Instantaneous gas-fired |  | 5.4 | 100 | 42 | 17674351 | High | 0.95 |  | 0 | 05/18/2023 | 9963064 | 05/18/2023
Bosch Thermotechnology Corp. | Bosch | T9900 SE 199 | Federally-Regulated Consumer Product | LPG |  | 1 |  | 199000 |  |  |  | False | Instantaneous gas-fired |  | 5.4 | 100 | 42 | 17674351 | High | 0.95 |  | 0 | 05/18/2023 | 9963070 | 05/18/2023
Bosch Thermotechnology Corp. | Bosch | T9800 SE 199 | Federally-Regulated Consumer Product | LPG |  | 1 |  | 199000 |  |  |  | False | Instantaneous gas-fired |  | 5.4 | 100 | 42 | 17674351 | High | 0.95 |  | 0 | 05/18/2023 | 9963064 | 05/18/2023
Bosch Thermotechnology Corp. | Bosch | T9800 SEO 199 | Federally-Regulated Consumer Product | LPG |  | 1 |  | 199000 |  |  |  | False | Instantaneous gas-fired |  | 5.4 | 100 | 42 | 17674351 | High | 0.95 |  | 0 | 05/18/2023 | 9963069 | 05/18/2023
Bosch Thermotechnology Corp. | Bosch | T9800 SEO 199 | Federally-Regulated Consumer Product | Natural gas |  | 1 |  | 199000 |  |  |  | False | Instantaneous gas-fired |  | 5.4 | 100 | 42 | 17674351 | High | 0.95 |  | 0 | 05/18/2023 | 9963069 | 05/18/2023
Bosch Thermotechnology Corp. | Bosch | T9900I SE 199 | Federally-Regulated Consumer Product | LPG |  | 1 |  | 199000 |  |  |  | False | Instantaneous gas-fired |  | 5.4 | 100 | 42 | 17674351 | High | 0.95 |  | 0 | 05/18/2023 | 9963073 | 05/18/2023
Bosch Thermotechnology Corp. | Bosch | T9900 SE 199 | Federally-Regulated Consumer Product | Natural gas |  | 1 |  | 199000 |  |  |  | False | Instantaneous gas-fired |  | 5.4 | 100 | 42 | 17674351 | High | 0.95 |  | 0 | 05/18/2023 | 9963070 | 05/18/2023
Bosch Thermotechnology Corp. | BRADFORD WHITE | RTG-K-199N1 | Federally-Regulated Consumer Product | LPG |  | 1 |  | 199000 |  |  |  | False | Instantaneous gas-fired |  | 5.4 | 100 | 42 | 17674351 | High | 0.95 |  | 0 | 05/18/2023 | 201866486 | 05/18/2023
Bosch Thermotechnology Corp. | BRADFORD WHITE | RTG-K-199N2 | Federally-Regulated Consumer Product | LPG |  | 1 |  | 199000 |  |  |  | False | Instantaneous gas-fired |  | 5.4 | 100 | 42 | 17674351 | High | 0.95 |  | 0 | 05/18/2023 | 201870475 | 05/18/2023
Bosch Thermotechnology Corp. | BRADFORD WHITE | RTGL 199N1 | Federally-Regulated Consumer Product | LPG |  | 1 |  | 199000 |  |  |  | False | Instantaneous gas-fired |  | 5.4 | 100 | 42 | 17674351 | High | 0.95 |  | 0 | 05/18/2023 | 207161113 | 05/18/2023
Bosch Thermotechnology Corp. | BRADFORD WHITE | RTG-K-199N1 | Federally-Regulated Consumer Product | Natural gas |  | 1 |  | 199000 |  |  |  | False | Instantaneous gas-fired |  | 5.4 | 100 | 42 | 17674351 | High | 0.95 |  | 0 | 05/18/2023 | 201866486 | 05/18/2023
Bosch Thermotechnology Corp. | BRADFORD WHITE | RTGL 199N1 | Federally-Regulated Consumer Product | Natural gas |  | 1 |  | 199000 |  |  |  | False | Instantaneous gas-fired |  | 5.4 | 100 | 42 | 17674351 | High | 0.95 |  | 0 | 05/18/2023 | 207161113 | 05/18/2023
Bosch Thermotechnology Corp. | BRADFORD WHITE | RTG-K-199N2 | Federally-Regulated Consumer Product | Natural gas |  | 1 |  | 199000 |  |  |  | False | Instantaneous gas-fired |  | 5.4 | 100 | 42 | 17674351 | High | 0.95 |  | 0 | 05/18/2023 | 201870475 | 05/18/2023
Rheem Sales Company, Inc. | Rheem | PRO+G50S-36P RH61 | Federally-Regulated Consumer Product | LPG |  | 48 |  | 36000 | True |  |  | False | Gas-fired storage | 87 |  | 75 | 0 | 26867893 | High | 0.63 |  |  | 05/18/2023 | 8065134 | 05/18/2023
Rheem Sales Company, Inc. | Rheem | PROG40S-32P RH67 PV | Federally-Regulated Consumer Product | LPG |  | 39 |  | 32400 | True |  |  | False | Gas-fired storage | 66 |  | 74 | 61 | 16842646 | Medium | 0.65 |  |  | 05/18/2023 | 6518273 | 05/18/2023
Rheem Sales Company, Inc. | Rheem | PROE40 T2 RH CG | Federally-Regulated Consumer Product | Electric resistance |  | 36 |  | 4.5 | True |  |  | True | Electric storage | 55 |  | 98 | 3531 |  | Medium | 0.92 |  |  | 05/18/2023 | 208583940 | 05/18/2023
Rheem Sales Company, Inc. | Rheem | PROPE40 M2 RH CG | Federally-Regulated Consumer Product | Electric resistance |  | 36 |  | 4.5 | True |  |  | True | Electric storage | 55 |  | 98 | 3493 |  | Medium | 0.93 |  |  | 05/18/2023 | 209232839 | 05/18/2023
Rheem Sales Company, Inc. | Rheem | XP29T06EC30U1 | Federally-Regulated Consumer Product | LPG |  | 28 |  | 30000 | False |  |  | True | Gas-fired storage | 62 |  | 75 | 0 | 18471676 | Medium | 0.6 |  |  | 05/18/2023 | 8065127 | 05/18/2023
Rheem Sales Company, Inc. | Rheem | ECOH180DVRHLP * | Federally-Regulated Consumer Product | LPG |  | 0 |  | 180000 |  |  |  | False | Instantaneous gas-fired |  | 5.2 | 97 | 29 | 17908257 | High | 0.94 |  | 0 | 05/18/2023 | 206076877 | 05/18/2023
Rheem Sales Company, Inc. | Rheem | RTGH-68XLP-2 | Federally-Regulated Consumer Product | LPG |  | 0 |  | 120000 |  |  |  | False | Instantaneous gas-fired |  | 3.6 | 95 | 31 | 12073355 | Medium | 0.91 |  | 0 | 05/18/2023 | 202067514 | 05/18/2023
Rheem Sales Company, Inc. | Rheem | PROG50S-32P RH67 PV | Federally-Regulated Consumer Product | LPG |  | 48 |  | 32400 | True |  |  | False | Gas-fired storage | 78 |  | 79 | 86 | 23887672 | High | 0.7 |  |  | 05/18/2023 | 6521079 | 05/18/2023
Rheem Sales Company, Inc. | Rheem | PROG50S-36P RH61 | Federally-Regulated Consumer Product | LPG |  | 48 |  | 36000 | True |  |  | False | Gas-fired storage | 87 |  | 75 | 0 | 26867893 | High | 0.63 |  |  | 05/18/2023 | 8065135 | 05/18/2023
Rheem Sales Company, Inc. | Rheem | RTGH-RH10DVLP * | Federally-Regulated Consumer Product | LPG |  | 0 |  | 180000 |  |  |  | False | Instantaneous gas-fired |  | 5.2 | 97 | 29 | 17908257 | High | 0.94 |  | 0 | 05/18/2023 | 203303914 | 05/18/2023
Rheem Sales Company, Inc. | Rheem | PROE40 M2 RH CG | Federally-Regulated Consumer Product | Electric resistance |  | 36 |  | 4.5 | True |  |  | True | Electric storage | 55 |  | 98 | 3493 |  | Medium | 0.93 |  |  | 05/18/2023 | 209232838 | 05/18/2023
Rheem Sales Company, Inc. | Richmond | 6GR50SPVE2-32P | Federally-Regulated Consumer Product | LPG |  | 48 |  | 32400 | True |  |  | False | Gas-fired storage | 78 |  | 79 | 86 | 23887672 | High | 0.7 |  |  | 05/18/2023 | 5536908 | 05/18/2023
Rheem Sales Company, Inc. | Richmond | 9G50S-36PF3 | Federally-Regulated Consumer Product | LPG |  | 48 |  | 36000 | True |  |  | False | Gas-fired storage | 87 |  | 75 | 0 | 26867893 | High | 0.63 |  |  | 05/18/2023 | 8087601 | 05/18/2023
Rheem Sales Company, Inc. | Richmond | 6GR40SPVE2-32P | Federally-Regulated Consumer Product | LPG |  | 39 |  | 32400 | True |  |  | False | Gas-fired storage | 66 |  | 74 | 61 | 16842646 | Medium | 0.65 |  |  | 05/18/2023 | 5536903 | 05/18/2023
Rheem Sales Company, Inc. | Richmond | 6G50S-36PF3 | Federally-Regulated Consumer Product | LPG |  | 48 |  | 36000 | True |  |  | False | Gas-fired storage | 87 |  | 75 | 0 | 26867893 | High | 0.63 |  |  | 05/18/2023 | 8087586 | 05/18/2023
Rheem Sales Company, Inc. | Richmond | 6ESB40-DCG | Federally-Regulated Consumer Product | Electric resistance |  | 35 |  | 4.5 | True |  |  | True | Electric storage | 51 |  | 98 | 3531 |  | Medium | 0.92 |  |  | 05/18/2023 | 208812560 | 05/18/2023
Rheem Sales Company, Inc. | Ruud | RUTGH-CM95DVLP | Federally-Regulated Consumer Product | LPG |  | 0 |  | 199900 |  |  |  | False | Instantaneous gas-fired |  | 5.7 | 96 | 34 | 18084822 | High | 0.93 |  | 0 | 05/18/2023 | 205746305 | 05/18/2023
Rheem Sales Company, Inc. | Ruud | PH2-50SPF1 | Federally-Regulated Consumer Product | LPG |  | 48 |  | 36000 | True |  |  | False | Gas-fired storage | 87 |  | 75 | 0 | 26867893 | High | 0.63 |  |  | 05/18/2023 | 8065141 | 05/18/2023
Rheem Sales Company, Inc. | Ruud | PRO+G50S-36P RU61 | Federally-Regulated Consumer Product | LPG |  | 48 |  | 36000 | True |  |  | False | Gas-fired storage | 87 |  | 75 | 0 | 26867893 | High | 0.63 |  |  | 05/18/2023 | 8065138 | 05/18/2023
Rheem Sales Company, Inc. | Ruud | PROE40 M2 RU CG | Federally-Regulated Consumer Product | Electric resistance |  | 36 |  | 4.5 | True |  |  | True | Electric storage | 55 |  | 98 | 3493 |  | Medium | 0.93 |  |  | 05/18/2023 | 209232850 | 05/18/2023
Rheem Sales Company, Inc. | Ruud | RUTGH-C95DVLP | Federally-Regulated Consumer Product | LPG |  | 0 |  | 199900 |  |  |  | False | Instantaneous gas-fired |  | 5.7 | 96 | 34 | 18084822 | High | 0.93 |  | 0 | 05/18/2023 | 205746303 | 05/18/2023
Rheem Sales Company, Inc. | Ruud | PROE40 T2 RU CG | Federally-Regulated Consumer Product | Electric resistance |  | 36 |  | 4.5 | True |  |  | True | Electric storage | 55 |  | 98 | 3531 |  | Medium | 0.92 |  |  | 05/18/2023 | 208665657 | 05/18/2023
Rheem Sales Company, Inc. | Ruud | PROG50S-36P RU61 | Federally-Regulated Consumer Product | LPG |  | 48 |  | 36000 | True |  |  | False | Gas-fired storage | 87 |  | 75 | 0 | 26867893 | High | 0.63 |  |  | 05/18/2023 | 8065139 | 05/18/2023
Rheem Sales Company, Inc. | Ruud | PROUE40 M2 RU CG | Federally-Regulated Consumer Product | Electric resistance |  | 36 |  | 4.5 | True |  |  | True | Electric storage | 55 |  | 98 | 3493 |  | Medium | 0.93 |  |  | 05/18/2023 | 209232851 | 05/18/2023
Rheem Sales Company, Inc. | Ruud | RUTGH-68XLP-2 | Federally-Regulated Consumer Product | LPG |  | 0 |  | 120000 |  |  |  | False | Instantaneous gas-fired |  | 3.6 | 95 | 31 | 12073355 | Medium | 0.91 |  | 0 | 05/18/2023 | 202067516 | 05/18/2023
American Water Heater Co. | American | G62-40T40RL 4*1 | Federally-Regulated Consumer Product | LPG |  | 38 |  | 40000 | True |  |  | False | Gas-fired storage | 80 |  | 78 | 0 | 25646625 | High | 0.66 |  |  | 02/23/2023 | 206715217 | 05/19/2023
American Water Heater Co. | American | G62-40T40R 4** | Federally-Regulated Consumer Product | Natural gas |  | 38 |  | 40000 | True |  |  | False | Gas-fired storage | 80 |  | 78 | 0 | 25646625 | High | 0.66 |  |  | 02/23/2023 | 206715207 | 05/19/2023
American Water Heater Co. | American | NG2F4040TR 4** | Federally-Regulated Consumer Product | Natural gas |  | 38 |  | 40000 | True |  |  | False | Gas-fired storage | 80 |  | 78 | 0 | 25646625 | High | 0.66 |  |  | 02/23/2023 | 206715211 | 05/19/2023
American Water Heater Co. | American | NG2H4040TR 4** | Federally-Regulated Consumer Product | Natural gas |  | 38 |  | 40000 | True |  |  | False | Gas-fired storage | 80 |  | 78 | 0 | 25646625 | High | 0.66 |  |  | 02/23/2023 | 206715212 | 05/19/2023
American Water Heater Co. | American | G62-40T40RL 4** | Federally-Regulated Consumer Product | Natural gas |  | 38 |  | 40000 | True |  |  | False | Gas-fired storage | 80 |  | 78 | 0 | 25646625 | High | 0.66 |  |  | 02/23/2023 | 206715216 | 05/19/2023
American Water Heater Co. | American | G102-40T40R 4*1 | Federally-Regulated Consumer Product | LPG |  | 38 |  | 40000 | True |  |  | False | Gas-fired storage | 80 |  | 78 | 0 | 25646625 | High | 0.66 |  |  | 02/23/2023 | 206715210 | 05/19/2023
American Water Heater Co. | American | NG2J4040TR 4** | Federally-Regulated Consumer Product | Natural gas |  | 38 |  | 40000 | True |  |  | False | Gas-fired storage | 80 |  | 78 | 0 | 25646625 | High | 0.66 |  |  | 02/23/2023 | 206715213 | 05/19/2023
American Water Heater Co. | American | G82-40T40R 4** | Federally-Regulated Consumer Product | Natural gas |  | 38 |  | 40000 | True |  |  | False | Gas-fired storage | 80 |  | 78 | 0 | 25646625 | High | 0.66 |  |  | 02/23/2023 | 206715214 | 05/19/2023
American Water Heater Co. | American | G102-40T40R 4** | Federally-Regulated Consumer Product | Natural gas |  | 38 |  | 40000 | True |  |  | False | Gas-fired storage | 80 |  | 78 | 0 | 25646625 | High | 0.66 |  |  | 02/23/2023 | 206715209 | 05/19/2023
American Water Heater Co. | American | G62-40T40R 4*1 | Federally-Regulated Consumer Product | LPG |  | 38 |  | 40000 | True |  |  | False | Gas-fired storage | 80 |  | 78 | 0 | 25646625 | High | 0.66 |  |  | 02/23/2023 | 206715208 | 05/19/2023
American Water Heater Co. | American | G82-40T40R 4*1 | Federally-Regulated Consumer Product | LPG |  | 38 |  | 40000 | True |  |  | False | Gas-fired storage | 80 |  | 78 | 0 | 25646625 | High | 0.66 |  |  | 02/23/2023 | 206715215 | 05/19/2023
A.O. Smith Water Products Company | A. O. SMITH | HWR-40 4** | Federally-Regulated Consumer Product | Natural gas |  | 38 |  | 40000 | True |  |  | False | Gas-fired storage | 80 |  | 78 | 0 | 25646625 | High | 0.66 |  |  | 02/23/2023 | 206715201 | 05/19/2023
A.O. Smith Water Products Company | A. O. SMITH | XCR-40L 4** | Federally-Regulated Consumer Product | Natural gas |  | 38 |  | 40000 | True |  |  | False | Gas-fired storage | 80 |  | 78 | 0 | 25646625 | High | 0.66 |  |  | 02/23/2023 | 206715198 | 05/19/2023
A.O. Smith Water Products Company | A. O. SMITH | G9-T4040NVR 4** | Federally-Regulated Consumer Product | Natural gas |  | 38 |  | 40000 | True |  |  | False | Gas-fired storage | 80 |  | 78 | 0 | 25646625 | High | 0.66 |  |  | 02/23/2023 | 206715204 | 05/19/2023
A.O. Smith Water Products Company | A. O. SMITH | XCR-40 4** | Federally-Regulated Consumer Product | Natural gas |  | 38 |  | 40000 | True |  |  | False | Gas-fired storage | 80 |  | 78 | 0 | 25646625 | High | 0.66 |  |  | 02/23/2023 | 206715196 | 05/19/2023
A.O. Smith Water Products Company | A. O. SMITH | XCR-40 4*1 | Federally-Regulated Consumer Product | LPG |  | 38 |  | 40000 | True |  |  | False | Gas-fired storage | 80 |  | 78 | 0 | 25646625 | High | 0.66 |  |  | 02/23/2023 | 206715197 | 05/19/2023
A.O. Smith Water Products Company | A. O. SMITH | G6-T4040NVR 4** | Federally-Regulated Consumer Product | Natural gas |  | 38 |  | 40000 | True |  |  | False | Gas-fired storage | 80 |  | 78 | 0 | 25646625 | High | 0.66 |  |  | 02/23/2023 | 206715203 | 05/19/2023
A.O. Smith Water Products Company | A. O. SMITH | G12-T4040NVR 4** | Federally-Regulated Consumer Product | Natural gas |  | 38 |  | 40000 | True |  |  | False | Gas-fired storage | 80 |  | 78 | 0 | 25646625 | High | 0.66 |  |  | 02/23/2023 | 206715205 | 05/19/2023
A.O. Smith Water Products Company | A. O. SMITH | GCR-40 4*1 | Federally-Regulated Consumer Product | LPG |  | 38 |  | 40000 | True |  |  | False | Gas-fired storage | 80 |  | 78 | 0 | 25646625 | High | 0.66 |  |  | 02/23/2023 | 206715195 | 05/19/2023
A.O. Smith Water Products Company | A. O. SMITH | G6-T4036PVR 4*1 | Federally-Regulated Consumer Product | LPG |  | 38 |  | 40000 | True |  |  | False | Gas-fired storage | 80 |  | 78 | 0 | 25646625 | High | 0.66 |  |  | 02/23/2023 | 206715206 | 05/19/2023
A.O. Smith Water Products Company | A. O. SMITH | GCR-40L 4** | Federally-Regulated Consumer Product | Natural gas |  | 38 |  | 40000 | True |  |  | False | Gas-fired storage | 80 |  | 78 | 0 | 25646625 | High | 0.66 |  |  | 02/23/2023 | 206715199 | 05/19/2023
A.O. Smith Water Products Company | A. O. SMITH | HWR-40 4*1 | Federally-Regulated Consumer Product | LPG |  | 38 |  | 40000 | True |  |  | False | Gas-fired storage | 80 |  | 78 | 0 | 25646625 | High | 0.66 |  |  | 02/23/2023 | 206715202 | 05/19/2023
A.O. Smith Water Products Company | A. O. SMITH | GCR-40 4** | Federally-Regulated Consumer Product | Natural gas |  | 38 |  | 40000 | True |  |  | False | Gas-fired storage | 80 |  | 78 | 0 | 25646625 | High | 0.66 |  |  | 02/23/2023 | 206715194 | 05/19/2023
A.O. Smith Water Products Company | A. O. SMITH | GCR-40L 4*1 | Federally-Regulated Consumer Product | LPG |  | 38 |  | 40000 | True |  |  | False | Gas-fired storage | 80 |  | 78 | 0 | 25646625 | High | 0.66 |  |  | 02/23/2023 | 206715200 | 05/19/2023
A.O. Smith Water Products Company | U.S. Craftmaster | GTU-310U-I 2** | Federally-Regulated Consumer Product | Natural gas |  | 1 |  | 190000 |  |  |  | False | Instantaneous gas-fired |  | 4.7 | 84 | 33 | 20784654 | High | 0.81 |  | 0 | 02/23/2023 | 206908515 | 05/19/2023
A.O. Smith Water Products Company | U.S. Craftmaster | LG2H4040TR 4*1 | Federally-Regulated Consumer Product | LPG |  | 38 |  | 40000 | True |  |  | False | Gas-fired storage | 80 |  | 78 | 0 | 25646625 | High | 0.66 |  |  | 02/23/2023 | 206715247 | 05/19/2023
A.O. Smith Water Products Company | U.S. Craftmaster | LG2F4040TR 4*1 | Federally-Regulated Consumer Product | LPG |  | 38 |  | 40000 | True |  |  | False | Gas-fired storage | 80 |  | 78 | 0 | 25646625 | High | 0.66 |  |  | 02/23/2023 | 206715246 | 05/19/2023
A.O. Smith Water Products Company | Lochinvar | GTN04040Z 4** | Federally-Regulated Consumer Product | Natural gas |  | 38 |  | 40000 | True |  |  | False | Gas-fired storage | 80 |  | 78 | 0 | 25646625 | High | 0.66 |  |  | 02/23/2023 | 206715218 | 05/19/2023
A.O. Smith Water Products Company | Lochinvar | GTL04040 4*1 | Federally-Regulated Consumer Product | LPG |  | 38 |  | 40000 | True |  |  | False | Gas-fired storage | 80 |  | 78 | 0 | 25646625 | High | 0.66 |  |  | 02/23/2023 | 206715219 | 05/19/2023
A.O. Smith Water Products Company | Lochinvar | GTL04040Z 4*1 | Federally-Regulated Consumer Product | LPG |  | 38 |  | 40000 | True |  |  | False | Gas-fired storage | 80 |  | 78 | 0 | 25646625 | High | 0.66 |  |  | 02/23/2023 | 206715229 | 05/19/2023
A.O. Smith Water Products Company | Lochinvar | GTN04040 4** | Federally-Regulated Consumer Product | Natural gas |  | 38 |  | 40000 | True |  |  | False | Gas-fired storage | 80 |  | 78 | 0 | 25646625 | High | 0.66 |  |  | 02/23/2023 | 206715220 | 05/19/2023
A.O. Smith Water Products Company | Lochinvar | GTN04040 TM 4** | Federally-Regulated Consumer Product | Natural gas |  | 38 |  | 40000 | True |  |  | False | Gas-fired storage | 80 |  | 78 | 0 | 25646625 | High | 0.66 |  |  | 02/23/2023 | 206715224 | 05/19/2023
A.O. Smith Water Products Company | Lochinvar | GTL04040-8 4*1 | Federally-Regulated Consumer Product | LPG |  | 38 |  | 40000 | True |  |  | False | Gas-fired storage | 80 |  | 78 | 0 | 25646625 | High | 0.66 |  |  | 02/23/2023 | 206715226 | 05/19/2023
A.O. Smith Water Products Company | Lochinvar | GTN04040T 4** | Federally-Regulated Consumer Product | Natural gas |  | 38 |  | 40000 | True |  |  | False | Gas-fired storage | 80 |  | 78 | 0 | 25646625 | High | 0.66 |  |  | 02/23/2023 | 206715223 | 05/19/2023
A.O. Smith Water Products Company | Lochinvar | GTN04040-8 4** | Federally-Regulated Consumer Product | Natural gas |  | 38 |  | 40000 | True |  |  | False | Gas-fired storage | 80 |  | 78 | 0 | 25646625 | High | 0.66 |  |  | 02/23/2023 | 206715225 | 05/19/2023
A.O. Smith Water Products Company | Lochinvar | GTN04040-10T 4** | Federally-Regulated Consumer Product | Natural gas |  | 38 |  | 40000 | True |  |  | False | Gas-fired storage | 80 |  | 78 | 0 | 25646625 | High | 0.66 |  |  | 02/23/2023 | 206715230 | 05/19/2023
A.O. Smith Water Products Company | Lochinvar | GTN04040-8T 4** | Federally-Regulated Consumer Product | Natural gas |  | 38 |  | 40000 | True |  |  | False | Gas-fired storage | 80 |  | 78 | 0 | 25646625 | High | 0.66 |  |  | 02/23/2023 | 206715228 | 05/19/2023
A.O. Smith Water Products Company | Lochinvar | GTN04040 ST 4** | Federally-Regulated Consumer Product | Natural gas |  | 38 |  | 40000 | True |  |  | False | Gas-fired storage | 80 |  | 78 | 0 | 25646625 | High | 0.66 |  |  | 02/23/2023 | 206715221 | 05/19/2023
A.O. Smith Water Products Company | Lochinvar | GTN04040M 4** | Federally-Regulated Consumer Product | LPG |  | 38 |  | 40000 | True |  |  | False | Gas-fired storage | 80 |  | 78 | 0 | 25646625 | High | 0.66 |  |  | 02/23/2023 | 206715227 | 05/19/2023
A.O. Smith Water Products Company | Lochinvar | GTL04040 ST 4*1 | Federally-Regulated Consumer Product | LPG |  | 38 |  | 40000 | True |  |  | False | Gas-fired storage | 80 |  | 78 | 0 | 25646625 | High | 0.66 |  |  | 02/23/2023 | 206715222 | 05/19/2023
A.O. Smith Water Products Company | RELIANCE WATER HEATERS | 6-40-POCT 4*1 | Federally-Regulated Consumer Product | LPG |  | 38 |  | 40000 | True |  |  | False | Gas-fired storage | 80 |  | 78 | 0 | 25646625 | High | 0.66 |  |  | 02/23/2023 | 206715236 | 05/19/2023
A.O. Smith Water Products Company | RELIANCE WATER HEATERS | 9-40-NKCT 4** | Federally-Regulated Consumer Product | Natural gas |  | 38 |  | 40000 | True |  |  | False | Gas-fired storage | 80 |  | 78 | 0 | 25646625 | High | 0.66 |  |  | 02/23/2023 | 206715232 | 05/19/2023
A.O. Smith Water Products Company | RELIANCE WATER HEATERS | 12-40-PACT 4*1 | Federally-Regulated Consumer Product | LPG |  | 38 |  | 40000 | True |  |  | False | Gas-fired storage | 80 |  | 78 | 0 | 25646625 | High | 0.66 |  |  | 02/23/2023 | 206715235 | 05/19/2023
A.O. Smith Water Products Company | RELIANCE WATER HEATERS | 9-40-PKCT 4*1 | Federally-Regulated Consumer Product | LPG |  | 38 |  | 40000 | True |  |  | False | Gas-fired storage | 80 |  | 78 | 0 | 25646625 | High | 0.66 |  |  | 02/23/2023 | 206715234 | 05/19/2023
A.O. Smith Water Products Company | RELIANCE WATER HEATERS | 12-40-NACT 4** | Federally-Regulated Consumer Product | Natural gas |  | 38 |  | 40000 | True |  |  | False | Gas-fired storage | 80 |  | 78 | 0 | 25646625 | High | 0.66 |  |  | 02/23/2023 | 206715233 | 05/19/2023
A.O. Smith Water Products Company | RELIANCE WATER HEATERS | 6-40-NBCT 4** | Federally-Regulated Consumer Product | Natural gas |  | 38 |  | 40000 | True |  |  | False | Gas-fired storage | 80 |  | 78 | 0 | 25646625 | High | 0.66 |  |  | 02/23/2023 | 206715231 | 05/19/2023
A.O. Smith Water Products Company | State | GS6-40-BCTL 4*1 | Federally-Regulated Consumer Product | LPG |  | 38 |  | 40000 | True |  |  | False | Gas-fired storage | 80 |  | 78 | 0 | 25646625 | High | 0.66 |  |  | 02/23/2023 | 206715242 | 05/19/2023
A.O. Smith Water Products Company | State | GW8-40-BCT 4*1 | Federally-Regulated Consumer Product | LPG |  | 38 |  | 40000 | True |  |  | False | Gas-fired storage | 80 |  | 78 | 0 | 25646625 | High | 0.66 |  |  | 02/23/2023 | 206715245 | 05/19/2023
A.O. Smith Water Products Company | State | GW8-40-BCT 4** | Federally-Regulated Consumer Product | Natural gas |  | 38 |  | 40000 | True |  |  | False | Gas-fired storage | 80 |  | 78 | 0 | 25646625 | High | 0.66 |  |  | 02/23/2023 | 206715244 | 05/19/2023
A.O. Smith Water Products Company | State | GS6-40-BCT 4*1 | Federally-Regulated Consumer Product | LPG |  | 38 |  | 40000 | True |  |  | False | Gas-fired storage | 80 |  | 78 | 0 | 25646625 | High | 0.66 |  |  | 02/23/2023 | 206715239 | 05/19/2023
A.O. Smith Water Products Company | State | GSX-40-BCT 4** | Federally-Regulated Consumer Product | Natural gas |  | 38 |  | 40000 | True |  |  | False | Gas-fired storage | 80 |  | 78 | 0 | 25646625 | High | 0.66 |  |  | 02/23/2023 | 206715238 | 05/19/2023
A.O. Smith Water Products Company | State | GSX-40-BCTL 4** | Federally-Regulated Consumer Product | Natural gas |  | 38 |  | 40000 | True |  |  | False | Gas-fired storage | 80 |  | 78 | 0 | 25646625 | High | 0.66 |  |  | 02/23/2023 | 206715243 | 05/19/2023
A.O. Smith Water Products Company | State | GS6-40-BCTL 4** | Federally-Regulated Consumer Product | Natural gas |  | 38 |  | 40000 | True |  |  | False | Gas-fired storage | 80 |  | 78 | 0 | 25646625 | High | 0.66 |  |  | 02/23/2023 | 206715241 | 05/19/2023
A.O. Smith Water Products Company | State | GS6-40-BCT 4** | Federally-Regulated Consumer Product | Natural gas |  | 38 |  | 40000 | True |  |  | False | Gas-fired storage | 80 |  | 78 | 0 | 25646625 | High | 0.66 |  |  | 02/23/2023 | 206715237 | 05/19/2023
A.O. Smith Water Products Company | State | GSX-40-BCT 4*1 | Federally-Regulated Consumer Product | LPG |  | 38 |  | 40000 | True |  |  | False | Gas-fired storage | 80 |  | 78 | 0 | 25646625 | High | 0.66 |  |  | 02/23/2023 | 206715240 | 05/19/2023
Eemax, Inc | EcoSmart | ECOS 12 | Federally-Regulated Consumer Product | Electric resistance |  | 0 |  | 12 |  |  |  | False | Instantaneous electric |  | 1.2 | 99 | 2139 |  | Very small | 0.95 |  |  | 04/20/2023 | 212361392 | 06/01/2023
Eemax, Inc | EcoSmart | ECOS 12 | Federally-Regulated Consumer Product | Electric resistance |  | 1 |  | 12 |  |  |  | False | Instantaneous electric |  | 1.2 | 99 | 2139 |  | Very small | 0.95 |  |  | 06/01/2023 | 212361392 | 06/01/2023
Eemax, Inc | EcoSmart | ECOS 12 | Federally-Regulated Consumer Product | Electric resistance |  | 1 |  | 12 |  |  |  | False | Instantaneous electric |  | 1.2 | 99 | 2139 |  | Very small | 0.95 |  |  | 06/01/2023 | 212361392 | 06/01/2023
Rheem Sales Company, Inc. | Richmond | RMTGHS*84*N | Federally-Regulated Consumer Product | Natural gas |  | 0 |  | 157000 |  |  |  | True | Instantaneous gas-fired |  | 4.6 | 97 | 12 | 17591111 | High | 0.96 |  | 0 | 05/02/2023 | 212409469 | 06/01/2023
Rheem Sales Company, Inc. | Richmond | RMTGHS*11*N | Federally-Regulated Consumer Product | Natural gas |  | 0 |  | 199900 |  |  |  | True | Instantaneous gas-fired |  | 5.8 | 98 | 19 | 17567227 | High | 0.96 |  | 0 | 05/02/2023 | 212409465 | 06/01/2023
Rheem Sales Company, Inc. | Richmond | RMTGHS*10*N | Federally-Regulated Consumer Product | Natural gas |  | 0 |  | 180000 |  |  |  | True | Instantaneous gas-fired |  | 5.2 | 98 | 19 | 17567227 | High | 0.96 |  | 0 | 05/02/2023 | 212409467 | 06/01/2023
Rheem Sales Company, Inc. | Richmond | RMTGHS*84*N | Federally-Regulated Consumer Product | Natural gas |  | 0 |  | 157000 |  |  |  | True | Instantaneous gas-fired |  | 4.6 | 97 | 12 | 17591111 | High | 0.96 |  | 0 | 06/01/2023 | 212409469 | 06/01/2023
Rheem Sales Company, Inc. | Richmond | RMTGHS*11*N | Federally-Regulated Consumer Product | Natural gas |  | 0 |  | 199900 |  |  |  | True | Instantaneous gas-fired |  | 5.8 | 98 | 19 | 17567227 | High | 0.96 |  | 0 | 06/01/2023 | 212409465 | 06/01/2023
Rheem Sales Company, Inc. | Richmond | RMTGHS*10*N | Federally-Regulated Consumer Product | Natural gas |  | 0 |  | 180000 |  |  |  | True | Instantaneous gas-fired |  | 5.2 | 98 | 19 | 17567227 | High | 0.96 |  | 0 | 06/01/2023 | 212409467 | 06/01/2023
Eemax, Inc | Eemax | SPEX95 | Federally-Regulated Consumer Product | Electric resistance |  | 0 |  | 9.5 |  |  |  | False | Instantaneous electric |  | 0.9 | 95 | 611 |  | Very small | 0.96 |  |  | 03/24/2023 | 202537306 | 06/01/2023
Eemax, Inc | Eemax | SPEX2412 | Federally-Regulated Consumer Product | Electric resistance |  | 1 |  | 2.4 |  |  |  | False | Instantaneous electric |  | 0.2 | 94 | 623 |  | Very small | 0.95 |  |  | 03/24/2023 | 202555320 | 06/01/2023
Eemax, Inc | Eemax | SPEX48 | Federally-Regulated Consumer Product | Electric resistance |  | 0 |  | 4.8 |  |  |  | False | Instantaneous electric |  | 0.5 | 93 | 625 |  | Very small | 0.96 |  |  | 03/24/2023 | 202513251 | 06/01/2023
Eemax, Inc | Eemax | AM005240T | Federally-Regulated Consumer Product | Electric resistance |  | 0 |  | 4.8 |  |  |  | False | Instantaneous electric |  | 0.5 | 96 | 616 |  | Very small | 0.96 |  |  | 03/24/2023 | 202570788 | 06/01/2023
Eemax, Inc | Eemax | SPEX3512T | Federally-Regulated Consumer Product | Electric resistance |  | 0 |  | 3.5 |  |  |  | False | Instantaneous electric |  | 0.3 | 98 | 608 |  | Very small | 0.96 |  |  | 03/24/2023 | 202371810 | 06/01/2023
Eemax, Inc | Eemax | SPEX65T | Federally-Regulated Consumer Product | Electric resistance |  | 0 |  | 6.5 |  |  |  | False | Instantaneous electric |  | 0.6 | 98 | 605 |  | Very small | 0.97 |  |  | 03/24/2023 | 202371799 | 06/01/2023
Eemax, Inc | Eemax | SPEX4208 | Federally-Regulated Consumer Product | Electric resistance |  | 0 |  | 4.1 |  |  |  | False | Instantaneous electric |  | 0.4 | 97 | 607 |  | Very small | 0.97 |  |  | 03/24/2023 | 202513256 | 06/01/2023
Eemax, Inc | Eemax | SPEX75T | Federally-Regulated Consumer Product | Electric resistance |  | 0 |  | 7.5 |  |  |  | False | Instantaneous electric |  | 0.7 | 97 | 611 |  | Very small | 0.97 |  |  | 03/24/2023 | 202371800 | 06/01/2023
Eemax, Inc | Eemax | AM004277T | Federally-Regulated Consumer Product | Electric resistance |  | 0 |  | 4.1 |  |  |  | False | Instantaneous electric |  | 0.4 | 92 | 638 |  | Very small | 0.94 |  |  | 03/24/2023 | 202570791 | 06/01/2023
Eemax, Inc | Eemax | AM010240T | Federally-Regulated Consumer Product | Electric resistance |  | 0 |  | 9.5 |  |  |  | False | Instantaneous electric |  | 0.9 | 94 | 616 |  | Very small | 0.96 |  |  | 03/24/2023 | 202570790 | 06/01/2023
Eemax, Inc | Eemax | SPEX95T | Federally-Regulated Consumer Product | Electric resistance |  | 0 |  | 9.5 |  |  |  | False | Instantaneous electric |  | 0.9 | 98 | 609 |  | Very small | 0.98 |  |  | 03/24/2023 | 202371803 | 06/01/2023
Eemax, Inc | Eemax | SPEX100 | Federally-Regulated Consumer Product | Electric resistance |  | 0 |  | 10 |  |  |  | False | Instantaneous electric |  | 1 | 94 | 615 |  | Very small | 0.96 |  |  | 03/24/2023 | 202537302 | 06/01/2023
Eemax, Inc | Eemax | AM008277T | Federally-Regulated Consumer Product | Electric resistance |  | 0 |  | 8 |  |  |  | False | Instantaneous electric |  | 0.8 | 95 | 615 |  | Very small | 0.96 |  |  | 03/24/2023 | 202866395 | 06/01/2023
Eemax, Inc | Eemax | SPEX60 | Federally-Regulated Consumer Product | Electric resistance |  | 0 |  | 6 |  |  |  | False | Instantaneous electric |  | 0.6 | 96 | 616 |  | Very small | 0.96 |  |  | 03/24/2023 | 202537305 | 06/01/2023
Eemax, Inc | Eemax | SPEX35T | Federally-Regulated Consumer Product | Electric resistance |  | 0 |  | 3.5 |  |  |  | False | Instantaneous electric |  | 0.3 | 98 | 607 |  | Very small | 0.97 |  |  | 03/24/2023 | 202371795 | 06/01/2023
Eemax, Inc | Eemax | SPEX55T | Federally-Regulated Consumer Product | Electric resistance |  | 0 |  | 5.5 |  |  |  | False | Instantaneous electric |  | 0.5 | 98 | 608 |  | Very small | 0.97 |  |  | 03/24/2023 | 202371797 | 06/01/2023
Eemax, Inc | Eemax | SPEX3512 | Federally-Regulated Consumer Product | Electric resistance |  | 0 |  | 3.5 |  |  |  | False | Instantaneous electric |  | 0.3 | 94 | 633 |  | Very small | 0.94 |  |  | 03/24/2023 | 202537300 | 06/01/2023
Eemax, Inc | Eemax | SPEX8208 | Federally-Regulated Consumer Product | Electric resistance |  | 0 |  | 8.3 |  |  |  | False | Instantaneous electric |  | 0.8 | 95 | 619 |  | Very small | 0.96 |  |  | 03/24/2023 | 202537298 | 06/01/2023
Eemax, Inc | Eemax | SPEX1812T | Federally-Regulated Consumer Product | Electric resistance |  | 0 |  | 1.8 |  |  |  | False | Instantaneous electric |  | 0.2 | 98 | 614 |  | Very small | 0.96 |  |  | 03/24/2023 | 202371805 | 06/01/2023
Eemax, Inc | Eemax | SPEX75 | Federally-Regulated Consumer Product | Electric resistance |  | 0 |  | 7.5 |  |  |  | False | Instantaneous electric |  | 0.8 | 95 | 620 |  | Very small | 0.96 |  |  | 03/24/2023 | 202537301 | 06/01/2023
Eemax, Inc | Eemax | AM007240T | Federally-Regulated Consumer Product | Electric resistance |  | 0 |  | 6.5 |  |  |  | False | Instantaneous electric |  | 0.6 | 94 | 619 |  | Very small | 0.95 |  |  | 03/24/2023 | 202570789 | 06/01/2023
Eemax, Inc | Eemax | SPEX90 | Federally-Regulated Consumer Product | Electric resistance |  | 0 |  | 9 |  |  |  | False | Instantaneous electric |  | 0.9 | 93 | 620 |  | Very small | 0.96 |  |  | 03/24/2023 | 202537307 | 06/01/2023
Eemax, Inc | Eemax | SPEX8208T | Federally-Regulated Consumer Product | Electric resistance |  | 0 |  | 8.3 |  |  |  | False | Instantaneous electric |  | 0.7 | 97 | 609 |  | Very small | 0.98 |  |  | 03/24/2023 | 202371813 | 06/01/2023
Eemax, Inc | Eemax | SPEX4277 | Federally-Regulated Consumer Product | Electric resistance |  | 0 |  | 4.1 |  |  |  | False | Instantaneous electric |  | 0.4 | 96 | 618 |  | Very small | 0.96 |  |  | 03/24/2023 | 202537299 | 06/01/2023
Eemax, Inc | Eemax | AM012240T | Federally-Regulated Consumer Product | Electric resistance |  | 1 |  | 11.5 |  |  |  | False | Instantaneous electric |  | 1.1 | 93 | 625 |  | Very small | 0.95 |  |  | 03/24/2023 | 202866394 | 06/01/2023
Eemax, Inc | Eemax | SPEX55 | Federally-Regulated Consumer Product | Electric resistance |  | 0 |  | 5.5 |  |  |  | False | Instantaneous electric |  | 0.6 | 96 | 621 |  | Very small | 0.96 |  |  | 03/24/2023 | 202513252 | 06/01/2023
Eemax, Inc | Eemax | SPEX2412T | Federally-Regulated Consumer Product | Electric resistance |  | 0 |  | 2.4 |  |  |  | False | Instantaneous electric |  | 0.2 | 98 | 613 |  | Very small | 0.96 |  |  | 03/24/2023 | 202371806 | 06/01/2023
Eemax, Inc | Eemax | SPEX3277 | Federally-Regulated Consumer Product | Electric resistance |  | 0 |  | 3 |  |  |  | False | Instantaneous electric |  | 0.3 | 95 | 627 |  | Very small | 0.95 |  |  | 03/24/2023 | 202513255 | 06/01/2023
Eemax, Inc | Eemax | SPEX80 | Federally-Regulated Consumer Product | Electric resistance |  | 0 |  | 8 |  |  |  | False | Instantaneous electric |  | 0.8 | 94 | 616 |  | Very small | 0.96 |  |  | 03/24/2023 | 202513253 | 06/01/2023
Eemax, Inc | Eemax | AM004120T | Federally-Regulated Consumer Product | Electric resistance |  | 0 |  | 3.5 |  |  |  | False | Instantaneous electric |  | 0.3 | 93 | 634 |  | Very small | 0.93 |  |  | 03/24/2023 | 202570787 | 06/01/2023
Eemax, Inc | Eemax | SPEX3012 | Federally-Regulated Consumer Product | Electric resistance |  | 0 |  | 3 |  |  |  | False | Instantaneous electric |  | 0.3 | 95 | 611 |  | Very small | 0.96 |  |  | 03/24/2023 | 202537303 | 06/01/2023
Eemax, Inc | Eemax | SPEX90T | Federally-Regulated Consumer Product | Electric resistance |  | 0 |  | 9 |  |  |  | False | Instantaneous electric |  | 0.9 | 98 | 605 |  | Very small | 0.98 |  |  | 03/24/2023 | 202371802 | 06/01/2023
Eemax, Inc | Eemax | SPEX3012T | Federally-Regulated Consumer Product | Electric resistance |  | 0 |  | 3 |  |  |  | False | Instantaneous electric |  | 0.3 | 98 | 612 |  | Very small | 0.96 |  |  | 03/24/2023 | 202371807 | 06/01/2023
Eemax, Inc | Eemax | SPEX35 | Federally-Regulated Consumer Product | Electric resistance |  | 1 |  | 3.5 |  |  |  | False | Instantaneous electric |  | 0.4 | 94 | 610 |  | Very small | 0.95 |  |  | 03/24/2023 | 202555319 | 06/01/2023
Eemax, Inc | Eemax | SPEX65 | Federally-Regulated Consumer Product | Electric resistance |  | 0 |  | 6.5 |  |  |  | False | Instantaneous electric |  | 0.7 | 95 | 611 |  | Very small | 0.96 |  |  | 03/24/2023 | 202537304 | 06/01/2023
Eemax, Inc | Eemax | SPEX100T | Federally-Regulated Consumer Product | Electric resistance |  | 0 |  | 10 |  |  |  | False | Instantaneous electric |  | 1 | 98 | 601 |  | Very small | 0.98 |  |  | 03/24/2023 | 202371804 | 06/01/2023
Eemax, Inc | Eemax | SPEX4208T | Federally-Regulated Consumer Product | Electric resistance |  | 0 |  | 4.1 |  |  |  | False | Instantaneous electric |  | 0.4 | 96 | 616 |  | Very small | 0.98 |  |  | 03/24/2023 | 202371811 | 06/01/2023
Eemax, Inc | Eemax | AM010277T | Federally-Regulated Consumer Product | Electric resistance |  | 0 |  | 10 |  |  |  | False | Instantaneous electric |  | 1 | 95 | 612 |  | Very small | 0.96 |  |  | 03/24/2023 | 202866396 | 06/01/2023
Eemax, Inc | Eemax | SPEX3208T | Federally-Regulated Consumer Product | Electric resistance |  | 0 |  | 3 |  |  |  | False | Instantaneous electric |  | 0.3 | 98 | 604 |  | Very small | 0.97 |  |  | 03/24/2023 | 202371808 | 06/01/2023
Eemax, Inc | Eemax | SPEX1812 | Federally-Regulated Consumer Product | Electric resistance |  | 1 |  | 1.8 |  |  |  | False | Instantaneous electric |  | 0.2 | 94 | 623 |  | Very small | 0.95 |  |  | 03/24/2023 | 202539678 | 06/01/2023
Eemax, Inc | Eemax | SPEX3208 | Federally-Regulated Consumer Product | Electric resistance |  | 0 |  | 3 |  |  |  | False | Instantaneous electric |  | 0.3 | 97 | 607 |  | Very small | 0.97 |  |  | 03/24/2023 | 202513254 | 06/01/2023
Eemax, Inc | Eemax | SPEX48T | Federally-Regulated Consumer Product | Electric resistance |  | 0 |  | 4.8 |  |  |  | False | Instantaneous electric |  | 0.4 | 94 | 639 |  | Very small | 0.97 |  |  | 03/24/2023 | 202371796 | 06/01/2023
Eemax, Inc | Eemax | SPEX60T | Federally-Regulated Consumer Product | Electric resistance |  | 0 |  | 6 |  |  |  | False | Instantaneous electric |  | 0.6 | 96 | 613 |  | Very small | 0.97 |  |  | 03/24/2023 | 202371798 | 06/01/2023
Eemax, Inc | Eemax | SPEX012240T | Federally-Regulated Consumer Product | Electric resistance |  | 1 |  | 11.5 |  |  |  | False | Instantaneous electric |  | 1.1 | 96 | 609 |  | Very small | 0.95 |  |  | 03/24/2023 | 202491260 | 06/01/2023
Eemax, Inc | Eemax | SPEX3277T | Federally-Regulated Consumer Product | Electric resistance |  | 0 |  | 3 |  |  |  | False | Instantaneous electric |  | 0.3 | 98 | 607 |  | Very small | 0.97 |  |  | 03/24/2023 | 202371809 | 06/01/2023
Eemax, Inc | Eemax | SPEX4277T | Federally-Regulated Consumer Product | Electric resistance |  | 0 |  | 4.1 |  |  |  | False | Instantaneous electric |  | 0.4 | 95 | 620 |  | Very small | 0.97 |  |  | 03/24/2023 | 202371812 | 06/01/2023
Eemax, Inc | Eemax | SPEX80T | Federally-Regulated Consumer Product | Electric resistance |  | 0 |  | 8 |  |  |  | False | Instantaneous electric |  | 0.8 | 98 | 607 |  | Very small | 0.98 |  |  | 03/24/2023 | 202371801 | 06/01/2023
Eemax, Inc | Eemax | SPEX95 | Federally-Regulated Consumer Product | Electric resistance |  | 0 |  | 9.5 |  |  |  | False | Instantaneous electric |  | 0.9 | 95 | 611 |  | Very small | 0.96 |  |  | 03/24/2023 | 202537306 | 06/01/2023
Eemax, Inc | Eemax | SPEX2412 | Federally-Regulated Consumer Product | Electric resistance |  | 1 |  | 2.4 |  |  |  | False | Instantaneous electric |  | 0.2 | 94 | 623 |  | Very small | 0.95 |  |  | 03/24/2023 | 202555320 | 06/01/2023
Eemax, Inc | Eemax | SPEX48 | Federally-Regulated Consumer Product | Electric resistance |  | 0 |  | 4.8 |  |  |  | False | Instantaneous electric |  | 0.5 | 93 | 625 |  | Very small | 0.96 |  |  | 03/24/2023 | 202513251 | 06/01/2023
Eemax, Inc | Eemax | AM005240T | Federally-Regulated Consumer Product | Electric resistance |  | 0 |  | 4.8 |  |  |  | False | Instantaneous electric |  | 0.5 | 96 | 616 |  | Very small | 0.96 |  |  | 03/24/2023 | 202570788 | 06/01/2023
Eemax, Inc | Eemax | SPEX3512T | Federally-Regulated Consumer Product | Electric resistance |  | 0 |  | 3.5 |  |  |  | False | Instantaneous electric |  | 0.3 | 98 | 608 |  | Very small | 0.96 |  |  | 03/24/2023 | 202371810 | 06/01/2023
Eemax, Inc | Eemax | SPEX65T | Federally-Regulated Consumer Product | Electric resistance |  | 0 |  | 6.5 |  |  |  | False | Instantaneous electric |  | 0.6 | 98 | 605 |  | Very small | 0.97 |  |  | 03/24/2023 | 202371799 | 06/01/2023
Eemax, Inc | Eemax | SPEX4208 | Federally-Regulated Consumer Product | Electric resistance |  | 0 |  | 4.1 |  |  |  | False | Instantaneous electric |  | 0.4 | 97 | 607 |  | Very small | 0.97 |  |  | 03/24/2023 | 202513256 | 06/01/2023
Eemax, Inc | Eemax | SPEX75T | Federally-Regulated Consumer Product | Electric resistance |  | 0 |  | 7.5 |  |  |  | False | Instantaneous electric |  | 0.7 | 97 | 611 |  | Very small | 0.97 |  |  | 03/24/2023 | 202371800 | 06/01/2023
Eemax, Inc | Eemax | AM004277T | Federally-Regulated Consumer Product | Electric resistance |  | 0 |  | 4.1 |  |  |  | False | Instantaneous electric |  | 0.4 | 92 | 638 |  | Very small | 0.94 |  |  | 03/24/2023 | 202570791 | 06/01/2023
Eemax, Inc | Eemax | AM010240T | Federally-Regulated Consumer Product | Electric resistance |  | 0 |  | 9.5 |  |  |  | False | Instantaneous electric |  | 0.9 | 94 | 616 |  | Very small | 0.96 |  |  | 03/24/2023 | 202570790 | 06/01/2023
Eemax, Inc | Eemax | SPEX95T | Federally-Regulated Consumer Product | Electric resistance |  | 0 |  | 9.5 |  |  |  | False | Instantaneous electric |  | 0.9 | 98 | 609 |  | Very small | 0.98 |  |  | 03/24/2023 | 202371803 | 06/01/2023
Eemax, Inc | Eemax | SPEX100 | Federally-Regulated Consumer Product | Electric resistance |  | 0 |  | 10 |  |  |  | False | Instantaneous electric |  | 1 | 94 | 615 |  | Very small | 0.96 |  |  | 03/24/2023 | 202537302 | 06/01/2023
Eemax, Inc | Eemax | AM008277T | Federally-Regulated Consumer Product | Electric resistance |  | 0 |  | 8 |  |  |  | False | Instantaneous electric |  | 0.8 | 95 | 615 |  | Very small | 0.96 |  |  | 03/24/2023 | 202866395 | 06/01/2023
Eemax, Inc | Eemax | SPEX60 | Federally-Regulated Consumer Product | Electric resistance |  | 0 |  | 6 |  |  |  | False | Instantaneous electric |  | 0.6 | 96 | 616 |  | Very small | 0.96 |  |  | 03/24/2023 | 202537305 | 06/01/2023
Eemax, Inc | Eemax | SPEX35T | Federally-Regulated Consumer Product | Electric resistance |  | 0 |  | 3.5 |  |  |  | False | Instantaneous electric |  | 0.3 | 98 | 607 |  | Very small | 0.97 |  |  | 03/24/2023 | 202371795 | 06/01/2023
Eemax, Inc | Eemax | SPEX55T | Federally-Regulated Consumer Product | Electric resistance |  | 0 |  | 5.5 |  |  |  | False | Instantaneous electric |  | 0.5 | 98 | 608 |  | Very small | 0.97 |  |  | 03/24/2023 | 202371797 | 06/01/2023
Eemax, Inc | Eemax | SPEX3512 | Federally-Regulated Consumer Product | Electric resistance |  | 0 |  | 3.5 |  |  |  | False | Instantaneous electric |  | 0.3 | 94 | 633 |  | Very small | 0.94 |  |  | 03/24/2023 | 202537300 | 06/01/2023
Eemax, Inc | Eemax | SPEX8208 | Federally-Regulated Consumer Product | Electric resistance |  | 0 |  | 8.3 |  |  |  | False | Instantaneous electric |  | 0.8 | 95 | 619 |  | Very small | 0.96 |  |  | 03/24/2023 | 202537298 | 06/01/2023
Eemax, Inc | Eemax | SPEX1812T | Federally-Regulated Consumer Product | Electric resistance |  | 0 |  | 1.8 |  |  |  | False | Instantaneous electric |  | 0.2 | 98 | 614 |  | Very small | 0.96 |  |  | 03/24/2023 | 202371805 | 06/01/2023
Eemax, Inc | Eemax | SPEX75 | Federally-Regulated Consumer Product | Electric resistance |  | 0 |  | 7.5 |  |  |  | False | Instantaneous electric |  | 0.8 | 95 | 620 |  | Very small | 0.96 |  |  | 03/24/2023 | 202537301 | 06/01/2023
Eemax, Inc | Eemax | AM007240T | Federally-Regulated Consumer Product | Electric resistance |  | 0 |  | 6.5 |  |  |  | False | Instantaneous electric |  | 0.6 | 94 | 619 |  | Very small | 0.95 |  |  | 03/24/2023 | 202570789 | 06/01/2023
Eemax, Inc | Eemax | SPEX90 | Federally-Regulated Consumer Product | Electric resistance |  | 0 |  | 9 |  |  |  | False | Instantaneous electric |  | 0.9 | 93 | 620 |  | Very small | 0.96 |  |  | 03/24/2023 | 202537307 | 06/01/2023
Eemax, Inc | Eemax | SPEX8208T | Federally-Regulated Consumer Product | Electric resistance |  | 0 |  | 8.3 |  |  |  | False | Instantaneous electric |  | 0.7 | 97 | 609 |  | Very small | 0.98 |  |  | 03/24/2023 | 202371813 | 06/01/2023
Eemax, Inc | Eemax | SPEX4277 | Federally-Regulated Consumer Product | Electric resistance |  | 0 |  | 4.1 |  |  |  | False | Instantaneous electric |  | 0.4 | 96 | 618 |  | Very small | 0.96 |  |  | 03/24/2023 | 202537299 | 06/01/2023
Eemax, Inc | Eemax | AM012240T | Federally-Regulated Consumer Product | Electric resistance |  | 1 |  | 11.5 |  |  |  | False | Instantaneous electric |  | 1.1 | 93 | 625 |  | Very small | 0.95 |  |  | 03/24/2023 | 202866394 | 06/01/2023
Eemax, Inc | Eemax | SPEX55 | Federally-Regulated Consumer Product | Electric resistance |  | 0 |  | 5.5 |  |  |  | False | Instantaneous electric |  | 0.6 | 96 | 621 |  | Very small | 0.96 |  |  | 03/24/2023 | 202513252 | 06/01/2023
Eemax, Inc | Eemax | SPEX2412T | Federally-Regulated Consumer Product | Electric resistance |  | 0 |  | 2.4 |  |  |  | False | Instantaneous electric |  | 0.2 | 98 | 613 |  | Very small | 0.96 |  |  | 03/24/2023 | 202371806 | 06/01/2023
Eemax, Inc | Eemax | SPEX3277 | Federally-Regulated Consumer Product | Electric resistance |  | 0 |  | 3 |  |  |  | False | Instantaneous electric |  | 0.3 | 95 | 627 |  | Very small | 0.95 |  |  | 03/24/2023 | 202513255 | 06/01/2023
Eemax, Inc | Eemax | SPEX80 | Federally-Regulated Consumer Product | Electric resistance |  | 0 |  | 8 |  |  |  | False | Instantaneous electric |  | 0.8 | 94 | 616 |  | Very small | 0.96 |  |  | 03/24/2023 | 202513253 | 06/01/2023
Eemax, Inc | Eemax | AM004120T | Federally-Regulated Consumer Product | Electric resistance |  | 0 |  | 3.5 |  |  |  | False | Instantaneous electric |  | 0.3 | 93 | 634 |  | Very small | 0.93 |  |  | 03/24/2023 | 202570787 | 06/01/2023
Eemax, Inc | Eemax | SPEX3012 | Federally-Regulated Consumer Product | Electric resistance |  | 0 |  | 3 |  |  |  | False | Instantaneous electric |  | 0.3 | 95 | 611 |  | Very small | 0.96 |  |  | 03/24/2023 | 202537303 | 06/01/2023
Eemax, Inc | Eemax | SPEX90T | Federally-Regulated Consumer Product | Electric resistance |  | 0 |  | 9 |  |  |  | False | Instantaneous electric |  | 0.9 | 98 | 605 |  | Very small | 0.98 |  |  | 03/24/2023 | 202371802 | 06/01/2023
Eemax, Inc | Eemax | SPEX3012T | Federally-Regulated Consumer Product | Electric resistance |  | 0 |  | 3 |  |  |  | False | Instantaneous electric |  | 0.3 | 98 | 612 |  | Very small | 0.96 |  |  | 03/24/2023 | 202371807 | 06/01/2023
Eemax, Inc | Eemax | SPEX35 | Federally-Regulated Consumer Product | Electric resistance |  | 1 |  | 3.5 |  |  |  | False | Instantaneous electric |  | 0.4 | 94 | 610 |  | Very small | 0.95 |  |  | 03/24/2023 | 202555319 | 06/01/2023
Eemax, Inc | Eemax | SPEX65 | Federally-Regulated Consumer Product | Electric resistance |  | 0 |  | 6.5 |  |  |  | False | Instantaneous electric |  | 0.7 | 95 | 611 |  | Very small | 0.96 |  |  | 03/24/2023 | 202537304 | 06/01/2023
Eemax, Inc | Eemax | SPEX100T | Federally-Regulated Consumer Product | Electric resistance |  | 0 |  | 10 |  |  |  | False | Instantaneous electric |  | 1 | 98 | 601 |  | Very small | 0.98 |  |  | 03/24/2023 | 202371804 | 06/01/2023
Eemax, Inc | Eemax | SPEX4208T | Federally-Regulated Consumer Product | Electric resistance |  | 0 |  | 4.1 |  |  |  | False | Instantaneous electric |  | 0.4 | 96 | 616 |  | Very small | 0.98 |  |  | 03/24/2023 | 202371811 | 06/01/2023
Eemax, Inc | Eemax | AM010277T | Federally-Regulated Consumer Product | Electric resistance |  | 0 |  | 10 |  |  |  | False | Instantaneous electric |  | 1 | 95 | 612 |  | Very small | 0.96 |  |  | 03/24/2023 | 202866396 | 06/01/2023
Eemax, Inc | Eemax | SPEX3208T | Federally-Regulated Consumer Product | Electric resistance |  | 0 |  | 3 |  |  |  | False | Instantaneous electric |  | 0.3 | 98 | 604 |  | Very small | 0.97 |  |  | 03/24/2023 | 202371808 | 06/01/2023
Eemax, Inc | Eemax | SPEX1812 | Federally-Regulated Consumer Product | Electric resistance |  | 1 |  | 1.8 |  |  |  | False | Instantaneous electric |  | 0.2 | 94 | 623 |  | Very small | 0.95 |  |  | 03/24/2023 | 202539678 | 06/01/2023
Eemax, Inc | Eemax | SPEX3208 | Federally-Regulated Consumer Product | Electric resistance |  | 0 |  | 3 |  |  |  | False | Instantaneous electric |  | 0.3 | 97 | 607 |  | Very small | 0.97 |  |  | 03/24/2023 | 202513254 | 06/01/2023
Eemax, Inc | Eemax | SPEX48T | Federally-Regulated Consumer Product | Electric resistance |  | 0 |  | 4.8 |  |  |  | False | Instantaneous electric |  | 0.4 | 94 | 639 |  | Very small | 0.97 |  |  | 06/01/2023 | 202371796 | 06/01/2023
Rheem Sales Company, Inc. | Rheem | RECTGH-S*10*N | Federally-Regulated Consumer Product | Natural gas |  | 0 |  | 180000 |  |  |  | True | Instantaneous gas-fired |  | 5.2 | 98 | 19 | 17567227 | High | 0.96 |  | 0 | 05/02/2023 | 212409468 | 06/01/2023
Rheem Sales Company, Inc. | Rheem | RECTGH-S*11*N | Federally-Regulated Consumer Product | Natural gas |  | 0 |  | 199900 |  |  |  | True | Instantaneous gas-fired |  | 5.8 | 98 | 19 | 17567227 | High | 0.96 |  | 0 | 05/02/2023 | 212409466 | 06/01/2023
Rheem Sales Company, Inc. | Rheem | RECTGH-S*84*N | Federally-Regulated Consumer Product | Natural gas |  | 0 |  | 157000 |  |  |  | True | Instantaneous gas-fired |  | 4.6 | 97 | 12 | 17591111 | High | 0.96 |  | 0 | 05/02/2023 | 212409470 | 06/01/2023
Rheem Sales Company, Inc. | Rheem | RECTGH-S*10*N | Federally-Regulated Consumer Product | Natural gas |  | 0 |  | 180000 |  |  |  | True | Instantaneous gas-fired |  | 5.2 | 98 | 19 | 17567227 | High | 0.96 |  | 0 | 06/01/2023 | 212409468 | 06/01/2023
Rheem Sales Company, Inc. | Rheem | RECTGH-S*11*N | Federally-Regulated Consumer Product | Natural gas |  | 0 |  | 199900 |  |  |  | True | Instantaneous gas-fired |  | 5.8 | 98 | 19 | 17567227 | High | 0.96 |  | 0 | 06/01/2023 | 212409466 | 06/01/2023
Rheem Sales Company, Inc. | Rheem | RECTGH-S*84*N | Federally-Regulated Consumer Product | Natural gas |  | 0 |  | 157000 |  |  |  | True | Instantaneous gas-fired |  | 4.6 | 97 | 12 | 17591111 | High | 0.96 |  | 0 | 06/01/2023 | 212409470 | 06/01/2023
Rheem Sales Company, Inc. | Richmond | RMTGHS*84*N | Federally-Regulated Consumer Product | Natural gas |  | 0 |  | 157000 |  |  |  | True | Instantaneous gas-fired |  | 4.6 | 97 | 12 | 17591111 | High | 0.96 |  | 0 | 06/01/2023 | 212409469 | 06/01/2023
Rheem Sales Company, Inc. | Richmond | RMTGHS*11*N | Federally-Regulated Consumer Product | Natural gas |  | 0 |  | 199900 |  |  |  | True | Instantaneous gas-fired |  | 5.8 | 98 | 19 | 17567227 | High | 0.96 |  | 0 | 06/01/2023 | 212409465 | 06/01/2023
Rheem Sales Company, Inc. | Richmond | RMTGHS*10*N | Federally-Regulated Consumer Product | Natural gas |  | 0 |  | 180000 |  |  |  | True | Instantaneous gas-fired |  | 5.2 | 98 | 19 | 17567227 | High | 0.96 |  | 0 | 06/01/2023 | 212409467 | 06/01/2023
Rheem Sales Company, Inc. | Rheem | RECTGH-S*10*N | Federally-Regulated Consumer Product | Natural gas |  | 0 |  | 180000 |  |  |  | True | Instantaneous gas-fired |  | 5.2 | 98 | 19 | 17567227 | High | 0.96 |  | 0 | 06/01/2023 | 212409468 | 06/01/2023
Rheem Sales Company, Inc. | Rheem | RECTGH-S*11*N | Federally-Regulated Consumer Product | Natural gas |  | 0 |  | 199900 |  |  |  | True | Instantaneous gas-fired |  | 5.8 | 98 | 19 | 17567227 | High | 0.96 |  | 0 | 06/01/2023 | 212409466 | 06/01/2023
Rheem Sales Company, Inc. | Rheem | RECTGH-S*84*N | Federally-Regulated Consumer Product | Natural gas |  | 0 |  | 157000 |  |  |  | True | Instantaneous gas-fired |  | 4.6 | 97 | 12 | 17591111 | High | 0.96 |  | 0 | 06/01/2023 | 212409470 | 06/01/2023
Eemax, Inc | Eemax | SPEX95 | Federally-Regulated Consumer Product | Electric resistance |  | 0 |  | 9.5 |  |  |  | False | Instantaneous electric |  | 0.9 | 95 | 611 |  | Very small | 0.96 |  |  | 06/01/2023 | 202537306 | 06/01/2023
Eemax, Inc | Eemax | SPEX2412 | Federally-Regulated Consumer Product | Electric resistance |  | 1 |  | 2.4 |  |  |  | False | Instantaneous electric |  | 0.2 | 94 | 623 |  | Very small | 0.95 |  |  | 06/01/2023 | 202555320 | 06/01/2023
Eemax, Inc | Eemax | SPEX48 | Federally-Regulated Consumer Product | Electric resistance |  | 0 |  | 4.8 |  |  |  | False | Instantaneous electric |  | 0.5 | 93 | 625 |  | Very small | 0.96 |  |  | 06/01/2023 | 202513251 | 06/01/2023
Eemax, Inc | Eemax | AM005240T | Federally-Regulated Consumer Product | Electric resistance |  | 0 |  | 4.8 |  |  |  | False | Instantaneous electric |  | 0.5 | 96 | 616 |  | Very small | 0.96 |  |  | 06/01/2023 | 202570788 | 06/01/2023
Eemax, Inc | Eemax | SPEX3512T | Federally-Regulated Consumer Product | Electric resistance |  | 0 |  | 3.5 |  |  |  | False | Instantaneous electric |  | 0.3 | 98 | 608 |  | Very small | 0.96 |  |  | 06/01/2023 | 202371810 | 06/01/2023
Eemax, Inc | Eemax | SPEX65T | Federally-Regulated Consumer Product | Electric resistance |  | 0 |  | 6.5 |  |  |  | False | Instantaneous electric |  | 0.6 | 98 | 605 |  | Very small | 0.97 |  |  | 06/01/2023 | 202371799 | 06/01/2023
Eemax, Inc | Eemax | SPEX4208 | Federally-Regulated Consumer Product | Electric resistance |  | 0 |  | 4.1 |  |  |  | False | Instantaneous electric |  | 0.4 | 97 | 607 |  | Very small | 0.97 |  |  | 06/01/2023 | 202513256 | 06/01/2023
Eemax, Inc | Eemax | SPEX75T | Federally-Regulated Consumer Product | Electric resistance |  | 0 |  | 7.5 |  |  |  | False | Instantaneous electric |  | 0.7 | 97 | 611 |  | Very small | 0.97 |  |  | 06/01/2023 | 202371800 | 06/01/2023
Eemax, Inc | Eemax | AM004277T | Federally-Regulated Consumer Product | Electric resistance |  | 0 |  | 4.1 |  |  |  | False | Instantaneous electric |  | 0.4 | 92 | 638 |  | Very small | 0.94 |  |  | 06/01/2023 | 202570791 | 06/01/2023
Eemax, Inc | Eemax | AM010240T | Federally-Regulated Consumer Product | Electric resistance |  | 0 |  | 9.5 |  |  |  | False | Instantaneous electric |  | 0.9 | 94 | 616 |  | Very small | 0.96 |  |  | 06/01/2023 | 202570790 | 06/01/2023
Eemax, Inc | Eemax | SPEX95T | Federally-Regulated Consumer Product | Electric resistance |  | 0 |  | 9.5 |  |  |  | False | Instantaneous electric |  | 0.9 | 98 | 609 |  | Very small | 0.98 |  |  | 06/01/2023 | 202371803 | 06/01/2023
Eemax, Inc | Eemax | SPEX100 | Federally-Regulated Consumer Product | Electric resistance |  | 0 |  | 10 |  |  |  | False | Instantaneous electric |  | 1 | 94 | 615 |  | Very small | 0.96 |  |  | 06/01/2023 | 202537302 | 06/01/2023
Eemax, Inc | Eemax | AM008277T | Federally-Regulated Consumer Product | Electric resistance |  | 0 |  | 8 |  |  |  | False | Instantaneous electric |  | 0.8 | 95 | 615 |  | Very small | 0.96 |  |  | 06/01/2023 | 202866395 | 06/01/2023
Eemax, Inc | Eemax | SPEX60 | Federally-Regulated Consumer Product | Electric resistance |  | 0 |  | 6 |  |  |  | False | Instantaneous electric |  | 0.6 | 96 | 616 |  | Very small | 0.96 |  |  | 06/01/2023 | 202537305 | 06/01/2023
Eemax, Inc | Eemax | SPEX35T | Federally-Regulated Consumer Product | Electric resistance |  | 0 |  | 3.5 |  |  |  | False | Instantaneous electric |  | 0.3 | 98 | 607 |  | Very small | 0.97 |  |  | 06/01/2023 | 202371795 | 06/01/2023
Eemax, Inc | Eemax | SPEX55T | Federally-Regulated Consumer Product | Electric resistance |  | 0 |  | 5.5 |  |  |  | False | Instantaneous electric |  | 0.5 | 98 | 608 |  | Very small | 0.97 |  |  | 06/01/2023 | 202371797 | 06/01/2023
Eemax, Inc | Eemax | SPEX3512 | Federally-Regulated Consumer Product | Electric resistance |  | 0 |  | 3.5 |  |  |  | False | Instantaneous electric |  | 0.3 | 94 | 633 |  | Very small | 0.94 |  |  | 06/01/2023 | 202537300 | 06/01/2023
Eemax, Inc | Eemax | SPEX8208 | Federally-Regulated Consumer Product | Electric resistance |  | 0 |  | 8.3 |  |  |  | False | Instantaneous electric |  | 0.8 | 95 | 619 |  | Very small | 0.96 |  |  | 06/01/2023 | 202537298 | 06/01/2023
Eemax, Inc | Eemax | SPEX1812T | Federally-Regulated Consumer Product | Electric resistance |  | 0 |  | 1.8 |  |  |  | False | Instantaneous electric |  | 0.2 | 98 | 614 |  | Very small | 0.96 |  |  | 06/01/2023 | 202371805 | 06/01/2023
Eemax, Inc | Eemax | SPEX75 | Federally-Regulated Consumer Product | Electric resistance |  | 0 |  | 7.5 |  |  |  | False | Instantaneous electric |  | 0.8 | 95 | 620 |  | Very small | 0.96 |  |  | 06/01/2023 | 202537301 | 06/01/2023
Eemax, Inc | Eemax | AM007240T | Federally-Regulated Consumer Product | Electric resistance |  | 0 |  | 6.5 |  |  |  | False | Instantaneous electric |  | 0.6 | 94 | 619 |  | Very small | 0.95 |  |  | 06/01/2023 | 202570789 | 06/01/2023
Eemax, Inc | Eemax | SPEX90 | Federally-Regulated Consumer Product | Electric resistance |  | 0 |  | 9 |  |  |  | False | Instantaneous electric |  | 0.9 | 93 | 620 |  | Very small | 0.96 |  |  | 06/01/2023 | 202537307 | 06/01/2023
Eemax, Inc | Eemax | SPEX8208T | Federally-Regulated Consumer Product | Electric resistance |  | 0 |  | 8.3 |  |  |  | False | Instantaneous electric |  | 0.7 | 97 | 609 |  | Very small | 0.98 |  |  | 06/01/2023 | 202371813 | 06/01/2023
Eemax, Inc | Eemax | SPEX4277 | Federally-Regulated Consumer Product | Electric resistance |  | 0 |  | 4.1 |  |  |  | False | Instantaneous electric |  | 0.4 | 96 | 618 |  | Very small | 0.96 |  |  | 06/01/2023 | 202537299 | 06/01/2023
Eemax, Inc | Eemax | AM012240T | Federally-Regulated Consumer Product | Electric resistance |  | 1 |  | 11.5 |  |  |  | False | Instantaneous electric |  | 1.1 | 93 | 625 |  | Very small | 0.95 |  |  | 06/01/2023 | 202866394 | 06/01/2023
Eemax, Inc | Eemax | SPEX55 | Federally-Regulated Consumer Product | Electric resistance |  | 0 |  | 5.5 |  |  |  | False | Instantaneous electric |  | 0.6 | 96 | 621 |  | Very small | 0.96 |  |  | 06/01/2023 | 202513252 | 06/01/2023
Eemax, Inc | Eemax | SPEX2412T | Federally-Regulated Consumer Product | Electric resistance |  | 0 |  | 2.4 |  |  |  | False | Instantaneous electric |  | 0.2 | 98 | 613 |  | Very small | 0.96 |  |  | 06/01/2023 | 202371806 | 06/01/2023
Eemax, Inc | Eemax | SPEX3277 | Federally-Regulated Consumer Product | Electric resistance |  | 0 |  | 3 |  |  |  | False | Instantaneous electric |  | 0.3 | 95 | 627 |  | Very small | 0.95 |  |  | 06/01/2023 | 202513255 | 06/01/2023
Eemax, Inc | Eemax | SPEX80 | Federally-Regulated Consumer Product | Electric resistance |  | 0 |  | 8 |  |  |  | False | Instantaneous electric |  | 0.8 | 94 | 616 |  | Very small | 0.96 |  |  | 06/01/2023 | 202513253 | 06/01/2023
Eemax, Inc | Eemax | AM004120T | Federally-Regulated Consumer Product | Electric resistance |  | 0 |  | 3.5 |  |  |  | False | Instantaneous electric |  | 0.3 | 93 | 634 |  | Very small | 0.93 |  |  | 06/01/2023 | 202570787 | 06/01/2023
Eemax, Inc | Eemax | SPEX3012 | Federally-Regulated Consumer Product | Electric resistance |  | 0 |  | 3 |  |  |  | False | Instantaneous electric |  | 0.3 | 95 | 611 |  | Very small | 0.96 |  |  | 06/01/2023 | 202537303 | 06/01/2023
Eemax, Inc | Eemax | SPEX90T | Federally-Regulated Consumer Product | Electric resistance |  | 0 |  | 9 |  |  |  | False | Instantaneous electric |  | 0.9 | 98 | 605 |  | Very small | 0.98 |  |  | 06/01/2023 | 202371802 | 06/01/2023
Eemax, Inc | Eemax | SPEX3012T | Federally-Regulated Consumer Product | Electric resistance |  | 0 |  | 3 |  |  |  | False | Instantaneous electric |  | 0.3 | 98 | 612 |  | Very small | 0.96 |  |  | 06/01/2023 | 202371807 | 06/01/2023
Eemax, Inc | Eemax | SPEX35 | Federally-Regulated Consumer Product | Electric resistance |  | 1 |  | 3.5 |  |  |  | False | Instantaneous electric |  | 0.4 | 94 | 610 |  | Very small | 0.95 |  |  | 06/01/2023 | 202555319 | 06/01/2023
Eemax, Inc | Eemax | SPEX65 | Federally-Regulated Consumer Product | Electric resistance |  | 0 |  | 6.5 |  |  |  | False | Instantaneous electric |  | 0.7 | 95 | 611 |  | Very small | 0.96 |  |  | 06/01/2023 | 202537304 | 06/01/2023
Eemax, Inc | Eemax | SPEX100T | Federally-Regulated Consumer Product | Electric resistance |  | 0 |  | 10 |  |  |  | False | Instantaneous electric |  | 1 | 98 | 601 |  | Very small | 0.98 |  |  | 06/01/2023 | 202371804 | 06/01/2023
Eemax, Inc | Eemax | SPEX4208T | Federally-Regulated Consumer Product | Electric resistance |  | 0 |  | 4.1 |  |  |  | False | Instantaneous electric |  | 0.4 | 96 | 616 |  | Very small | 0.98 |  |  | 06/01/2023 | 202371811 | 06/01/2023
Eemax, Inc | Eemax | AM010277T | Federally-Regulated Consumer Product | Electric resistance |  | 0 |  | 10 |  |  |  | False | Instantaneous electric |  | 1 | 95 | 612 |  | Very small | 0.96 |  |  | 06/01/2023 | 202866396 | 06/01/2023
Eemax, Inc | Eemax | SPEX3208T | Federally-Regulated Consumer Product | Electric resistance |  | 0 |  | 3 |  |  |  | False | Instantaneous electric |  | 0.3 | 98 | 604 |  | Very small | 0.97 |  |  | 06/01/2023 | 202371808 | 06/01/2023
Eemax, Inc | Eemax | SPEX1812 | Federally-Regulated Consumer Product | Electric resistance |  | 1 |  | 1.8 |  |  |  | False | Instantaneous electric |  | 0.2 | 94 | 623 |  | Very small | 0.95 |  |  | 06/01/2023 | 202539678 | 06/01/2023
Eemax, Inc | Eemax | SPEX3208 | Federally-Regulated Consumer Product | Electric resistance |  | 0 |  | 3 |  |  |  | False | Instantaneous electric |  | 0.3 | 97 | 607 |  | Very small | 0.97 |  |  | 06/01/2023 | 202513254 | 06/01/2023
Eemax, Inc | Eemax | SPEX48T | Federally-Regulated Consumer Product | Electric resistance |  | 0 |  | 4.8 |  |  |  | False | Instantaneous electric |  | 0.4 | 94 | 639 |  | Very small | 0.97 |  |  | 06/01/2023 | 202371796 | 06/01/2023
Eemax, Inc | Eemax | SPEX60T | Federally-Regulated Consumer Product | Electric resistance |  | 0 |  | 6 |  |  |  | False | Instantaneous electric |  | 0.6 | 96 | 613 |  | Very small | 0.97 |  |  | 06/01/2023 | 202371798 | 06/01/2023
Eemax, Inc | Eemax | SPEX012240T | Federally-Regulated Consumer Product | Electric resistance |  | 1 |  | 11.5 |  |  |  | False | Instantaneous electric |  | 1.1 | 96 | 609 |  | Very small | 0.95 |  |  | 06/01/2023 | 202491260 | 06/01/2023
Eemax, Inc | Eemax | SPEX3277T | Federally-Regulated Consumer Product | Electric resistance |  | 0 |  | 3 |  |  |  | False | Instantaneous electric |  | 0.3 | 98 | 607 |  | Very small | 0.97 |  |  | 06/01/2023 | 202371809 | 06/01/2023
Eemax, Inc | Eemax | SPEX4277T | Federally-Regulated Consumer Product | Electric resistance |  | 0 |  | 4.1 |  |  |  | False | Instantaneous electric |  | 0.4 | 95 | 620 |  | Very small | 0.97 |  |  | 06/01/2023 | 202371812 | 06/01/2023
Eemax, Inc | Eemax | SPEX80T | Federally-Regulated Consumer Product | Electric resistance |  | 0 |  | 8 |  |  |  | False | Instantaneous electric |  | 0.8 | 98 | 607 |  | Very small | 0.98 |  |  | 06/01/2023 | 202371801 | 06/01/2023
Bradford White Corporation | Jetglas | LE340S*-***** | Federally-Regulated Consumer Product | Electric resistance |  | 36 |  | 4.5 | True |  |  | True | Electric storage | 49 |  | 98 | 2466 |  | Low | 0.91 |  |  | 03/23/2023 | 208805351 | 06/02/2023
Bradford White Corporation | Jetglas | LE340S*-***** | Federally-Regulated Consumer Product | Electric resistance |  | 36 |  | 4.5 | True |  |  | True | Electric storage | 49 |  | 98 | 2466 |  | Low | 0.91 | 0.91 |  | 06/02/2023 | 208805351 | 06/02/2023
Bradford White Corporation | BRADFORD WHITE | ERE340S*-***** | Federally-Regulated Consumer Product | Electric resistance |  | 36 |  | 4.5 | True |  |  | True | Electric storage | 49 |  | 98 | 2466 |  | Low | 0.91 |  |  | 03/23/2023 | 208573579 | 06/02/2023
Bradford White Corporation | BRADFORD WHITE | LE340S*-***** | Federally-Regulated Consumer Product | Electric resistance |  | 36 |  | 4.5 | True |  |  | True | Electric storage | 49 |  | 98 | 2466 |  | Low | 0.91 |  |  | 03/23/2023 | 207465481 | 06/02/2023
Bradford White Corporation | BRADFORD WHITE | RE340S*-***** | Federally-Regulated Consumer Product | Electric resistance |  | 36 |  | 4.5 | True |  |  | True | Electric storage | 49 |  | 98 | 2466 |  | Low | 0.91 |  |  | 03/23/2023 | 200094304 | 06/02/2023
Bradford White Corporation | BRADFORD WHITE | ERE340T*-***** | Federally-Regulated Consumer Product | Electric resistance |  | 36 |  | 4.5 | True |  |  | True | Electric storage | 53 |  | 98 | 3531 |  | Medium | 0.92 |  |  | 03/23/2023 | 208573580 | 06/02/2023
Bradford White Corporation | BRADFORD WHITE | RE340T*-***** | Federally-Regulated Consumer Product | Electric resistance |  | 36 |  | 4.5 | True |  |  | True | Electric storage | 53 |  | 98 | 3531 |  | Medium | 0.92 |  |  | 03/23/2023 | 200094306 | 06/02/2023
Bradford White Corporation | BRADFORD WHITE | ERE340S*-***** | Federally-Regulated Consumer Product | Electric resistance |  | 36 |  | 4.5 | True |  |  | True | Electric storage | 49 |  | 98 | 2466 |  | Low | 0.91 |  |  | 03/23/2023 | 208573579 | 06/02/2023
Bradford White Corporation | BRADFORD WHITE | LE340S*-***** | Federally-Regulated Consumer Product | Electric resistance |  | 36 |  | 4.5 | True |  |  | True | Electric storage | 49 |  | 98 | 2466 |  | Low | 0.91 |  |  | 03/23/2023 | 207465481 | 06/02/2023
Bradford White Corporation | BRADFORD WHITE | RE340S*-***** | Federally-Regulated Consumer Product | Electric resistance |  | 36 |  | 4.5 | True |  |  | True | Electric storage | 49 |  | 98 | 2466 |  | Low | 0.91 |  |  | 06/02/2023 | 200094304 | 06/02/2023
Bradford White Corporation | Jetglas | LE340S*-***** | Federally-Regulated Consumer Product | Electric resistance |  | 36 |  | 4.5 | True |  |  | True | Electric storage | 49 |  | 98 | 2466 |  | Low | 0.91 | 0.91 |  | 06/02/2023 | 208805351 | 06/02/2023
Bradford White Corporation | BRADFORD WHITE | ERE340S*-***** | Federally-Regulated Consumer Product | Electric resistance |  | 36 |  | 4.5 | True |  |  | True | Electric storage | 49 |  | 98 | 2466 |  | Low | 0.91 |  |  | 06/02/2023 | 208573579 | 06/02/2023
Bradford White Corporation | BRADFORD WHITE | LE340S*-***** | Federally-Regulated Consumer Product | Electric resistance |  | 36 |  | 4.5 | True |  |  | True | Electric storage | 49 |  | 98 | 2466 |  | Low | 0.91 |  |  | 06/02/2023 | 207465481 | 06/02/2023
Bradford White Corporation | BRADFORD WHITE | RE340S*-***** | Federally-Regulated Consumer Product | Electric resistance |  | 36 |  | 4.5 | True |  |  | True | Electric storage | 49 |  | 98 | 2466 |  | Low | 0.91 |  |  | 06/02/2023 | 200094304 | 06/02/2023
Bradford White Corporation | BRADFORD WHITE | ERE340T*-***** | Federally-Regulated Consumer Product | Electric resistance |  | 36 |  | 4.5 | True |  |  | True | Electric storage | 53 |  | 98 | 3531 |  | Medium | 0.92 |  |  | 06/02/2023 | 208573580 | 06/02/2023
Bradford White Corporation | BRADFORD WHITE | RE340T*-***** | Federally-Regulated Consumer Product | Electric resistance |  | 36 |  | 4.5 | True |  |  | True | Electric storage | 53 |  | 98 | 3531 |  | Medium | 0.92 |  |  | 06/02/2023 | 200094306 | 06/02/2023
Rinnai America | Rinnai | (RU130E) REU-N2024W-US | Federally-Regulated Consumer Product | LPG |  | 0 |  | 130000 |  |  |  | True | Instantaneous gas-fired |  | 3.7 | 96 | 20 | 11978505 | Medium | 0.92 |  | 0 | 02/23/2023 | 10595398 | 06/06/2023
Rinnai America | Rinnai | (RU130E) REU-N2024W-US | Federally-Regulated Consumer Product | Natural gas |  | 0 |  | 130000 |  |  |  | True | Instantaneous gas-fired |  | 3.7 | 96 | 20 | 11978505 | Medium | 0.92 |  | 0 | 02/23/2023 | 10595398 | 06/06/2023
Rinnai America | Rinnai | (RU130E) REU-N2024W-US | Federally-Regulated Consumer Product | LPG |  | 0 |  | 130000 |  |  |  | True | Instantaneous gas-fired |  | 3.7 | 98 | 20 | 11722191 | Medium | 0.94 | 0.81 | 0 | 06/06/2023 | 10595398 | 06/06/2023
Rinnai America | Rinnai | (RU130E) REU-N2024W-US | Federally-Regulated Consumer Product | Natural gas |  | 0 |  | 130000 |  |  |  | True | Instantaneous gas-fired |  | 3.7 | 98 | 20 | 11722191 | Medium | 0.94 | 0.81 | 0 | 06/06/2023 | 10595398 | 06/06/2023
Rinnai America | Rinnai | (RU130E) REU-N2024W-US | Federally-Regulated Consumer Product | LPG |  | 0 |  | 130000 |  |  |  | True | Instantaneous gas-fired |  | 3.7 | 98 | 20 | 11722191 | Medium | 0.94 | 0.81 | 0 | 06/06/2023 | 10595398 | 06/06/2023
Rinnai America | Rinnai | (RU130E) REU-N2024W-US | Federally-Regulated Consumer Product | Natural gas |  | 0 |  | 130000 |  |  |  | True | Instantaneous gas-fired |  | 3.7 | 98 | 20 | 11722191 | Medium | 0.94 | 0.81 | 0 | 06/06/2023 | 10595398 | 06/06/2023
Bradford White Corporation | BRADFORD WHITE | ERE240S*-***** | Federally-Regulated Consumer Product | Electric resistance |  | 36 |  | 4.5 | True |  |  | True | Electric storage | 48 |  | 98 | 2466 |  | Low | 0.91 |  |  | 03/23/2023 | 208573575 | 06/08/2023
Bradford White Corporation | BRADFORD WHITE | RE240S*-***** | Federally-Regulated Consumer Product | Electric resistance |  | 36 |  | 4.5 | True |  |  | True | Electric storage | 48 |  | 98 | 2466 |  | Low | 0.91 |  |  | 03/23/2023 | 200094298 | 06/08/2023
Bradford White Corporation | BRADFORD WHITE | ERE240S*-***** | Federally-Regulated Consumer Product | Electric resistance |  | 36 |  | 4.5 | True |  |  | True | Electric storage | 48 |  | 98 | 2466 |  | Low | 0.91 |  |  | 06/08/2023 | 208573575 | 06/08/2023
Bradford White Corporation | BRADFORD WHITE | RE240S*-***** | Federally-Regulated Consumer Product | Electric resistance |  | 36 |  | 4.5 | True |  |  | True | Electric storage | 48 |  | 98 | 2466 |  | Low | 0.91 |  |  | 06/08/2023 | 200094298 | 06/08/2023
Bradford White Corporation | BRADFORD WHITE | ERE240S*-***** | Federally-Regulated Consumer Product | Electric resistance |  | 36 |  | 4.5 | True |  |  | True | Electric storage | 48 |  | 98 | 2466 |  | Low | 0.91 |  |  | 06/08/2023 | 208573575 | 06/08/2023
Bradford White Corporation | BRADFORD WHITE | RE240S*-***** | Federally-Regulated Consumer Product | Electric resistance |  | 36 |  | 4.5 | True |  |  | True | Electric storage | 48 |  | 98 | 2466 |  | Low | 0.91 |  |  | 06/08/2023 | 200094298 | 06/08/2023
Rheem Sales Company, Inc. | Rheem | PROPG38-40N RH69 PD | Federally-Regulated Consumer Product | Natural gas |  | 37 |  | 40000 | True |  |  | False | Gas-fired storage | 71 |  | 76 | 19 | 16727605 | Medium | 0.66 |  |  | 02/28/2023 | 8310081 | 06/13/2023
Rheem Sales Company, Inc. | Rheem | XG40T12DM40U0 | Federally-Regulated Consumer Product | Natural gas |  | 37 |  | 40000 | True |  |  | False | Gas-fired storage | 70 |  | 76 | 25 | 16707133 | Medium | 0.66 |  |  | 03/21/2023 | 7002042 | 06/13/2023
Rheem Sales Company, Inc. | Rheem | XG40T12DM40U0W | Federally-Regulated Consumer Product | Natural gas |  | 37 |  | 40000 | True |  |  | False | Gas-fired storage | 71 |  | 76 | 19 | 16727605 | Medium | 0.66 |  |  | 02/28/2023 | 8315599 | 06/13/2023
Rheem Sales Company, Inc. | Rheem | PROPG38-40N RH69 PD* | Federally-Regulated Consumer Product | Natural gas |  | 37 |  | 40000 | True |  |  | False | Gas-fired storage | 70 |  | 76 | 25 | 16707133 | Medium | 0.66 |  |  | 03/21/2023 | 206900644 | 06/13/2023
Rheem Sales Company, Inc. | Rheem | PROPG38-36P RH69 PD* | Federally-Regulated Consumer Product | LPG |  | 37 |  | 36000 | True |  |  | False | Gas-fired storage | 66 |  | 77 | 25 | 16213238 | Medium | 0.68 |  |  | 04/06/2023 | 206900645 | 06/13/2023
Rheem Sales Company, Inc. | Rheem | PRO+G38-36P RH69 PD | Federally-Regulated Consumer Product | LPG |  | 37 |  | 36000 | True |  |  | False | Gas-fired storage | 66 |  | 77 | 25 | 16213238 | Medium | 0.68 |  |  | 04/06/2023 | 6539852 | 06/13/2023
Rheem Sales Company, Inc. | Rheem | XP40T12DM36U0 | Federally-Regulated Consumer Product | LPG |  | 37 |  | 36000 | True |  |  | False | Gas-fired storage | 66 |  | 77 | 25 | 16213238 | Medium | 0.68 |  |  | 04/06/2023 | 7002032 | 06/13/2023
Rheem Sales Company, Inc. | Rheem | PRO+G38-40N RH69 PD | Federally-Regulated Consumer Product | Natural gas |  | 37 |  | 40000 | True |  |  | False | Gas-fired storage | 70 |  | 76 | 25 | 16707133 | Medium | 0.66 |  |  | 03/21/2023 | 6528348 | 06/13/2023
Rheem Sales Company, Inc. | Rheem | PROPG38-36P RH69 PD | Federally-Regulated Consumer Product | LPG |  | 37 |  | 36000 | True |  |  | False | Gas-fired storage | 64 |  | 77 | 19 | 16233710 | Medium | 0.68 |  |  | 02/28/2023 | 8310082 | 06/13/2023
Rheem Sales Company, Inc. | Rheem | PROPG38-40N RH69 PD | Federally-Regulated Consumer Product | Natural gas |  | 37 |  | 40000 | True |  |  | False | Gas-fired storage | 66 |  | 77 | 19 | 16233710 | Medium | 0.68 | 0.59 |  | 06/13/2023 | 8310081 | 06/13/2023
Rheem Sales Company, Inc. | Rheem | XG40T12DM40U0 | Federally-Regulated Consumer Product | Natural gas |  | 37 |  | 40000 | True |  |  | False | Gas-fired storage | 66 |  | 77 | 25 | 16213238 | Medium | 0.68 | 0.59 |  | 06/13/2023 | 7002042 | 06/13/2023
Rheem Sales Company, Inc. | Rheem | XG40T12DM40U0W | Federally-Regulated Consumer Product | Natural gas |  | 37 |  | 40000 | True |  |  | False | Gas-fired storage | 66 |  | 77 | 19 | 16233710 | Medium | 0.68 | 0.59 |  | 06/13/2023 | 8315599 | 06/13/2023
Rheem Sales Company, Inc. | Rheem | PROPG38-40N RH69 PD* | Federally-Regulated Consumer Product | Natural gas |  | 37 |  | 40000 | True |  |  | False | Gas-fired storage | 66 |  | 77 | 25 | 16213238 | Medium | 0.68 | 0.59 |  | 06/13/2023 | 206900644 | 06/13/2023
Rheem Sales Company, Inc. | Rheem | PROPG38-36P RH69 PD* | Federally-Regulated Consumer Product | LPG |  | 37 |  | 36000 | True |  |  | False | Gas-fired storage | 66 |  | 77 | 25 | 16213238 | Medium | 0.68 | 0.59 |  | 06/13/2023 | 206900645 | 06/13/2023
Rheem Sales Company, Inc. | Rheem | PRO+G38-36P RH69 PD | Federally-Regulated Consumer Product | LPG |  | 37 |  | 36000 | True |  |  | False | Gas-fired storage | 66 |  | 77 | 25 | 16213238 | Medium | 0.68 | 0.59 |  | 06/13/2023 | 6539852 | 06/13/2023
Rheem Sales Company, Inc. | Rheem | XP40T12DM36U0 | Federally-Regulated Consumer Product | LPG |  | 37 |  | 36000 | True |  |  | False | Gas-fired storage | 66 |  | 77 | 25 | 16213238 | Medium | 0.68 | 0.59 |  | 06/13/2023 | 7002032 | 06/13/2023
Rheem Sales Company, Inc. | Rheem | PRO+G38-40N RH69 PD | Federally-Regulated Consumer Product | Natural gas |  | 37 |  | 40000 | True |  |  | False | Gas-fired storage | 66 |  | 77 | 25 | 16213238 | Medium | 0.68 | 0.59 |  | 06/13/2023 | 6528348 | 06/13/2023
Rheem Sales Company, Inc. | Rheem | PROPG38-36P RH69 PD | Federally-Regulated Consumer Product | LPG |  | 37 |  | 36000 | True |  |  | False | Gas-fired storage | 66 |  | 77 | 19 | 16233710 | Medium | 0.68 | 0.59 |  | 06/13/2023 | 8310082 | 06/13/2023
Rheem Sales Company, Inc. | Richmond | 12G40-40E2 | Federally-Regulated Consumer Product | Natural gas |  | 37 |  | 40000 | True |  |  | False | Gas-fired storage | 70 |  | 76 | 25 | 16707133 | Medium | 0.66 |  |  | 03/21/2023 | 4663098 | 06/13/2023
Rheem Sales Company, Inc. | Richmond | 9G40-36PE2 | Federally-Regulated Consumer Product | LPG |  | 37 |  | 36000 | True |  |  | False | Gas-fired storage | 66 |  | 77 | 25 | 16213238 | Medium | 0.68 | 0.59 |  | 04/06/2023 | 4663097 | 06/13/2023
Rheem Sales Company, Inc. | Richmond | 6G40-40E2 | Federally-Regulated Consumer Product | Natural gas |  | 37 |  | 40000 | True |  |  | False | Gas-fired storage | 70 |  | 76 | 25 | 16707133 | Medium | 0.66 |  |  | 03/21/2023 | 4663094 | 06/13/2023
Rheem Sales Company, Inc. | Richmond | 12G40-36PE2 | Federally-Regulated Consumer Product | LPG |  | 37 |  | 36000 | True |  |  | False | Gas-fired storage | 66 |  | 77 | 25 | 16213238 | Medium | 0.68 | 0.59 |  | 04/06/2023 | 4663099 | 06/13/2023
Rheem Sales Company, Inc. | Richmond | 6G40-36PE2 | Federally-Regulated Consumer Product | LPG |  | 37 |  | 36000 | True |  |  | False | Gas-fired storage | 66 |  | 77 | 25 | 16213238 | Medium | 0.68 | 0.59 |  | 04/06/2023 | 4663095 | 06/13/2023
Rheem Sales Company, Inc. | Richmond | 9G40-40E2 | Federally-Regulated Consumer Product | Natural gas |  | 37 |  | 40000 | True |  |  | False | Gas-fired storage | 70 |  | 76 | 25 | 16707133 | Medium | 0.66 |  |  | 03/21/2023 | 4663096 | 06/13/2023
Rheem Sales Company, Inc. | Richmond | 12CG40-40E2 | Federally-Regulated Consumer Product | Natural gas |  | 37 |  | 40000 | True |  |  | False | Gas-fired storage | 70 |  | 76 | 25 | 16707133 | Medium | 0.66 |  |  | 03/21/2023 | 206730809 | 06/13/2023
Rheem Sales Company, Inc. | Richmond | 6CG40-40E2 | Federally-Regulated Consumer Product | Natural gas |  | 37 |  | 40000 | True |  |  | False | Gas-fired storage | 70 |  | 76 | 25 | 16707133 | Medium | 0.66 |  |  | 03/21/2023 | 206730805 | 06/13/2023
Rheem Sales Company, Inc. | Richmond | 9CG40-40E2 | Federally-Regulated Consumer Product | Natural gas |  | 37 |  | 40000 | True |  |  | False | Gas-fired storage | 70 |  | 76 | 25 | 16707133 | Medium | 0.66 |  |  | 03/21/2023 | 206730807 | 06/13/2023
Rheem Sales Company, Inc. | Rheem | PROPG38-40N RH69 PD | Federally-Regulated Consumer Product | Natural gas |  | 37 |  | 40000 | True |  |  | False | Gas-fired storage | 66 |  | 77 | 19 | 16233710 | Medium | 0.68 | 0.59 |  | 06/13/2023 | 8310081 | 06/13/2023
Rheem Sales Company, Inc. | Rheem | XG40T12DM40U0 | Federally-Regulated Consumer Product | Natural gas |  | 37 |  | 40000 | True |  |  | False | Gas-fired storage | 66 |  | 77 | 25 | 16213238 | Medium | 0.68 | 0.59 |  | 06/13/2023 | 7002042 | 06/13/2023
Rheem Sales Company, Inc. | Rheem | XG40T12DM40U0W | Federally-Regulated Consumer Product | Natural gas |  | 37 |  | 40000 | True |  |  | False | Gas-fired storage | 66 |  | 77 | 19 | 16233710 | Medium | 0.68 | 0.59 |  | 06/13/2023 | 8315599 | 06/13/2023
Rheem Sales Company, Inc. | Rheem | PROPG38-40N RH69 PD* | Federally-Regulated Consumer Product | Natural gas |  | 37 |  | 40000 | True |  |  | False | Gas-fired storage | 66 |  | 77 | 25 | 16213238 | Medium | 0.68 | 0.59 |  | 06/13/2023 | 206900644 | 06/13/2023
Rheem Sales Company, Inc. | Rheem | PROPG38-36P RH69 PD* | Federally-Regulated Consumer Product | LPG |  | 37 |  | 36000 | True |  |  | False | Gas-fired storage | 66 |  | 77 | 25 | 16213238 | Medium | 0.68 | 0.59 |  | 06/13/2023 | 206900645 | 06/13/2023
Rheem Sales Company, Inc. | Rheem | PRO+G38-36P RH69 PD | Federally-Regulated Consumer Product | LPG |  | 37 |  | 36000 | True |  |  | False | Gas-fired storage | 66 |  | 77 | 25 | 16213238 | Medium | 0.68 | 0.59 |  | 06/13/2023 | 6539852 | 06/13/2023
Rheem Sales Company, Inc. | Rheem | XP40T12DM36U0 | Federally-Regulated Consumer Product | LPG |  | 37 |  | 36000 | True |  |  | False | Gas-fired storage | 66 |  | 77 | 25 | 16213238 | Medium | 0.68 | 0.59 |  | 06/13/2023 | 7002032 | 06/13/2023
Rheem Sales Company, Inc. | Rheem | PRO+G38-40N RH69 PD | Federally-Regulated Consumer Product | Natural gas |  | 37 |  | 40000 | True |  |  | False | Gas-fired storage | 66 |  | 77 | 25 | 16213238 | Medium | 0.68 | 0.59 |  | 06/13/2023 | 6528348 | 06/13/2023
Rheem Sales Company, Inc. | Rheem | PROPG38-36P RH69 PD | Federally-Regulated Consumer Product | LPG |  | 37 |  | 36000 | True |  |  | False | Gas-fired storage | 66 |  | 77 | 19 | 16233710 | Medium | 0.68 | 0.59 |  | 06/13/2023 | 8310082 | 06/13/2023
Eemax, Inc | EcoSmart | ECOS 12 | Federally-Regulated Consumer Product | Electric resistance |  | 1 |  | 12 |  |  |  | False | Instantaneous electric |  | 1.2 | 99 | 2139 |  | Very small | 0.95 |  |  | 06/01/2023 | 212361392 | 06/15/2023
Eemax, Inc | EcoSmart | ECOS 12 | Federally-Regulated Consumer Product | Electric resistance |  | 1 |  | 12 |  |  |  | False | Instantaneous electric |  | 1.2 | 97 | 625 |  | Very small | 0.95 |  |  | 06/15/2023 | 212361392 | 06/15/2023
Eemax, Inc | EcoSmart | ECOS 12 | Federally-Regulated Consumer Product | Electric resistance |  | 1 |  | 12 |  |  |  | False | Instantaneous electric |  | 1.2 | 97 | 625 |  | Very small | 0.95 |  |  | 06/15/2023 | 212361392 | 06/15/2023
Rheem Sales Company, Inc. | Ruud | RUTG-70XLN-3 | Federally-Regulated Consumer Product | Natural gas |  | 0 |  | 160000 |  |  |  | False | Instantaneous gas-fired |  | 4 | 84 | 16 | 20587813 | High | 0.82 |  | 0 | 06/15/2023 | 212607867 | 06/16/2023
Rheem Sales Company, Inc. | Ruud | RUTG-70XLP-3 | Federally-Regulated Consumer Product | LPG |  | 0 |  | 160000 |  |  |  | False | Instantaneous gas-fired |  | 4 | 84 | 16 | 20587813 | High | 0.82 |  | 0 | 06/15/2023 | 212607868 | 06/16/2023
Rheem Sales Company, Inc. | Ruud | RUTG-70DVLN-3 | Federally-Regulated Consumer Product | Natural gas |  | 0 |  | 160000 |  |  |  | False | Instantaneous gas-fired |  | 4 | 84 | 17 | 20584401 | High | 0.82 |  | 0 | 06/15/2023 | 212607860 | 06/16/2023
Rheem Sales Company, Inc. | Ruud | RUTG-70DVLP-3 | Federally-Regulated Consumer Product | LPG |  | 0 |  | 160000 |  |  |  | False | Instantaneous gas-fired |  | 4 | 84 | 17 | 20584401 | High | 0.82 |  | 0 | 06/15/2023 | 212607861 | 06/16/2023
Rheem Sales Company, Inc. | Ruud | RUTG-70XLN-3 | Federally-Regulated Consumer Product | Natural gas |  | 0 |  | 160000 |  |  |  | False | Instantaneous gas-fired |  | 4 | 84 | 16 | 20587813 | High | 0.82 | 0.81 | 0 | 06/16/2023 | 212607867 | 06/16/2023
Rheem Sales Company, Inc. | Ruud | RUTG-70XLP-3 | Federally-Regulated Consumer Product | LPG |  | 0 |  | 160000 |  |  |  | False | Instantaneous gas-fired |  | 4 | 84 | 16 | 20587813 | High | 0.82 | 0.81 | 0 | 06/16/2023 | 212607868 | 06/16/2023
Rheem Sales Company, Inc. | Ruud | RUTG-70DVLN-3 | Federally-Regulated Consumer Product | Natural gas |  | 0 |  | 160000 |  |  |  | False | Instantaneous gas-fired |  | 4 | 84 | 17 | 20584401 | High | 0.82 | 0.81 | 0 | 06/16/2023 | 212607860 | 06/16/2023
Rheem Sales Company, Inc. | Ruud | RUTG-70DVLP-3 | Federally-Regulated Consumer Product | LPG |  | 0 |  | 160000 |  |  |  | False | Instantaneous gas-fired |  | 4 | 84 | 17 | 20584401 | High | 0.82 | 0.81 | 0 | 06/16/2023 | 212607861 | 06/16/2023
Rheem Sales Company, Inc. | Rheem | RTG-70XLP-3 | Federally-Regulated Consumer Product | LPG |  | 0 |  | 160000 |  |  |  | False | Instantaneous gas-fired |  | 4 | 84 | 16 | 20587813 | High | 0.82 |  | 0 | 06/15/2023 | 212607864 | 06/16/2023
Rheem Sales Company, Inc. | Rheem | RTG-70DVLN-3 | Federally-Regulated Consumer Product | Natural gas |  | 0 |  | 160000 |  |  |  | False | Instantaneous gas-fired |  | 4 | 84 | 17 | 20584401 | High | 0.82 |  | 0 | 06/15/2023 | 212607757 | 06/16/2023
Rheem Sales Company, Inc. | Rheem | RTG-70DVLP-3 | Federally-Regulated Consumer Product | LPG |  | 0 |  | 160000 |  |  |  | False | Instantaneous gas-fired |  | 4 | 84 | 17 | 20584401 | High | 0.82 |  | 0 | 06/15/2023 | 212607857 | 06/16/2023
Rheem Sales Company, Inc. | Rheem | RTG-70XLN-3 | Federally-Regulated Consumer Product | Natural gas |  | 0 |  | 160000 |  |  |  | False | Instantaneous gas-fired |  | 4 | 84 | 16 | 20587813 | High | 0.82 |  | 0 | 06/15/2023 | 212607758 | 06/16/2023
Rheem Sales Company, Inc. | Rheem | ECO160XLP-3 | Federally-Regulated Consumer Product | LPG |  | 0 |  | 160000 |  |  |  | False | Instantaneous gas-fired |  | 4 | 84 | 16 | 20587813 | High | 0.82 |  | 0 | 06/15/2023 | 212607866 | 06/16/2023
Rheem Sales Company, Inc. | Rheem | ECO160XLN-3 | Federally-Regulated Consumer Product | Natural gas |  | 0 |  | 160000 |  |  |  | False | Instantaneous gas-fired |  | 4 | 84 | 16 | 20587813 | High | 0.82 |  | 0 | 06/15/2023 | 212607865 | 06/16/2023
Rheem Sales Company, Inc. | Rheem | ECO160DVLP-3 | Federally-Regulated Consumer Product | LPG |  | 0 |  | 160000 |  |  |  | False | Instantaneous gas-fired |  | 4 | 84 | 17 | 20584401 | High | 0.82 |  | 0 | 06/15/2023 | 212607859 | 06/16/2023
Rheem Sales Company, Inc. | Rheem | ECO160DVLN-3 | Federally-Regulated Consumer Product | Natural gas |  | 0 |  | 160000 |  |  |  | False | Instantaneous gas-fired |  | 4 | 84 | 17 | 20584401 | High | 0.82 |  | 0 | 06/15/2023 | 212607858 | 06/16/2023
Rheem Sales Company, Inc. | Richmond | RMTG70XLN-3 | Federally-Regulated Consumer Product | Natural gas |  | 0 |  | 160000 |  |  |  | False | Instantaneous gas-fired |  | 4 | 84 | 16 | 20587813 | High | 0.82 |  | 0 | 06/15/2023 | 212607869 | 06/16/2023
Rheem Sales Company, Inc. | Richmond | RMTG70DVLP-3 | Federally-Regulated Consumer Product | LPG |  | 0 |  | 160000 |  |  |  | False | Instantaneous gas-fired |  | 4 | 84 | 17 | 20584401 | High | 0.82 |  | 0 | 06/15/2023 | 212607863 | 06/16/2023
Rheem Sales Company, Inc. | Richmond | RMTG70DVLN-3 | Federally-Regulated Consumer Product | Natural gas |  | 0 |  | 160000 |  |  |  | False | Instantaneous gas-fired |  | 4 | 84 | 17 | 20584401 | High | 0.82 |  | 0 | 06/15/2023 | 212607862 | 06/16/2023
Rheem Sales Company, Inc. | Richmond | RMTG70XLP-3 | Federally-Regulated Consumer Product | LPG |  | 0 |  | 160000 |  |  |  | False | Instantaneous gas-fired |  | 4 | 84 | 16 | 20587813 | High | 0.82 |  | 0 | 06/15/2023 | 212607870 | 06/16/2023
Rheem Sales Company, Inc. | Rheem | RTG-70XLP-3 | Federally-Regulated Consumer Product | LPG |  | 0 |  | 160000 |  |  |  | False | Instantaneous gas-fired |  | 4 | 84 | 16 | 20587813 | High | 0.82 |  | 0 | 06/16/2023 | 212607864 | 06/16/2023
Rheem Sales Company, Inc. | Rheem | RTG-70DVLN-3 | Federally-Regulated Consumer Product | Natural gas |  | 0 |  | 160000 |  |  |  | False | Instantaneous gas-fired |  | 4 | 84 | 17 | 20584401 | High | 0.82 |  | 0 | 06/16/2023 | 212607757 | 06/16/2023
Rheem Sales Company, Inc. | Rheem | RTG-70DVLP-3 | Federally-Regulated Consumer Product | LPG |  | 0 |  | 160000 |  |  |  | False | Instantaneous gas-fired |  | 4 | 84 | 17 | 20584401 | High | 0.82 |  | 0 | 06/16/2023 | 212607857 | 06/16/2023
Rheem Sales Company, Inc. | Rheem | RTG-70XLN-3 | Federally-Regulated Consumer Product | Natural gas |  | 0 |  | 160000 |  |  |  | False | Instantaneous gas-fired |  | 4 | 84 | 16 | 20587813 | High | 0.82 |  | 0 | 06/16/2023 | 212607758 | 06/16/2023
Rheem Sales Company, Inc. | Rheem | ECO160XLP-3 | Federally-Regulated Consumer Product | LPG |  | 0 |  | 160000 |  |  |  | False | Instantaneous gas-fired |  | 4 | 84 | 16 | 20587813 | High | 0.82 |  | 0 | 06/16/2023 | 212607866 | 06/16/2023
Rheem Sales Company, Inc. | Rheem | ECO160XLN-3 | Federally-Regulated Consumer Product | Natural gas |  | 0 |  | 160000 |  |  |  | False | Instantaneous gas-fired |  | 4 | 84 | 16 | 20587813 | High | 0.82 |  | 0 | 06/16/2023 | 212607865 | 06/16/2023
Rheem Sales Company, Inc. | Rheem | ECO160DVLP-3 | Federally-Regulated Consumer Product | LPG |  | 0 |  | 160000 |  |  |  | False | Instantaneous gas-fired |  | 4 | 84 | 17 | 20584401 | High | 0.82 |  | 0 | 06/16/2023 | 212607859 | 06/16/2023
Rheem Sales Company, Inc. | Rheem | ECO160DVLN-3 | Federally-Regulated Consumer Product | Natural gas |  | 0 |  | 160000 |  |  |  | False | Instantaneous gas-fired |  | 4 | 84 | 17 | 20584401 | High | 0.82 |  | 0 | 06/16/2023 | 212607858 | 06/16/2023
Rheem Sales Company, Inc. | Richmond | RMTG70XLN-3 | Federally-Regulated Consumer Product | Natural gas |  | 0 |  | 160000 |  |  |  | False | Instantaneous gas-fired |  | 4 | 84 | 16 | 20587813 | High | 0.82 |  | 0 | 06/16/2023 | 212607869 | 06/16/2023
Rheem Sales Company, Inc. | Richmond | RMTG70DVLP-3 | Federally-Regulated Consumer Product | LPG |  | 0 |  | 160000 |  |  |  | False | Instantaneous gas-fired |  | 4 | 84 | 17 | 20584401 | High | 0.82 |  | 0 | 06/16/2023 | 212607863 | 06/16/2023
Rheem Sales Company, Inc. | Richmond | RMTG70DVLN-3 | Federally-Regulated Consumer Product | Natural gas |  | 0 |  | 160000 |  |  |  | False | Instantaneous gas-fired |  | 4 | 84 | 17 | 20584401 | High | 0.82 |  | 0 | 06/16/2023 | 212607862 | 06/16/2023
Rheem Sales Company, Inc. | Richmond | RMTG70XLP-3 | Federally-Regulated Consumer Product | LPG |  | 0 |  | 160000 |  |  |  | False | Instantaneous gas-fired |  | 4 | 84 | 16 | 20587813 | High | 0.82 |  | 0 | 06/16/2023 | 212607870 | 06/16/2023
Rheem Sales Company, Inc. | Ruud | RUTG-70XLN-3 | Federally-Regulated Consumer Product | Natural gas |  | 0 |  | 160000 |  |  |  | False | Instantaneous gas-fired |  | 4 | 84 | 16 | 20587813 | High | 0.82 | 0.81 | 0 | 06/16/2023 | 212607867 | 06/16/2023
Rheem Sales Company, Inc. | Ruud | RUTG-70XLP-3 | Federally-Regulated Consumer Product | LPG |  | 0 |  | 160000 |  |  |  | False | Instantaneous gas-fired |  | 4 | 84 | 16 | 20587813 | High | 0.82 | 0.81 | 0 | 06/16/2023 | 212607868 | 06/16/2023
Rheem Sales Company, Inc. | Ruud | RUTG-70DVLN-3 | Federally-Regulated Consumer Product | Natural gas |  | 0 |  | 160000 |  |  |  | False | Instantaneous gas-fired |  | 4 | 84 | 17 | 20584401 | High | 0.82 | 0.81 | 0 | 06/16/2023 | 212607860 | 06/16/2023
Rheem Sales Company, Inc. | Ruud | RUTG-70DVLP-3 | Federally-Regulated Consumer Product | LPG |  | 0 |  | 160000 |  |  |  | False | Instantaneous gas-fired |  | 4 | 84 | 17 | 20584401 | High | 0.82 | 0.81 | 0 | 06/16/2023 | 212607861 | 06/16/2023
Rheem Sales Company, Inc. | Rheem | RTG-70XLP-3 | Federally-Regulated Consumer Product | LPG |  | 0 |  | 160000 |  |  |  | False | Instantaneous gas-fired |  | 4 | 84 | 16 | 20587813 | High | 0.82 |  | 0 | 06/16/2023 | 212607864 | 06/16/2023
Rheem Sales Company, Inc. | Rheem | RTG-70DVLN-3 | Federally-Regulated Consumer Product | Natural gas |  | 0 |  | 160000 |  |  |  | False | Instantaneous gas-fired |  | 4 | 84 | 17 | 20584401 | High | 0.82 |  | 0 | 06/16/2023 | 212607757 | 06/16/2023
Rheem Sales Company, Inc. | Rheem | RTG-70DVLP-3 | Federally-Regulated Consumer Product | LPG |  | 0 |  | 160000 |  |  |  | False | Instantaneous gas-fired |  | 4 | 84 | 17 | 20584401 | High | 0.82 |  | 0 | 06/16/2023 | 212607857 | 06/16/2023
Rheem Sales Company, Inc. | Rheem | RTG-70XLN-3 | Federally-Regulated Consumer Product | Natural gas |  | 0 |  | 160000 |  |  |  | False | Instantaneous gas-fired |  | 4 | 84 | 16 | 20587813 | High | 0.82 |  | 0 | 06/16/2023 | 212607758 | 06/16/2023
Rheem Sales Company, Inc. | Rheem | ECO160XLP-3 | Federally-Regulated Consumer Product | LPG |  | 0 |  | 160000 |  |  |  | False | Instantaneous gas-fired |  | 4 | 84 | 16 | 20587813 | High | 0.82 |  | 0 | 06/16/2023 | 212607866 | 06/16/2023
Rheem Sales Company, Inc. | Rheem | ECO160XLN-3 | Federally-Regulated Consumer Product | Natural gas |  | 0 |  | 160000 |  |  |  | False | Instantaneous gas-fired |  | 4 | 84 | 16 | 20587813 | High | 0.82 |  | 0 | 06/16/2023 | 212607865 | 06/16/2023
Rheem Sales Company, Inc. | Rheem | ECO160DVLP-3 | Federally-Regulated Consumer Product | LPG |  | 0 |  | 160000 |  |  |  | False | Instantaneous gas-fired |  | 4 | 84 | 17 | 20584401 | High | 0.82 |  | 0 | 06/16/2023 | 212607859 | 06/16/2023
Rheem Sales Company, Inc. | Rheem | ECO160DVLN-3 | Federally-Regulated Consumer Product | Natural gas |  | 0 |  | 160000 |  |  |  | False | Instantaneous gas-fired |  | 4 | 84 | 17 | 20584401 | High | 0.82 |  | 0 | 06/16/2023 | 212607858 | 06/16/2023
Rheem Sales Company, Inc. | Richmond | RMTG70XLN-3 | Federally-Regulated Consumer Product | Natural gas |  | 0 |  | 160000 |  |  |  | False | Instantaneous gas-fired |  | 4 | 84 | 16 | 20587813 | High | 0.82 |  | 0 | 06/16/2023 | 212607869 | 06/16/2023
Rheem Sales Company, Inc. | Richmond | RMTG70DVLP-3 | Federally-Regulated Consumer Product | LPG |  | 0 |  | 160000 |  |  |  | False | Instantaneous gas-fired |  | 4 | 84 | 17 | 20584401 | High | 0.82 |  | 0 | 06/16/2023 | 212607863 | 06/16/2023
Rheem Sales Company, Inc. | Richmond | RMTG70DVLN-3 | Federally-Regulated Consumer Product | Natural gas |  | 0 |  | 160000 |  |  |  | False | Instantaneous gas-fired |  | 4 | 84 | 17 | 20584401 | High | 0.82 |  | 0 | 06/16/2023 | 212607862 | 06/16/2023
Rheem Sales Company, Inc. | Richmond | RMTG70XLP-3 | Federally-Regulated Consumer Product | LPG |  | 0 |  | 160000 |  |  |  | False | Instantaneous gas-fired |  | 4 | 84 | 16 | 20587813 | High | 0.82 |  | 0 | 06/16/2023 | 212607870 | 06/16/2023
Rheem Sales Company, Inc. | Rheem | RTG-84DVLP-3 | Federally-Regulated Consumer Product | LPG |  | 0 |  | 180000 |  |  |  | False | Instantaneous gas-fired |  | 4.5 | 84 | 14 | 20594637 | High | 0.82 |  | 0 | 06/15/2023 | 212607871 | 06/20/2023
Rheem Sales Company, Inc. | Rheem | ECO180XELN-3 | Federally-Regulated Consumer Product | Natural gas |  | 0 |  | 180000 |  |  |  | False | Instantaneous gas-fired |  | 4.4 | 85 | 16 | 20587813 | High | 0.82 |  | 0 | 06/15/2023 | 212607879 | 06/20/2023
Rheem Sales Company, Inc. | Rheem | RTGH-95DV*LP-3 | Federally-Regulated Consumer Product | LPG |  | 0 |  | 199900 |  |  |  | False | Instantaneous gas-fired |  | 5.5 | 95 | 16 | 18146238 | High | 0.93 |  | 0 | 06/15/2023 | 212607933 | 06/20/2023
Rheem Sales Company, Inc. | Rheem | ECO200DVELN-3 | Federally-Regulated Consumer Product | Natural gas |  | 0 |  | 199900 |  |  |  | False | Instantaneous gas-fired |  | 4.8 | 83 | 17 | 20584401 | High | 0.82 |  | 0 | 06/15/2023 | 212607886 | 06/20/2023
Rheem Sales Company, Inc. | Rheem | RTG-84DVLN-3 | Federally-Regulated Consumer Product | Natural gas |  | 0 |  | 180000 |  |  |  | False | Instantaneous gas-fired |  | 4.5 | 84 | 14 | 20594637 | High | 0.82 |  | 0 | 06/15/2023 | 212607759 | 06/20/2023
Rheem Sales Company, Inc. | Rheem | ECO180DVELP-3 | Federally-Regulated Consumer Product | LPG |  | 0 |  | 180000 |  |  |  | False | Instantaneous gas-fired |  | 4.5 | 84 | 14 | 20594637 | High | 0.82 |  | 0 | 06/15/2023 | 212607873 | 06/20/2023
Rheem Sales Company, Inc. | Rheem | ECOH180DVELN-3 | Federally-Regulated Consumer Product | LPG |  | 0 |  | 180000 |  |  |  | False | Instantaneous gas-fired |  | 4.9 | 94 | 10 | 18166710 | High | 0.93 |  | 0 | 06/15/2023 | 212607923 | 06/20/2023
Rheem Sales Company, Inc. | Rheem | ECO200DVELP-3 | Federally-Regulated Consumer Product | LPG |  | 0 |  | 199900 |  |  |  | False | Instantaneous gas-fired |  | 4.8 | 83 | 17 | 20584401 | High | 0.82 |  | 0 | 06/15/2023 | 212607887 | 06/20/2023
Rheem Sales Company, Inc. | Rheem | RTG-95DV*LN-3 | Federally-Regulated Consumer Product | Natural gas |  | 0 |  | 199900 |  |  |  | False | Instantaneous gas-fired |  | 4.8 | 83 | 17 | 20584401 | High | 0.82 |  | 0 | 06/15/2023 | 212607761 | 06/20/2023
Rheem Sales Company, Inc. | Rheem | RTGH-90DVLP-3 | Federally-Regulated Consumer Product | LPG |  | 0 |  | 180000 |  |  |  | False | Instantaneous gas-fired |  | 4.9 | 94 | 10 | 18166710 | High | 0.93 |  | 0 | 06/15/2023 | 212607919 | 06/20/2023
Rheem Sales Company, Inc. | Rheem | RTGH-90DVLN-3 | Federally-Regulated Consumer Product | Natural gas |  | 0 |  | 180000 |  |  |  | False | Instantaneous gas-fired |  | 4.9 | 94 | 10 | 18166710 | High | 0.93 |  | 0 | 06/15/2023 | 212607765 | 06/20/2023
Rheem Sales Company, Inc. | Rheem | ECOH200DVELP-3 | Federally-Regulated Consumer Product | LPG |  | 0 |  | 199900 |  |  |  | False | Instantaneous gas-fired |  | 5.5 | 95 | 16 | 18146238 | High | 0.93 |  | 0 | 06/15/2023 | 212607937 | 06/20/2023
Rheem Sales Company, Inc. | Rheem | ECO180XELP-3 | Federally-Regulated Consumer Product | LPG |  | 0 |  | 180000 |  |  |  | False | Instantaneous gas-fired |  | 4.4 | 85 | 16 | 20587813 | High | 0.82 |  | 0 | 06/15/2023 | 212607880 | 06/20/2023
Rheem Sales Company, Inc. | Rheem | RTGH-68DVLP-3 | Federally-Regulated Consumer Product | LPG |  | 0 |  | 120000 |  |  |  | False | Instantaneous gas-fired |  | 3.5 | 92 | 14 | 12266683 | Medium | 0.9 |  | 0 | 06/15/2023 | 212607899 | 06/20/2023
Rheem Sales Company, Inc. | Rheem | RTGH-68DVLN-3 | Federally-Regulated Consumer Product | Natural gas |  | 0 |  | 120000 |  |  |  | False | Instantaneous gas-fired |  | 3.5 | 92 | 14 | 12266683 | Medium | 0.9 |  | 0 | 06/15/2023 | 212607763 | 06/20/2023
Rheem Sales Company, Inc. | Rheem | ECO200XELN-3 | Federally-Regulated Consumer Product | Natural gas |  | 0 |  | 199900 |  |  |  | False | Instantaneous gas-fired |  | 4.8 | 84 | 16 | 20587813 | High | 0.82 |  | 0 | 06/15/2023 | 212607893 | 06/20/2023
Rheem Sales Company, Inc. | Rheem | RTG-84XLP-3 | Federally-Regulated Consumer Product | LPG |  | 0 |  | 180000 |  |  |  | False | Instantaneous gas-fired |  | 4.4 | 85 | 16 | 20587813 | High | 0.82 |  | 0 | 06/15/2023 | 212607878 | 06/20/2023
Rheem Sales Company, Inc. | Rheem | RTG-95X*LP-3 | Federally-Regulated Consumer Product | LPG |  | 0 |  | 199900 |  |  |  | False | Instantaneous gas-fired |  | 4.8 | 84 | 16 | 20587813 | High | 0.82 |  | 0 | 06/15/2023 | 212607892 | 06/20/2023
Rheem Sales Company, Inc. | Rheem | ECO180DVELN-3 | Federally-Regulated Consumer Product | Natural gas |  | 0 |  | 180000 |  |  |  | False | Instantaneous gas-fired |  | 4.5 | 84 | 14 | 20594637 | High | 0.82 |  | 0 | 06/15/2023 | 212607872 | 06/20/2023
Rheem Sales Company, Inc. | Rheem | RTG-95DV*LP-3 | Federally-Regulated Consumer Product | LPG |  | 0 |  | 199900 |  |  |  | False | Instantaneous gas-fired |  | 4.8 | 83 | 17 | 20584401 | High | 0.82 |  | 0 | 06/15/2023 | 212607885 | 06/20/2023
Rheem Sales Company, Inc. | Rheem | RTGH-95DV*LN-3 | Federally-Regulated Consumer Product | Natural gas |  | 0 |  | 199900 |  |  |  | False | Instantaneous gas-fired |  | 5.5 | 95 | 16 | 18146238 | High | 0.93 |  | 0 | 06/15/2023 | 212607766 | 06/20/2023
Rheem Sales Company, Inc. | Rheem | ECOH180DVELP-3 | Federally-Regulated Consumer Product | Natural gas |  | 0 |  | 180000 |  |  |  | False | Instantaneous gas-fired |  | 4.9 | 94 | 10 | 18166710 | High | 0.93 |  | 0 | 06/15/2023 | 212607924 | 06/20/2023
Rheem Sales Company, Inc. | Rheem | RTG-95X*LN-3 | Federally-Regulated Consumer Product | Natural gas |  | 0 |  | 199900 |  |  |  | False | Instantaneous gas-fired |  | 4.8 | 84 | 16 | 20587813 | High | 0.82 |  | 0 | 06/15/2023 | 212607762 | 06/20/2023
Rheem Sales Company, Inc. | Rheem | ECOH200DVELN-3 | Federally-Regulated Consumer Product | Natural gas |  | 0 |  | 199900 |  |  |  | False | Instantaneous gas-fired |  | 5.5 | 95 | 16 | 18146238 | High | 0.93 |  | 0 | 06/15/2023 | 212607936 | 06/20/2023
Rheem Sales Company, Inc. | Rheem | ECO200XELP-3 | Federally-Regulated Consumer Product | LPG |  | 0 |  | 199900 |  |  |  | False | Instantaneous gas-fired |  | 4.8 | 84 | 16 | 20587813 | High | 0.82 |  | 0 | 06/15/2023 | 212607894 | 06/20/2023
Rheem Sales Company, Inc. | Rheem | RTG-84XLN-3 | Federally-Regulated Consumer Product | Natural gas |  | 0 |  | 180000 |  |  |  | False | Instantaneous gas-fired |  | 4.4 | 85 | 16 | 20587813 | High | 0.82 |  | 0 | 06/15/2023 | 212607760 | 06/20/2023
Rheem Sales Company, Inc. | Ruud | RUTG-95DV*LP-3 | Federally-Regulated Consumer Product | LPG |  | 0 |  | 199900 |  |  |  | False | Instantaneous gas-fired |  | 4.8 | 83 | 17 | 20584401 | High | 0.82 |  | 0 | 06/15/2023 | 212607889 | 06/20/2023
Rheem Sales Company, Inc. | Ruud | RUTGH-90DVLN-3 | Federally-Regulated Consumer Product | Natural gas |  | 0 |  | 180000 |  |  |  | False | Instantaneous gas-fired |  | 4.9 | 94 | 10 | 18166710 | High | 0.93 |  | 0 | 06/15/2023 | 212607927 | 06/20/2023
Rheem Sales Company, Inc. | Ruud | RUTGH-90DVLP-3 | Federally-Regulated Consumer Product | LPG |  | 0 |  | 180000 |  |  |  | False | Instantaneous gas-fired |  | 4.9 | 94 | 10 | 18166710 | High | 0.93 |  | 0 | 06/15/2023 | 212607928 | 06/20/2023
Rheem Sales Company, Inc. | Ruud | RUTG-84DVLP-3 | Federally-Regulated Consumer Product | LPG |  | 0 |  | 180000 |  |  |  | False | Instantaneous gas-fired |  | 4.5 | 84 | 14 | 20594637 | High | 0.82 |  | 0 | 06/15/2023 | 212607875 | 06/20/2023
Rheem Sales Company, Inc. | Ruud | RUTG-95X*LN-3 | Federally-Regulated Consumer Product | Natural gas |  | 0 |  | 199900 |  |  |  | False | Instantaneous gas-fired |  | 4.8 | 84 | 16 | 20587813 | High | 0.82 |  | 0 | 06/15/2023 | 212607895 | 06/20/2023
Rheem Sales Company, Inc. | Ruud | RUTG-95DV*LN-3 | Federally-Regulated Consumer Product | Natural gas |  | 0 |  | 199900 |  |  |  | False | Instantaneous gas-fired |  | 4.8 | 83 | 17 | 20584401 | High | 0.82 |  | 0 | 06/15/2023 | 212607888 | 06/20/2023
Rheem Sales Company, Inc. | Ruud | RUTGH-95DV*LN-3 | Federally-Regulated Consumer Product | Natural gas |  | 0 |  | 199900 |  |  |  | False | Instantaneous gas-fired |  | 5.5 | 95 | 16 | 18146238 | High | 0.93 |  | 0 | 06/15/2023 | 212607941 | 06/20/2023
Rheem Sales Company, Inc. | Ruud | RUTG-84XLN-3 | Federally-Regulated Consumer Product | Natural gas |  | 0 |  | 180000 |  |  |  | False | Instantaneous gas-fired |  | 4.4 | 85 | 16 | 20587813 | High | 0.82 |  | 0 | 06/15/2023 | 212607881 | 06/20/2023
Rheem Sales Company, Inc. | Ruud | RUTGH-95DV*LP-3 | Federally-Regulated Consumer Product | LPG |  | 0 |  | 199900 |  |  |  | False | Instantaneous gas-fired |  | 5.5 | 95 | 16 | 18146238 | High | 0.93 |  | 0 | 06/15/2023 | 212607942 | 06/20/2023
Rheem Sales Company, Inc. | Ruud | RUTGH-68DVLP-3 | Federally-Regulated Consumer Product | LPG |  | 0 |  | 120000 |  |  |  | False | Instantaneous gas-fired |  | 3.5 | 92 | 14 | 12266683 | Medium | 0.9 |  | 0 | 06/15/2023 | 212607904 | 06/20/2023
Rheem Sales Company, Inc. | Ruud | RUTG-84XLP-3 | Federally-Regulated Consumer Product | LPG |  | 0 |  | 180000 |  |  |  | False | Instantaneous gas-fired |  | 4.4 | 85 | 16 | 20587813 | High | 0.82 |  | 0 | 06/15/2023 | 212607882 | 06/20/2023
Rheem Sales Company, Inc. | Ruud | RUTGH-68DVLN-3 | Federally-Regulated Consumer Product | Natural gas |  | 0 |  | 120000 |  |  |  | False | Instantaneous gas-fired |  | 3.5 | 92 | 14 | 12266683 | Medium | 0.9 |  | 0 | 06/15/2023 | 212607903 | 06/20/2023
Rheem Sales Company, Inc. | Ruud | RUTG-95X*LP-3 | Federally-Regulated Consumer Product | LPG |  | 0 |  | 199900 |  |  |  | False | Instantaneous gas-fired |  | 4.8 | 84 | 16 | 20587813 | High | 0.82 |  | 0 | 06/15/2023 | 212607896 | 06/20/2023
Rheem Sales Company, Inc. | Ruud | RUTG-84DVLN-3 | Federally-Regulated Consumer Product | Natural gas |  | 0 |  | 180000 |  |  |  | False | Instantaneous gas-fired |  | 4.5 | 84 | 14 | 20594637 | High | 0.82 |  | 0 | 06/15/2023 | 212607874 | 06/20/2023
Rheem Sales Company, Inc. | Rheem | RTG-84DVLP-3 | Federally-Regulated Consumer Product | LPG |  | 0 |  | 180000 |  |  |  | False | Instantaneous gas-fired |  | 4.5 | 84 | 14 | 20594637 | High | 0.82 |  | 0 | 06/20/2023 | 212607871 | 06/20/2023
Rheem Sales Company, Inc. | Rheem | ECO180XELN-3 | Federally-Regulated Consumer Product | Natural gas |  | 0 |  | 180000 |  |  |  | False | Instantaneous gas-fired |  | 4.4 | 85 | 16 | 20587813 | High | 0.82 |  | 0 | 06/20/2023 | 212607879 | 06/20/2023
Rheem Sales Company, Inc. | Rheem | RTGH-95DV*LP-3 | Federally-Regulated Consumer Product | LPG |  | 0 |  | 199900 |  |  |  | False | Instantaneous gas-fired |  | 5.5 | 95 | 16 | 18146238 | High | 0.93 |  | 0 | 06/20/2023 | 212607933 | 06/20/2023
Rheem Sales Company, Inc. | Rheem | ECO200DVELN-3 | Federally-Regulated Consumer Product | Natural gas |  | 0 |  | 199900 |  |  |  | False | Instantaneous gas-fired |  | 4.8 | 83 | 17 | 20584401 | High | 0.82 |  | 0 | 06/20/2023 | 212607886 | 06/20/2023
Rheem Sales Company, Inc. | Rheem | RTG-84DVLN-3 | Federally-Regulated Consumer Product | Natural gas |  | 0 |  | 180000 |  |  |  | False | Instantaneous gas-fired |  | 4.5 | 84 | 14 | 20594637 | High | 0.82 |  | 0 | 06/20/2023 | 212607759 | 06/20/2023
Rheem Sales Company, Inc. | Rheem | ECO180DVELP-3 | Federally-Regulated Consumer Product | LPG |  | 0 |  | 180000 |  |  |  | False | Instantaneous gas-fired |  | 4.5 | 84 | 14 | 20594637 | High | 0.82 |  | 0 | 06/20/2023 | 212607873 | 06/20/2023
Rheem Sales Company, Inc. | Rheem | ECOH180DVELN-3 | Federally-Regulated Consumer Product | LPG |  | 0 |  | 180000 |  |  |  | False | Instantaneous gas-fired |  | 4.9 | 94 | 10 | 18166710 | High | 0.93 |  | 0 | 06/20/2023 | 212607923 | 06/20/2023
Rheem Sales Company, Inc. | Rheem | ECO200DVELP-3 | Federally-Regulated Consumer Product | LPG |  | 0 |  | 199900 |  |  |  | False | Instantaneous gas-fired |  | 4.8 | 83 | 17 | 20584401 | High | 0.82 |  | 0 | 06/20/2023 | 212607887 | 06/20/2023
Rheem Sales Company, Inc. | Rheem | RTG-95DV*LN-3 | Federally-Regulated Consumer Product | Natural gas |  | 0 |  | 199900 |  |  |  | False | Instantaneous gas-fired |  | 4.8 | 83 | 17 | 20584401 | High | 0.82 |  | 0 | 06/20/2023 | 212607761 | 06/20/2023
Rheem Sales Company, Inc. | Rheem | RTGH-90DVLP-3 | Federally-Regulated Consumer Product | LPG |  | 0 |  | 180000 |  |  |  | False | Instantaneous gas-fired |  | 4.9 | 94 | 10 | 18166710 | High | 0.93 |  | 0 | 06/20/2023 | 212607919 | 06/20/2023
Rheem Sales Company, Inc. | Rheem | RTGH-90DVLN-3 | Federally-Regulated Consumer Product | Natural gas |  | 0 |  | 180000 |  |  |  | False | Instantaneous gas-fired |  | 4.9 | 94 | 10 | 18166710 | High | 0.93 |  | 0 | 06/20/2023 | 212607765 | 06/20/2023
Rheem Sales Company, Inc. | Rheem | ECOH200DVELP-3 | Federally-Regulated Consumer Product | LPG |  | 0 |  | 199900 |  |  |  | False | Instantaneous gas-fired |  | 5.5 | 95 | 16 | 18146238 | High | 0.93 |  | 0 | 06/20/2023 | 212607937 | 06/20/2023
Rheem Sales Company, Inc. | Rheem | ECO180XELP-3 | Federally-Regulated Consumer Product | LPG |  | 0 |  | 180000 |  |  |  | False | Instantaneous gas-fired |  | 4.4 | 85 | 16 | 20587813 | High | 0.82 |  | 0 | 06/20/2023 | 212607880 | 06/20/2023
Rheem Sales Company, Inc. | Rheem | RTGH-68DVLP-3 | Federally-Regulated Consumer Product | LPG |  | 0 |  | 120000 |  |  |  | False | Instantaneous gas-fired |  | 3.5 | 92 | 14 | 12266683 | Medium | 0.9 |  | 0 | 06/20/2023 | 212607899 | 06/20/2023
Rheem Sales Company, Inc. | Rheem | RTGH-68DVLN-3 | Federally-Regulated Consumer Product | Natural gas |  | 0 |  | 120000 |  |  |  | False | Instantaneous gas-fired |  | 3.5 | 92 | 14 | 12266683 | Medium | 0.9 |  | 0 | 06/20/2023 | 212607763 | 06/20/2023
Rheem Sales Company, Inc. | Rheem | ECO200XELN-3 | Federally-Regulated Consumer Product | Natural gas |  | 0 |  | 199900 |  |  |  | False | Instantaneous gas-fired |  | 4.8 | 84 | 16 | 20587813 | High | 0.82 |  | 0 | 06/20/2023 | 212607893 | 06/20/2023
Rheem Sales Company, Inc. | Rheem | RTG-84XLP-3 | Federally-Regulated Consumer Product | LPG |  | 0 |  | 180000 |  |  |  | False | Instantaneous gas-fired |  | 4.4 | 85 | 16 | 20587813 | High | 0.82 |  | 0 | 06/20/2023 | 212607878 | 06/20/2023
Rheem Sales Company, Inc. | Rheem | RTG-95X*LP-3 | Federally-Regulated Consumer Product | LPG |  | 0 |  | 199900 |  |  |  | False | Instantaneous gas-fired |  | 4.8 | 84 | 16 | 20587813 | High | 0.82 |  | 0 | 06/20/2023 | 212607892 | 06/20/2023
Rheem Sales Company, Inc. | Rheem | ECO180DVELN-3 | Federally-Regulated Consumer Product | Natural gas |  | 0 |  | 180000 |  |  |  | False | Instantaneous gas-fired |  | 4.5 | 84 | 14 | 20594637 | High | 0.82 |  | 0 | 06/20/2023 | 212607872 | 06/20/2023
Rheem Sales Company, Inc. | Rheem | RTG-95DV*LP-3 | Federally-Regulated Consumer Product | LPG |  | 0 |  | 199900 |  |  |  | False | Instantaneous gas-fired |  | 4.8 | 83 | 17 | 20584401 | High | 0.82 |  | 0 | 06/20/2023 | 212607885 | 06/20/2023
Rheem Sales Company, Inc. | Rheem | RTGH-95DV*LN-3 | Federally-Regulated Consumer Product | Natural gas |  | 0 |  | 199900 |  |  |  | False | Instantaneous gas-fired |  | 5.5 | 95 | 16 | 18146238 | High | 0.93 |  | 0 | 06/20/2023 | 212607766 | 06/20/2023
Rheem Sales Company, Inc. | Rheem | ECOH180DVELP-3 | Federally-Regulated Consumer Product | Natural gas |  | 0 |  | 180000 |  |  |  | False | Instantaneous gas-fired |  | 4.9 | 94 | 10 | 18166710 | High | 0.93 |  | 0 | 06/20/2023 | 212607924 | 06/20/2023
Rheem Sales Company, Inc. | Rheem | RTG-95X*LN-3 | Federally-Regulated Consumer Product | Natural gas |  | 0 |  | 199900 |  |  |  | False | Instantaneous gas-fired |  | 4.8 | 84 | 16 | 20587813 | High | 0.82 |  | 0 | 06/20/2023 | 212607762 | 06/20/2023
Rheem Sales Company, Inc. | Rheem | ECOH200DVELN-3 | Federally-Regulated Consumer Product | Natural gas |  | 0 |  | 199900 |  |  |  | False | Instantaneous gas-fired |  | 5.5 | 95 | 16 | 18146238 | High | 0.93 |  | 0 | 06/20/2023 | 212607936 | 06/20/2023
Rheem Sales Company, Inc. | Rheem | ECO200XELP-3 | Federally-Regulated Consumer Product | LPG |  | 0 |  | 199900 |  |  |  | False | Instantaneous gas-fired |  | 4.8 | 84 | 16 | 20587813 | High | 0.82 |  | 0 | 06/20/2023 | 212607894 | 06/20/2023
Rheem Sales Company, Inc. | Rheem | RTG-84XLN-3 | Federally-Regulated Consumer Product | Natural gas |  | 0 |  | 180000 |  |  |  | False | Instantaneous gas-fired |  | 4.4 | 85 | 16 | 20587813 | High | 0.82 |  | 0 | 06/20/2023 | 212607760 | 06/20/2023
Rheem Sales Company, Inc. | Ruud | RUTG-95DV*LP-3 | Federally-Regulated Consumer Product | LPG |  | 0 |  | 199900 |  |  |  | False | Instantaneous gas-fired |  | 4.8 | 83 | 17 | 20584401 | High | 0.82 |  | 0 | 06/20/2023 | 212607889 | 06/20/2023
Rheem Sales Company, Inc. | Ruud | RUTGH-90DVLN-3 | Federally-Regulated Consumer Product | Natural gas |  | 0 |  | 180000 |  |  |  | False | Instantaneous gas-fired |  | 4.9 | 94 | 10 | 18166710 | High | 0.93 |  | 0 | 06/20/2023 | 212607927 | 06/20/2023
Rheem Sales Company, Inc. | Ruud | RUTGH-90DVLP-3 | Federally-Regulated Consumer Product | LPG |  | 0 |  | 180000 |  |  |  | False | Instantaneous gas-fired |  | 4.9 | 94 | 10 | 18166710 | High | 0.93 |  | 0 | 06/20/2023 | 212607928 | 06/20/2023
Rheem Sales Company, Inc. | Ruud | RUTG-84DVLP-3 | Federally-Regulated Consumer Product | LPG |  | 0 |  | 180000 |  |  |  | False | Instantaneous gas-fired |  | 4.5 | 84 | 14 | 20594637 | High | 0.82 |  | 0 | 06/20/2023 | 212607875 | 06/20/2023
Rheem Sales Company, Inc. | Ruud | RUTG-95X*LN-3 | Federally-Regulated Consumer Product | Natural gas |  | 0 |  | 199900 |  |  |  | False | Instantaneous gas-fired |  | 4.8 | 84 | 16 | 20587813 | High | 0.82 |  | 0 | 06/20/2023 | 212607895 | 06/20/2023
Rheem Sales Company, Inc. | Ruud | RUTG-95DV*LN-3 | Federally-Regulated Consumer Product | Natural gas |  | 0 |  | 199900 |  |  |  | False | Instantaneous gas-fired |  | 4.8 | 83 | 17 | 20584401 | High | 0.82 |  | 0 | 06/20/2023 | 212607888 | 06/20/2023
Rheem Sales Company, Inc. | Ruud | RUTGH-95DV*LN-3 | Federally-Regulated Consumer Product | Natural gas |  | 0 |  | 199900 |  |  |  | False | Instantaneous gas-fired |  | 5.5 | 95 | 16 | 18146238 | High | 0.93 |  | 0 | 06/20/2023 | 212607941 | 06/20/2023
Rheem Sales Company, Inc. | Ruud | RUTG-84XLN-3 | Federally-Regulated Consumer Product | Natural gas |  | 0 |  | 180000 |  |  |  | False | Instantaneous gas-fired |  | 4.4 | 85 | 16 | 20587813 | High | 0.82 |  | 0 | 06/20/2023 | 212607881 | 06/20/2023
Rheem Sales Company, Inc. | Ruud | RUTGH-95DV*LP-3 | Federally-Regulated Consumer Product | LPG |  | 0 |  | 199900 |  |  |  | False | Instantaneous gas-fired |  | 5.5 | 95 | 16 | 18146238 | High | 0.93 |  | 0 | 06/20/2023 | 212607942 | 06/20/2023
Rheem Sales Company, Inc. | Ruud | RUTGH-68DVLP-3 | Federally-Regulated Consumer Product | LPG |  | 0 |  | 120000 |  |  |  | False | Instantaneous gas-fired |  | 3.5 | 92 | 14 | 12266683 | Medium | 0.9 |  | 0 | 06/20/2023 | 212607904 | 06/20/2023
Rheem Sales Company, Inc. | Ruud | RUTG-84XLP-3 | Federally-Regulated Consumer Product | LPG |  | 0 |  | 180000 |  |  |  | False | Instantaneous gas-fired |  | 4.4 | 85 | 16 | 20587813 | High | 0.82 |  | 0 | 06/20/2023 | 212607882 | 06/20/2023
Rheem Sales Company, Inc. | Ruud | RUTGH-68DVLN-3 | Federally-Regulated Consumer Product | Natural gas |  | 0 |  | 120000 |  |  |  | False | Instantaneous gas-fired |  | 3.5 | 92 | 14 | 12266683 | Medium | 0.9 |  | 0 | 06/20/2023 | 212607903 | 06/20/2023
Rheem Sales Company, Inc. | Ruud | RUTG-95X*LP-3 | Federally-Regulated Consumer Product | LPG |  | 0 |  | 199900 |  |  |  | False | Instantaneous gas-fired |  | 4.8 | 84 | 16 | 20587813 | High | 0.82 |  | 0 | 06/20/2023 | 212607896 | 06/20/2023
Rheem Sales Company, Inc. | Ruud | RUTG-84DVLN-3 | Federally-Regulated Consumer Product | Natural gas |  | 0 |  | 180000 |  |  |  | False | Instantaneous gas-fired |  | 4.5 | 84 | 14 | 20594637 | High | 0.82 |  | 0 | 06/20/2023 | 212607874 | 06/20/2023
Rheem Sales Company, Inc. | Richmond | RMTGH90DVELP-3 | Federally-Regulated Consumer Product | LPG |  | 0 |  | 180000 |  |  |  | False | Instantaneous gas-fired |  | 4.9 | 94 | 10 | 18166710 | High | 0.93 |  | 0 | 06/15/2023 | 212607932 | 06/20/2023
Rheem Sales Company, Inc. | Richmond | RMTG84XELP-3 | Federally-Regulated Consumer Product | LPG |  | 0 |  | 180000 |  |  |  | False | Instantaneous gas-fired |  | 4.4 | 85 | 16 | 20587813 | High | 0.82 |  | 0 | 06/15/2023 | 212607884 | 06/20/2023
Rheem Sales Company, Inc. | Richmond | RMTG95XELP-3 | Federally-Regulated Consumer Product | LPG |  | 0 |  | 199900 |  |  |  | False | Instantaneous gas-fired |  | 4.8 | 84 | 16 | 20587813 | High | 0.82 |  | 0 | 06/15/2023 | 212607898 | 06/20/2023
Rheem Sales Company, Inc. | Richmond | RMTG95XELN-3 | Federally-Regulated Consumer Product | Natural gas |  | 0 |  | 199900 |  |  |  | False | Instantaneous gas-fired |  | 4.8 | 84 | 16 | 20587813 | High | 0.82 |  | 0 | 06/15/2023 | 212607897 | 06/20/2023
Rheem Sales Company, Inc. | Richmond | RMTGH95DVELP-3 | Federally-Regulated Consumer Product | LPG |  | 0 |  | 199900 |  |  |  | False | Instantaneous gas-fired |  | 5.5 | 95 | 16 | 18146238 | High | 0.93 |  | 0 | 06/15/2023 | 212607946 | 06/20/2023
Rheem Sales Company, Inc. | Richmond | RMTG95DVELN-3 | Federally-Regulated Consumer Product | Natural gas |  | 0 |  | 199900 |  |  |  | False | Instantaneous gas-fired |  | 4.8 | 83 | 17 | 20584401 | High | 0.82 |  | 0 | 06/15/2023 | 212607890 | 06/20/2023
Rheem Sales Company, Inc. | Richmond | RMTG95DVELP-3 | Federally-Regulated Consumer Product | LPG |  | 0 |  | 199900 |  |  |  | False | Instantaneous gas-fired |  | 4.8 | 83 | 17 | 20584401 | High | 0.82 |  | 0 | 06/15/2023 | 212607891 | 06/20/2023
Rheem Sales Company, Inc. | Richmond | RMTG84DVELN-3 | Federally-Regulated Consumer Product | Natural gas |  | 0 |  | 180000 |  |  |  | False | Instantaneous gas-fired |  | 4.5 | 84 | 14 | 20594637 | High | 0.82 |  | 0 | 06/15/2023 | 212607876 | 06/20/2023
Rheem Sales Company, Inc. | Richmond | RMTG84XELN-3 | Federally-Regulated Consumer Product | Natural gas |  | 0 |  | 180000 |  |  |  | False | Instantaneous gas-fired |  | 4.4 | 85 | 16 | 20587813 | High | 0.82 |  | 0 | 06/15/2023 | 212607883 | 06/20/2023
Rheem Sales Company, Inc. | Richmond | RMTGH90DVELN-3 | Federally-Regulated Consumer Product | Natural gas |  | 0 |  | 180000 |  |  |  | False | Instantaneous gas-fired |  | 4.9 | 94 | 10 | 18166710 | High | 0.93 |  | 0 | 06/15/2023 | 212607931 | 06/20/2023
Rheem Sales Company, Inc. | Richmond | RMTGH95DVELN-3 | Federally-Regulated Consumer Product | Natural gas |  | 0 |  | 199900 |  |  |  | False | Instantaneous gas-fired |  | 5.5 | 95 | 16 | 18146238 | High | 0.93 |  | 0 | 06/15/2023 | 212607945 | 06/20/2023
Rheem Sales Company, Inc. | Richmond | RMTG84DVELP-3 | Federally-Regulated Consumer Product | LPG |  | 0 |  | 180000 |  |  |  | False | Instantaneous gas-fired |  | 4.5 | 84 | 14 | 20594637 | High | 0.82 |  | 0 | 06/15/2023 | 212607877 | 06/20/2023
Rheem Sales Company, Inc. | Richmond | RMTGH90DVELP-3 | Federally-Regulated Consumer Product | LPG |  | 0 |  | 180000 |  |  |  | False | Instantaneous gas-fired |  | 4.9 | 94 | 10 | 18166710 | High | 0.93 |  | 0 | 06/20/2023 | 212607932 | 06/20/2023
Rheem Sales Company, Inc. | Richmond | RMTG84XELP-3 | Federally-Regulated Consumer Product | LPG |  | 0 |  | 180000 |  |  |  | False | Instantaneous gas-fired |  | 4.4 | 85 | 16 | 20587813 | High | 0.82 |  | 0 | 06/20/2023 | 212607884 | 06/20/2023
Rheem Sales Company, Inc. | Richmond | RMTG95XELP-3 | Federally-Regulated Consumer Product | LPG |  | 0 |  | 199900 |  |  |  | False | Instantaneous gas-fired |  | 4.8 | 84 | 16 | 20587813 | High | 0.82 |  | 0 | 06/20/2023 | 212607898 | 06/20/2023
Rheem Sales Company, Inc. | Richmond | RMTG95XELN-3 | Federally-Regulated Consumer Product | Natural gas |  | 0 |  | 199900 |  |  |  | False | Instantaneous gas-fired |  | 4.8 | 84 | 16 | 20587813 | High | 0.82 |  | 0 | 06/20/2023 | 212607897 | 06/20/2023
Rheem Sales Company, Inc. | Richmond | RMTGH95DVELP-3 | Federally-Regulated Consumer Product | LPG |  | 0 |  | 199900 |  |  |  | False | Instantaneous gas-fired |  | 5.5 | 95 | 16 | 18146238 | High | 0.93 |  | 0 | 06/20/2023 | 212607946 | 06/20/2023
Rheem Sales Company, Inc. | Richmond | RMTG95DVELN-3 | Federally-Regulated Consumer Product | Natural gas |  | 0 |  | 199900 |  |  |  | False | Instantaneous gas-fired |  | 4.8 | 83 | 17 | 20584401 | High | 0.82 |  | 0 | 06/20/2023 | 212607890 | 06/20/2023
Rheem Sales Company, Inc. | Richmond | RMTG95DVELP-3 | Federally-Regulated Consumer Product | LPG |  | 0 |  | 199900 |  |  |  | False | Instantaneous gas-fired |  | 4.8 | 83 | 17 | 20584401 | High | 0.82 |  | 0 | 06/20/2023 | 212607891 | 06/20/2023
Rheem Sales Company, Inc. | Richmond | RMTG84DVELN-3 | Federally-Regulated Consumer Product | Natural gas |  | 0 |  | 180000 |  |  |  | False | Instantaneous gas-fired |  | 4.5 | 84 | 14 | 20594637 | High | 0.82 |  | 0 | 06/20/2023 | 212607876 | 06/20/2023
Rheem Sales Company, Inc. | Richmond | RMTG84XELN-3 | Federally-Regulated Consumer Product | Natural gas |  | 0 |  | 180000 |  |  |  | False | Instantaneous gas-fired |  | 4.4 | 85 | 16 | 20587813 | High | 0.82 |  | 0 | 06/20/2023 | 212607883 | 06/20/2023
Rheem Sales Company, Inc. | Richmond | RMTGH90DVELN-3 | Federally-Regulated Consumer Product | Natural gas |  | 0 |  | 180000 |  |  |  | False | Instantaneous gas-fired |  | 4.9 | 94 | 10 | 18166710 | High | 0.93 |  | 0 | 06/20/2023 | 212607931 | 06/20/2023
Rheem Sales Company, Inc. | Richmond | RMTGH95DVELN-3 | Federally-Regulated Consumer Product | Natural gas |  | 0 |  | 199900 |  |  |  | False | Instantaneous gas-fired |  | 5.5 | 95 | 16 | 18146238 | High | 0.93 |  | 0 | 06/20/2023 | 212607945 | 06/20/2023
Rheem Sales Company, Inc. | Richmond | RMTG84DVELP-3 | Federally-Regulated Consumer Product | LPG |  | 0 |  | 180000 |  |  |  | False | Instantaneous gas-fired |  | 4.5 | 84 | 14 | 20594637 | High | 0.82 |  | 0 | 06/20/2023 | 212607877 | 06/20/2023
Rheem Sales Company, Inc. | Richmond | RMTGH90DVELP-3 | Federally-Regulated Consumer Product | LPG |  | 0 |  | 180000 |  |  |  | False | Instantaneous gas-fired |  | 4.9 | 94 | 10 | 18166710 | High | 0.93 |  | 0 | 06/20/2023 | 212607932 | 06/20/2023
Rheem Sales Company, Inc. | Richmond | RMTG84XELP-3 | Federally-Regulated Consumer Product | LPG |  | 0 |  | 180000 |  |  |  | False | Instantaneous gas-fired |  | 4.4 | 85 | 16 | 20587813 | High | 0.82 |  | 0 | 06/20/2023 | 212607884 | 06/20/2023
Rheem Sales Company, Inc. | Richmond | RMTG95XELP-3 | Federally-Regulated Consumer Product | LPG |  | 0 |  | 199900 |  |  |  | False | Instantaneous gas-fired |  | 4.8 | 84 | 16 | 20587813 | High | 0.82 |  | 0 | 06/20/2023 | 212607898 | 06/20/2023
Rheem Sales Company, Inc. | Richmond | RMTG95XELN-3 | Federally-Regulated Consumer Product | Natural gas |  | 0 |  | 199900 |  |  |  | False | Instantaneous gas-fired |  | 4.8 | 84 | 16 | 20587813 | High | 0.82 |  | 0 | 06/20/2023 | 212607897 | 06/20/2023
Rheem Sales Company, Inc. | Richmond | RMTGH95DVELP-3 | Federally-Regulated Consumer Product | LPG |  | 0 |  | 199900 |  |  |  | False | Instantaneous gas-fired |  | 5.5 | 95 | 16 | 18146238 | High | 0.93 |  | 0 | 06/20/2023 | 212607946 | 06/20/2023
Rheem Sales Company, Inc. | Richmond | RMTG95DVELN-3 | Federally-Regulated Consumer Product | Natural gas |  | 0 |  | 199900 |  |  |  | False | Instantaneous gas-fired |  | 4.8 | 83 | 17 | 20584401 | High | 0.82 |  | 0 | 06/20/2023 | 212607890 | 06/20/2023
Rheem Sales Company, Inc. | Richmond | RMTG95DVELP-3 | Federally-Regulated Consumer Product | LPG |  | 0 |  | 199900 |  |  |  | False | Instantaneous gas-fired |  | 4.8 | 83 | 17 | 20584401 | High | 0.82 |  | 0 | 06/20/2023 | 212607891 | 06/20/2023
Rheem Sales Company, Inc. | Richmond | RMTG84DVELN-3 | Federally-Regulated Consumer Product | Natural gas |  | 0 |  | 180000 |  |  |  | False | Instantaneous gas-fired |  | 4.5 | 84 | 14 | 20594637 | High | 0.82 |  | 0 | 06/20/2023 | 212607876 | 06/20/2023
Rheem Sales Company, Inc. | Richmond | RMTG84XELN-3 | Federally-Regulated Consumer Product | Natural gas |  | 0 |  | 180000 |  |  |  | False | Instantaneous gas-fired |  | 4.4 | 85 | 16 | 20587813 | High | 0.82 |  | 0 | 06/20/2023 | 212607883 | 06/20/2023
Rheem Sales Company, Inc. | Richmond | RMTGH90DVELN-3 | Federally-Regulated Consumer Product | Natural gas |  | 0 |  | 180000 |  |  |  | False | Instantaneous gas-fired |  | 4.9 | 94 | 10 | 18166710 | High | 0.93 |  | 0 | 06/20/2023 | 212607931 | 06/20/2023
Rheem Sales Company, Inc. | Richmond | RMTGH95DVELN-3 | Federally-Regulated Consumer Product | Natural gas |  | 0 |  | 199900 |  |  |  | False | Instantaneous gas-fired |  | 5.5 | 95 | 16 | 18146238 | High | 0.93 |  | 0 | 06/20/2023 | 212607945 | 06/20/2023
Rheem Sales Company, Inc. | Richmond | RMTG84DVELP-3 | Federally-Regulated Consumer Product | LPG |  | 0 |  | 180000 |  |  |  | False | Instantaneous gas-fired |  | 4.5 | 84 | 14 | 20594637 | High | 0.82 |  | 0 | 06/20/2023 | 212607877 | 06/20/2023
Rheem Sales Company, Inc. | Ruud | RUTG-95DV*LP-3 | Federally-Regulated Consumer Product | LPG |  | 0 |  | 199900 |  |  |  | False | Instantaneous gas-fired |  | 4.8 | 83 | 17 | 20584401 | High | 0.82 |  | 0 | 06/20/2023 | 212607889 | 06/20/2023
Rheem Sales Company, Inc. | Ruud | RUTGH-90DVLN-3 | Federally-Regulated Consumer Product | Natural gas |  | 0 |  | 180000 |  |  |  | False | Instantaneous gas-fired |  | 4.9 | 94 | 10 | 18166710 | High | 0.93 |  | 0 | 06/20/2023 | 212607927 | 06/20/2023
Rheem Sales Company, Inc. | Ruud | RUTGH-90DVLP-3 | Federally-Regulated Consumer Product | LPG |  | 0 |  | 180000 |  |  |  | False | Instantaneous gas-fired |  | 4.9 | 94 | 10 | 18166710 | High | 0.93 |  | 0 | 06/20/2023 | 212607928 | 06/20/2023
Rheem Sales Company, Inc. | Ruud | RUTG-84DVLP-3 | Federally-Regulated Consumer Product | LPG |  | 0 |  | 180000 |  |  |  | False | Instantaneous gas-fired |  | 4.5 | 84 | 14 | 20594637 | High | 0.82 |  | 0 | 06/20/2023 | 212607875 | 06/20/2023
Rheem Sales Company, Inc. | Ruud | RUTG-95X*LN-3 | Federally-Regulated Consumer Product | Natural gas |  | 0 |  | 199900 |  |  |  | False | Instantaneous gas-fired |  | 4.8 | 84 | 16 | 20587813 | High | 0.82 |  | 0 | 06/20/2023 | 212607895 | 06/20/2023
Rheem Sales Company, Inc. | Ruud | RUTG-95DV*LN-3 | Federally-Regulated Consumer Product | Natural gas |  | 0 |  | 199900 |  |  |  | False | Instantaneous gas-fired |  | 4.8 | 83 | 17 | 20584401 | High | 0.82 |  | 0 | 06/20/2023 | 212607888 | 06/20/2023
Rheem Sales Company, Inc. | Ruud | RUTGH-95DV*LN-3 | Federally-Regulated Consumer Product | Natural gas |  | 0 |  | 199900 |  |  |  | False | Instantaneous gas-fired |  | 5.5 | 95 | 16 | 18146238 | High | 0.93 |  | 0 | 06/20/2023 | 212607941 | 06/20/2023
Rheem Sales Company, Inc. | Ruud | RUTG-84XLN-3 | Federally-Regulated Consumer Product | Natural gas |  | 0 |  | 180000 |  |  |  | False | Instantaneous gas-fired |  | 4.4 | 85 | 16 | 20587813 | High | 0.82 |  | 0 | 06/20/2023 | 212607881 | 06/20/2023
Rheem Sales Company, Inc. | Ruud | RUTGH-95DV*LP-3 | Federally-Regulated Consumer Product | LPG |  | 0 |  | 199900 |  |  |  | False | Instantaneous gas-fired |  | 5.5 | 95 | 16 | 18146238 | High | 0.93 |  | 0 | 06/20/2023 | 212607942 | 06/20/2023
Rheem Sales Company, Inc. | Ruud | RUTGH-68DVLP-3 | Federally-Regulated Consumer Product | LPG |  | 0 |  | 120000 |  |  |  | False | Instantaneous gas-fired |  | 3.5 | 92 | 14 | 12266683 | Medium | 0.9 |  | 0 | 06/20/2023 | 212607904 | 06/20/2023
Rheem Sales Company, Inc. | Ruud | RUTG-84XLP-3 | Federally-Regulated Consumer Product | LPG |  | 0 |  | 180000 |  |  |  | False | Instantaneous gas-fired |  | 4.4 | 85 | 16 | 20587813 | High | 0.82 |  | 0 | 06/20/2023 | 212607882 | 06/20/2023
Rheem Sales Company, Inc. | Ruud | RUTGH-68DVLN-3 | Federally-Regulated Consumer Product | Natural gas |  | 0 |  | 120000 |  |  |  | False | Instantaneous gas-fired |  | 3.5 | 92 | 14 | 12266683 | Medium | 0.9 |  | 0 | 06/20/2023 | 212607903 | 06/20/2023
Rheem Sales Company, Inc. | Ruud | RUTG-95X*LP-3 | Federally-Regulated Consumer Product | LPG |  | 0 |  | 199900 |  |  |  | False | Instantaneous gas-fired |  | 4.8 | 84 | 16 | 20587813 | High | 0.82 |  | 0 | 06/20/2023 | 212607896 | 06/20/2023
Rheem Sales Company, Inc. | Ruud | RUTG-84DVLN-3 | Federally-Regulated Consumer Product | Natural gas |  | 0 |  | 180000 |  |  |  | False | Instantaneous gas-fired |  | 4.5 | 84 | 14 | 20594637 | High | 0.82 |  | 0 | 06/20/2023 | 212607874 | 06/20/2023
Rheem Sales Company, Inc. | Rheem | RTG-84DVLP-3 | Federally-Regulated Consumer Product | LPG |  | 0 |  | 180000 |  |  |  | False | Instantaneous gas-fired |  | 4.5 | 84 | 14 | 20594637 | High | 0.82 |  | 0 | 06/20/2023 | 212607871 | 06/20/2023
Rheem Sales Company, Inc. | Rheem | ECO180XELN-3 | Federally-Regulated Consumer Product | Natural gas |  | 0 |  | 180000 |  |  |  | False | Instantaneous gas-fired |  | 4.4 | 85 | 16 | 20587813 | High | 0.82 |  | 0 | 06/20/2023 | 212607879 | 06/20/2023
Rheem Sales Company, Inc. | Rheem | RTGH-95DV*LP-3 | Federally-Regulated Consumer Product | LPG |  | 0 |  | 199900 |  |  |  | False | Instantaneous gas-fired |  | 5.5 | 95 | 16 | 18146238 | High | 0.93 |  | 0 | 06/20/2023 | 212607933 | 06/20/2023
Rheem Sales Company, Inc. | Rheem | ECO200DVELN-3 | Federally-Regulated Consumer Product | Natural gas |  | 0 |  | 199900 |  |  |  | False | Instantaneous gas-fired |  | 4.8 | 83 | 17 | 20584401 | High | 0.82 |  | 0 | 06/20/2023 | 212607886 | 06/20/2023
Rheem Sales Company, Inc. | Rheem | RTG-84DVLN-3 | Federally-Regulated Consumer Product | Natural gas |  | 0 |  | 180000 |  |  |  | False | Instantaneous gas-fired |  | 4.5 | 84 | 14 | 20594637 | High | 0.82 |  | 0 | 06/20/2023 | 212607759 | 06/20/2023
Rheem Sales Company, Inc. | Rheem | ECO180DVELP-3 | Federally-Regulated Consumer Product | LPG |  | 0 |  | 180000 |  |  |  | False | Instantaneous gas-fired |  | 4.5 | 84 | 14 | 20594637 | High | 0.82 |  | 0 | 06/20/2023 | 212607873 | 06/20/2023
Rheem Sales Company, Inc. | Rheem | ECOH180DVELN-3 | Federally-Regulated Consumer Product | LPG |  | 0 |  | 180000 |  |  |  | False | Instantaneous gas-fired |  | 4.9 | 94 | 10 | 18166710 | High | 0.93 |  | 0 | 06/20/2023 | 212607923 | 06/20/2023
Rheem Sales Company, Inc. | Rheem | ECO200DVELP-3 | Federally-Regulated Consumer Product | LPG |  | 0 |  | 199900 |  |  |  | False | Instantaneous gas-fired |  | 4.8 | 83 | 17 | 20584401 | High | 0.82 |  | 0 | 06/20/2023 | 212607887 | 06/20/2023
Rheem Sales Company, Inc. | Rheem | RTG-95DV*LN-3 | Federally-Regulated Consumer Product | Natural gas |  | 0 |  | 199900 |  |  |  | False | Instantaneous gas-fired |  | 4.8 | 83 | 17 | 20584401 | High | 0.82 |  | 0 | 06/20/2023 | 212607761 | 06/20/2023
Rheem Sales Company, Inc. | Rheem | RTGH-90DVLP-3 | Federally-Regulated Consumer Product | LPG |  | 0 |  | 180000 |  |  |  | False | Instantaneous gas-fired |  | 4.9 | 94 | 10 | 18166710 | High | 0.93 |  | 0 | 06/20/2023 | 212607919 | 06/20/2023
Rheem Sales Company, Inc. | Rheem | RTGH-90DVLN-3 | Federally-Regulated Consumer Product | Natural gas |  | 0 |  | 180000 |  |  |  | False | Instantaneous gas-fired |  | 4.9 | 94 | 10 | 18166710 | High | 0.93 |  | 0 | 06/20/2023 | 212607765 | 06/20/2023
Rheem Sales Company, Inc. | Rheem | ECOH200DVELP-3 | Federally-Regulated Consumer Product | LPG |  | 0 |  | 199900 |  |  |  | False | Instantaneous gas-fired |  | 5.5 | 95 | 16 | 18146238 | High | 0.93 |  | 0 | 06/20/2023 | 212607937 | 06/20/2023
Rheem Sales Company, Inc. | Rheem | ECO180XELP-3 | Federally-Regulated Consumer Product | LPG |  | 0 |  | 180000 |  |  |  | False | Instantaneous gas-fired |  | 4.4 | 85 | 16 | 20587813 | High | 0.82 |  | 0 | 06/20/2023 | 212607880 | 06/20/2023
Rheem Sales Company, Inc. | Rheem | RTGH-68DVLP-3 | Federally-Regulated Consumer Product | LPG |  | 0 |  | 120000 |  |  |  | False | Instantaneous gas-fired |  | 3.5 | 92 | 14 | 12266683 | Medium | 0.9 |  | 0 | 06/20/2023 | 212607899 | 06/20/2023
Rheem Sales Company, Inc. | Rheem | RTGH-68DVLN-3 | Federally-Regulated Consumer Product | Natural gas |  | 0 |  | 120000 |  |  |  | False | Instantaneous gas-fired |  | 3.5 | 92 | 14 | 12266683 | Medium | 0.9 |  | 0 | 06/20/2023 | 212607763 | 06/20/2023
Rheem Sales Company, Inc. | Rheem | ECO200XELN-3 | Federally-Regulated Consumer Product | Natural gas |  | 0 |  | 199900 |  |  |  | False | Instantaneous gas-fired |  | 4.8 | 84 | 16 | 20587813 | High | 0.82 |  | 0 | 06/20/2023 | 212607893 | 06/20/2023
Rheem Sales Company, Inc. | Rheem | RTG-84XLP-3 | Federally-Regulated Consumer Product | LPG |  | 0 |  | 180000 |  |  |  | False | Instantaneous gas-fired |  | 4.4 | 85 | 16 | 20587813 | High | 0.82 |  | 0 | 06/20/2023 | 212607878 | 06/20/2023
Rheem Sales Company, Inc. | Rheem | RTG-95X*LP-3 | Federally-Regulated Consumer Product | LPG |  | 0 |  | 199900 |  |  |  | False | Instantaneous gas-fired |  | 4.8 | 84 | 16 | 20587813 | High | 0.82 |  | 0 | 06/20/2023 | 212607892 | 06/20/2023
Rheem Sales Company, Inc. | Rheem | ECO180DVELN-3 | Federally-Regulated Consumer Product | Natural gas |  | 0 |  | 180000 |  |  |  | False | Instantaneous gas-fired |  | 4.5 | 84 | 14 | 20594637 | High | 0.82 |  | 0 | 06/20/2023 | 212607872 | 06/20/2023
Rheem Sales Company, Inc. | Rheem | RTG-95DV*LP-3 | Federally-Regulated Consumer Product | LPG |  | 0 |  | 199900 |  |  |  | False | Instantaneous gas-fired |  | 4.8 | 83 | 17 | 20584401 | High | 0.82 |  | 0 | 06/20/2023 | 212607885 | 06/20/2023
Rheem Sales Company, Inc. | Rheem | RTGH-95DV*LN-3 | Federally-Regulated Consumer Product | Natural gas |  | 0 |  | 199900 |  |  |  | False | Instantaneous gas-fired |  | 5.5 | 95 | 16 | 18146238 | High | 0.93 |  | 0 | 06/20/2023 | 212607766 | 06/20/2023
Rheem Sales Company, Inc. | Rheem | ECOH180DVELP-3 | Federally-Regulated Consumer Product | Natural gas |  | 0 |  | 180000 |  |  |  | False | Instantaneous gas-fired |  | 4.9 | 94 | 10 | 18166710 | High | 0.93 |  | 0 | 06/20/2023 | 212607924 | 06/20/2023
Rheem Sales Company, Inc. | Rheem | RTG-95X*LN-3 | Federally-Regulated Consumer Product | Natural gas |  | 0 |  | 199900 |  |  |  | False | Instantaneous gas-fired |  | 4.8 | 84 | 16 | 20587813 | High | 0.82 |  | 0 | 06/20/2023 | 212607762 | 06/20/2023
Rheem Sales Company, Inc. | Rheem | ECOH200DVELN-3 | Federally-Regulated Consumer Product | Natural gas |  | 0 |  | 199900 |  |  |  | False | Instantaneous gas-fired |  | 5.5 | 95 | 16 | 18146238 | High | 0.93 |  | 0 | 06/20/2023 | 212607936 | 06/20/2023
Rheem Sales Company, Inc. | Rheem | ECO200XELP-3 | Federally-Regulated Consumer Product | LPG |  | 0 |  | 199900 |  |  |  | False | Instantaneous gas-fired |  | 4.8 | 84 | 16 | 20587813 | High | 0.82 |  | 0 | 06/20/2023 | 212607894 | 06/20/2023
Rheem Sales Company, Inc. | Rheem | RTG-84XLN-3 | Federally-Regulated Consumer Product | Natural gas |  | 0 |  | 180000 |  |  |  | False | Instantaneous gas-fired |  | 4.4 | 85 | 16 | 20587813 | High | 0.82 |  | 0 | 06/20/2023 | 212607760 | 06/20/2023
Rheem Sales Company, Inc. | Richmond | RMTGH84DVLP-3 | Federally-Regulated Consumer Product | LPG |  | 0 |  | 160000 |  |  |  | False | Instantaneous gas-fired |  | 4.5 | 95 | 10 | 18166710 | High | 0.93 |  | 0 | 06/15/2023 | 212607918 | 06/22/2023
Rheem Sales Company, Inc. | Richmond | RMTGH84DVLN-3 | Federally-Regulated Consumer Product | Natural gas |  | 0 |  | 160000 |  |  |  | False | Instantaneous gas-fired |  | 4.5 | 95 | 10 | 18166710 | High | 0.93 |  | 0 | 06/15/2023 | 212607917 | 06/22/2023
Rheem Sales Company, Inc. | Rheem | RTGH-84DVLN-3 | Federally-Regulated Consumer Product | Natural gas |  | 0 |  | 160000 |  |  |  | False | Instantaneous gas-fired |  | 4.5 | 95 | 10 | 18166710 | High | 0.93 |  | 0 | 06/15/2023 | 212607764 | 06/22/2023
Rheem Sales Company, Inc. | Rheem | RTGH-84DVLP-3 | Federally-Regulated Consumer Product | LPG |  | 0 |  | 160000 |  |  |  | False | Instantaneous gas-fired |  | 4.5 | 95 | 10 | 18166710 | High | 0.93 |  | 0 | 06/15/2023 | 212607907 | 06/22/2023
Rheem Sales Company, Inc. | Rheem | ECOH160DVLP-3 | Federally-Regulated Consumer Product | LPG |  | 0 |  | 160000 |  |  |  | False | Instantaneous gas-fired |  | 4.5 | 95 | 10 | 18166710 | High | 0.93 |  | 0 | 06/15/2023 | 212607911 | 06/22/2023
Rheem Sales Company, Inc. | Rheem | ECOH160DVLN-3 | Federally-Regulated Consumer Product | Natural gas |  | 0 |  | 160000 |  |  |  | False | Instantaneous gas-fired |  | 4.5 | 95 | 10 | 18166710 | High | 0.93 |  | 0 | 06/15/2023 | 212607910 | 06/22/2023
Rheem Sales Company, Inc. | Ruud | RUTGH-84DVLN-3 | Federally-Regulated Consumer Product | Natural gas |  | 0 |  | 160000 |  |  |  | False | Instantaneous gas-fired |  | 4.5 | 95 | 10 | 18166710 | High | 0.93 |  | 0 | 06/15/2023 | 212607915 | 06/22/2023
Rheem Sales Company, Inc. | Richmond | RMTGH84DVLP-3 | Federally-Regulated Consumer Product | LPG |  | 0 |  | 160000 |  |  |  | False | Instantaneous gas-fired |  | 4.5 | 94 | 10 | 18166710 | High | 0.93 |  | 0 | 06/22/2023 | 212607918 | 06/22/2023
Rheem Sales Company, Inc. | Richmond | RMTGH84DVLN-3 | Federally-Regulated Consumer Product | Natural gas |  | 0 |  | 160000 |  |  |  | False | Instantaneous gas-fired |  | 4.5 | 94 | 10 | 18166710 | High | 0.93 |  | 0 | 06/22/2023 | 212607917 | 06/22/2023
Rheem Sales Company, Inc. | Rheem | RTGH-84DVLN-3 | Federally-Regulated Consumer Product | Natural gas |  | 0 |  | 160000 |  |  |  | False | Instantaneous gas-fired |  | 4.5 | 94 | 10 | 18166710 | High | 0.93 |  | 0 | 06/22/2023 | 212607764 | 06/22/2023
Rheem Sales Company, Inc. | Rheem | RTGH-84DVLP-3 | Federally-Regulated Consumer Product | LPG |  | 0 |  | 160000 |  |  |  | False | Instantaneous gas-fired |  | 4.5 | 94 | 10 | 18166710 | High | 0.93 |  | 0 | 06/22/2023 | 212607907 | 06/22/2023
Rheem Sales Company, Inc. | Rheem | ECOH160DVLP-3 | Federally-Regulated Consumer Product | LPG |  | 0 |  | 160000 |  |  |  | False | Instantaneous gas-fired |  | 4.5 | 94 | 10 | 18166710 | High | 0.93 |  | 0 | 06/22/2023 | 212607911 | 06/22/2023
Rheem Sales Company, Inc. | Rheem | ECOH160DVLN-3 | Federally-Regulated Consumer Product | Natural gas |  | 0 |  | 160000 |  |  |  | False | Instantaneous gas-fired |  | 4.5 | 94 | 10 | 18166710 | High | 0.93 |  | 0 | 06/22/2023 | 212607910 | 06/22/2023
Rheem Sales Company, Inc. | Ruud | RUTGH-84DVLN-3 | Federally-Regulated Consumer Product | Natural gas |  | 0 |  | 160000 |  |  |  | False | Instantaneous gas-fired |  | 4.5 | 94 | 10 | 18166710 | High | 0.93 |  | 0 | 06/22/2023 | 212607915 | 06/22/2023
Rheem Sales Company, Inc. | Rheem | RTGH-84DVLN-3 | Federally-Regulated Consumer Product | Natural gas |  | 0 |  | 160000 |  |  |  | False | Instantaneous gas-fired |  | 4.5 | 94 | 10 | 18166710 | High | 0.93 |  | 0 | 06/22/2023 | 212607764 | 06/22/2023
Rheem Sales Company, Inc. | Rheem | RTGH-84DVLP-3 | Federally-Regulated Consumer Product | LPG |  | 0 |  | 160000 |  |  |  | False | Instantaneous gas-fired |  | 4.5 | 94 | 10 | 18166710 | High | 0.93 |  | 0 | 06/22/2023 | 212607907 | 06/22/2023
Rheem Sales Company, Inc. | Rheem | ECOH160DVLP-3 | Federally-Regulated Consumer Product | LPG |  | 0 |  | 160000 |  |  |  | False | Instantaneous gas-fired |  | 4.5 | 94 | 10 | 18166710 | High | 0.93 |  | 0 | 06/22/2023 | 212607911 | 06/22/2023
Rheem Sales Company, Inc. | Rheem | ECOH160DVLN-3 | Federally-Regulated Consumer Product | Natural gas |  | 0 |  | 160000 |  |  |  | False | Instantaneous gas-fired |  | 4.5 | 94 | 10 | 18166710 | High | 0.93 |  | 0 | 06/22/2023 | 212607910 | 06/22/2023
Rheem Sales Company, Inc. | Richmond | RMTGH84DVLP-3 | Federally-Regulated Consumer Product | LPG |  | 0 |  | 160000 |  |  |  | False | Instantaneous gas-fired |  | 4.5 | 94 | 10 | 18166710 | High | 0.93 |  | 0 | 06/22/2023 | 212607918 | 06/22/2023
Rheem Sales Company, Inc. | Richmond | RMTGH84DVLN-3 | Federally-Regulated Consumer Product | Natural gas |  | 0 |  | 160000 |  |  |  | False | Instantaneous gas-fired |  | 4.5 | 94 | 10 | 18166710 | High | 0.93 |  | 0 | 06/22/2023 | 212607917 | 06/22/2023
Rheem Sales Company, Inc. | Ruud | RUTGH-84DVLN-3 | Federally-Regulated Consumer Product | Natural gas |  | 0 |  | 160000 |  |  |  | False | Instantaneous gas-fired |  | 4.5 | 94 | 10 | 18166710 | High | 0.93 |  | 0 | 06/22/2023 | 212607915 | 06/22/2023
A.O. Smith Water Products Company | State | GS6-40-HBVIS 2*1 | Federally-Regulated Consumer Product | LPG |  | 38 |  | 40000 | True |  |  | False | Gas-fired storage | 73 |  | 79 | 30 | 16439440 | Medium | 0.67 |  |  | 05/16/2023 | 206860930 | 06/29/2023
A.O. Smith Water Products Company | State | EN6-50-DOLBS 1** | Federally-Regulated Consumer Product | Electric resistance |  | 44 |  | 4.5 | True |  |  | False | Electric storage | 60 |  | 98 | 3493 |  | Medium | 0.93 |  |  | 03/30/2023 | 206334943 | 06/29/2023
A.O. Smith Water Products Company | State | GS6-40-YBVIS 2** | Federally-Regulated Consumer Product | Natural gas |  | 38 |  | 40000 | True |  |  | False | Gas-fired storage | 73 |  | 79 | 30 | 16439440 | Medium | 0.67 | 0.58 |  | 03/09/2023 | 206860929 | 06/29/2023
A.O. Smith Water Products Company | State | GS6-40-HBVIS 2*1 | Federally-Regulated Consumer Product | LPG |  | 38 |  | 40000 | True |  |  | False | Gas-fired storage | 73 |  | 79 | 30 | 16439440 | Medium | 0.67 |  |  | 06/29/2023 | 206860930 | 06/29/2023
A.O. Smith Water Products Company | State | EN6-50-DOLBS 1** | Federally-Regulated Consumer Product | Electric resistance |  | 44 |  | 4.5 | True |  |  | False | Electric storage | 60 |  | 98 | 3493 |  | Medium | 0.93 |  |  | 06/29/2023 | 206334943 | 06/29/2023
A.O. Smith Water Products Company | State | GS6-40-YBVIS 2** | Federally-Regulated Consumer Product | Natural gas |  | 38 |  | 40000 | True |  |  | False | Gas-fired storage | 73 |  | 79 | 30 | 16439440 | Medium | 0.67 |  |  | 06/29/2023 | 206860929 | 06/29/2023
Rheem Sales Company, Inc. | Richmond | RMTG84XLP-1 | Federally-Regulated Consumer Product | LPG |  | 0 |  | 180000 |  |  |  | False | Instantaneous gas-fired |  | 4.5 | 83 | 30 | 20794890 | High | 0.81 | 0.81 | 0 | 04/06/2023 | 8552312 | 06/29/2023
Rheem Sales Company, Inc. | Ruud | RUTG-84XLPWA-1 | Federally-Regulated Consumer Product | LPG |  | 0 |  | 180000 |  |  |  | False | Instantaneous gas-fired |  | 4.5 | 83 | 30 | 20794890 | High | 0.81 | 0.81 | 0 | 05/16/2023 | 8552310 | 06/29/2023
Rheem Sales Company, Inc. | Richmond | RMTG84XLP-1 | Federally-Regulated Consumer Product | LPG |  | 0 |  | 180000 |  |  |  | False | Instantaneous gas-fired |  | 4.5 | 83 | 30 | 20794890 | High | 0.81 |  | 0 | 06/29/2023 | 8552312 | 06/29/2023
Rheem Sales Company, Inc. | Ruud | RUTG-84XLPWA-1 | Federally-Regulated Consumer Product | LPG |  | 0 |  | 180000 |  |  |  | False | Instantaneous gas-fired |  | 4.5 | 83 | 30 | 20794890 | High | 0.81 |  | 0 | 06/29/2023 | 8552310 | 06/29/2023
Rheem Sales Company, Inc. | Rheem | RTG-95XLP-1 | Federally-Regulated Consumer Product | LPG |  | 0 |  | 199900 |  |  |  | False | Instantaneous gas-fired |  | 4.9 | 83 | 30 | 20794890 | High | 0.81 |  | 0 | 05/16/2023 | 8552288 | 06/29/2023
Rheem Sales Company, Inc. | Rheem | RTG-84XLNWA-1 | Federally-Regulated Consumer Product | Natural gas |  | 0 |  | 180000 |  |  |  | False | Instantaneous gas-fired |  | 4.5 | 83 | 30 | 20794890 | High | 0.81 |  | 0 | 04/06/2023 | 8552299 | 06/29/2023
Rheem Sales Company, Inc. | Rheem | RTG-84XLPWA-1 | Federally-Regulated Consumer Product | LPG |  | 0 |  | 180000 |  |  |  | False | Instantaneous gas-fired |  | 4.5 | 83 | 30 | 20794890 | High | 0.81 |  | 0 | 05/16/2023 | 8552308 | 06/29/2023
Rheem Sales Company, Inc. | Rheem | RTG-95DVLP-1 | Federally-Regulated Consumer Product | LPG |  | 0 |  | 199900 |  |  |  | False | Instantaneous gas-fired |  | 5 | 84 | 31 | 20536633 | High | 0.82 |  | 0 | 05/16/2023 | 8552227 | 06/29/2023
Rheem Sales Company, Inc. | Rheem | RTG-84DVLPWA-1 | Federally-Regulated Consumer Product | LPG |  | 0 |  | 180000 |  |  |  | False | Instantaneous gas-fired |  | 4.5 | 84 | 31 | 20536633 | High | 0.82 |  | 0 | 05/16/2023 | 8552235 | 06/29/2023
Rheem Sales Company, Inc. | Rheem | RTG-84DVLP-1 | Federally-Regulated Consumer Product | LPG |  | 0 |  | 180000 |  |  |  | False | Instantaneous gas-fired |  | 4.5 | 84 | 31 | 20536633 | High | 0.82 |  | 0 | 05/16/2023 | 8552229 | 06/29/2023
Rheem Sales Company, Inc. | Rheem | RTG-84XLP-1 | Federally-Regulated Consumer Product | LPG |  | 0 |  | 180000 |  |  |  | False | Instantaneous gas-fired |  | 4.5 | 83 | 30 | 20794890 | High | 0.81 |  | 0 | 05/16/2023 | 8552307 | 06/29/2023
Rheem Sales Company, Inc. | Rheem | RTG-95XLP-1 | Federally-Regulated Consumer Product | LPG |  | 0 |  | 199900 |  |  |  | False | Instantaneous gas-fired |  | 4.9 | 83 | 30 | 20794890 | High | 0.81 |  | 0 | 06/29/2023 | 8552288 | 06/29/2023
Rheem Sales Company, Inc. | Rheem | RTG-84XLNWA-1 | Federally-Regulated Consumer Product | Natural gas |  | 0 |  | 180000 |  |  |  | False | Instantaneous gas-fired |  | 4.5 | 83 | 30 | 20794890 | High | 0.81 |  | 0 | 06/29/2023 | 8552299 | 06/29/2023
Rheem Sales Company, Inc. | Rheem | RTG-84XLPWA-1 | Federally-Regulated Consumer Product | LPG |  | 0 |  | 180000 |  |  |  | False | Instantaneous gas-fired |  | 4.5 | 83 | 30 | 20794890 | High | 0.81 |  | 0 | 06/29/2023 | 8552308 | 06/29/2023
Rheem Sales Company, Inc. | Rheem | RTG-95DVLP-1 | Federally-Regulated Consumer Product | LPG |  | 0 |  | 199900 |  |  |  | False | Instantaneous gas-fired |  | 5 | 84 | 31 | 20536633 | High | 0.82 |  | 0 | 06/29/2023 | 8552227 | 06/29/2023
Rheem Sales Company, Inc. | Rheem | RTG-84DVLPWA-1 | Federally-Regulated Consumer Product | LPG |  | 0 |  | 180000 |  |  |  | False | Instantaneous gas-fired |  | 4.5 | 84 | 31 | 20536633 | High | 0.82 |  | 0 | 06/29/2023 | 8552235 | 06/29/2023
Rheem Sales Company, Inc. | Rheem | RTG-84DVLP-1 | Federally-Regulated Consumer Product | LPG |  | 0 |  | 180000 |  |  |  | False | Instantaneous gas-fired |  | 4.5 | 84 | 31 | 20536633 | High | 0.82 |  | 0 | 06/29/2023 | 8552229 | 06/29/2023
Rheem Sales Company, Inc. | Rheem | RTG-84XLP-1 | Federally-Regulated Consumer Product | LPG |  | 0 |  | 180000 |  |  |  | False | Instantaneous gas-fired |  | 4.5 | 83 | 30 | 20794890 | High | 0.81 |  | 0 | 06/29/2023 | 8552307 | 06/29/2023
A.O. Smith Water Products Company | State | GS6-40-HBVIS 2*1 | Federally-Regulated Consumer Product | LPG |  | 38 |  | 40000 | True |  |  | False | Gas-fired storage | 73 |  | 79 | 30 | 16439440 | Medium | 0.67 |  |  | 06/29/2023 | 206860930 | 06/29/2023
A.O. Smith Water Products Company | State | EN6-50-DOLBS 1** | Federally-Regulated Consumer Product | Electric resistance |  | 44 |  | 4.5 | True |  |  | False | Electric storage | 60 |  | 98 | 3493 |  | Medium | 0.93 |  |  | 06/29/2023 | 206334943 | 06/29/2023
A.O. Smith Water Products Company | State | GS6-40-YBVIS 2** | Federally-Regulated Consumer Product | Natural gas |  | 38 |  | 40000 | True |  |  | False | Gas-fired storage | 73 |  | 79 | 30 | 16439440 | Medium | 0.67 |  |  | 06/29/2023 | 206860929 | 06/29/2023
Rheem Sales Company, Inc. | Richmond | RMTG84XLP-1 | Federally-Regulated Consumer Product | LPG |  | 0 |  | 180000 |  |  |  | False | Instantaneous gas-fired |  | 4.5 | 83 | 30 | 20794890 | High | 0.81 |  | 0 | 06/29/2023 | 8552312 | 06/29/2023
Rheem Sales Company, Inc. | Ruud | RUTG-84XLPWA-1 | Federally-Regulated Consumer Product | LPG |  | 0 |  | 180000 |  |  |  | False | Instantaneous gas-fired |  | 4.5 | 83 | 30 | 20794890 | High | 0.81 |  | 0 | 06/29/2023 | 8552310 | 06/29/2023
Rheem Sales Company, Inc. | Rheem | RTG-95XLP-1 | Federally-Regulated Consumer Product | LPG |  | 0 |  | 199900 |  |  |  | False | Instantaneous gas-fired |  | 4.9 | 83 | 30 | 20794890 | High | 0.81 |  | 0 | 06/29/2023 | 8552288 | 06/29/2023
Rheem Sales Company, Inc. | Rheem | RTG-84XLNWA-1 | Federally-Regulated Consumer Product | Natural gas |  | 0 |  | 180000 |  |  |  | False | Instantaneous gas-fired |  | 4.5 | 83 | 30 | 20794890 | High | 0.81 |  | 0 | 06/29/2023 | 8552299 | 06/29/2023
Rheem Sales Company, Inc. | Rheem | RTG-84XLPWA-1 | Federally-Regulated Consumer Product | LPG |  | 0 |  | 180000 |  |  |  | False | Instantaneous gas-fired |  | 4.5 | 83 | 30 | 20794890 | High | 0.81 |  | 0 | 06/29/2023 | 8552308 | 06/29/2023
Rheem Sales Company, Inc. | Rheem | RTG-95DVLP-1 | Federally-Regulated Consumer Product | LPG |  | 0 |  | 199900 |  |  |  | False | Instantaneous gas-fired |  | 5 | 84 | 31 | 20536633 | High | 0.82 |  | 0 | 06/29/2023 | 8552227 | 06/29/2023
Rheem Sales Company, Inc. | Rheem | RTG-84DVLPWA-1 | Federally-Regulated Consumer Product | LPG |  | 0 |  | 180000 |  |  |  | False | Instantaneous gas-fired |  | 4.5 | 84 | 31 | 20536633 | High | 0.82 |  | 0 | 06/29/2023 | 8552235 | 06/29/2023
Rheem Sales Company, Inc. | Rheem | RTG-84DVLP-1 | Federally-Regulated Consumer Product | LPG |  | 0 |  | 180000 |  |  |  | False | Instantaneous gas-fired |  | 4.5 | 84 | 31 | 20536633 | High | 0.82 |  | 0 | 06/29/2023 | 8552229 | 06/29/2023
Rheem Sales Company, Inc. | Rheem | RTG-84XLP-1 | Federally-Regulated Consumer Product | LPG |  | 0 |  | 180000 |  |  |  | False | Instantaneous gas-fired |  | 4.5 | 83 | 30 | 20794890 | High | 0.81 |  | 0 | 06/29/2023 | 8552307 | 06/29/2023
A.O. Smith Water Products Company | A. O. SMITH | HPTV-80 2** | Federally-Regulated Consumer Product | Heat pump |  | 82 |  | 0.9 | True |  |  | False | Electric storage | 92 |  | 373 | 1654 |  | High | 3 |  |  | 07/06/2023 | 212920690 | 07/07/2023
A.O. Smith Water Products Company | A. O. SMITH | HPV10-66H01DV 2** | Federally-Regulated Consumer Product | Heat pump |  | 67 |  | 0.9 | True |  |  | False | Electric storage | 75 |  | 368 | 1550 |  | High | 3.2 |  |  | 07/06/2023 | 212920693 | 07/07/2023
A.O. Smith Water Products Company | A. O. SMITH | HPV10-80H01DV 2** | Federally-Regulated Consumer Product | Heat pump |  | 82 |  | 0.9 | True |  |  | False | Electric storage | 92 |  | 373 | 1654 |  | High | 3 |  |  | 07/06/2023 | 212920698 | 07/07/2023
A.O. Smith Water Products Company | A. O. SMITH | HPTV-66 2** | Federally-Regulated Consumer Product | Heat pump |  | 67 |  | 0.9 | True |  |  | False | Electric storage | 75 |  | 368 | 1550 |  | High | 3.2 |  |  | 07/06/2023 | 212920689 | 07/07/2023
A.O. Smith Water Products Company | Lochinvar | HPV080KD 2** | Federally-Regulated Consumer Product | Heat pump |  | 82 |  | 0.9 | True |  |  | False | Electric storage | 92 |  | 373 | 1654 |  | High | 3 |  |  | 07/06/2023 | 212920697 | 07/07/2023
A.O. Smith Water Products Company | Lochinvar | HPV065KD 2** | Federally-Regulated Consumer Product | Heat pump |  | 67 |  | 0.9 | True |  |  | False | Electric storage | 75 |  | 368 | 1550 |  | High | 3.2 |  |  | 07/06/2023 | 212920694 | 07/07/2023
Bosch Thermotechnology Corp. | Bosch | T9900I SE 199 | Federally-Regulated Consumer Product | Natural gas |  | 1 |  | 199000 |  |  |  | False | Instantaneous gas-fired |  | 5.4 | 100 | 42 | 17674351 | High | 0.95 |  | 0 | 05/18/2023 | 9963073 | 07/07/2023
Bosch Thermotechnology Corp. | Bosch | T9800 SEO 199 | Federally-Regulated Consumer Product | LPG |  | 1 |  | 199000 |  |  |  | False | Instantaneous gas-fired |  | 5.4 | 100 | 42 | 17674351 | High | 0.95 |  | 0 | 05/18/2023 | 9963069 | 07/07/2023
Bosch Thermotechnology Corp. | Bosch | T9800 SE 199 | Federally-Regulated Consumer Product | Natural gas |  | 1 |  | 199000 |  |  |  | False | Instantaneous gas-fired |  | 5.4 | 100 | 42 | 17674351 | High | 0.95 |  | 0 | 05/18/2023 | 9963064 | 07/07/2023
Bosch Thermotechnology Corp. | Bosch | T9800 SE 199 | Federally-Regulated Consumer Product | LPG |  | 1 |  | 199000 |  |  |  | False | Instantaneous gas-fired |  | 5.4 | 100 | 42 | 17674351 | High | 0.95 |  | 0 | 05/18/2023 | 9963064 | 07/07/2023
Bosch Thermotechnology Corp. | Bosch | T9800 SEO 199 | Federally-Regulated Consumer Product | Natural gas |  | 1 |  | 199000 |  |  |  | False | Instantaneous gas-fired |  | 5.4 | 100 | 42 | 17674351 | High | 0.95 |  | 0 | 05/18/2023 | 9963069 | 07/07/2023
Bosch Thermotechnology Corp. | Bosch | T9900 SE 199 | Federally-Regulated Consumer Product | Natural gas |  | 1 |  | 199000 |  |  |  | False | Instantaneous gas-fired |  | 5.4 | 100 | 42 | 17674351 | High | 0.95 |  | 0 | 05/18/2023 | 9963070 | 07/07/2023
Bosch Thermotechnology Corp. | Bosch | T9900I SE 199 | Federally-Regulated Consumer Product | LPG |  | 1 |  | 199000 |  |  |  | False | Instantaneous gas-fired |  | 5.4 | 100 | 42 | 17674351 | High | 0.95 |  | 0 | 05/18/2023 | 9963073 | 07/07/2023
Bosch Thermotechnology Corp. | Bosch | T9900 SE 199 | Federally-Regulated Consumer Product | LPG |  | 1 |  | 199000 |  |  |  | False | Instantaneous gas-fired |  | 5.4 | 100 | 42 | 17674351 | High | 0.95 |  | 0 | 05/18/2023 | 9963070 | 07/07/2023
A.O. Smith Water Products Company | State | HPVX-80-DHPT 2** | Federally-Regulated Consumer Product | Heat pump |  | 82 |  | 0.9 | True |  |  | False | Electric storage | 92 |  | 373 | 1654 |  | High | 3 |  |  | 07/06/2023 | 212920695 | 07/07/2023
A.O. Smith Water Products Company | State | HPVX-66-DHPT 2** | Federally-Regulated Consumer Product | Heat pump |  | 67 |  | 0.9 | True |  |  | False | Electric storage | 75 |  | 368 | 1550 |  | High | 3.2 |  |  | 07/06/2023 | 212920691 | 07/07/2023
American Water Heater Co. | American | HPV10266H009DV 2** | Federally-Regulated Consumer Product | Heat pump |  | 67 |  | 0.9 | True |  |  | False | Electric storage | 75 |  | 368 | 1550 |  | High | 3.2 |  |  | 07/06/2023 | 212920692 | 07/07/2023
American Water Heater Co. | American | HPV10280H009DV 2** | Federally-Regulated Consumer Product | Heat pump |  | 82 |  | 0.9 | True |  |  | False | Electric storage | 92 |  | 373 | 1654 |  | High | 3 |  |  | 07/06/2023 | 212920696 | 07/07/2023
A.O. Smith Water Products Company | RELIANCE WATER HEATERS | 10-80-DHPTV 2** | Federally-Regulated Consumer Product | Heat pump |  | 82 |  | 0.9 | True |  |  | False | Electric storage | 92 |  | 373 | 1654 |  | High | 3 |  |  | 07/06/2023 | 212920699 | 07/07/2023
A.O. Smith Water Products Company | A. O. SMITH | HPTV-80 2** | Federally-Regulated Consumer Product | Heat pump |  | 82 |  | 1 | True |  |  | False | Electric storage | 93 |  | 373 | 1654 |  | High | 3 |  |  | 07/07/2023 | 212920690 | 07/07/2023
A.O. Smith Water Products Company | A. O. SMITH | HPV10-66H01DV 2** | Federally-Regulated Consumer Product | Heat pump |  | 68 |  | 1 | True |  |  | False | Electric storage | 76 |  | 368 | 1550 |  | High | 3.2 |  |  | 07/07/2023 | 212920693 | 07/07/2023
A.O. Smith Water Products Company | A. O. SMITH | HPV10-80H01DV 2** | Federally-Regulated Consumer Product | Heat pump |  | 82 |  | 1 | True |  |  | False | Electric storage | 93 |  | 373 | 1654 |  | High | 3 |  |  | 07/07/2023 | 212920698 | 07/07/2023
A.O. Smith Water Products Company | A. O. SMITH | HPTV-66 2** | Federally-Regulated Consumer Product | Heat pump |  | 68 |  | 1 | True |  |  | False | Electric storage | 76 |  | 368 | 1550 |  | High | 3.2 |  |  | 07/07/2023 | 212920689 | 07/07/2023
A.O. Smith Water Products Company | Lochinvar | HPV080KD 2** | Federally-Regulated Consumer Product | Heat pump |  | 82 |  | 1 | True |  |  | False | Electric storage | 93 |  | 373 | 1654 |  | High | 3 |  |  | 07/07/2023 | 212920697 | 07/07/2023
A.O. Smith Water Products Company | Lochinvar | HPV065KD 2** | Federally-Regulated Consumer Product | Heat pump |  | 68 |  | 1 | True |  |  | False | Electric storage | 76 |  | 368 | 1550 |  | High | 3.2 |  |  | 07/07/2023 | 212920694 | 07/07/2023
Bosch Thermotechnology Corp. | Bosch | T9900I SE 199 | Federally-Regulated Consumer Product | Natural gas |  | 1 |  | 199000 |  |  |  | False | Instantaneous gas-fired |  | 5.4 | 100 | 42 | 17674351 | High | 0.95 |  | 0 | 07/07/2023 | 9963073 | 07/07/2023
Bosch Thermotechnology Corp. | Bosch | T9800 SEO 199 | Federally-Regulated Consumer Product | LPG |  | 1 |  | 199000 |  |  |  | False | Instantaneous gas-fired |  | 5.4 | 100 | 42 | 17674351 | High | 0.95 |  | 0 | 07/07/2023 | 9963069 | 07/07/2023
Bosch Thermotechnology Corp. | Bosch | T9800 SE 199 | Federally-Regulated Consumer Product | Natural gas |  | 1 |  | 199000 |  |  |  | False | Instantaneous gas-fired |  | 5.4 | 100 | 42 | 17674351 | High | 0.95 |  | 0 | 07/07/2023 | 9963064 | 07/07/2023
Bosch Thermotechnology Corp. | Bosch | T9800 SE 199 | Federally-Regulated Consumer Product | LPG |  | 1 |  | 199000 |  |  |  | False | Instantaneous gas-fired |  | 5.4 | 100 | 42 | 17674351 | High | 0.95 |  | 0 | 07/07/2023 | 9963064 | 07/07/2023
Bosch Thermotechnology Corp. | Bosch | T9800 SEO 199 | Federally-Regulated Consumer Product | Natural gas |  | 1 |  | 199000 |  |  |  | False | Instantaneous gas-fired |  | 5.4 | 100 | 42 | 17674351 | High | 0.95 |  | 0 | 07/07/2023 | 9963069 | 07/07/2023
Bosch Thermotechnology Corp. | Bosch | T9900 SE 199 | Federally-Regulated Consumer Product | Natural gas |  | 1 |  | 199000 |  |  |  | False | Instantaneous gas-fired |  | 5.4 | 100 | 42 | 17674351 | High | 0.95 |  | 0 | 07/07/2023 | 9963070 | 07/07/2023
Bosch Thermotechnology Corp. | Bosch | T9900I SE 199 | Federally-Regulated Consumer Product | LPG |  | 1 |  | 199000 |  |  |  | False | Instantaneous gas-fired |  | 5.4 | 100 | 42 | 17674351 | High | 0.95 |  | 0 | 07/07/2023 | 9963073 | 07/07/2023
Bosch Thermotechnology Corp. | Bosch | T9900 SE 199 | Federally-Regulated Consumer Product | LPG |  | 1 |  | 199000 |  |  |  | False | Instantaneous gas-fired |  | 5.4 | 100 | 42 | 17674351 | High | 0.95 |  | 0 | 07/07/2023 | 9963070 | 07/07/2023
A.O. Smith Water Products Company | State | HPVX-80-DHPT 2** | Federally-Regulated Consumer Product | Heat pump |  | 82 |  | 1 | True |  |  | False | Electric storage | 93 |  | 373 | 1654 |  | High | 3 |  |  | 07/07/2023 | 212920695 | 07/07/2023
A.O. Smith Water Products Company | State | HPVX-66-DHPT 2** | Federally-Regulated Consumer Product | Heat pump |  | 68 |  | 1 | True |  |  | False | Electric storage | 76 |  | 368 | 1550 |  | High | 3.2 |  |  | 07/07/2023 | 212920691 | 07/07/2023
American Water Heater Co. | American | HPV10266H009DV 2** | Federally-Regulated Consumer Product | Heat pump |  | 68 |  | 1 | True |  |  | False | Electric storage | 76 |  | 368 | 1550 |  | High | 3.2 |  |  | 07/07/2023 | 212920692 | 07/07/2023
American Water Heater Co. | American | HPV10280H009DV 2** | Federally-Regulated Consumer Product | Heat pump |  | 82 |  | 1 | True |  |  | False | Electric storage | 93 |  | 373 | 1654 |  | High | 3 |  |  | 07/07/2023 | 212920696 | 07/07/2023
A.O. Smith Water Products Company | RELIANCE WATER HEATERS | 10-80-DHPTV 2** | Federally-Regulated Consumer Product | Heat pump |  | 82 |  | 1 | True |  |  | False | Electric storage | 93 |  | 373 | 1654 |  | High | 3 |  |  | 07/07/2023 | 212920699 | 07/07/2023
A.O. Smith Water Products Company | RELIANCE WATER HEATERS | 10-80-DHPTV 2** | Federally-Regulated Consumer Product | Heat pump |  | 82 |  | 1 | True |  |  | False | Electric storage | 93 |  | 373 | 1654 |  | High | 3 |  |  | 07/07/2023 | 212920699 | 07/07/2023
A.O. Smith Water Products Company | A. O. SMITH | HPTV-80 2** | Federally-Regulated Consumer Product | Heat pump |  | 82 |  | 1 | True |  |  | False | Electric storage | 93 |  | 373 | 1654 |  | High | 3 |  |  | 07/07/2023 | 212920690 | 07/07/2023
A.O. Smith Water Products Company | A. O. SMITH | HPV10-66H01DV 2** | Federally-Regulated Consumer Product | Heat pump |  | 68 |  | 1 | True |  |  | False | Electric storage | 76 |  | 368 | 1550 |  | High | 3.2 |  |  | 07/07/2023 | 212920693 | 07/07/2023
A.O. Smith Water Products Company | A. O. SMITH | HPV10-80H01DV 2** | Federally-Regulated Consumer Product | Heat pump |  | 82 |  | 1 | True |  |  | False | Electric storage | 93 |  | 373 | 1654 |  | High | 3 |  |  | 07/07/2023 | 212920698 | 07/07/2023
A.O. Smith Water Products Company | A. O. SMITH | HPTV-66 2** | Federally-Regulated Consumer Product | Heat pump |  | 68 |  | 1 | True |  |  | False | Electric storage | 76 |  | 368 | 1550 |  | High | 3.2 |  |  | 07/07/2023 | 212920689 | 07/07/2023
American Water Heater Co. | American | HPV10266H009DV 2** | Federally-Regulated Consumer Product | Heat pump |  | 68 |  | 1 | True |  |  | False | Electric storage | 76 |  | 368 | 1550 |  | High | 3.2 |  |  | 07/07/2023 | 212920692 | 07/07/2023
American Water Heater Co. | American | HPV10280H009DV 2** | Federally-Regulated Consumer Product | Heat pump |  | 82 |  | 1 | True |  |  | False | Electric storage | 93 |  | 373 | 1654 |  | High | 3 |  |  | 07/07/2023 | 212920696 | 07/07/2023
A.O. Smith Water Products Company | State | HPVX-80-DHPT 2** | Federally-Regulated Consumer Product | Heat pump |  | 82 |  | 1 | True |  |  | False | Electric storage | 93 |  | 373 | 1654 |  | High | 3 |  |  | 07/07/2023 | 212920695 | 07/07/2023
A.O. Smith Water Products Company | State | HPVX-66-DHPT 2** | Federally-Regulated Consumer Product | Heat pump |  | 68 |  | 1 | True |  |  | False | Electric storage | 76 |  | 368 | 1550 |  | High | 3.2 |  |  | 07/07/2023 | 212920691 | 07/07/2023
Bosch Thermotechnology Corp. | Bosch | T9900I SE 199 | Federally-Regulated Consumer Product | Natural gas |  | 1 |  | 199000 |  |  |  | False | Instantaneous gas-fired |  | 5.4 | 100 | 42 | 17674351 | High | 0.95 |  | 0 | 07/07/2023 | 9963073 | 07/07/2023
Bosch Thermotechnology Corp. | Bosch | T9800 SEO 199 | Federally-Regulated Consumer Product | LPG |  | 1 |  | 199000 |  |  |  | False | Instantaneous gas-fired |  | 5.4 | 100 | 42 | 17674351 | High | 0.95 |  | 0 | 07/07/2023 | 9963069 | 07/07/2023
Bosch Thermotechnology Corp. | Bosch | T9800 SE 199 | Federally-Regulated Consumer Product | Natural gas |  | 1 |  | 199000 |  |  |  | False | Instantaneous gas-fired |  | 5.4 | 100 | 42 | 17674351 | High | 0.95 |  | 0 | 07/07/2023 | 9963064 | 07/07/2023
Bosch Thermotechnology Corp. | Bosch | T9800 SE 199 | Federally-Regulated Consumer Product | LPG |  | 1 |  | 199000 |  |  |  | False | Instantaneous gas-fired |  | 5.4 | 100 | 42 | 17674351 | High | 0.95 |  | 0 | 07/07/2023 | 9963064 | 07/07/2023
Bosch Thermotechnology Corp. | Bosch | T9800 SEO 199 | Federally-Regulated Consumer Product | Natural gas |  | 1 |  | 199000 |  |  |  | False | Instantaneous gas-fired |  | 5.4 | 100 | 42 | 17674351 | High | 0.95 |  | 0 | 07/07/2023 | 9963069 | 07/07/2023
Bosch Thermotechnology Corp. | Bosch | T9900 SE 199 | Federally-Regulated Consumer Product | Natural gas |  | 1 |  | 199000 |  |  |  | False | Instantaneous gas-fired |  | 5.4 | 100 | 42 | 17674351 | High | 0.95 |  | 0 | 07/07/2023 | 9963070 | 07/07/2023
Bosch Thermotechnology Corp. | Bosch | T9900I SE 199 | Federally-Regulated Consumer Product | LPG |  | 1 |  | 199000 |  |  |  | False | Instantaneous gas-fired |  | 5.4 | 100 | 42 | 17674351 | High | 0.95 |  | 0 | 07/07/2023 | 9963073 | 07/07/2023
Bosch Thermotechnology Corp. | Bosch | T9900 SE 199 | Federally-Regulated Consumer Product | LPG |  | 1 |  | 199000 |  |  |  | False | Instantaneous gas-fired |  | 5.4 | 100 | 42 | 17674351 | High | 0.95 |  | 0 | 07/07/2023 | 9963070 | 07/07/2023
A.O. Smith Water Products Company | Lochinvar | HPV080KD 2** | Federally-Regulated Consumer Product | Heat pump |  | 82 |  | 1 | True |  |  | False | Electric storage | 93 |  | 373 | 1654 |  | High | 3 |  |  | 07/07/2023 | 212920697 | 07/07/2023
A.O. Smith Water Products Company | Lochinvar | HPV065KD 2** | Federally-Regulated Consumer Product | Heat pump |  | 68 |  | 1 | True |  |  | False | Electric storage | 76 |  | 368 | 1550 |  | High | 3.2 |  |  | 07/07/2023 | 212920694 | 07/07/2023
A.O. Smith Water Products Company | State | HPVX-80-DHPT 2** | Federally-Regulated Consumer Product | Heat pump |  | 82 |  | 1 | True |  |  | False | Electric storage | 93 |  | 373 | 1654 |  | High | 3 |  |  | 07/07/2023 | 212920695 | 07/11/2023
A.O. Smith Water Products Company | State | HPVX-66-DHPT 2** | Federally-Regulated Consumer Product | Heat pump |  | 68 |  | 1 | True |  |  | False | Electric storage | 76 |  | 368 | 1550 |  | High | 3.2 |  |  | 07/07/2023 | 212920691 | 07/11/2023
A.O. Smith Water Products Company | RELIANCE WATER HEATERS | 10-80-DHPTV 2** | Federally-Regulated Consumer Product | Heat pump |  | 82 |  | 1 | True |  |  | False | Electric storage | 93 |  | 373 | 1654 |  | High | 3 |  |  | 07/07/2023 | 212920699 | 07/11/2023
A.O. Smith Water Products Company | A. O. SMITH | HPV10-66H01DV 2** | Federally-Regulated Consumer Product | Heat pump |  | 68 |  | 1 | True |  |  | False | Electric storage | 76 |  | 368 | 1550 |  | High | 3.2 |  |  | 07/07/2023 | 212920693 | 07/11/2023
A.O. Smith Water Products Company | A. O. SMITH | HPV10-80H01DV 2** | Federally-Regulated Consumer Product | Heat pump |  | 82 |  | 1 | True |  |  | False | Electric storage | 93 |  | 373 | 1654 |  | High | 3 |  |  | 07/07/2023 | 212920698 | 07/11/2023
A.O. Smith Water Products Company | A. O. SMITH | HPTV-66 2** | Federally-Regulated Consumer Product | Heat pump |  | 68 |  | 1 | True |  |  | False | Electric storage | 76 |  | 368 | 1550 |  | High | 3.2 |  |  | 07/07/2023 | 212920689 | 07/11/2023
A.O. Smith Water Products Company | A. O. SMITH | HPTV-80 2** | Federally-Regulated Consumer Product | Heat pump |  | 82 |  | 1 | True |  |  | False | Electric storage | 93 |  | 373 | 1654 |  | High | 3 |  |  | 07/07/2023 | 212920690 | 07/11/2023
American Water Heater Co. | American | HPV10280H009DV 2** | Federally-Regulated Consumer Product | Heat pump |  | 82 |  | 1 | True |  |  | False | Electric storage | 93 |  | 373 | 1654 |  | High | 3 |  |  | 07/07/2023 | 212920696 | 07/11/2023
American Water Heater Co. | American | HPV10266H009DV 2** | Federally-Regulated Consumer Product | Heat pump |  | 68 |  | 1 | True |  |  | False | Electric storage | 76 |  | 368 | 1550 |  | High | 3.2 |  |  | 07/07/2023 | 212920692 | 07/11/2023
A.O. Smith Water Products Company | State | HPVX-80-DHPT 2** | Federally-Regulated Consumer Product | Heat pump |  | 82 |  | 0.9 | True |  |  | False | Electric storage | 93 |  | 373 | 1654 |  | High | 3 |  |  | 07/11/2023 | 212920695 | 07/11/2023
A.O. Smith Water Products Company | State | HPVX-66-DHPT 2** | Federally-Regulated Consumer Product | Heat pump |  | 68 |  | 0.9 | True |  |  | False | Electric storage | 76 |  | 368 | 1550 |  | High | 3.2 |  |  | 07/11/2023 | 212920691 | 07/11/2023
A.O. Smith Water Products Company | RELIANCE WATER HEATERS | 10-80-DHPTV 2** | Federally-Regulated Consumer Product | Heat pump |  | 82 |  | 0.9 | True |  |  | False | Electric storage | 93 |  | 373 | 1654 |  | High | 3 |  |  | 07/11/2023 | 212920699 | 07/11/2023
A.O. Smith Water Products Company | A. O. SMITH | HPV10-66H01DV 2** | Federally-Regulated Consumer Product | Heat pump |  | 68 |  | 0.9 | True |  |  | False | Electric storage | 76 |  | 368 | 1550 |  | High | 3.2 |  |  | 07/11/2023 | 212920693 | 07/11/2023
A.O. Smith Water Products Company | A. O. SMITH | HPV10-80H01DV 2** | Federally-Regulated Consumer Product | Heat pump |  | 82 |  | 0.9 | True |  |  | False | Electric storage | 93 |  | 373 | 1654 |  | High | 3 |  |  | 07/11/2023 | 212920698 | 07/11/2023
A.O. Smith Water Products Company | A. O. SMITH | HPTV-66 2** | Federally-Regulated Consumer Product | Heat pump |  | 68 |  | 0.9 | True |  |  | False | Electric storage | 76 |  | 368 | 1550 |  | High | 3.2 |  |  | 07/11/2023 | 212920689 | 07/11/2023
A.O. Smith Water Products Company | A. O. SMITH | HPTV-80 2** | Federally-Regulated Consumer Product | Heat pump |  | 82 |  | 0.9 | True |  |  | False | Electric storage | 93 |  | 373 | 1654 |  | High | 3 |  |  | 07/11/2023 | 212920690 | 07/11/2023
American Water Heater Co. | American | HPV10280H009DV 2** | Federally-Regulated Consumer Product | Heat pump |  | 82 |  | 0.9 | True |  |  | False | Electric storage | 93 |  | 373 | 1654 |  | High | 3 |  |  | 07/11/2023 | 212920696 | 07/11/2023
American Water Heater Co. | American | HPV10266H009DV 2** | Federally-Regulated Consumer Product | Heat pump |  | 68 |  | 0.9 | True |  |  | False | Electric storage | 76 |  | 368 | 1550 |  | High | 3.2 |  |  | 07/11/2023 | 212920692 | 07/11/2023
A.O. Smith Water Products Company | Lochinvar | HPV080KD 2** | Federally-Regulated Consumer Product | Heat pump |  | 82 |  | 1 | True |  |  | False | Electric storage | 93 |  | 373 | 1654 |  | High | 3 |  |  | 07/07/2023 | 212920697 | 07/11/2023
A.O. Smith Water Products Company | Lochinvar | HPV065KD 2** | Federally-Regulated Consumer Product | Heat pump |  | 68 |  | 1 | True |  |  | False | Electric storage | 76 |  | 368 | 1550 |  | High | 3.2 |  |  | 07/07/2023 | 212920694 | 07/11/2023
A.O. Smith Water Products Company | Lochinvar | HPV080KD 2** | Federally-Regulated Consumer Product | Heat pump |  | 82 |  | 0.9 | True |  |  | False | Electric storage | 93 |  | 373 | 1654 |  | High | 3 |  |  | 07/11/2023 | 212920697 | 07/11/2023
A.O. Smith Water Products Company | Lochinvar | HPV065KD 2** | Federally-Regulated Consumer Product | Heat pump |  | 68 |  | 0.9 | True |  |  | False | Electric storage | 76 |  | 368 | 1550 |  | High | 3.2 |  |  | 07/11/2023 | 212920694 | 07/11/2023
A.O. Smith Water Products Company | State | HPVX-80-DHPT 2** | Federally-Regulated Consumer Product | Heat pump |  | 82 |  | 0.9 | True |  |  | False | Electric storage | 93 |  | 373 | 1654 |  | High | 3 |  |  | 07/11/2023 | 212920695 | 07/11/2023
A.O. Smith Water Products Company | State | HPVX-66-DHPT 2** | Federally-Regulated Consumer Product | Heat pump |  | 68 |  | 0.9 | True |  |  | False | Electric storage | 76 |  | 368 | 1550 |  | High | 3.2 |  |  | 07/11/2023 | 212920691 | 07/11/2023
A.O. Smith Water Products Company | Lochinvar | HPV080KD 2** | Federally-Regulated Consumer Product | Heat pump |  | 82 |  | 0.9 | True |  |  | False | Electric storage | 93 |  | 373 | 1654 |  | High | 3 |  |  | 07/11/2023 | 212920697 | 07/11/2023
A.O. Smith Water Products Company | Lochinvar | HPV065KD 2** | Federally-Regulated Consumer Product | Heat pump |  | 68 |  | 0.9 | True |  |  | False | Electric storage | 76 |  | 368 | 1550 |  | High | 3.2 |  |  | 07/11/2023 | 212920694 | 07/11/2023
American Water Heater Co. | American | HPV10280H009DV 2** | Federally-Regulated Consumer Product | Heat pump |  | 82 |  | 0.9 | True |  |  | False | Electric storage | 93 |  | 373 | 1654 |  | High | 3 |  |  | 07/11/2023 | 212920696 | 07/11/2023
American Water Heater Co. | American | HPV10266H009DV 2** | Federally-Regulated Consumer Product | Heat pump |  | 68 |  | 0.9 | True |  |  | False | Electric storage | 76 |  | 368 | 1550 |  | High | 3.2 |  |  | 07/11/2023 | 212920692 | 07/11/2023
A.O. Smith Water Products Company | A. O. SMITH | HPV10-66H01DV 2** | Federally-Regulated Consumer Product | Heat pump |  | 68 |  | 0.9 | True |  |  | False | Electric storage | 76 |  | 368 | 1550 |  | High | 3.2 |  |  | 07/11/2023 | 212920693 | 07/11/2023
A.O. Smith Water Products Company | A. O. SMITH | HPV10-80H01DV 2** | Federally-Regulated Consumer Product | Heat pump |  | 82 |  | 0.9 | True |  |  | False | Electric storage | 93 |  | 373 | 1654 |  | High | 3 |  |  | 07/11/2023 | 212920698 | 07/11/2023
A.O. Smith Water Products Company | A. O. SMITH | HPTV-66 2** | Federally-Regulated Consumer Product | Heat pump |  | 68 |  | 0.9 | True |  |  | False | Electric storage | 76 |  | 368 | 1550 |  | High | 3.2 |  |  | 07/11/2023 | 212920689 | 07/11/2023
A.O. Smith Water Products Company | A. O. SMITH | HPTV-80 2** | Federally-Regulated Consumer Product | Heat pump |  | 82 |  | 0.9 | True |  |  | False | Electric storage | 93 |  | 373 | 1654 |  | High | 3 |  |  | 07/11/2023 | 212920690 | 07/11/2023
A.O. Smith Water Products Company | RELIANCE WATER HEATERS | 10-80-DHPTV 2** | Federally-Regulated Consumer Product | Heat pump |  | 82 |  | 0.9 | True |  |  | False | Electric storage | 93 |  | 373 | 1654 |  | High | 3 |  |  | 07/11/2023 | 212920699 | 07/11/2023
Eemax, Inc | EcoSmart | ECOS 12 | Federally-Regulated Consumer Product | Electric resistance |  | 1 |  | 12 |  |  |  | False | Instantaneous electric |  | 1.2 | 97 | 625 |  | Very small | 0.95 |  |  | 06/15/2023 | 212361392 | 07/13/2023
A.O. Smith Water Products Company | Lochinvar | DRM 50 1** | Federally-Regulated Consumer Product | Electric resistance |  | 46 |  | 5.5 | True |  |  | False | Electric storage | 67 |  | 98 | 1033 |  | Medium | 0.92 |  |  | 06/15/2023 | 212604286 | 07/13/2023
A.O. Smith Water Products Company | Lochinvar | DRM 40 1** | Federally-Regulated Consumer Product | Electric resistance |  | 37 |  | 5.5 | True |  |  | False | Electric storage | 64 |  | 98 | 1029 |  | Medium | 0.92 |  |  | 06/15/2023 | 212604285 | 07/13/2023
A.O. Smith Water Products Company | Lochinvar | DRT 40 1** | Federally-Regulated Consumer Product | Electric resistance |  | 36 |  | 5.5 | True |  |  | False | Electric storage | 63 |  | 98 | 1026 |  | Medium | 0.93 |  |  | 06/15/2023 | 212604282 | 07/13/2023
A.O. Smith Water Products Company | Lochinvar | DRT 50 1** | Federally-Regulated Consumer Product | Electric resistance |  | 45 |  | 5.5 | True |  |  | False | Electric storage | 74 |  | 98 | 1035 |  | Medium | 0.92 |  |  | 06/15/2023 | 212604283 | 07/13/2023
A.O. Smith Water Products Company | Lochinvar | DRT 55 1** | Federally-Regulated Consumer Product | Electric resistance |  | 55 |  | 5.5 | True |  |  | False | Electric storage | 75 |  | 98 | 1531 |  | High | 0.94 |  |  | 06/15/2023 | 212604284 | 07/13/2023
Eemax, Inc | EcoSmart | ECOS 12 | Federally-Regulated Consumer Product | Electric resistance |  | 1 |  | 12 |  |  |  | False | Instantaneous electric |  | 1.2 | 97 | 625 |  | Very small | 0.95 |  |  | 07/13/2023 | 212361392 | 07/13/2023
A.O. Smith Water Products Company | Lochinvar | DRM 50 1** | Federally-Regulated Consumer Product | Electric resistance |  | 46 |  | 5.5 | True |  |  | False | Electric storage | 67 |  | 98 | 1033 |  | Medium | 0.92 |  |  | 07/13/2023 | 212604286 | 07/13/2023
A.O. Smith Water Products Company | Lochinvar | DRM 40 1** | Federally-Regulated Consumer Product | Electric resistance |  | 37 |  | 5.5 | True |  |  | False | Electric storage | 64 |  | 98 | 1029 |  | Medium | 0.92 |  |  | 07/13/2023 | 212604285 | 07/13/2023
A.O. Smith Water Products Company | Lochinvar | DRT 40 1** | Federally-Regulated Consumer Product | Electric resistance |  | 36 |  | 5.5 | True |  |  | False | Electric storage | 63 |  | 98 | 1026 |  | Medium | 0.93 |  |  | 07/13/2023 | 212604282 | 07/13/2023
A.O. Smith Water Products Company | Lochinvar | DRT 50 1** | Federally-Regulated Consumer Product | Electric resistance |  | 45 |  | 5.5 | True |  |  | False | Electric storage | 74 |  | 98 | 1035 |  | Medium | 0.92 |  |  | 07/13/2023 | 212604283 | 07/13/2023
A.O. Smith Water Products Company | Lochinvar | DRT 55 1** | Federally-Regulated Consumer Product | Electric resistance |  | 55 |  | 5.5 | True |  |  | False | Electric storage | 75 |  | 98 | 1531 |  | High | 0.94 |  |  | 07/13/2023 | 212604284 | 07/13/2023
Eemax, Inc | EcoSmart | ECOS 12 | Federally-Regulated Consumer Product | Electric resistance |  | 1 |  | 12 |  |  |  | False | Instantaneous electric |  | 1.2 | 97 | 625 |  | Very small | 0.95 |  |  | 07/13/2023 | 212361392 | 07/13/2023
A.O. Smith Water Products Company | Lochinvar | DRM 50 1** | Federally-Regulated Consumer Product | Electric resistance |  | 46 |  | 5.5 | True |  |  | False | Electric storage | 67 |  | 98 | 1033 |  | Medium | 0.92 |  |  | 07/13/2023 | 212604286 | 07/13/2023
A.O. Smith Water Products Company | Lochinvar | DRM 40 1** | Federally-Regulated Consumer Product | Electric resistance |  | 37 |  | 5.5 | True |  |  | False | Electric storage | 64 |  | 98 | 1029 |  | Medium | 0.92 |  |  | 07/13/2023 | 212604285 | 07/13/2023
A.O. Smith Water Products Company | Lochinvar | DRT 40 1** | Federally-Regulated Consumer Product | Electric resistance |  | 36 |  | 5.5 | True |  |  | False | Electric storage | 63 |  | 98 | 1026 |  | Medium | 0.93 |  |  | 07/13/2023 | 212604282 | 07/13/2023
A.O. Smith Water Products Company | Lochinvar | DRT 50 1** | Federally-Regulated Consumer Product | Electric resistance |  | 45 |  | 5.5 | True |  |  | False | Electric storage | 74 |  | 98 | 1035 |  | Medium | 0.92 |  |  | 07/13/2023 | 212604283 | 07/13/2023
A.O. Smith Water Products Company | Lochinvar | DRT 55 1** | Federally-Regulated Consumer Product | Electric resistance |  | 55 |  | 5.5 | True |  |  | False | Electric storage | 75 |  | 98 | 1531 |  | High | 0.94 |  |  | 07/13/2023 | 212604284 | 07/13/2023
A.O. Smith Water Products Company | RELIANCE WATER HEATERS | TS-340X3-LIH 1*1 | Federally-Regulated Consumer Product | LPG |  | 0 |  | 180000 |  |  |  | False | Instantaneous gas-fired |  | 5.4 | 97 | 37 | 17691411 | High | 0.95 | 0.81 | 0 | 02/23/2023 | 207861936 | 07/18/2023
A.O. Smith Water Products Company | RELIANCE WATER HEATERS | TS-340X3-LIH 1*1 | Federally-Regulated Consumer Product | LPG |  | 0 |  | 180000 |  |  |  | False | Instantaneous gas-fired |  | 5.4 | 97 | 37 | 17691411 | High | 0.95 | 0.81 | 0 | 07/18/2023 | 207861936 | 07/18/2023
A.O. Smith Water Products Company | RELIANCE WATER HEATERS | TS-340X3-LIH 1*1 | Federally-Regulated Consumer Product | LPG |  | 0 |  | 180000 |  |  |  | False | Instantaneous gas-fired |  | 5.4 | 97 | 37 | 17691411 | High | 0.95 | 0.81 | 0 | 07/18/2023 | 207861936 | 07/18/2023
A.O. Smith Water Products Company | Lochinvar | KSJ050MD 1** | Federally-Regulated Consumer Product | Electric resistance |  | 48 |  | 4.5 | True |  |  | False | Electric storage | 51 |  | 98 | 3531 |  | Medium | 0.92 |  |  | 04/27/2023 | 207776471 | 07/20/2023
A.O. Smith Water Products Company | Lochinvar | KTA052KDM 1** | Federally-Regulated Consumer Product | Electric resistance |  | 46 |  | 4.5 | True |  |  | False | Electric storage | 62 |  | 98 | 3531 |  | Medium | 0.92 |  |  | 03/30/2023 | 207526156 | 07/20/2023
A.O. Smith Water Products Company | Lochinvar | KTA052KDT 1** | Federally-Regulated Consumer Product | Electric resistance |  | 46 |  | 4.5 | True |  |  | False | Electric storage | 62 |  | 98 | 3531 |  | Medium | 0.92 |  |  | 03/30/2023 | 207526157 | 07/20/2023
A.O. Smith Water Products Company | Lochinvar | KTA040PD 1** | Federally-Regulated Consumer Product | Electric resistance |  | 36 |  | 4.5 | True |  |  | False | Electric storage | 53 |  | 98 | 3531 |  | Medium | 0.92 |  |  | 04/27/2023 | 207254530 | 07/20/2023
A.O. Smith Water Products Company | Lochinvar | KTJ052GD 1** | Federally-Regulated Consumer Product | Electric resistance |  | 46 |  | 4.5 | True |  |  | False | Electric storage | 62 |  | 98 | 3531 |  | Medium | 0.92 |  |  | 03/30/2023 | 207526158 | 07/20/2023
A.O. Smith Water Products Company | Lochinvar | KTJ055MD 1** | Federally-Regulated Consumer Product | Electric resistance |  | 55 |  | 4.5 | True |  |  | False | Electric storage | 72 |  | 98 | 3531 |  | Medium | 0.93 |  |  | 04/27/2023 | 207776474 | 07/20/2023
A.O. Smith Water Products Company | Lochinvar | KTJ055HD 1** | Federally-Regulated Consumer Product | Electric resistance |  | 55 |  | 4.5 | True |  |  | False | Electric storage | 72 |  | 98 | 3531 |  | Medium | 0.93 |  |  | 04/27/2023 | 207776473 | 07/20/2023
A.O. Smith Water Products Company | Lochinvar | KTJ052MD 1** | Federally-Regulated Consumer Product | Electric resistance |  | 46 |  | 4.5 | True |  |  | False | Electric storage | 62 |  | 98 | 3531 |  | Medium | 0.92 |  |  | 03/30/2023 | 207776472 | 07/20/2023
Rheem Sales Company, Inc. | Rheem | RTGH-90XLP-2 | Federally-Regulated Consumer Product | LPG |  | 0 |  | 180000 |  |  |  | False | Instantaneous gas-fired |  | 5.2 | 95 | 34 | 18084822 | High | 0.93 |  | 0 | 05/16/2023 | 205628311 | 07/25/2023
Rheem Sales Company, Inc. | Rheem | RTGH-68DVLN-2 | Federally-Regulated Consumer Product | Natural gas |  | 0 |  | 120000 |  |  |  | False | Instantaneous gas-fired |  | 3.5 | 96 | 33 | 12066531 | Medium | 0.91 |  | 0 | 04/06/2023 | 202066946 | 07/25/2023
Rheem Sales Company, Inc. | Rheem | RTGH-84DVLP-2 | Federally-Regulated Consumer Product | LPG |  | 0 |  | 157000 |  |  |  | False | Instantaneous gas-fired |  | 4.6 | 97 | 34 | 18084822 | High | 0.93 |  | 0 | 05/16/2023 | 202067529 | 07/25/2023
Rheem Sales Company, Inc. | Rheem | RTGH-95XLP-2 | Federally-Regulated Consumer Product | LPG |  | 0 |  | 199900 |  |  |  | False | Instantaneous gas-fired |  | 5.6 | 96 | 34 | 18084822 | High | 0.93 |  | 0 | 05/16/2023 | 205628294 | 07/25/2023
Rheem Sales Company, Inc. | Rheem | DCRTGH84DVLN-2 | Federally-Regulated Consumer Product | Natural gas |  | 0 |  | 157000 |  |  |  | False | Instantaneous gas-fired |  | 4.6 | 97 | 34 | 18084822 | High | 0.93 |  | 0 | 04/06/2023 | 202067523 | 07/25/2023
Rheem Sales Company, Inc. | Rheem | CECOH160DVLP-2 | Federally-Regulated Consumer Product | LPG |  | 0 |  | 157000 |  |  |  | False | Instantaneous gas-fired |  | 4.6 | 97 | 34 | 18084822 | High | 0.93 |  | 0 | 05/16/2023 | 202067520 | 07/25/2023
Rheem Sales Company, Inc. | Rheem | CECOH160DVLN-2 | Federally-Regulated Consumer Product | Natural gas |  | 0 |  | 157000 |  |  |  | False | Instantaneous gas-fired |  | 4.6 | 97 | 34 | 18084822 | High | 0.93 |  | 0 | 04/06/2023 | 202067548 | 07/25/2023
Rheem Sales Company, Inc. | Rheem | RTGH-90XLN-2 | Federally-Regulated Consumer Product | Natural gas |  | 0 |  | 180000 |  |  |  | False | Instantaneous gas-fired |  | 5.2 | 95 | 34 | 18084822 | High | 0.93 |  | 0 | 04/06/2023 | 205622522 | 07/25/2023
Rheem Sales Company, Inc. | Rheem | RTGH-84XLP-2 | Federally-Regulated Consumer Product | LPG |  | 0 |  | 157000 |  |  |  | False | Instantaneous gas-fired |  | 4.5 | 96 | 27 | 18108706 | High | 0.93 |  | 0 | 05/16/2023 | 205628323 | 07/25/2023
Rheem Sales Company, Inc. | Rheem | RTGH-95XLN-2 | Federally-Regulated Consumer Product | Natural gas |  | 0 |  | 199900 |  |  |  | False | Instantaneous gas-fired |  | 5.6 | 96 | 34 | 18084822 | High | 0.93 |  | 0 | 04/06/2023 | 205622521 | 07/25/2023
Rheem Sales Company, Inc. | Rheem | RTGH-95DVLN-2 | Federally-Regulated Consumer Product | Natural gas |  | 0 |  | 199900 |  |  |  | False | Instantaneous gas-fired |  | 5.7 | 97 | 32 | 18091646 | High | 0.93 |  | 0 | 04/06/2023 | 202067565 | 07/25/2023
Rheem Sales Company, Inc. | Rheem | RTGH-84XLN-2 | Federally-Regulated Consumer Product | Natural gas |  | 0 |  | 157000 |  |  |  | False | Instantaneous gas-fired |  | 4.5 | 96 | 27 | 18108706 | High | 0.93 |  | 0 | 04/06/2023 | 205622523 | 07/25/2023
Rheem Sales Company, Inc. | Rheem | RTGH-90DVLP-2 | Federally-Regulated Consumer Product | LPG |  | 0 |  | 180000 |  |  |  | False | Instantaneous gas-fired |  | 5.2 | 97 | 34 | 18084822 | High | 0.93 |  | 0 | 05/16/2023 | 202067553 | 07/25/2023
Rheem Sales Company, Inc. | Rheem | RTGH-90DVLN-2 | Federally-Regulated Consumer Product | Natural gas |  | 0 |  | 180000 |  |  |  | False | Instantaneous gas-fired |  | 5.2 | 97 | 34 | 18084822 | High | 0.93 |  | 0 | 04/06/2023 | 202067549 | 07/25/2023
Rheem Sales Company, Inc. | Rheem | CRTGH-95DVLP-2 | Federally-Regulated Consumer Product | LPG |  | 0 |  | 199900 |  |  |  | False | Instantaneous gas-fired |  | 5.7 | 97 | 32 | 18091646 | High | 0.93 |  | 0 | 05/16/2023 | 202068310 | 07/25/2023
Rheem Sales Company, Inc. | Rheem | RTGH-68DVLP-2 | Federally-Regulated Consumer Product | LPG |  | 0 |  | 120000 |  |  |  | False | Instantaneous gas-fired |  | 3.5 | 96 | 33 | 12066531 | Medium | 0.91 |  | 0 | 05/16/2023 | 202067224 | 07/25/2023
Rheem Sales Company, Inc. | Rheem | RTGH-84DVLN-2 | Federally-Regulated Consumer Product | Natural gas |  | 0 |  | 157000 |  |  |  | False | Instantaneous gas-fired |  | 4.6 | 97 | 34 | 18084822 | High | 0.93 |  | 0 | 04/06/2023 | 202067519 | 07/25/2023
Rheem Sales Company, Inc. | Rheem | RTGH-95DVLP-2 | Federally-Regulated Consumer Product | LPG |  | 0 |  | 199900 |  |  |  | False | Instantaneous gas-fired |  | 5.7 | 97 | 32 | 18091646 | High | 0.93 |  | 0 | 05/16/2023 | 202068317 | 07/25/2023
Rheem Sales Company, Inc. | Rheem | RTGH-68XLP-2 | Federally-Regulated Consumer Product | LPG |  | 0 |  | 120000 |  |  |  | False | Instantaneous gas-fired |  | 3.6 | 95 | 31 | 12073355 | Medium | 0.91 |  | 0 | 05/18/2023 | 202067514 | 07/25/2023
Rheem Sales Company, Inc. | Rheem | RTGH-68XLN-2 | Federally-Regulated Consumer Product | Natural gas |  | 0 |  | 120000 |  |  |  | False | Instantaneous gas-fired |  | 3.6 | 95 | 31 | 12073355 | Medium | 0.91 |  | 0 | 04/06/2023 | 202067511 | 07/25/2023
Rheem Sales Company, Inc. | Rheem | RTGH-90XLP-2 | Federally-Regulated Consumer Product | LPG |  | 0 |  | 180000 |  |  |  | False | Instantaneous gas-fired |  | 5.2 | 95 | 34 | 18084822 | High | 0.93 |  | 0 | 07/25/2023 | 205628311 | 07/25/2023
Rheem Sales Company, Inc. | Rheem | RTGH-68DVLN-2 | Federally-Regulated Consumer Product | Natural gas |  | 0 |  | 120000 |  |  |  | False | Instantaneous gas-fired |  | 3.5 | 96 | 33 | 12066531 | Medium | 0.91 |  | 0 | 07/25/2023 | 202066946 | 07/25/2023
Rheem Sales Company, Inc. | Rheem | RTGH-84DVLP-2 | Federally-Regulated Consumer Product | LPG |  | 0 |  | 157000 |  |  |  | False | Instantaneous gas-fired |  | 4.6 | 97 | 34 | 18084822 | High | 0.93 |  | 0 | 07/25/2023 | 202067529 | 07/25/2023
Rheem Sales Company, Inc. | Rheem | RTGH-95XLP-2 | Federally-Regulated Consumer Product | LPG |  | 0 |  | 199900 |  |  |  | False | Instantaneous gas-fired |  | 5.6 | 96 | 34 | 18084822 | High | 0.93 |  | 0 | 07/25/2023 | 205628294 | 07/25/2023
Rheem Sales Company, Inc. | Rheem | DCRTGH84DVLN-2 | Federally-Regulated Consumer Product | Natural gas |  | 0 |  | 157000 |  |  |  | False | Instantaneous gas-fired |  | 4.6 | 97 | 34 | 18084822 | High | 0.93 |  | 0 | 07/25/2023 | 202067523 | 07/25/2023
Rheem Sales Company, Inc. | Rheem | CECOH160DVLP-2 | Federally-Regulated Consumer Product | LPG |  | 0 |  | 157000 |  |  |  | False | Instantaneous gas-fired |  | 4.6 | 97 | 34 | 18084822 | High | 0.93 |  | 0 | 07/25/2023 | 202067520 | 07/25/2023
Rheem Sales Company, Inc. | Rheem | CECOH160DVLN-2 | Federally-Regulated Consumer Product | Natural gas |  | 0 |  | 157000 |  |  |  | False | Instantaneous gas-fired |  | 4.6 | 97 | 34 | 18084822 | High | 0.93 |  | 0 | 07/25/2023 | 202067548 | 07/25/2023
Rheem Sales Company, Inc. | Rheem | RTGH-90XLN-2 | Federally-Regulated Consumer Product | Natural gas |  | 0 |  | 180000 |  |  |  | False | Instantaneous gas-fired |  | 5.2 | 95 | 34 | 18084822 | High | 0.93 |  | 0 | 07/25/2023 | 205622522 | 07/25/2023
Rheem Sales Company, Inc. | Rheem | RTGH-84XLP-2 | Federally-Regulated Consumer Product | LPG |  | 0 |  | 157000 |  |  |  | False | Instantaneous gas-fired |  | 4.5 | 96 | 27 | 18108706 | High | 0.93 |  | 0 | 07/25/2023 | 205628323 | 07/25/2023
Rheem Sales Company, Inc. | Rheem | RTGH-95XLN-2 | Federally-Regulated Consumer Product | Natural gas |  | 0 |  | 199900 |  |  |  | False | Instantaneous gas-fired |  | 5.6 | 96 | 34 | 18084822 | High | 0.93 |  | 0 | 07/25/2023 | 205622521 | 07/25/2023
Rheem Sales Company, Inc. | Rheem | RTGH-95DVLN-2 | Federally-Regulated Consumer Product | Natural gas |  | 0 |  | 199900 |  |  |  | False | Instantaneous gas-fired |  | 5.7 | 97 | 32 | 18091646 | High | 0.93 |  | 0 | 07/25/2023 | 202067565 | 07/25/2023
Rheem Sales Company, Inc. | Rheem | RTGH-84XLN-2 | Federally-Regulated Consumer Product | Natural gas |  | 0 |  | 157000 |  |  |  | False | Instantaneous gas-fired |  | 4.5 | 96 | 27 | 18108706 | High | 0.93 |  | 0 | 07/25/2023 | 205622523 | 07/25/2023
Rheem Sales Company, Inc. | Rheem | RTGH-90DVLP-2 | Federally-Regulated Consumer Product | LPG |  | 0 |  | 180000 |  |  |  | False | Instantaneous gas-fired |  | 5.2 | 97 | 34 | 18084822 | High | 0.93 |  | 0 | 07/25/2023 | 202067553 | 07/25/2023
Rheem Sales Company, Inc. | Rheem | RTGH-90DVLN-2 | Federally-Regulated Consumer Product | Natural gas |  | 0 |  | 180000 |  |  |  | False | Instantaneous gas-fired |  | 5.2 | 97 | 34 | 18084822 | High | 0.93 |  | 0 | 07/25/2023 | 202067549 | 07/25/2023
Rheem Sales Company, Inc. | Rheem | CRTGH-95DVLP-2 | Federally-Regulated Consumer Product | LPG |  | 0 |  | 199900 |  |  |  | False | Instantaneous gas-fired |  | 5.7 | 97 | 32 | 18091646 | High | 0.93 |  | 0 | 07/25/2023 | 202068310 | 07/25/2023
Rheem Sales Company, Inc. | Rheem | RTGH-68DVLP-2 | Federally-Regulated Consumer Product | LPG |  | 0 |  | 120000 |  |  |  | False | Instantaneous gas-fired |  | 3.5 | 96 | 33 | 12066531 | Medium | 0.91 |  | 0 | 07/25/2023 | 202067224 | 07/25/2023
Rheem Sales Company, Inc. | Rheem | RTGH-84DVLN-2 | Federally-Regulated Consumer Product | Natural gas |  | 0 |  | 157000 |  |  |  | False | Instantaneous gas-fired |  | 4.6 | 97 | 34 | 18084822 | High | 0.93 |  | 0 | 07/25/2023 | 202067519 | 07/25/2023
Rheem Sales Company, Inc. | Rheem | RTGH-95DVLP-2 | Federally-Regulated Consumer Product | LPG |  | 0 |  | 199900 |  |  |  | False | Instantaneous gas-fired |  | 5.7 | 97 | 32 | 18091646 | High | 0.93 |  | 0 | 07/25/2023 | 202068317 | 07/25/2023
Rheem Sales Company, Inc. | Rheem | RTGH-68XLP-2 | Federally-Regulated Consumer Product | LPG |  | 0 |  | 120000 |  |  |  | False | Instantaneous gas-fired |  | 3.6 | 95 | 31 | 12073355 | Medium | 0.91 |  | 0 | 07/25/2023 | 202067514 | 07/25/2023
Rheem Sales Company, Inc. | Rheem | RTGH-68XLN-2 | Federally-Regulated Consumer Product | Natural gas |  | 0 |  | 120000 |  |  |  | False | Instantaneous gas-fired |  | 3.6 | 95 | 31 | 12073355 | Medium | 0.91 |  | 0 | 07/25/2023 | 202067511 | 07/25/2023
Rheem Sales Company, Inc. | Ruud | RUTGH-68DVLN-2 | Federally-Regulated Consumer Product | Natural gas |  | 0 |  | 120000 |  |  |  | False | Instantaneous gas-fired |  | 3.5 | 96 | 33 | 12066531 | Medium | 0.91 |  | 0 | 04/06/2023 | 202067225 | 07/25/2023
Rheem Sales Company, Inc. | Ruud | RUTGH-95XLN-2 | Federally-Regulated Consumer Product | Natural gas |  | 0 |  | 199900 |  |  |  | False | Instantaneous gas-fired |  | 5.6 | 96 | 34 | 18084822 | High | 0.93 |  | 0 | 04/06/2023 | 205628302 | 07/25/2023
Rheem Sales Company, Inc. | Ruud | RUTGH-68XLP-2 | Federally-Regulated Consumer Product | LPG |  | 0 |  | 120000 |  |  |  | False | Instantaneous gas-fired |  | 3.6 | 95 | 31 | 12073355 | Medium | 0.91 |  | 0 | 05/18/2023 | 202067516 | 07/25/2023
Rheem Sales Company, Inc. | Ruud | RUTGH-95XLP-2 | Federally-Regulated Consumer Product | LPG |  | 0 |  | 199900 |  |  |  | False | Instantaneous gas-fired |  | 5.6 | 96 | 34 | 18084822 | High | 0.93 | 0.81 | 0 | 05/16/2023 | 205628303 | 07/25/2023
Rheem Sales Company, Inc. | Ruud | RUTGH-68DVLP-2 | Federally-Regulated Consumer Product | LPG |  | 0 |  | 120000 |  |  |  | False | Instantaneous gas-fired |  | 3.5 | 96 | 33 | 12066531 | Medium | 0.91 | 0.81 | 0 | 05/16/2023 | 202067226 | 07/25/2023
Rheem Sales Company, Inc. | Ruud | RUTGH-90DVLN-2 | Federally-Regulated Consumer Product | Natural gas |  | 0 |  | 180000 |  |  |  | False | Instantaneous gas-fired |  | 5.2 | 97 | 34 | 18084822 | High | 0.93 |  | 0 | 04/06/2023 | 202067554 | 07/25/2023
Rheem Sales Company, Inc. | Ruud | RUTGH-90XLP-2 | Federally-Regulated Consumer Product | LPG |  | 0 |  | 180000 |  |  |  | False | Instantaneous gas-fired |  | 5.2 | 95 | 34 | 18084822 | High | 0.93 | 0.81 | 0 | 05/16/2023 | 205628318 | 07/25/2023
Rheem Sales Company, Inc. | Ruud | RUTGH-84XLN-2 | Federally-Regulated Consumer Product | Natural gas |  | 0 |  | 157000 |  |  |  | False | Instantaneous gas-fired |  | 4.5 | 96 | 27 | 18108706 | High | 0.93 |  | 0 | 04/06/2023 | 205628327 | 07/25/2023
Rheem Sales Company, Inc. | Ruud | RUTGH-90XLN-2 | Federally-Regulated Consumer Product | Natural gas |  | 0 |  | 180000 |  |  |  | False | Instantaneous gas-fired |  | 5.2 | 95 | 34 | 18084822 | High | 0.93 |  | 0 | 04/06/2023 | 205628317 | 07/25/2023
Rheem Sales Company, Inc. | Ruud | RUTGH-84DVLP-2 | Federally-Regulated Consumer Product | LPG |  | 0 |  | 157000 |  |  |  | False | Instantaneous gas-fired |  | 4.6 | 97 | 34 | 18084822 | High | 0.93 | 0.81 | 0 | 05/16/2023 | 202067531 | 07/25/2023
Rheem Sales Company, Inc. | Ruud | RUTGH-90DVLP-2 | Federally-Regulated Consumer Product | LPG |  | 0 |  | 180000 |  |  |  | False | Instantaneous gas-fired |  | 5.2 | 97 | 34 | 18084822 | High | 0.93 | 0.81 | 0 | 05/16/2023 | 202067560 | 07/25/2023
Rheem Sales Company, Inc. | Ruud | RUTGH-95DVLN-2 | Federally-Regulated Consumer Product | Natural gas |  | 0 |  | 199900 |  |  |  | False | Instantaneous gas-fired |  | 5.7 | 97 | 32 | 18091646 | High | 0.93 |  | 0 | 04/06/2023 | 202068318 | 07/25/2023
Rheem Sales Company, Inc. | Ruud | RUTGH-84DVLN-2 | Federally-Regulated Consumer Product | Natural gas |  | 0 |  | 157000 |  |  |  | False | Instantaneous gas-fired |  | 4.6 | 97 | 34 | 18084822 | High | 0.93 |  | 0 | 04/06/2023 | 202067530 | 07/25/2023
Rheem Sales Company, Inc. | Ruud | RUTGH-84XLP-2 | Federally-Regulated Consumer Product | LPG |  | 0 |  | 157000 |  |  |  | False | Instantaneous gas-fired |  | 4.5 | 96 | 27 | 18108706 | High | 0.93 | 0.81 | 0 | 05/16/2023 | 205628328 | 07/25/2023
Rheem Sales Company, Inc. | Ruud | RUTGH-95DVLP-2 | Federally-Regulated Consumer Product | LPG |  | 0 |  | 199900 |  |  |  | False | Instantaneous gas-fired |  | 5.7 | 97 | 32 | 18091646 | High | 0.93 | 0.81 | 0 | 05/16/2023 | 202068319 | 07/25/2023
Rheem Sales Company, Inc. | Ruud | RUTGH-68XLN-2 | Federally-Regulated Consumer Product | Natural gas |  | 0 |  | 120000 |  |  |  | False | Instantaneous gas-fired |  | 3.6 | 95 | 31 | 12073355 | Medium | 0.91 |  | 0 | 04/06/2023 | 202067515 | 07/25/2023
Rheem Sales Company, Inc. | Ruud | RUTGH-68DVLN-2 | Federally-Regulated Consumer Product | Natural gas |  | 0 |  | 120000 |  |  |  | False | Instantaneous gas-fired |  | 3.5 | 96 | 33 | 12066531 | Medium | 0.91 |  | 0 | 07/25/2023 | 202067225 | 07/25/2023
Rheem Sales Company, Inc. | Ruud | RUTGH-95XLN-2 | Federally-Regulated Consumer Product | Natural gas |  | 0 |  | 199900 |  |  |  | False | Instantaneous gas-fired |  | 5.6 | 96 | 34 | 18084822 | High | 0.93 |  | 0 | 07/25/2023 | 205628302 | 07/25/2023
Rheem Sales Company, Inc. | Ruud | RUTGH-68XLP-2 | Federally-Regulated Consumer Product | LPG |  | 0 |  | 120000 |  |  |  | False | Instantaneous gas-fired |  | 3.6 | 95 | 31 | 12073355 | Medium | 0.91 |  | 0 | 07/25/2023 | 202067516 | 07/25/2023
Rheem Sales Company, Inc. | Ruud | RUTGH-95XLP-2 | Federally-Regulated Consumer Product | LPG |  | 0 |  | 199900 |  |  |  | False | Instantaneous gas-fired |  | 5.6 | 96 | 34 | 18084822 | High | 0.93 |  | 0 | 07/25/2023 | 205628303 | 07/25/2023
Rheem Sales Company, Inc. | Ruud | RUTGH-68DVLP-2 | Federally-Regulated Consumer Product | LPG |  | 0 |  | 120000 |  |  |  | False | Instantaneous gas-fired |  | 3.5 | 96 | 33 | 12066531 | Medium | 0.91 |  | 0 | 07/25/2023 | 202067226 | 07/25/2023
Rheem Sales Company, Inc. | Ruud | RUTGH-90DVLN-2 | Federally-Regulated Consumer Product | Natural gas |  | 0 |  | 180000 |  |  |  | False | Instantaneous gas-fired |  | 5.2 | 97 | 34 | 18084822 | High | 0.93 |  | 0 | 07/25/2023 | 202067554 | 07/25/2023
Rheem Sales Company, Inc. | Ruud | RUTGH-90XLP-2 | Federally-Regulated Consumer Product | LPG |  | 0 |  | 180000 |  |  |  | False | Instantaneous gas-fired |  | 5.2 | 95 | 34 | 18084822 | High | 0.93 |  | 0 | 07/25/2023 | 205628318 | 07/25/2023
Rheem Sales Company, Inc. | Ruud | RUTGH-84XLN-2 | Federally-Regulated Consumer Product | Natural gas |  | 0 |  | 157000 |  |  |  | False | Instantaneous gas-fired |  | 4.5 | 96 | 27 | 18108706 | High | 0.93 |  | 0 | 07/25/2023 | 205628327 | 07/25/2023
Rheem Sales Company, Inc. | Ruud | RUTGH-90XLN-2 | Federally-Regulated Consumer Product | Natural gas |  | 0 |  | 180000 |  |  |  | False | Instantaneous gas-fired |  | 5.2 | 95 | 34 | 18084822 | High | 0.93 |  | 0 | 07/25/2023 | 205628317 | 07/25/2023
Rheem Sales Company, Inc. | Ruud | RUTGH-84DVLP-2 | Federally-Regulated Consumer Product | LPG |  | 0 |  | 157000 |  |  |  | False | Instantaneous gas-fired |  | 4.6 | 97 | 34 | 18084822 | High | 0.93 |  | 0 | 07/25/2023 | 202067531 | 07/25/2023
Rheem Sales Company, Inc. | Ruud | RUTGH-90DVLP-2 | Federally-Regulated Consumer Product | LPG |  | 0 |  | 180000 |  |  |  | False | Instantaneous gas-fired |  | 5.2 | 97 | 34 | 18084822 | High | 0.93 |  | 0 | 07/25/2023 | 202067560 | 07/25/2023
Rheem Sales Company, Inc. | Ruud | RUTGH-95DVLN-2 | Federally-Regulated Consumer Product | Natural gas |  | 0 |  | 199900 |  |  |  | False | Instantaneous gas-fired |  | 5.7 | 97 | 32 | 18091646 | High | 0.93 |  | 0 | 07/25/2023 | 202068318 | 07/25/2023
Rheem Sales Company, Inc. | Ruud | RUTGH-84DVLN-2 | Federally-Regulated Consumer Product | Natural gas |  | 0 |  | 157000 |  |  |  | False | Instantaneous gas-fired |  | 4.6 | 97 | 34 | 18084822 | High | 0.93 |  | 0 | 07/25/2023 | 202067530 | 07/25/2023
Rheem Sales Company, Inc. | Ruud | RUTGH-84XLP-2 | Federally-Regulated Consumer Product | LPG |  | 0 |  | 157000 |  |  |  | False | Instantaneous gas-fired |  | 4.5 | 96 | 27 | 18108706 | High | 0.93 |  | 0 | 07/25/2023 | 205628328 | 07/25/2023
Rheem Sales Company, Inc. | Ruud | RUTGH-95DVLP-2 | Federally-Regulated Consumer Product | LPG |  | 0 |  | 199900 |  |  |  | False | Instantaneous gas-fired |  | 5.7 | 97 | 32 | 18091646 | High | 0.93 |  | 0 | 07/25/2023 | 202068319 | 07/25/2023
Rheem Sales Company, Inc. | Ruud | RUTGH-68XLN-2 | Federally-Regulated Consumer Product | Natural gas |  | 0 |  | 120000 |  |  |  | False | Instantaneous gas-fired |  | 3.6 | 95 | 31 | 12073355 | Medium | 0.91 |  | 0 | 07/25/2023 | 202067515 | 07/25/2023
Rheem Sales Company, Inc. | Rheem | RTGH-84DVLP-2 | Federally-Regulated Consumer Product | LPG |  | 0 |  | 157000 |  |  |  | False | Instantaneous gas-fired |  | 4.6 | 97 | 34 | 18084822 | High | 0.93 |  | 0 | 07/25/2023 | 202067529 | 08/17/2023
Rheem Sales Company, Inc. | Rheem | CECOH160DVLP-2 | Federally-Regulated Consumer Product | LPG |  | 0 |  | 157000 |  |  |  | False | Instantaneous gas-fired |  | 4.6 | 97 | 34 | 18084822 | High | 0.93 |  | 0 | 07/25/2023 | 202067520 | 08/17/2023
Rheem Sales Company, Inc. | Rheem | ECOH160DVLP-2 | Federally-Regulated Consumer Product | LPG |  | 0 |  | 157000 |  |  |  | False | Instantaneous gas-fired |  | 4.6 | 97 | 34 | 18084822 | High | 0.93 |  | 0 | 05/16/2023 | 202067526 | 08/17/2023
Rheem Sales Company, Inc. | Rheem | ECOH180DVLP-2 | Federally-Regulated Consumer Product | LPG |  | 0 |  | 180000 |  |  |  | False | Instantaneous gas-fired |  | 5.2 | 97 | 34 | 18084822 | High | 0.93 |  | 0 | 05/16/2023 | 202067555 | 08/17/2023
Rheem Sales Company, Inc. | Rheem | RTGH-95DVLP-2 | Federally-Regulated Consumer Product | LPG |  | 0 |  | 199900 |  |  |  | False | Instantaneous gas-fired |  | 5.7 | 97 | 32 | 18091646 | High | 0.93 |  | 0 | 07/25/2023 | 202068317 | 08/17/2023
Rheem Sales Company, Inc. | Rheem | ECOH200DVLP-2 | Federally-Regulated Consumer Product | LPG |  | 0 |  | 199900 |  |  |  | False | Instantaneous gas-fired |  | 5.7 | 97 | 32 | 18091646 | High | 0.93 |  | 0 | 05/16/2023 | 202068314 | 08/17/2023
Rheem Sales Company, Inc. | Rheem | DCRTGH84DVLP-2 | Federally-Regulated Consumer Product | LPG |  | 0 |  | 157000 |  |  |  | False | Instantaneous gas-fired |  | 4.6 | 97 | 34 | 18084822 | High | 0.93 |  | 0 | 05/16/2023 | 202067524 | 08/17/2023
Rheem Sales Company, Inc. | Rheem | CRTGH-90DVLP-2 | Federally-Regulated Consumer Product | LPG |  | 0 |  | 180000 |  |  |  | False | Instantaneous gas-fired |  | 5.2 | 97 | 34 | 18084822 | High | 0.93 |  | 0 | 04/06/2023 | 206076873 | 08/17/2023
Rheem Sales Company, Inc. | Rheem | DCRTGH95DVLP-2 | Federally-Regulated Consumer Product | LPG |  | 0 |  | 199900 |  |  |  | False | Instantaneous gas-fired |  | 5.7 | 97 | 32 | 18091646 | High | 0.93 |  | 0 | 04/06/2023 | 206076875 | 08/17/2023
Rheem Sales Company, Inc. | Rheem | RTGH-68DVLP-2 | Federally-Regulated Consumer Product | LPG |  | 0 |  | 120000 |  |  |  | False | Instantaneous gas-fired |  | 3.5 | 96 | 33 | 12066531 | Medium | 0.91 |  | 0 | 07/25/2023 | 202067224 | 08/17/2023
Rheem Sales Company, Inc. | Rheem | CRTGH-95DVLP-2 | Federally-Regulated Consumer Product | LPG |  | 0 |  | 199900 |  |  |  | False | Instantaneous gas-fired |  | 5.7 | 97 | 32 | 18091646 | High | 0.93 |  | 0 | 07/25/2023 | 202068310 | 08/17/2023
Rheem Sales Company, Inc. | Rheem | RTGH-90DVLP-2 | Federally-Regulated Consumer Product | LPG |  | 0 |  | 180000 |  |  |  | False | Instantaneous gas-fired |  | 5.2 | 97 | 34 | 18084822 | High | 0.93 |  | 0 | 07/25/2023 | 202067553 | 08/17/2023
Rheem Sales Company, Inc. | Rheem | CRTGH-84DVLP-2 | Federally-Regulated Consumer Product | LPG |  | 0 |  | 157000 |  |  |  | False | Instantaneous gas-fired |  | 4.6 | 97 | 34 | 18084822 | High | 0.93 |  | 0 | 04/06/2023 | 206076871 | 08/17/2023
Rheem Sales Company, Inc. | Ruud | RUTGH-84DVLP-2 | Federally-Regulated Consumer Product | LPG |  | 0 |  | 157000 |  |  |  | False | Instantaneous gas-fired |  | 4.6 | 97 | 34 | 18084822 | High | 0.93 |  | 0 | 07/25/2023 | 202067531 | 08/17/2023
Rheem Sales Company, Inc. | Ruud | RUTGH-95DVLP-2 | Federally-Regulated Consumer Product | LPG |  | 0 |  | 199900 |  |  |  | False | Instantaneous gas-fired |  | 5.7 | 97 | 32 | 18091646 | High | 0.93 |  | 0 | 07/25/2023 | 202068319 | 08/17/2023
Rheem Sales Company, Inc. | Ruud | RUTGH-90DVLP-2 | Federally-Regulated Consumer Product | LPG |  | 0 |  | 180000 |  |  |  | False | Instantaneous gas-fired |  | 5.2 | 97 | 34 | 18084822 | High | 0.93 |  | 0 | 07/25/2023 | 202067560 | 08/17/2023
Rheem Sales Company, Inc. | Ruud | RUTGH-68DVLP-2 | Federally-Regulated Consumer Product | LPG |  | 0 |  | 120000 |  |  |  | False | Instantaneous gas-fired |  | 3.5 | 96 | 33 | 12066531 | Medium | 0.91 |  | 0 | 07/25/2023 | 202067226 | 08/17/2023
Rheem Sales Company, Inc. | Richmond | RMTGH84DVLP-2 | Federally-Regulated Consumer Product | LPG |  | 0 |  | 157000 |  |  |  | False | Instantaneous gas-fired |  | 4.6 | 97 | 34 | 18084822 | High | 0.93 |  | 0 | 05/16/2023 | 202067528 | 08/17/2023
Rheem Sales Company, Inc. | Richmond | RMTGH90DVLP-2 | Federally-Regulated Consumer Product | LPG |  | 0 |  | 180000 |  |  |  | False | Instantaneous gas-fired |  | 5.2 | 97 | 34 | 18084822 | High | 0.93 |  | 0 | 05/16/2023 | 202067552 | 08/17/2023
Rheem Sales Company, Inc. | Richmond | RMTGH95DVLP-2 | Federally-Regulated Consumer Product | LPG |  | 0 |  | 199900 |  |  |  | False | Instantaneous gas-fired |  | 5.7 | 97 | 32 | 18091646 | High | 0.93 |  | 0 | 05/16/2023 | 202068316 | 08/17/2023
Rheem Sales Company, Inc. | Richmond | RMTGH84DVLP-3 | Federally-Regulated Consumer Product | LPG |  | 0 |  | 160000 |  |  |  | False | Instantaneous gas-fired |  | 4.5 | 94 | 10 | 18166710 | High | 0.93 |  | 0 | 06/22/2023 | 212607918 | 08/29/2023
Rheem Sales Company, Inc. | Richmond | RMTGH84DVLN-3 | Federally-Regulated Consumer Product | Natural gas |  | 0 |  | 160000 |  |  |  | False | Instantaneous gas-fired |  | 4.5 | 94 | 10 | 18166710 | High | 0.93 |  | 0 | 06/22/2023 | 212607917 | 08/29/2023
Rheem Sales Company, Inc. | Ruud | RUTGH-84DVLN-3 | Federally-Regulated Consumer Product | Natural gas |  | 0 |  | 160000 |  |  |  | False | Instantaneous gas-fired |  | 4.5 | 94 | 10 | 18166710 | High | 0.93 |  | 0 | 06/22/2023 | 212607915 | 08/29/2023
Rheem Sales Company, Inc. | Rheem | ECOH160DVLN-3 | Federally-Regulated Consumer Product | Natural gas |  | 0 |  | 160000 |  |  |  | False | Instantaneous gas-fired |  | 4.5 | 94 | 10 | 18166710 | High | 0.93 |  | 0 | 06/22/2023 | 212607910 | 08/29/2023
Rheem Sales Company, Inc. | Rheem | RTGH-84DVLN-3 | Federally-Regulated Consumer Product | Natural gas |  | 0 |  | 160000 |  |  |  | False | Instantaneous gas-fired |  | 4.5 | 94 | 10 | 18166710 | High | 0.93 |  | 0 | 06/22/2023 | 212607764 | 08/29/2023
Rheem Sales Company, Inc. | Rheem | ECOH160DVLP-3 | Federally-Regulated Consumer Product | LPG |  | 0 |  | 160000 |  |  |  | False | Instantaneous gas-fired |  | 4.5 | 94 | 10 | 18166710 | High | 0.93 |  | 0 | 06/22/2023 | 212607911 | 08/29/2023
Rheem Sales Company, Inc. | Rheem | RTGH-84DVLP-3 | Federally-Regulated Consumer Product | LPG |  | 0 |  | 160000 |  |  |  | False | Instantaneous gas-fired |  | 4.5 | 94 | 10 | 18166710 | High | 0.93 |  | 0 | 06/22/2023 | 212607907 | 08/29/2023
Rheem Sales Company, Inc. | Richmond | RMTGH84DVLP-3 | Federally-Regulated Consumer Product | LPG |  | 0 |  | 157000 |  |  |  | False | Instantaneous gas-fired |  | 4.5 | 94 | 10 | 18166710 | High | 0.93 | 0.81 | 0 | 08/29/2023 | 212607918 | 08/29/2023
Rheem Sales Company, Inc. | Richmond | RMTGH84DVLN-3 | Federally-Regulated Consumer Product | Natural gas |  | 0 |  | 157000 |  |  |  | False | Instantaneous gas-fired |  | 4.5 | 94 | 10 | 18166710 | High | 0.93 | 0.81 | 0 | 08/29/2023 | 212607917 | 08/29/2023
Rheem Sales Company, Inc. | Ruud | RUTGH-84DVLN-3 | Federally-Regulated Consumer Product | Natural gas |  | 0 |  | 157000 |  |  |  | False | Instantaneous gas-fired |  | 4.5 | 94 | 10 | 18166710 | High | 0.93 |  | 0 | 08/29/2023 | 212607915 | 08/29/2023
Rheem Sales Company, Inc. | Rheem | ECOH160DVLN-3 | Federally-Regulated Consumer Product | Natural gas |  | 0 |  | 157000 |  |  |  | False | Instantaneous gas-fired |  | 4.5 | 94 | 10 | 18166710 | High | 0.93 |  | 0 | 08/29/2023 | 212607910 | 08/29/2023
Rheem Sales Company, Inc. | Rheem | RTGH-84DVLN-3 | Federally-Regulated Consumer Product | Natural gas |  | 0 |  | 157000 |  |  |  | False | Instantaneous gas-fired |  | 4.5 | 94 | 10 | 18166710 | High | 0.93 |  | 0 | 08/29/2023 | 212607764 | 08/29/2023
Rheem Sales Company, Inc. | Rheem | ECOH160DVLP-3 | Federally-Regulated Consumer Product | LPG |  | 0 |  | 157000 |  |  |  | False | Instantaneous gas-fired |  | 4.5 | 94 | 10 | 18166710 | High | 0.93 |  | 0 | 08/29/2023 | 212607911 | 08/29/2023
Rheem Sales Company, Inc. | Rheem | RTGH-84DVLP-3 | Federally-Regulated Consumer Product | LPG |  | 0 |  | 157000 |  |  |  | False | Instantaneous gas-fired |  | 4.5 | 94 | 10 | 18166710 | High | 0.93 |  | 0 | 08/29/2023 | 212607907 | 08/29/2023
Rheem Sales Company, Inc. | Ruud | RUTGH-84DVLN-3 | Federally-Regulated Consumer Product | Natural gas |  | 0 |  | 157000 |  |  |  | False | Instantaneous gas-fired |  | 4.5 | 94 | 10 | 18166710 | High | 0.93 |  | 0 | 08/29/2023 | 212607915 | 08/29/2023
Rheem Sales Company, Inc. | Rheem | ECOH160DVLN-3 | Federally-Regulated Consumer Product | Natural gas |  | 0 |  | 157000 |  |  |  | False | Instantaneous gas-fired |  | 4.5 | 94 | 10 | 18166710 | High | 0.93 |  | 0 | 08/29/2023 | 212607910 | 08/29/2023
Rheem Sales Company, Inc. | Rheem | RTGH-84DVLN-3 | Federally-Regulated Consumer Product | Natural gas |  | 0 |  | 157000 |  |  |  | False | Instantaneous gas-fired |  | 4.5 | 94 | 10 | 18166710 | High | 0.93 |  | 0 | 08/29/2023 | 212607764 | 08/29/2023
Rheem Sales Company, Inc. | Rheem | ECOH160DVLP-3 | Federally-Regulated Consumer Product | LPG |  | 0 |  | 157000 |  |  |  | False | Instantaneous gas-fired |  | 4.5 | 94 | 10 | 18166710 | High | 0.93 |  | 0 | 08/29/2023 | 212607911 | 08/29/2023
Rheem Sales Company, Inc. | Rheem | RTGH-84DVLP-3 | Federally-Regulated Consumer Product | LPG |  | 0 |  | 157000 |  |  |  | False | Instantaneous gas-fired |  | 4.5 | 94 | 10 | 18166710 | High | 0.93 |  | 0 | 08/29/2023 | 212607907 | 08/29/2023
Rheem Sales Company, Inc. | Richmond | RMTGH84DVLP-3 | Federally-Regulated Consumer Product | LPG |  | 0 |  | 157000 |  |  |  | False | Instantaneous gas-fired |  | 4.5 | 94 | 10 | 18166710 | High | 0.93 | 0.81 | 0 | 08/29/2023 | 212607918 | 08/29/2023
Rheem Sales Company, Inc. | Richmond | RMTGH84DVLN-3 | Federally-Regulated Consumer Product | Natural gas |  | 0 |  | 157000 |  |  |  | False | Instantaneous gas-fired |  | 4.5 | 94 | 10 | 18166710 | High | 0.93 | 0.81 | 0 | 08/29/2023 | 212607917 | 08/29/2023
A.O. Smith Water Products Company | A. O. SMITH | GPVNT-40 1** | Federally-Regulated Consumer Product | Natural gas |  | 38 |  | 42000 | True |  |  | False | Gas-fired storage | 91 |  | 78 | 78 | 22921223 | High | 0.73 |  |  | 08/31/2023 | 213286787 | 09/01/2023
A.O. Smith Water Products Company | A. O. SMITH | G6-UPT5040NV 1** | Federally-Regulated Consumer Product | Natural gas |  | 48 |  | 42000 | True |  |  | False | Gas-fired storage | 85 |  | 78 | 74 | 23256918 | High | 0.72 |  |  | 08/31/2023 | 213286794 | 09/01/2023
A.O. Smith Water Products Company | A. O. SMITH | G6-UPT4042NV 1** | Federally-Regulated Consumer Product | Natural gas |  | 38 |  | 42000 | True |  |  | False | Gas-fired storage | 91 |  | 78 | 78 | 22921223 | High | 0.73 |  |  | 08/31/2023 | 213286788 | 09/01/2023
A.O. Smith Water Products Company | A. O. SMITH | GPVNT-50 1** | Federally-Regulated Consumer Product | Natural gas |  | 48 |  | 42000 | True |  |  | False | Gas-fired storage | 85 |  | 78 | 74 | 23256918 | High | 0.72 |  |  | 08/31/2023 | 213286793 | 09/01/2023
A.O. Smith Water Products Company | A. O. SMITH | GPVNT-40 1** | Federally-Regulated Consumer Product | Natural gas |  | 38 |  | 42000 | True |  |  | False | Gas-fired storage | 91 |  | 78 | 78 | 22921223 | High | 0.73 |  |  | 09/01/2023 | 213286787 | 09/01/2023
A.O. Smith Water Products Company | A. O. SMITH | G6-UPT5040NV 1** | Federally-Regulated Consumer Product | Natural gas |  | 48 |  | 42000 | True |  |  | False | Gas-fired storage | 85 |  | 78 | 74 | 23256918 | High | 0.72 |  |  | 09/01/2023 | 213286794 | 09/01/2023
A.O. Smith Water Products Company | A. O. SMITH | G6-UPT4042NV 1** | Federally-Regulated Consumer Product | Natural gas |  | 38 |  | 42000 | True |  |  | False | Gas-fired storage | 91 |  | 78 | 78 | 22921223 | High | 0.73 |  |  | 09/01/2023 | 213286788 | 09/01/2023
A.O. Smith Water Products Company | A. O. SMITH | GPVNT-50 1** | Federally-Regulated Consumer Product | Natural gas |  | 48 |  | 42000 | True |  |  | False | Gas-fired storage | 85 |  | 78 | 74 | 23256918 | High | 0.72 |  |  | 09/01/2023 | 213286793 | 09/01/2023
Rheem Sales Company, Inc. | Ruud | RUTGH-84DVLN-3 | Federally-Regulated Consumer Product | Natural gas |  | 0 |  | 157000 |  |  |  | False | Instantaneous gas-fired |  | 4.5 | 94 | 10 | 18166710 | High | 0.93 |  | 0 | 08/29/2023 | 212607915 | 09/01/2023
Rheem Sales Company, Inc. | Ruud | PROG29-31U RU EC1 | Federally-Regulated Consumer Product | Natural gas |  | 28 |  | 31000 | True |  |  | False | Gas-fired storage | 58 |  | 74 | 0 | 18471676 | Medium | 0.6 |  |  | 08/31/2023 | 213292989 | 09/01/2023
Rheem Sales Company, Inc. | Ruud | PROG50-34U RU EC1 | Federally-Regulated Consumer Product | Natural gas |  | 38 |  | 34000 | True |  |  | False | Gas-fired storage | 71 |  | 75 | 0 | 18784755 | Medium | 0.59 |  |  | 08/31/2023 | 213295947 | 09/01/2023
Rheem Sales Company, Inc. | Ruud | PROG50-34U RU EC1 TT | Federally-Regulated Consumer Product | Natural gas |  | 38 |  | 34000 | True |  |  | False | Gas-fired storage | 71 |  | 75 | 0 | 18784755 | Medium | 0.59 |  |  | 08/31/2023 | 213295948 | 09/01/2023
Rheem Sales Company, Inc. | Ruud | RUTGH-95DV*LP-3 | Federally-Regulated Consumer Product | LPG |  | 0 |  | 199900 |  |  |  | False | Instantaneous gas-fired |  | 5.5 | 95 | 16 | 18146238 | High | 0.93 |  | 0 | 06/20/2023 | 212607942 | 09/01/2023
Rheem Sales Company, Inc. | Ruud | RUTGH-95DV*LN-3 | Federally-Regulated Consumer Product | Natural gas |  | 0 |  | 199900 |  |  |  | False | Instantaneous gas-fired |  | 5.5 | 95 | 16 | 18146238 | High | 0.93 |  | 0 | 06/20/2023 | 212607941 | 09/01/2023
Rheem Sales Company, Inc. | Richmond | RMTGH84DVLP-3 | Federally-Regulated Consumer Product | LPG |  | 0 |  | 157000 |  |  |  | False | Instantaneous gas-fired |  | 4.5 | 94 | 10 | 18166710 | High | 0.93 | 0.81 | 0 | 08/29/2023 | 212607918 | 09/01/2023
Rheem Sales Company, Inc. | Richmond | RMTGH84DVLN-3 | Federally-Regulated Consumer Product | Natural gas |  | 0 |  | 157000 |  |  |  | False | Instantaneous gas-fired |  | 4.5 | 94 | 10 | 18166710 | High | 0.93 | 0.81 | 0 | 08/29/2023 | 212607917 | 09/01/2023
Rheem Sales Company, Inc. | Richmond | 6G50-34FN | Federally-Regulated Consumer Product | Natural gas |  | 38 |  | 34000 | True |  |  | False | Gas-fired storage | 71 |  | 75 | 0 | 18784755 | Medium | 0.59 |  |  | 08/31/2023 | 213295949 | 09/01/2023
Rheem Sales Company, Inc. | Richmond | RMTGH95DVELP-3 | Federally-Regulated Consumer Product | LPG |  | 0 |  | 199900 |  |  |  | False | Instantaneous gas-fired |  | 5.5 | 95 | 16 | 18146238 | High | 0.93 |  | 0 | 06/20/2023 | 212607946 | 09/01/2023
Rheem Sales Company, Inc. | Richmond | RMTGH95DVELN-3 | Federally-Regulated Consumer Product | Natural gas |  | 0 |  | 199900 |  |  |  | False | Instantaneous gas-fired |  | 5.5 | 95 | 16 | 18146238 | High | 0.93 |  | 0 | 06/20/2023 | 212607945 | 09/01/2023
A.O. Smith Water Products Company | State | GS6-50-UBPVT 1** | Federally-Regulated Consumer Product | Natural gas |  | 48 |  | 42000 | True |  |  | False | Gas-fired storage | 85 |  | 78 | 74 | 23256918 | High | 0.72 | 0.63 |  | 08/31/2023 | 213286798 | 09/01/2023
A.O. Smith Water Products Company | State | GS6-40-UBPVT 1** | Federally-Regulated Consumer Product | Natural gas |  | 38 |  | 42000 | True |  |  | False | Gas-fired storage | 91 |  | 78 | 78 | 22921223 | High | 0.73 | 0.64 |  | 08/31/2023 | 213286792 | 09/01/2023
A.O. Smith Water Products Company | Lochinvar | UPNV04040 1** | Federally-Regulated Consumer Product | Natural gas |  | 38 |  | 42000 | True |  |  | False | Gas-fired storage | 91 |  | 78 | 78 | 22921223 | High | 0.73 |  |  | 08/31/2023 | 213286790 | 09/01/2023
A.O. Smith Water Products Company | Lochinvar | UPVN05040 | Federally-Regulated Consumer Product | Natural gas |  | 48 |  | 42000 | True |  |  | False | Gas-fired storage | 85 |  | 78 | 74 | 23256918 | High | 0.72 |  |  | 08/31/2023 | 213286796 | 09/01/2023
Rheem Sales Company, Inc. | Rheem | ECOH200DVELP-3 | Federally-Regulated Consumer Product | LPG |  | 0 |  | 199900 |  |  |  | False | Instantaneous gas-fired |  | 5.5 | 95 | 16 | 18146238 | High | 0.93 |  | 0 | 06/20/2023 | 212607937 | 09/01/2023
Rheem Sales Company, Inc. | Rheem | ECOH160DVLP-3 | Federally-Regulated Consumer Product | LPG |  | 0 |  | 157000 |  |  |  | False | Instantaneous gas-fired |  | 4.5 | 94 | 10 | 18166710 | High | 0.93 |  | 0 | 08/29/2023 | 212607911 | 09/01/2023
Rheem Sales Company, Inc. | Rheem | PROG40-34U RH EC1 | Federally-Regulated Consumer Product | Natural gas |  | 38 |  | 34000 | True |  |  | False | Gas-fired storage | 71 |  | 75 | 0 | 18784755 | Medium | 0.59 |  |  | 08/31/2023 | 213295943 | 09/01/2023
Rheem Sales Company, Inc. | Rheem | PROG29-31U RH EC1 | Federally-Regulated Consumer Product | Natural gas |  | 28 |  | 31000 | True |  |  | False | Gas-fired storage | 58 |  | 74 | 0 | 18471676 | Medium | 0.6 |  |  | 08/31/2023 | 213291885 | 09/01/2023
Rheem Sales Company, Inc. | Rheem | RTGH-84DVLP-3 | Federally-Regulated Consumer Product | LPG |  | 0 |  | 157000 |  |  |  | False | Instantaneous gas-fired |  | 4.5 | 94 | 10 | 18166710 | High | 0.93 |  | 0 | 08/29/2023 | 212607907 | 09/01/2023
Rheem Sales Company, Inc. | Rheem | RTGH-84DVLN-3 | Federally-Regulated Consumer Product | Natural gas |  | 0 |  | 157000 |  |  |  | False | Instantaneous gas-fired |  | 4.5 | 94 | 10 | 18166710 | High | 0.93 |  | 0 | 08/29/2023 | 212607764 | 09/01/2023
Rheem Sales Company, Inc. | Rheem | ECOH200DVELN-3 | Federally-Regulated Consumer Product | Natural gas |  | 0 |  | 199900 |  |  |  | False | Instantaneous gas-fired |  | 5.5 | 95 | 16 | 18146238 | High | 0.93 |  | 0 | 06/20/2023 | 212607936 | 09/01/2023
Rheem Sales Company, Inc. | Rheem | ECOH160DVLN-3 | Federally-Regulated Consumer Product | Natural gas |  | 0 |  | 157000 |  |  |  | False | Instantaneous gas-fired |  | 4.5 | 94 | 10 | 18166710 | High | 0.93 |  | 0 | 08/29/2023 | 212607910 | 09/01/2023
Rheem Sales Company, Inc. | Rheem | PROG40-34U RH EC1 TT | Federally-Regulated Consumer Product | Natural gas |  | 38 |  | 34000 | True |  |  | False | Gas-fired storage | 71 |  | 75 | 0 | 18784755 | Medium | 0.59 |  |  | 08/31/2023 | 213295944 | 09/01/2023
Rheem Sales Company, Inc. | Rheem | RTGH-95DV*LP-3 | Federally-Regulated Consumer Product | LPG |  | 0 |  | 199900 |  |  |  | False | Instantaneous gas-fired |  | 5.5 | 95 | 16 | 18146238 | High | 0.93 |  | 0 | 06/20/2023 | 212607933 | 09/01/2023
Rheem Sales Company, Inc. | Rheem | XG29T06EN31U0 | Federally-Regulated Consumer Product | Natural gas |  | 28 |  | 31000 | True |  |  | False | Gas-fired storage | 58 |  | 74 | 0 | 18471676 | Medium | 0.6 |  |  | 08/31/2023 | 213292988 | 09/01/2023
Rheem Sales Company, Inc. | Rheem | RTGH-95DV*LN-3 | Federally-Regulated Consumer Product | Natural gas |  | 0 |  | 199900 |  |  |  | False | Instantaneous gas-fired |  | 5.5 | 95 | 16 | 18146238 | High | 0.93 |  | 0 | 06/20/2023 | 212607766 | 09/01/2023
Rheem Sales Company, Inc. | Rheem | XG50T06EN34U0 | Federally-Regulated Consumer Product | Natural gas |  | 38 |  | 34000 | True |  |  | False | Gas-fired storage | 71 |  | 75 | 0 | 18784755 | Medium | 0.59 |  |  | 08/31/2023 | 213295945 | 09/01/2023
Rheem Sales Company, Inc. | Rheem | XG50T06TN34U0 | Federally-Regulated Consumer Product | Natural gas |  | 38 |  | 34000 | True |  |  | False | Gas-fired storage | 71 |  | 75 | 0 | 18784755 | Medium | 0.59 |  |  | 08/31/2023 | 213295946 | 09/01/2023
A.O. Smith Water Products Company | RELIANCE WATER HEATERS | 6-50-UBPVT 1** | Federally-Regulated Consumer Product | Natural gas |  | 48 |  | 42000 | True |  |  | False | Gas-fired storage | 85 |  | 78 | 74 | 23256918 | High | 0.72 | 0.63 |  | 08/31/2023 | 213286797 | 09/01/2023
A.O. Smith Water Products Company | RELIANCE WATER HEATERS | 6-40-UBPVT 1** | Federally-Regulated Consumer Product | Natural gas |  | 38 |  | 42000 | True |  |  | False | Gas-fired storage | 91 |  | 78 | 78 | 22921223 | High | 0.73 | 0.64 |  | 08/31/2023 | 213286791 | 09/01/2023
American Water Heater Co. | American | UPG62-50T42NV 1** | Federally-Regulated Consumer Product | Natural gas |  | 48 |  | 42000 | True |  |  | False | Gas-fired storage | 85 |  | 78 | 74 | 23256918 | High | 0.72 |  |  | 08/31/2023 | 213286795 | 09/01/2023
American Water Heater Co. | American | UPG62-40T42NV 1** | Federally-Regulated Consumer Product | Natural gas |  | 38 |  | 42000 | True |  |  | False | Gas-fired storage | 91 |  | 78 | 78 | 22921223 | High | 0.73 |  |  | 08/31/2023 | 213286789 | 09/01/2023
Rheem Sales Company, Inc. | Ruud | RUTGH-84DVLN-3 | Federally-Regulated Consumer Product | Natural gas |  | 0 |  | 157000 |  |  |  | False | Instantaneous gas-fired |  | 4.5 | 94 | 10 | 18166710 | High | 0.93 |  | 0 | 09/01/2023 | 212607915 | 09/01/2023
Rheem Sales Company, Inc. | Ruud | PROG29-31U RU EC1 | Federally-Regulated Consumer Product | Natural gas |  | 28 |  | 31000 | True |  |  | False | Gas-fired storage | 58 |  | 74 | 0 | 18471676 | Medium | 0.6 |  |  | 09/01/2023 | 213292989 | 09/01/2023
Rheem Sales Company, Inc. | Ruud | PROG50-34U RU EC1 | Federally-Regulated Consumer Product | Natural gas |  | 38 |  | 34000 | True |  |  | False | Gas-fired storage | 71 |  | 75 | 0 | 18784755 | Medium | 0.59 |  |  | 09/01/2023 | 213295947 | 09/01/2023
Rheem Sales Company, Inc. | Ruud | PROG50-34U RU EC1 TT | Federally-Regulated Consumer Product | Natural gas |  | 38 |  | 34000 | True |  |  | False | Gas-fired storage | 71 |  | 75 | 0 | 18784755 | Medium | 0.59 |  |  | 09/01/2023 | 213295948 | 09/01/2023
Rheem Sales Company, Inc. | Ruud | RUTGH-95DV*LP-3 | Federally-Regulated Consumer Product | LPG |  | 0 |  | 199900 |  |  |  | False | Instantaneous gas-fired |  | 5.5 | 95 | 16 | 18146238 | High | 0.93 |  | 0 | 09/01/2023 | 212607942 | 09/01/2023
Rheem Sales Company, Inc. | Ruud | RUTGH-95DV*LN-3 | Federally-Regulated Consumer Product | Natural gas |  | 0 |  | 199900 |  |  |  | False | Instantaneous gas-fired |  | 5.5 | 95 | 16 | 18146238 | High | 0.93 |  | 0 | 09/01/2023 | 212607941 | 09/01/2023
Rheem Sales Company, Inc. | Richmond | RMTGH84DVLP-3 | Federally-Regulated Consumer Product | LPG |  | 0 |  | 157000 |  |  |  | False | Instantaneous gas-fired |  | 4.5 | 94 | 10 | 18166710 | High | 0.93 |  | 0 | 09/01/2023 | 212607918 | 09/01/2023
Rheem Sales Company, Inc. | Richmond | RMTGH84DVLN-3 | Federally-Regulated Consumer Product | Natural gas |  | 0 |  | 157000 |  |  |  | False | Instantaneous gas-fired |  | 4.5 | 94 | 10 | 18166710 | High | 0.93 |  | 0 | 09/01/2023 | 212607917 | 09/01/2023
Rheem Sales Company, Inc. | Richmond | 6G50-34FN | Federally-Regulated Consumer Product | Natural gas |  | 38 |  | 34000 | True |  |  | False | Gas-fired storage | 71 |  | 75 | 0 | 18784755 | Medium | 0.59 |  |  | 09/01/2023 | 213295949 | 09/01/2023
Rheem Sales Company, Inc. | Richmond | RMTGH95DVELP-3 | Federally-Regulated Consumer Product | LPG |  | 0 |  | 199900 |  |  |  | False | Instantaneous gas-fired |  | 5.5 | 95 | 16 | 18146238 | High | 0.93 |  | 0 | 09/01/2023 | 212607946 | 09/01/2023
Rheem Sales Company, Inc. | Richmond | RMTGH95DVELN-3 | Federally-Regulated Consumer Product | Natural gas |  | 0 |  | 199900 |  |  |  | False | Instantaneous gas-fired |  | 5.5 | 95 | 16 | 18146238 | High | 0.93 |  | 0 | 09/01/2023 | 212607945 | 09/01/2023
A.O. Smith Water Products Company | State | GS6-50-UBPVT 1** | Federally-Regulated Consumer Product | Natural gas |  | 48 |  | 42000 | True |  |  | False | Gas-fired storage | 85 |  | 78 | 74 | 23256918 | High | 0.72 |  |  | 09/01/2023 | 213286798 | 09/01/2023
A.O. Smith Water Products Company | State | GS6-40-UBPVT 1** | Federally-Regulated Consumer Product | Natural gas |  | 38 |  | 42000 | True |  |  | False | Gas-fired storage | 91 |  | 78 | 78 | 22921223 | High | 0.73 |  |  | 09/01/2023 | 213286792 | 09/01/2023
A.O. Smith Water Products Company | Lochinvar | UPNV04040 1** | Federally-Regulated Consumer Product | Natural gas |  | 38 |  | 42000 | True |  |  | False | Gas-fired storage | 91 |  | 78 | 78 | 22921223 | High | 0.73 |  |  | 09/01/2023 | 213286790 | 09/01/2023
A.O. Smith Water Products Company | Lochinvar | UPVN05040 | Federally-Regulated Consumer Product | Natural gas |  | 48 |  | 42000 | True |  |  | False | Gas-fired storage | 85 |  | 78 | 74 | 23256918 | High | 0.72 |  |  | 09/01/2023 | 213286796 | 09/01/2023
Rheem Sales Company, Inc. | Rheem | ECOH200DVELP-3 | Federally-Regulated Consumer Product | LPG |  | 0 |  | 199900 |  |  |  | False | Instantaneous gas-fired |  | 5.5 | 95 | 16 | 18146238 | High | 0.93 |  | 0 | 09/01/2023 | 212607937 | 09/01/2023
Rheem Sales Company, Inc. | Rheem | ECOH160DVLP-3 | Federally-Regulated Consumer Product | LPG |  | 0 |  | 157000 |  |  |  | False | Instantaneous gas-fired |  | 4.5 | 94 | 10 | 18166710 | High | 0.93 |  | 0 | 09/01/2023 | 212607911 | 09/01/2023
Rheem Sales Company, Inc. | Rheem | PROG40-34U RH EC1 | Federally-Regulated Consumer Product | Natural gas |  | 38 |  | 34000 | True |  |  | False | Gas-fired storage | 71 |  | 75 | 0 | 18784755 | Medium | 0.59 |  |  | 09/01/2023 | 213295943 | 09/01/2023
Rheem Sales Company, Inc. | Rheem | PROG29-31U RH EC1 | Federally-Regulated Consumer Product | Natural gas |  | 28 |  | 31000 | True |  |  | False | Gas-fired storage | 58 |  | 74 | 0 | 18471676 | Medium | 0.6 |  |  | 09/01/2023 | 213291885 | 09/01/2023
Rheem Sales Company, Inc. | Rheem | RTGH-84DVLP-3 | Federally-Regulated Consumer Product | LPG |  | 0 |  | 157000 |  |  |  | False | Instantaneous gas-fired |  | 4.5 | 94 | 10 | 18166710 | High | 0.93 |  | 0 | 09/01/2023 | 212607907 | 09/01/2023
Rheem Sales Company, Inc. | Rheem | RTGH-84DVLN-3 | Federally-Regulated Consumer Product | Natural gas |  | 0 |  | 157000 |  |  |  | False | Instantaneous gas-fired |  | 4.5 | 94 | 10 | 18166710 | High | 0.93 |  | 0 | 09/01/2023 | 212607764 | 09/01/2023
Rheem Sales Company, Inc. | Rheem | ECOH200DVELN-3 | Federally-Regulated Consumer Product | Natural gas |  | 0 |  | 199900 |  |  |  | False | Instantaneous gas-fired |  | 5.5 | 95 | 16 | 18146238 | High | 0.93 |  | 0 | 09/01/2023 | 212607936 | 09/01/2023
Rheem Sales Company, Inc. | Rheem | ECOH160DVLN-3 | Federally-Regulated Consumer Product | Natural gas |  | 0 |  | 157000 |  |  |  | False | Instantaneous gas-fired |  | 4.5 | 94 | 10 | 18166710 | High | 0.93 |  | 0 | 09/01/2023 | 212607910 | 09/01/2023
Rheem Sales Company, Inc. | Rheem | PROG40-34U RH EC1 TT | Federally-Regulated Consumer Product | Natural gas |  | 38 |  | 34000 | True |  |  | False | Gas-fired storage | 71 |  | 75 | 0 | 18784755 | Medium | 0.59 |  |  | 09/01/2023 | 213295944 | 09/01/2023
Rheem Sales Company, Inc. | Rheem | RTGH-95DV*LP-3 | Federally-Regulated Consumer Product | LPG |  | 0 |  | 199900 |  |  |  | False | Instantaneous gas-fired |  | 5.5 | 95 | 16 | 18146238 | High | 0.93 |  | 0 | 09/01/2023 | 212607933 | 09/01/2023
Rheem Sales Company, Inc. | Rheem | XG29T06EN31U0 | Federally-Regulated Consumer Product | Natural gas |  | 28 |  | 31000 | True |  |  | False | Gas-fired storage | 58 |  | 74 | 0 | 18471676 | Medium | 0.6 |  |  | 09/01/2023 | 213292988 | 09/01/2023
Rheem Sales Company, Inc. | Rheem | RTGH-95DV*LN-3 | Federally-Regulated Consumer Product | Natural gas |  | 0 |  | 199900 |  |  |  | False | Instantaneous gas-fired |  | 5.5 | 95 | 16 | 18146238 | High | 0.93 |  | 0 | 09/01/2023 | 212607766 | 09/01/2023
Rheem Sales Company, Inc. | Rheem | XG50T06EN34U0 | Federally-Regulated Consumer Product | Natural gas |  | 38 |  | 34000 | True |  |  | False | Gas-fired storage | 71 |  | 75 | 0 | 18784755 | Medium | 0.59 |  |  | 09/01/2023 | 213295945 | 09/01/2023
Rheem Sales Company, Inc. | Rheem | XG50T06TN34U0 | Federally-Regulated Consumer Product | Natural gas |  | 38 |  | 34000 | True |  |  | False | Gas-fired storage | 71 |  | 75 | 0 | 18784755 | Medium | 0.59 |  |  | 09/01/2023 | 213295946 | 09/01/2023
A.O. Smith Water Products Company | RELIANCE WATER HEATERS | 6-50-UBPVT 1** | Federally-Regulated Consumer Product | Natural gas |  | 48 |  | 42000 | True |  |  | False | Gas-fired storage | 85 |  | 78 | 74 | 23256918 | High | 0.72 |  |  | 09/01/2023 | 213286797 | 09/01/2023
A.O. Smith Water Products Company | RELIANCE WATER HEATERS | 6-40-UBPVT 1** | Federally-Regulated Consumer Product | Natural gas |  | 38 |  | 42000 | True |  |  | False | Gas-fired storage | 91 |  | 78 | 78 | 22921223 | High | 0.73 |  |  | 09/01/2023 | 213286791 | 09/01/2023
American Water Heater Co. | American | UPG62-50T42NV 1** | Federally-Regulated Consumer Product | Natural gas |  | 48 |  | 42000 | True |  |  | False | Gas-fired storage | 85 |  | 78 | 74 | 23256918 | High | 0.72 |  |  | 09/01/2023 | 213286795 | 09/01/2023
American Water Heater Co. | American | UPG62-40T42NV 1** | Federally-Regulated Consumer Product | Natural gas |  | 38 |  | 42000 | True |  |  | False | Gas-fired storage | 91 |  | 78 | 78 | 22921223 | High | 0.73 |  |  | 09/01/2023 | 213286789 | 09/01/2023
Rheem Sales Company, Inc. | Ruud | RUTGH-84DVLN-3 | Federally-Regulated Consumer Product | Natural gas |  | 0 |  | 157000 |  |  |  | False | Instantaneous gas-fired |  | 4.5 | 94 | 10 | 18166710 | High | 0.93 |  | 0 | 09/01/2023 | 212607915 | 09/01/2023
Rheem Sales Company, Inc. | Ruud | PROG29-31U RU EC1 | Federally-Regulated Consumer Product | Natural gas |  | 28 |  | 31000 | True |  |  | False | Gas-fired storage | 58 |  | 74 | 0 | 18471676 | Medium | 0.6 |  |  | 09/01/2023 | 213292989 | 09/01/2023
Rheem Sales Company, Inc. | Ruud | PROG50-34U RU EC1 | Federally-Regulated Consumer Product | Natural gas |  | 38 |  | 34000 | True |  |  | False | Gas-fired storage | 71 |  | 75 | 0 | 18784755 | Medium | 0.59 |  |  | 09/01/2023 | 213295947 | 09/01/2023
Rheem Sales Company, Inc. | Ruud | PROG50-34U RU EC1 TT | Federally-Regulated Consumer Product | Natural gas |  | 38 |  | 34000 | True |  |  | False | Gas-fired storage | 71 |  | 75 | 0 | 18784755 | Medium | 0.59 |  |  | 09/01/2023 | 213295948 | 09/01/2023
Rheem Sales Company, Inc. | Ruud | RUTGH-95DV*LP-3 | Federally-Regulated Consumer Product | LPG |  | 0 |  | 199900 |  |  |  | False | Instantaneous gas-fired |  | 5.5 | 95 | 16 | 18146238 | High | 0.93 |  | 0 | 09/01/2023 | 212607942 | 09/01/2023
Rheem Sales Company, Inc. | Ruud | RUTGH-95DV*LN-3 | Federally-Regulated Consumer Product | Natural gas |  | 0 |  | 199900 |  |  |  | False | Instantaneous gas-fired |  | 5.5 | 95 | 16 | 18146238 | High | 0.93 |  | 0 | 09/01/2023 | 212607941 | 09/01/2023
A.O. Smith Water Products Company | RELIANCE WATER HEATERS | 6-50-UBPVT 1** | Federally-Regulated Consumer Product | Natural gas |  | 48 |  | 42000 | True |  |  | False | Gas-fired storage | 85 |  | 78 | 74 | 23256918 | High | 0.72 |  |  | 09/01/2023 | 213286797 | 09/01/2023
A.O. Smith Water Products Company | RELIANCE WATER HEATERS | 6-40-UBPVT 1** | Federally-Regulated Consumer Product | Natural gas |  | 38 |  | 42000 | True |  |  | False | Gas-fired storage | 91 |  | 78 | 78 | 22921223 | High | 0.73 |  |  | 09/01/2023 | 213286791 | 09/01/2023
A.O. Smith Water Products Company | A. O. SMITH | GPVNT-40 1** | Federally-Regulated Consumer Product | Natural gas |  | 38 |  | 42000 | True |  |  | False | Gas-fired storage | 91 |  | 78 | 78 | 22921223 | High | 0.73 |  |  | 09/01/2023 | 213286787 | 09/01/2023
A.O. Smith Water Products Company | A. O. SMITH | G6-UPT5040NV 1** | Federally-Regulated Consumer Product | Natural gas |  | 48 |  | 42000 | True |  |  | False | Gas-fired storage | 85 |  | 78 | 74 | 23256918 | High | 0.72 |  |  | 09/01/2023 | 213286794 | 09/01/2023
A.O. Smith Water Products Company | A. O. SMITH | G6-UPT4042NV 1** | Federally-Regulated Consumer Product | Natural gas |  | 38 |  | 42000 | True |  |  | False | Gas-fired storage | 91 |  | 78 | 78 | 22921223 | High | 0.73 |  |  | 09/01/2023 | 213286788 | 09/01/2023
A.O. Smith Water Products Company | A. O. SMITH | GPVNT-50 1** | Federally-Regulated Consumer Product | Natural gas |  | 48 |  | 42000 | True |  |  | False | Gas-fired storage | 85 |  | 78 | 74 | 23256918 | High | 0.72 |  |  | 09/01/2023 | 213286793 | 09/01/2023
A.O. Smith Water Products Company | Lochinvar | UPNV04040 1** | Federally-Regulated Consumer Product | Natural gas |  | 38 |  | 42000 | True |  |  | False | Gas-fired storage | 91 |  | 78 | 78 | 22921223 | High | 0.73 |  |  | 09/01/2023 | 213286790 | 09/01/2023
A.O. Smith Water Products Company | Lochinvar | UPVN05040 | Federally-Regulated Consumer Product | Natural gas |  | 48 |  | 42000 | True |  |  | False | Gas-fired storage | 85 |  | 78 | 74 | 23256918 | High | 0.72 |  |  | 09/01/2023 | 213286796 | 09/01/2023
American Water Heater Co. | American | UPG62-50T42NV 1** | Federally-Regulated Consumer Product | Natural gas |  | 48 |  | 42000 | True |  |  | False | Gas-fired storage | 85 |  | 78 | 74 | 23256918 | High | 0.72 |  |  | 09/01/2023 | 213286795 | 09/01/2023
American Water Heater Co. | American | UPG62-40T42NV 1** | Federally-Regulated Consumer Product | Natural gas |  | 38 |  | 42000 | True |  |  | False | Gas-fired storage | 91 |  | 78 | 78 | 22921223 | High | 0.73 |  |  | 09/01/2023 | 213286789 | 09/01/2023
Rheem Sales Company, Inc. | Richmond | RMTGH84DVLP-3 | Federally-Regulated Consumer Product | LPG |  | 0 |  | 157000 |  |  |  | False | Instantaneous gas-fired |  | 4.5 | 94 | 10 | 18166710 | High | 0.93 |  | 0 | 09/01/2023 | 212607918 | 09/01/2023
Rheem Sales Company, Inc. | Richmond | RMTGH84DVLN-3 | Federally-Regulated Consumer Product | Natural gas |  | 0 |  | 157000 |  |  |  | False | Instantaneous gas-fired |  | 4.5 | 94 | 10 | 18166710 | High | 0.93 |  | 0 | 09/01/2023 | 212607917 | 09/01/2023
Rheem Sales Company, Inc. | Richmond | 6G50-34FN | Federally-Regulated Consumer Product | Natural gas |  | 38 |  | 34000 | True |  |  | False | Gas-fired storage | 71 |  | 75 | 0 | 18784755 | Medium | 0.59 |  |  | 09/01/2023 | 213295949 | 09/01/2023
Rheem Sales Company, Inc. | Richmond | RMTGH95DVELP-3 | Federally-Regulated Consumer Product | LPG |  | 0 |  | 199900 |  |  |  | False | Instantaneous gas-fired |  | 5.5 | 95 | 16 | 18146238 | High | 0.93 |  | 0 | 09/01/2023 | 212607946 | 09/01/2023
Rheem Sales Company, Inc. | Richmond | RMTGH95DVELN-3 | Federally-Regulated Consumer Product | Natural gas |  | 0 |  | 199900 |  |  |  | False | Instantaneous gas-fired |  | 5.5 | 95 | 16 | 18146238 | High | 0.93 |  | 0 | 09/01/2023 | 212607945 | 09/01/2023
Rheem Sales Company, Inc. | Rheem | ECOH200DVELP-3 | Federally-Regulated Consumer Product | LPG |  | 0 |  | 199900 |  |  |  | False | Instantaneous gas-fired |  | 5.5 | 95 | 16 | 18146238 | High | 0.93 |  | 0 | 09/01/2023 | 212607937 | 09/01/2023
Rheem Sales Company, Inc. | Rheem | ECOH160DVLP-3 | Federally-Regulated Consumer Product | LPG |  | 0 |  | 157000 |  |  |  | False | Instantaneous gas-fired |  | 4.5 | 94 | 10 | 18166710 | High | 0.93 |  | 0 | 09/01/2023 | 212607911 | 09/01/2023
Rheem Sales Company, Inc. | Rheem | PROG40-34U RH EC1 | Federally-Regulated Consumer Product | Natural gas |  | 38 |  | 34000 | True |  |  | False | Gas-fired storage | 71 |  | 75 | 0 | 18784755 | Medium | 0.59 |  |  | 09/01/2023 | 213295943 | 09/01/2023
Rheem Sales Company, Inc. | Rheem | PROG29-31U RH EC1 | Federally-Regulated Consumer Product | Natural gas |  | 28 |  | 31000 | True |  |  | False | Gas-fired storage | 58 |  | 74 | 0 | 18471676 | Medium | 0.6 |  |  | 09/01/2023 | 213291885 | 09/01/2023
Rheem Sales Company, Inc. | Rheem | RTGH-84DVLP-3 | Federally-Regulated Consumer Product | LPG |  | 0 |  | 157000 |  |  |  | False | Instantaneous gas-fired |  | 4.5 | 94 | 10 | 18166710 | High | 0.93 |  | 0 | 09/01/2023 | 212607907 | 09/01/2023
Rheem Sales Company, Inc. | Rheem | RTGH-84DVLN-3 | Federally-Regulated Consumer Product | Natural gas |  | 0 |  | 157000 |  |  |  | False | Instantaneous gas-fired |  | 4.5 | 94 | 10 | 18166710 | High | 0.93 |  | 0 | 09/01/2023 | 212607764 | 09/01/2023
Rheem Sales Company, Inc. | Rheem | ECOH200DVELN-3 | Federally-Regulated Consumer Product | Natural gas |  | 0 |  | 199900 |  |  |  | False | Instantaneous gas-fired |  | 5.5 | 95 | 16 | 18146238 | High | 0.93 |  | 0 | 09/01/2023 | 212607936 | 09/01/2023
Rheem Sales Company, Inc. | Rheem | ECOH160DVLN-3 | Federally-Regulated Consumer Product | Natural gas |  | 0 |  | 157000 |  |  |  | False | Instantaneous gas-fired |  | 4.5 | 94 | 10 | 18166710 | High | 0.93 |  | 0 | 09/01/2023 | 212607910 | 09/01/2023
Rheem Sales Company, Inc. | Rheem | PROG40-34U RH EC1 TT | Federally-Regulated Consumer Product | Natural gas |  | 38 |  | 34000 | True |  |  | False | Gas-fired storage | 71 |  | 75 | 0 | 18784755 | Medium | 0.59 |  |  | 09/01/2023 | 213295944 | 09/01/2023
Rheem Sales Company, Inc. | Rheem | RTGH-95DV*LP-3 | Federally-Regulated Consumer Product | LPG |  | 0 |  | 199900 |  |  |  | False | Instantaneous gas-fired |  | 5.5 | 95 | 16 | 18146238 | High | 0.93 |  | 0 | 09/01/2023 | 212607933 | 09/01/2023
Rheem Sales Company, Inc. | Rheem | XG29T06EN31U0 | Federally-Regulated Consumer Product | Natural gas |  | 28 |  | 31000 | True |  |  | False | Gas-fired storage | 58 |  | 74 | 0 | 18471676 | Medium | 0.6 |  |  | 09/01/2023 | 213292988 | 09/01/2023
Rheem Sales Company, Inc. | Rheem | RTGH-95DV*LN-3 | Federally-Regulated Consumer Product | Natural gas |  | 0 |  | 199900 |  |  |  | False | Instantaneous gas-fired |  | 5.5 | 95 | 16 | 18146238 | High | 0.93 |  | 0 | 09/01/2023 | 212607766 | 09/01/2023
Rheem Sales Company, Inc. | Rheem | XG50T06EN34U0 | Federally-Regulated Consumer Product | Natural gas |  | 38 |  | 34000 | True |  |  | False | Gas-fired storage | 71 |  | 75 | 0 | 18784755 | Medium | 0.59 |  |  | 09/01/2023 | 213295945 | 09/01/2023
Rheem Sales Company, Inc. | Rheem | XG50T06TN34U0 | Federally-Regulated Consumer Product | Natural gas |  | 38 |  | 34000 | True |  |  | False | Gas-fired storage | 71 |  | 75 | 0 | 18784755 | Medium | 0.59 |  |  | 09/01/2023 | 213295946 | 09/01/2023
A.O. Smith Water Products Company | State | GS6-50-UBPVT 1** | Federally-Regulated Consumer Product | Natural gas |  | 48 |  | 42000 | True |  |  | False | Gas-fired storage | 85 |  | 78 | 74 | 23256918 | High | 0.72 |  |  | 09/01/2023 | 213286798 | 09/01/2023
A.O. Smith Water Products Company | State | GS6-40-UBPVT 1** | Federally-Regulated Consumer Product | Natural gas |  | 38 |  | 42000 | True |  |  | False | Gas-fired storage | 91 |  | 78 | 78 | 22921223 | High | 0.73 |  |  | 09/01/2023 | 213286792 | 09/01/2023
Rheem Sales Company, Inc. | Rheem | XG50T06EN34U0 | Federally-Regulated Consumer Product | Natural gas |  | 38 |  | 34000 | True |  |  | False | Gas-fired storage | 71 |  | 75 | 0 | 18784755 | Medium | 0.59 |  |  | 09/01/2023 | 213295945 | 09/07/2023
Rheem Sales Company, Inc. | Rheem | XG50T06TN34U0 | Federally-Regulated Consumer Product | Natural gas |  | 38 |  | 34000 | True |  |  | False | Gas-fired storage | 71 |  | 75 | 0 | 18784755 | Medium | 0.59 |  |  | 09/01/2023 | 213295946 | 09/07/2023
Rheem Sales Company, Inc. | Richmond | 6G50-34FN | Federally-Regulated Consumer Product | Natural gas |  | 38 |  | 34000 | True |  |  | False | Gas-fired storage | 71 |  | 75 | 0 | 18784755 | Medium | 0.59 |  |  | 09/01/2023 | 213295949 | 09/07/2023
Rheem Sales Company, Inc. | Ruud | PROG50-34U RU EC1 | Federally-Regulated Consumer Product | Natural gas |  | 38 |  | 34000 | True |  |  | False | Gas-fired storage | 71 |  | 75 | 0 | 18784755 | Medium | 0.59 |  |  | 09/01/2023 | 213295947 | 09/07/2023
Rheem Sales Company, Inc. | Ruud | PROG50-34U RU EC1 TT | Federally-Regulated Consumer Product | Natural gas |  | 38 |  | 34000 | True |  |  | False | Gas-fired storage | 71 |  | 75 | 0 | 18784755 | Medium | 0.59 |  |  | 09/01/2023 | 213295948 | 09/07/2023
Noritz America Corp. | NORITZ | NRCP982-DV-NG | Federally-Regulated Consumer Product | Natural gas |  | 1 |  | 180000 |  |  |  | False | Instantaneous gas-fired |  | 5.4 | 99 | 177 | 17403281 | High | 0.94 |  | 0 | 02/23/2023 | 7432737 | 09/12/2023
Noritz America Corp. | NORITZ | NRCP98-DV | Federally-Regulated Consumer Product | LPG |  | 1 |  | 180000 |  |  |  | False | Instantaneous gas-fired |  | 5.4 | 99 | 177 | 17403281 | High | 0.94 |  | 0 | 02/23/2023 | 202607450 | 09/12/2023
Noritz America Corp. | NORITZ | NRCP1112-DV-LP | Federally-Regulated Consumer Product | LPG |  | 1 |  | 199000 |  |  |  | False | Instantaneous gas-fired |  | 5.7 | 99 | 177 | 17403281 | High | 0.94 |  | 0 | 02/23/2023 | 7432744 | 09/12/2023
Noritz America Corp. | NORITZ | NRCP1112-DV-NG | Federally-Regulated Consumer Product | Natural gas |  | 1 |  | 199000 |  |  |  | False | Instantaneous gas-fired |  | 5.7 | 99 | 177 | 17403281 | High | 0.94 |  | 0 | 02/23/2023 | 7432741 | 09/12/2023
Noritz America Corp. | NORITZ | NRCP111-DV | Federally-Regulated Consumer Product | Natural gas |  | 1 |  | 199000 |  |  |  | False | Instantaneous gas-fired |  | 5.7 | 99 | 177 | 17403281 | High | 0.94 |  | 0 | 02/23/2023 | 202607449 | 09/12/2023
Noritz America Corp. | NORITZ | NRCP98-DV | Federally-Regulated Consumer Product | Natural gas |  | 1 |  | 180000 |  |  |  | False | Instantaneous gas-fired |  | 5.4 | 99 | 177 | 17403281 | High | 0.94 |  | 0 | 02/23/2023 | 202607450 | 09/12/2023
Noritz America Corp. | NORITZ | NRCP111-DV | Federally-Regulated Consumer Product | LPG |  | 1 |  | 199000 |  |  |  | False | Instantaneous gas-fired |  | 5.7 | 99 | 177 | 17403281 | High | 0.94 |  | 0 | 02/23/2023 | 202607449 | 09/12/2023
Noritz America Corp. | NORITZ | NRCP982-DV-LP | Federally-Regulated Consumer Product | LPG |  | 1 |  | 180000 |  |  |  | False | Instantaneous gas-fired |  | 5.4 | 99 | 177 | 17403281 | High | 0.94 |  | 0 | 02/23/2023 | 7432740 | 09/12/2023
Rheem Sales Company, Inc. | Richmond | 9GUH50-50FN | Federally-Regulated Consumer Product | Natural gas |  | 40 |  | 50000 | True |  |  | False | Gas-fired storage | 88 |  | 97 | 60 | 18602805 | High | 0.9 | 0.64 |  | 09/08/2023 | 213307160 | 09/12/2023
Rheem Sales Company, Inc. | Richmond | 9GUH50-50FP | Federally-Regulated Consumer Product | LPG |  | 40 |  | 50000 | True |  |  | False | Gas-fired storage | 88 |  | 97 | 60 | 18602805 | High | 0.9 | 0.64 |  | 09/08/2023 | 213307161 | 09/12/2023
Rheem Sales Company, Inc. | Ruud | PRO+G50-50U RU HE EC1 | Federally-Regulated Consumer Product | Natural gas |  | 40 |  | 50000 | True |  |  | False | Gas-fired storage | 88 |  | 97 | 60 | 18602805 | High | 0.9 |  |  | 09/08/2023 | 213307158 | 09/12/2023
Rheem Sales Company, Inc. | Ruud | PRO+G50-50P RU HE EC1 | Federally-Regulated Consumer Product | LPG |  | 40 |  | 50000 | True |  |  | False | Gas-fired storage | 88 |  | 97 | 60 | 18602805 | High | 0.9 |  |  | 09/08/2023 | 213307159 | 09/12/2023
A.O. Smith Water Products Company | A. O. SMITH | HPS10-66H45DV 2** | Federally-Regulated Consumer Product | Heat pump |  | 67 |  | 4.5 | True |  | False | False | Electric storage | 82 |  | 425 | 1233 |  | High | 4.02 |  |  | 02/23/2023 | 210605782 | 09/19/2023
A.O. Smith Water Products Company | A. O. SMITH | HPTS-66 2** | Federally-Regulated Consumer Product | Heat pump |  | 67 |  | 4.5 | True |  | False | False | Electric storage | 82 |  | 425 | 1233 |  | High | 4.02 |  |  | 02/23/2023 | 208531171 | 09/19/2023
American Water Heater Co. | American | HPS10266H045DV 2** | Federally-Regulated Consumer Product | Heat pump |  | 67 |  | 4.5 | True |  | False | False | Electric storage | 82 |  | 425 | 1233 |  | High | 4.02 |  |  | 02/23/2023 | 208531196 | 09/19/2023
A.O. Smith Water Products Company | State | HPSX-66-DHPT 2** | Federally-Regulated Consumer Product | Heat pump |  | 67 |  | 4.5 | True |  | False | False | Electric storage | 82 |  | 425 | 1233 |  | High | 4.02 |  |  | 02/23/2023 | 208531194 | 09/19/2023
Rheem Sales Company, Inc. | Rheem | ECOH180DVELP-3 | Federally-Regulated Consumer Product | Natural gas |  | 0 |  | 180000 |  |  |  | False | Instantaneous gas-fired |  | 4.9 | 94 | 10 | 18166710 | High | 0.93 |  | 0 | 06/20/2023 | 212607924 | 09/19/2023
Rheem Sales Company, Inc. | Rheem | ECOH180DVELN-3 | Federally-Regulated Consumer Product | LPG |  | 0 |  | 180000 |  |  |  | False | Instantaneous gas-fired |  | 4.9 | 94 | 10 | 18166710 | High | 0.93 |  | 0 | 06/20/2023 | 212607923 | 09/19/2023
A.O. Smith Water Products Company | RELIANCE WATER HEATERS | 10-66-DHPTS 2** | Federally-Regulated Consumer Product | Heat pump |  | 67 |  | 4.5 | True |  | False | False | Electric storage | 82 |  | 425 | 1233 |  | High | 4.02 |  |  | 02/23/2023 | 210605784 | 09/19/2023
A.O. Smith Water Products Company | A. O. SMITH | HPS10-66H45DV 2** | Federally-Regulated Consumer Product | Heat pump |  | 67 |  | 4.5 | True |  | False | False | Electric storage | 82 |  | 425 | 1233 |  | High | 4.02 |  |  | 09/19/2023 | 210605782 | 09/19/2023
A.O. Smith Water Products Company | A. O. SMITH | HPTS-66 2** | Federally-Regulated Consumer Product | Heat pump |  | 67 |  | 4.5 | True |  | False | False | Electric storage | 82 |  | 425 | 1233 |  | High | 4.02 |  |  | 09/19/2023 | 208531171 | 09/19/2023
American Water Heater Co. | American | HPS10266H045DV 2** | Federally-Regulated Consumer Product | Heat pump |  | 67 |  | 4.5 | True |  | False | False | Electric storage | 82 |  | 425 | 1233 |  | High | 4.02 |  |  | 09/19/2023 | 208531196 | 09/19/2023
A.O. Smith Water Products Company | State | HPSX-66-DHPT 2** | Federally-Regulated Consumer Product | Heat pump |  | 67 |  | 4.5 | True |  | False | False | Electric storage | 82 |  | 425 | 1233 |  | High | 4.02 |  |  | 09/19/2023 | 208531194 | 09/19/2023
Rheem Sales Company, Inc. | Rheem | ECOH180DVELP-3 | Federally-Regulated Consumer Product | Natural gas |  | 0 |  | 180000 |  |  |  | False | Instantaneous gas-fired |  | 4.9 | 94 | 10 | 18166710 | High | 0.93 |  | 0 | 09/19/2023 | 212607924 | 09/19/2023
Rheem Sales Company, Inc. | Rheem | ECOH180DVELN-3 | Federally-Regulated Consumer Product | LPG |  | 0 |  | 180000 |  |  |  | False | Instantaneous gas-fired |  | 4.9 | 94 | 10 | 18166710 | High | 0.93 |  | 0 | 09/19/2023 | 212607923 | 09/19/2023
A.O. Smith Water Products Company | RELIANCE WATER HEATERS | 10-66-DHPTS 2** | Federally-Regulated Consumer Product | Heat pump |  | 67 |  | 4.5 | True |  | False | False | Electric storage | 82 |  | 425 | 1233 |  | High | 4.02 |  |  | 09/19/2023 | 210605784 | 09/19/2023
A.O. Smith Water Products Company | A. O. SMITH | HPS10-66H45DV 2** | Federally-Regulated Consumer Product | Heat pump |  | 67 |  | 4.5 | True |  | False | False | Electric storage | 82 |  | 425 | 1233 |  | High | 4.02 |  |  | 09/19/2023 | 210605782 | 09/19/2023
A.O. Smith Water Products Company | A. O. SMITH | HPTS-66 2** | Federally-Regulated Consumer Product | Heat pump |  | 67 |  | 4.5 | True |  | False | False | Electric storage | 82 |  | 425 | 1233 |  | High | 4.02 |  |  | 09/19/2023 | 208531171 | 09/19/2023
A.O. Smith Water Products Company | RELIANCE WATER HEATERS | 10-66-DHPTS 2** | Federally-Regulated Consumer Product | Heat pump |  | 67 |  | 4.5 | True |  | False | False | Electric storage | 82 |  | 425 | 1233 |  | High | 4.02 |  |  | 09/19/2023 | 210605784 | 09/19/2023
Rheem Sales Company, Inc. | Rheem | ECOH180DVELP-3 | Federally-Regulated Consumer Product | Natural gas |  | 0 |  | 180000 |  |  |  | False | Instantaneous gas-fired |  | 4.9 | 94 | 10 | 18166710 | High | 0.93 |  | 0 | 09/19/2023 | 212607924 | 09/19/2023
Rheem Sales Company, Inc. | Rheem | ECOH180DVELN-3 | Federally-Regulated Consumer Product | LPG |  | 0 |  | 180000 |  |  |  | False | Instantaneous gas-fired |  | 4.9 | 94 | 10 | 18166710 | High | 0.93 |  | 0 | 09/19/2023 | 212607923 | 09/19/2023
American Water Heater Co. | American | HPS10266H045DV 2** | Federally-Regulated Consumer Product | Heat pump |  | 67 |  | 4.5 | True |  | False | False | Electric storage | 82 |  | 425 | 1233 |  | High | 4.02 |  |  | 09/19/2023 | 208531196 | 09/19/2023
A.O. Smith Water Products Company | State | HPSX-66-DHPT 2** | Federally-Regulated Consumer Product | Heat pump |  | 67 |  | 4.5 | True |  | False | False | Electric storage | 82 |  | 425 | 1233 |  | High | 4.02 |  |  | 09/19/2023 | 208531194 | 09/19/2023
Rheem Sales Company, Inc. | Rheem | PROG40-36P RH AX | Federally-Regulated Consumer Product | LPG |  | 38 |  | 36000 | True |  |  | False | Gas-fired storage | 84 |  | 80 | 0 | 25646625 | High | 0.66 |  |  | 05/16/2023 | 209403934 | 09/26/2023
Rheem Sales Company, Inc. | Rheem | PRO+G40-40N RH62 | Federally-Regulated Consumer Product | Natural gas |  | 38 |  | 40000 | True |  |  | False | Gas-fired storage | 84 |  | 80 | 0 | 25646625 | High | 0.66 |  |  | 04/06/2023 | 7507345 | 09/26/2023
Rheem Sales Company, Inc. | Rheem | PRO+G40-40N RH AX | Federally-Regulated Consumer Product | Natural gas |  | 38 |  | 40000 | True |  |  | False | Gas-fired storage | 84 |  | 80 | 0 | 25646625 | High | 0.66 |  |  | 04/06/2023 | 209403933 | 09/26/2023
Rheem Sales Company, Inc. | Rheem | 42XR40-40F3 | Federally-Regulated Consumer Product | Natural gas |  | 38 |  | 40000 | True |  |  | False | Gas-fired storage | 84 |  | 80 | 0 | 25646625 | High | 0.66 |  |  | 04/06/2023 | 8315121 | 09/26/2023
Rheem Sales Company, Inc. | Rheem | PROG40-40N RH62 | Federally-Regulated Consumer Product | Natural gas |  | 38 |  | 40000 | True |  |  | False | Gas-fired storage | 84 |  | 80 | 0 | 25646625 | High | 0.66 |  |  | 04/06/2023 | 6518260 | 09/26/2023
Rheem Sales Company, Inc. | Rheem | PROG40-36P RH62 | Federally-Regulated Consumer Product | LPG |  | 38 |  | 36000 | True |  |  | False | Gas-fired storage | 84 |  | 80 | 0 | 25646625 | High | 0.66 |  |  | 05/16/2023 | 8225015 | 09/26/2023
Rheem Sales Company, Inc. | Rheem | PROG40-40N RH62 TT | Federally-Regulated Consumer Product | Natural gas |  | 38 |  | 40000 | True |  |  | False | Gas-fired storage | 84 |  | 80 | 0 | 25646625 | High | 0.66 |  |  | 04/06/2023 | 206214376 | 09/26/2023
Rheem Sales Company, Inc. | Rheem | PRO+G40-36P RH62 | Federally-Regulated Consumer Product | LPG |  | 38 |  | 36000 | True |  |  | False | Gas-fired storage | 84 |  | 80 | 0 | 25646625 | High | 0.66 |  |  | 05/16/2023 | 8225016 | 09/26/2023
Rheem Sales Company, Inc. | Rheem | PROG40-40N RH AX | Federally-Regulated Consumer Product | Natural gas |  | 38 |  | 40000 | True |  |  | False | Gas-fired storage | 84 |  | 80 | 0 | 25646625 | High | 0.66 |  |  | 04/06/2023 | 209403935 | 09/26/2023
Rheem Sales Company, Inc. | Rheem | PRO+G40-36P RH AX | Federally-Regulated Consumer Product | LPG |  | 38 |  | 36000 | True |  |  | False | Gas-fired storage | 84 |  | 80 | 0 | 25646625 | High | 0.66 |  |  | 05/16/2023 | 209403932 | 09/26/2023
Rheem Sales Company, Inc. | Rheem | PROG40-36P RH AX | Federally-Regulated Consumer Product | LPG |  | 38 |  | 36000 | True |  |  | False | Gas-fired storage | 84 |  | 80 | 0 | 25646625 | High | 0.66 |  |  | 09/26/2023 | 209403934 | 09/26/2023
Rheem Sales Company, Inc. | Rheem | PRO+G40-40N RH62 | Federally-Regulated Consumer Product | Natural gas |  | 38 |  | 40000 | True |  |  | False | Gas-fired storage | 84 |  | 80 | 0 | 25646625 | High | 0.66 |  |  | 09/26/2023 | 7507345 | 09/26/2023
Rheem Sales Company, Inc. | Rheem | PRO+G40-40N RH AX | Federally-Regulated Consumer Product | Natural gas |  | 38 |  | 40000 | True |  |  | False | Gas-fired storage | 84 |  | 80 | 0 | 25646625 | High | 0.66 |  |  | 09/26/2023 | 209403933 | 09/26/2023
Rheem Sales Company, Inc. | Rheem | 42XR40-40F3 | Federally-Regulated Consumer Product | Natural gas |  | 38 |  | 40000 | True |  |  | False | Gas-fired storage | 84 |  | 80 | 0 | 25646625 | High | 0.66 |  |  | 09/26/2023 | 8315121 | 09/26/2023
Rheem Sales Company, Inc. | Rheem | PROG40-40N RH62 | Federally-Regulated Consumer Product | Natural gas |  | 38 |  | 40000 | True |  |  | False | Gas-fired storage | 84 |  | 80 | 0 | 25646625 | High | 0.66 |  |  | 09/26/2023 | 6518260 | 09/26/2023
Rheem Sales Company, Inc. | Rheem | PROG40-36P RH62 | Federally-Regulated Consumer Product | LPG |  | 38 |  | 36000 | True |  |  | False | Gas-fired storage | 84 |  | 80 | 0 | 25646625 | High | 0.66 |  |  | 09/26/2023 | 8225015 | 09/26/2023
Rheem Sales Company, Inc. | Rheem | PROG40-40N RH62 TT | Federally-Regulated Consumer Product | Natural gas |  | 38 |  | 40000 | True |  |  | False | Gas-fired storage | 84 |  | 80 | 0 | 25646625 | High | 0.66 |  |  | 09/26/2023 | 206214376 | 09/26/2023
Rheem Sales Company, Inc. | Rheem | PRO+G40-36P RH62 | Federally-Regulated Consumer Product | LPG |  | 38 |  | 36000 | True |  |  | False | Gas-fired storage | 84 |  | 80 | 0 | 25646625 | High | 0.66 |  |  | 09/26/2023 | 8225016 | 09/26/2023
Rheem Sales Company, Inc. | Rheem | PROG40-40N RH AX | Federally-Regulated Consumer Product | Natural gas |  | 38 |  | 40000 | True |  |  | False | Gas-fired storage | 84 |  | 80 | 0 | 25646625 | High | 0.66 |  |  | 09/26/2023 | 209403935 | 09/26/2023
Rheem Sales Company, Inc. | Rheem | PRO+G40-36P RH AX | Federally-Regulated Consumer Product | LPG |  | 38 |  | 36000 | True |  |  | False | Gas-fired storage | 84 |  | 80 | 0 | 25646625 | High | 0.66 |  |  | 09/26/2023 | 209403932 | 09/26/2023
Rheem Sales Company, Inc. | Richmond | 6GRT40-40F3 | Federally-Regulated Consumer Product | LPG |  | 38 |  | 36000 | True |  |  | False | Gas-fired storage | 84 |  | 80 | 0 | 25646625 | High | 0.66 |  |  | 05/16/2023 | 210594815 | 09/26/2023
Rheem Sales Company, Inc. | Richmond | 12GRX40-36PF | Federally-Regulated Consumer Product | LPG |  | 38 |  | 36000 | True |  |  | False | Gas-fired storage | 84 |  | 80 | 0 | 25646625 | High | 0.66 |  |  | 05/16/2023 | 209403936 | 09/26/2023
Rheem Sales Company, Inc. | Richmond | 12GRX40-40F | Federally-Regulated Consumer Product | Natural gas |  | 38 |  | 40000 | True |  |  | False | Gas-fired storage | 84 |  | 80 | 0 | 25646625 | High | 0.66 | 0.64 |  | 04/06/2023 | 209403937 | 09/26/2023
Rheem Sales Company, Inc. | Richmond | 12GR40-36PF3 | Federally-Regulated Consumer Product | LPG |  | 38 |  | 36000 | True |  |  | False | Gas-fired storage | 84 |  | 80 | 0 | 25646625 | High | 0.66 |  |  | 05/16/2023 | 8225021 | 09/26/2023
Rheem Sales Company, Inc. | Richmond | 6GR40-40F3 | Federally-Regulated Consumer Product | Natural gas |  | 38 |  | 40000 | True |  |  | False | Gas-fired storage | 84 |  | 80 | 0 | 25646625 | High | 0.66 | 0.64 |  | 04/06/2023 | 8225019 | 09/26/2023
Rheem Sales Company, Inc. | Richmond | 12GR40-40F3 | Federally-Regulated Consumer Product | Natural gas |  | 38 |  | 40000 | True |  |  | False | Gas-fired storage | 84 |  | 80 | 0 | 25646625 | High | 0.66 | 0.64 |  | 04/06/2023 | 8225022 | 09/26/2023
Rheem Sales Company, Inc. | Richmond | 6GR40-36PF3 | Federally-Regulated Consumer Product | LPG |  | 38 |  | 36000 | True |  |  | False | Gas-fired storage | 84 |  | 80 | 0 | 25646625 | High | 0.66 |  |  | 05/16/2023 | 8225020 | 09/26/2023
Rheem Sales Company, Inc. | Richmond | 6GRX40-40F | Federally-Regulated Consumer Product | Natural gas |  | 38 |  | 40000 | True |  |  | False | Gas-fired storage | 84 |  | 80 | 0 | 25646625 | High | 0.66 | 0.64 |  | 04/06/2023 | 209403927 | 09/26/2023
Rheem Sales Company, Inc. | Ruud | PH2R40-40F* | Federally-Regulated Consumer Product | Natural gas |  | 38 |  | 40000 | True |  |  | False | Gas-fired storage | 84 |  | 80 | 0 | 25646625 | High | 0.66 |  |  | 04/06/2023 | 209439639 | 09/26/2023
Rheem Sales Company, Inc. | Ruud | PRO+G40-36P RU AX | Federally-Regulated Consumer Product | LPG |  | 38 |  | 36000 | True |  |  | False | Gas-fired storage | 84 |  | 80 | 0 | 25646625 | High | 0.66 | 0.64 |  | 05/16/2023 | 209403928 | 09/26/2023
Rheem Sales Company, Inc. | Ruud | PROG40-40N RU AX | Federally-Regulated Consumer Product | Natural gas |  | 38 |  | 40000 | True |  |  | False | Gas-fired storage | 84 |  | 80 | 0 | 25646625 | High | 0.66 |  |  | 04/06/2023 | 209403931 | 09/26/2023
Rheem Sales Company, Inc. | Ruud | PROG40-36P RU AX | Federally-Regulated Consumer Product | LPG |  | 38 |  | 36000 | True |  |  | False | Gas-fired storage | 84 |  | 80 | 0 | 25646625 | High | 0.66 | 0.64 |  | 05/16/2023 | 209403930 | 09/26/2023
Rheem Sales Company, Inc. | Ruud | PROG40-40N RU62 TT | Federally-Regulated Consumer Product | Natural gas |  | 38 |  | 40000 | True |  |  | False | Gas-fired storage | 84 |  | 80 | 0 | 25646625 | High | 0.66 |  |  | 04/06/2023 | 206214377 | 09/26/2023
Rheem Sales Company, Inc. | Ruud | PRO+G40-40N RU AX | Federally-Regulated Consumer Product | Natural gas |  | 38 |  | 40000 | True |  |  | False | Gas-fired storage | 84 |  | 80 | 0 | 25646625 | High | 0.66 |  |  | 04/06/2023 | 209403929 | 09/26/2023
Rheem Sales Company, Inc. | Richmond | 6GRT40-40F3 | Federally-Regulated Consumer Product | LPG |  | 38 |  | 40000 | True |  |  | False | Gas-fired storage | 84 |  | 80 | 0 | 25646625 | High | 0.66 |  |  | 09/26/2023 | 210594815 | 09/26/2023
Rheem Sales Company, Inc. | Richmond | 12GRX40-36PF | Federally-Regulated Consumer Product | LPG |  | 38 |  | 36000 | True |  |  | False | Gas-fired storage | 84 |  | 80 | 0 | 25646625 | High | 0.66 |  |  | 09/26/2023 | 209403936 | 09/26/2023
Rheem Sales Company, Inc. | Richmond | 12GRX40-40F | Federally-Regulated Consumer Product | Natural gas |  | 38 |  | 40000 | True |  |  | False | Gas-fired storage | 84 |  | 80 | 0 | 25646625 | High | 0.66 |  |  | 09/26/2023 | 209403937 | 09/26/2023
Rheem Sales Company, Inc. | Richmond | 12GR40-36PF3 | Federally-Regulated Consumer Product | LPG |  | 38 |  | 36000 | True |  |  | False | Gas-fired storage | 84 |  | 80 | 0 | 25646625 | High | 0.66 |  |  | 09/26/2023 | 8225021 | 09/26/2023
Rheem Sales Company, Inc. | Richmond | 6GR40-40F3 | Federally-Regulated Consumer Product | Natural gas |  | 38 |  | 40000 | True |  |  | False | Gas-fired storage | 84 |  | 80 | 0 | 25646625 | High | 0.66 |  |  | 09/26/2023 | 8225019 | 09/26/2023
Rheem Sales Company, Inc. | Richmond | 12GR40-40F3 | Federally-Regulated Consumer Product | Natural gas |  | 38 |  | 40000 | True |  |  | False | Gas-fired storage | 84 |  | 80 | 0 | 25646625 | High | 0.66 |  |  | 09/26/2023 | 8225022 | 09/26/2023
Rheem Sales Company, Inc. | Richmond | 6GR40-36PF3 | Federally-Regulated Consumer Product | LPG |  | 38 |  | 36000 | True |  |  | False | Gas-fired storage | 84 |  | 80 | 0 | 25646625 | High | 0.66 |  |  | 09/26/2023 | 8225020 | 09/26/2023
Rheem Sales Company, Inc. | Richmond | 6GRX40-40F | Federally-Regulated Consumer Product | Natural gas |  | 38 |  | 40000 | True |  |  | False | Gas-fired storage | 84 |  | 80 | 0 | 25646625 | High | 0.66 |  |  | 09/26/2023 | 209403927 | 09/26/2023
Rheem Sales Company, Inc. | Ruud | PH2R40-40F* | Federally-Regulated Consumer Product | Natural gas |  | 38 |  | 40000 | True |  |  | False | Gas-fired storage | 84 |  | 80 | 0 | 25646625 | High | 0.66 |  |  | 09/26/2023 | 209439639 | 09/26/2023
Rheem Sales Company, Inc. | Ruud | PRO+G40-36P RU AX | Federally-Regulated Consumer Product | LPG |  | 38 |  | 36000 | True |  |  | False | Gas-fired storage | 84 |  | 80 | 0 | 25646625 | High | 0.66 |  |  | 09/26/2023 | 209403928 | 09/26/2023
Rheem Sales Company, Inc. | Ruud | PROG40-40N RU AX | Federally-Regulated Consumer Product | Natural gas |  | 38 |  | 40000 | True |  |  | False | Gas-fired storage | 84 |  | 80 | 0 | 25646625 | High | 0.66 |  |  | 09/26/2023 | 209403931 | 09/26/2023
Rheem Sales Company, Inc. | Ruud | PROG40-36P RU AX | Federally-Regulated Consumer Product | LPG |  | 38 |  | 36000 | True |  |  | False | Gas-fired storage | 84 |  | 80 | 0 | 25646625 | High | 0.66 |  |  | 09/26/2023 | 209403930 | 09/26/2023
Rheem Sales Company, Inc. | Ruud | PROG40-40N RU62 TT | Federally-Regulated Consumer Product | Natural gas |  | 38 |  | 40000 | True |  |  | False | Gas-fired storage | 84 |  | 80 | 0 | 25646625 | High | 0.66 |  |  | 09/26/2023 | 206214377 | 09/26/2023
Rheem Sales Company, Inc. | Ruud | PRO+G40-40N RU AX | Federally-Regulated Consumer Product | Natural gas |  | 38 |  | 40000 | True |  |  | False | Gas-fired storage | 84 |  | 80 | 0 | 25646625 | High | 0.66 |  |  | 09/26/2023 | 209403929 | 09/26/2023
Rheem Sales Company, Inc. | Ruud | PH2R40-40F* | Federally-Regulated Consumer Product | Natural gas |  | 38 |  | 40000 | True |  |  | False | Gas-fired storage | 84 |  | 80 | 0 | 25646625 | High | 0.66 |  |  | 09/26/2023 | 209439639 | 09/26/2023
Rheem Sales Company, Inc. | Ruud | PRO+G40-36P RU AX | Federally-Regulated Consumer Product | LPG |  | 38 |  | 36000 | True |  |  | False | Gas-fired storage | 84 |  | 80 | 0 | 25646625 | High | 0.66 |  |  | 09/26/2023 | 209403928 | 09/26/2023
Rheem Sales Company, Inc. | Ruud | PROG40-40N RU AX | Federally-Regulated Consumer Product | Natural gas |  | 38 |  | 40000 | True |  |  | False | Gas-fired storage | 84 |  | 80 | 0 | 25646625 | High | 0.66 |  |  | 09/26/2023 | 209403931 | 09/26/2023
Rheem Sales Company, Inc. | Ruud | PROG40-36P RU AX | Federally-Regulated Consumer Product | LPG |  | 38 |  | 36000 | True |  |  | False | Gas-fired storage | 84 |  | 80 | 0 | 25646625 | High | 0.66 |  |  | 09/26/2023 | 209403930 | 09/26/2023
Rheem Sales Company, Inc. | Ruud | PROG40-40N RU62 TT | Federally-Regulated Consumer Product | Natural gas |  | 38 |  | 40000 | True |  |  | False | Gas-fired storage | 84 |  | 80 | 0 | 25646625 | High | 0.66 |  |  | 09/26/2023 | 206214377 | 09/26/2023
Rheem Sales Company, Inc. | Ruud | PRO+G40-40N RU AX | Federally-Regulated Consumer Product | Natural gas |  | 38 |  | 40000 | True |  |  | False | Gas-fired storage | 84 |  | 80 | 0 | 25646625 | High | 0.66 |  |  | 09/26/2023 | 209403929 | 09/26/2023
Rheem Sales Company, Inc. | Richmond | 6GRT40-40F3 | Federally-Regulated Consumer Product | LPG |  | 38 |  | 40000 | True |  |  | False | Gas-fired storage | 84 |  | 80 | 0 | 25646625 | High | 0.66 |  |  | 09/26/2023 | 210594815 | 09/26/2023
Rheem Sales Company, Inc. | Richmond | 12GRX40-36PF | Federally-Regulated Consumer Product | LPG |  | 38 |  | 36000 | True |  |  | False | Gas-fired storage | 84 |  | 80 | 0 | 25646625 | High | 0.66 |  |  | 09/26/2023 | 209403936 | 09/26/2023
Rheem Sales Company, Inc. | Richmond | 12GRX40-40F | Federally-Regulated Consumer Product | Natural gas |  | 38 |  | 40000 | True |  |  | False | Gas-fired storage | 84 |  | 80 | 0 | 25646625 | High | 0.66 |  |  | 09/26/2023 | 209403937 | 09/26/2023
Rheem Sales Company, Inc. | Richmond | 12GR40-36PF3 | Federally-Regulated Consumer Product | LPG |  | 38 |  | 36000 | True |  |  | False | Gas-fired storage | 84 |  | 80 | 0 | 25646625 | High | 0.66 |  |  | 09/26/2023 | 8225021 | 09/26/2023
Rheem Sales Company, Inc. | Richmond | 6GR40-40F3 | Federally-Regulated Consumer Product | Natural gas |  | 38 |  | 40000 | True |  |  | False | Gas-fired storage | 84 |  | 80 | 0 | 25646625 | High | 0.66 |  |  | 09/26/2023 | 8225019 | 09/26/2023
Rheem Sales Company, Inc. | Richmond | 12GR40-40F3 | Federally-Regulated Consumer Product | Natural gas |  | 38 |  | 40000 | True |  |  | False | Gas-fired storage | 84 |  | 80 | 0 | 25646625 | High | 0.66 |  |  | 09/26/2023 | 8225022 | 09/26/2023
Rheem Sales Company, Inc. | Richmond | 6GR40-36PF3 | Federally-Regulated Consumer Product | LPG |  | 38 |  | 36000 | True |  |  | False | Gas-fired storage | 84 |  | 80 | 0 | 25646625 | High | 0.66 |  |  | 09/26/2023 | 8225020 | 09/26/2023
Rheem Sales Company, Inc. | Richmond | 6GRX40-40F | Federally-Regulated Consumer Product | Natural gas |  | 38 |  | 40000 | True |  |  | False | Gas-fired storage | 84 |  | 80 | 0 | 25646625 | High | 0.66 |  |  | 09/26/2023 | 209403927 | 09/26/2023
Rheem Sales Company, Inc. | Rheem | PROG40-36P RH AX | Federally-Regulated Consumer Product | LPG |  | 38 |  | 36000 | True |  |  | False | Gas-fired storage | 84 |  | 80 | 0 | 25646625 | High | 0.66 |  |  | 09/26/2023 | 209403934 | 09/26/2023
Rheem Sales Company, Inc. | Rheem | PRO+G40-40N RH62 | Federally-Regulated Consumer Product | Natural gas |  | 38 |  | 40000 | True |  |  | False | Gas-fired storage | 84 |  | 80 | 0 | 25646625 | High | 0.66 |  |  | 09/26/2023 | 7507345 | 09/26/2023
Rheem Sales Company, Inc. | Rheem | PRO+G40-40N RH AX | Federally-Regulated Consumer Product | Natural gas |  | 38 |  | 40000 | True |  |  | False | Gas-fired storage | 84 |  | 80 | 0 | 25646625 | High | 0.66 |  |  | 09/26/2023 | 209403933 | 09/26/2023
Rheem Sales Company, Inc. | Rheem | 42XR40-40F3 | Federally-Regulated Consumer Product | Natural gas |  | 38 |  | 40000 | True |  |  | False | Gas-fired storage | 84 |  | 80 | 0 | 25646625 | High | 0.66 |  |  | 09/26/2023 | 8315121 | 09/26/2023
Rheem Sales Company, Inc. | Rheem | PROG40-40N RH62 | Federally-Regulated Consumer Product | Natural gas |  | 38 |  | 40000 | True |  |  | False | Gas-fired storage | 84 |  | 80 | 0 | 25646625 | High | 0.66 |  |  | 09/26/2023 | 6518260 | 09/26/2023
Rheem Sales Company, Inc. | Rheem | PROG40-36P RH62 | Federally-Regulated Consumer Product | LPG |  | 38 |  | 36000 | True |  |  | False | Gas-fired storage | 84 |  | 80 | 0 | 25646625 | High | 0.66 |  |  | 09/26/2023 | 8225015 | 09/26/2023
Rheem Sales Company, Inc. | Rheem | PROG40-40N RH62 TT | Federally-Regulated Consumer Product | Natural gas |  | 38 |  | 40000 | True |  |  | False | Gas-fired storage | 84 |  | 80 | 0 | 25646625 | High | 0.66 |  |  | 09/26/2023 | 206214376 | 09/26/2023
Rheem Sales Company, Inc. | Rheem | PRO+G40-36P RH62 | Federally-Regulated Consumer Product | LPG |  | 38 |  | 36000 | True |  |  | False | Gas-fired storage | 84 |  | 80 | 0 | 25646625 | High | 0.66 |  |  | 09/26/2023 | 8225016 | 09/26/2023
Rheem Sales Company, Inc. | Rheem | PROG40-40N RH AX | Federally-Regulated Consumer Product | Natural gas |  | 38 |  | 40000 | True |  |  | False | Gas-fired storage | 84 |  | 80 | 0 | 25646625 | High | 0.66 |  |  | 09/26/2023 | 209403935 | 09/26/2023
Rheem Sales Company, Inc. | Rheem | PRO+G40-36P RH AX | Federally-Regulated Consumer Product | LPG |  | 38 |  | 36000 | True |  |  | False | Gas-fired storage | 84 |  | 80 | 0 | 25646625 | High | 0.66 |  |  | 09/26/2023 | 209403932 | 09/26/2023
A.O. Smith Water Products Company | RELIANCE WATER HEATERS | TS-510CX3 1** | Federally-Regulated Consumer Product | Natural gas |  | 1 |  | 199000 |  |  |  | False | Instantaneous gas-fired |  | 5 | 83 | 23 | 20818774 | High | 0.81 |  | 0 | 08/10/2023 | 213249688 | 09/28/2023
A.O. Smith Water Products Company | RELIANCE WATER HEATERS | 9-40-NBCT 410 | Federally-Regulated Consumer Product | Natural gas |  | 38 |  | 40000 | True |  |  | False | Gas-fired storage | 80 |  | 78 | 7688 | 216626 | High | 0.64 |  |  | 08/03/2023 | 213199419 | 09/28/2023
A.O. Smith Water Products Company | RELIANCE WATER HEATERS | 6-40-UBPVT 1** | Federally-Regulated Consumer Product | Natural gas |  | 38 |  | 42000 | True |  |  | False | Gas-fired storage | 91 |  | 78 | 78 | 22921223 | High | 0.73 |  |  | 09/01/2023 | 213286791 | 09/28/2023
A.O. Smith Water Products Company | RELIANCE WATER HEATERS | 6-50-UBPVT 1** | Federally-Regulated Consumer Product | Natural gas |  | 48 |  | 42000 | True |  |  | False | Gas-fired storage | 85 |  | 78 | 74 | 23256918 | High | 0.72 |  |  | 09/01/2023 | 213286797 | 09/28/2023
A.O. Smith Water Products Company | RELIANCE WATER HEATERS | TS-310CX3 1** | Federally-Regulated Consumer Product | Natural gas |  | 1 |  | 190000 |  |  |  | False | Instantaneous gas-fired |  | 4.7 | 83 | 24 | 20815362 | High | 0.81 |  | 0 | 08/10/2023 | 213249682 | 09/28/2023
A.O. Smith Water Products Company | RELIANCE WATER HEATERS | 10-66-DHPTV 2** | Federally-Regulated Consumer Product | Heat pump |  | 68 |  | 0.9 | True |  |  | False | Electric storage | 76 |  | 368 | 1550 |  | High | 3.2 |  |  | 08/15/2023 | 213255770 | 09/28/2023
A.O. Smith Water Products Company | RELIANCE WATER HEATERS | TS-510CX3 1** | Federally-Regulated Consumer Product | Natural gas |  | 1 |  | 199000 |  |  |  | False | Instantaneous gas-fired |  | 5 | 83 | 23 | 20818774 | High | 0.81 |  | 0 | 09/28/2023 | 213249688 | 09/28/2023
A.O. Smith Water Products Company | RELIANCE WATER HEATERS | 9-40-NBCT 410 | Federally-Regulated Consumer Product | Natural gas |  | 38 |  | 40000 | True |  |  | False | Gas-fired storage | 80 |  | 78 | 7688 | 216626 | High | 0.64 |  |  | 09/28/2023 | 213199419 | 09/28/2023
A.O. Smith Water Products Company | RELIANCE WATER HEATERS | 6-40-UBPVT 1** | Federally-Regulated Consumer Product | Natural gas |  | 38 |  | 42000 | True |  |  | False | Gas-fired storage | 91 |  | 78 | 78 | 22921223 | High | 0.73 |  |  | 09/28/2023 | 213286791 | 09/28/2023
A.O. Smith Water Products Company | RELIANCE WATER HEATERS | 6-50-UBPVT 1** | Federally-Regulated Consumer Product | Natural gas |  | 48 |  | 42000 | True |  |  | False | Gas-fired storage | 85 |  | 78 | 74 | 23256918 | High | 0.72 |  |  | 09/28/2023 | 213286797 | 09/28/2023
A.O. Smith Water Products Company | RELIANCE WATER HEATERS | TS-310CX3 1** | Federally-Regulated Consumer Product | Natural gas |  | 1 |  | 190000 |  |  |  | False | Instantaneous gas-fired |  | 4.7 | 83 | 24 | 20815362 | High | 0.81 |  | 0 | 09/28/2023 | 213249682 | 09/28/2023
A.O. Smith Water Products Company | RELIANCE WATER HEATERS | 10-66-DHPTV 2** | Federally-Regulated Consumer Product | Heat pump |  | 68 |  | 0.9 | True |  |  | False | Electric storage | 76 |  | 368 | 1550 |  | High | 3.2 |  |  | 09/28/2023 | 213255770 | 09/28/2023
A.O. Smith Water Products Company | Lochinvar | LTI-510CX3 1** | Federally-Regulated Consumer Product | Natural gas |  | 1 |  | 199000 |  |  |  | False | Instantaneous gas-fired |  | 5 | 83 | 23 | 20818774 | High | 0.81 |  | 0 | 08/10/2023 | 213249692 | 09/28/2023
A.O. Smith Water Products Company | Lochinvar | LET-40-8 1** | Federally-Regulated Consumer Product | Electric resistance |  | 36 |  | 4.5 | True |  |  | False | Electric storage | 53 |  | 98 | 3531 |  | Medium | 0.92 |  |  | 08/10/2023 | 213249680 | 09/28/2023
A.O. Smith Water Products Company | Lochinvar | LET-55 1** | Federally-Regulated Consumer Product | Electric resistance |  | 55 |  | 4.5 | True |  |  | False | Electric storage | 72 |  | 98 | 3531 |  | Medium | 0.93 |  |  | 08/08/2023 | 213249345 | 09/28/2023
A.O. Smith Water Products Company | Lochinvar | LET-40 1** | Federally-Regulated Consumer Product | Electric resistance |  | 36 |  | 4.5 | True |  |  | False | Electric storage | 53 |  | 98 | 3531 |  | Medium | 0.92 |  |  | 08/10/2023 | 213249679 | 09/28/2023
A.O. Smith Water Products Company | Lochinvar | UPNV04040 1** | Federally-Regulated Consumer Product | Natural gas |  | 38 |  | 42000 | True |  |  | False | Gas-fired storage | 91 |  | 78 | 78 | 22921223 | High | 0.73 |  |  | 09/01/2023 | 213286790 | 09/28/2023
A.O. Smith Water Products Company | Lochinvar | LTI-310CX3 1** | Federally-Regulated Consumer Product | Natural gas |  | 1 |  | 190000 |  |  |  | False | Instantaneous gas-fired |  | 4.7 | 83 | 24 | 20815362 | High | 0.81 |  | 0 | 08/10/2023 | 213249683 | 09/28/2023
A.O. Smith Water Products Company | Lochinvar | LET-55-8 1** | Federally-Regulated Consumer Product | Electric resistance |  | 55 |  | 4.5 | True |  |  | False | Electric storage | 72 |  | 98 | 3531 |  | Medium | 0.93 |  |  | 08/08/2023 | 213249346 | 09/28/2023
A.O. Smith Water Products Company | Lochinvar | UPVN05040 | Federally-Regulated Consumer Product | Natural gas |  | 48 |  | 42000 | True |  |  | False | Gas-fired storage | 85 |  | 78 | 74 | 23256918 | High | 0.72 |  |  | 09/01/2023 | 213286796 | 09/28/2023
Rheem Sales Company, Inc. | Richmond | 9G50S-40F3 | Federally-Regulated Consumer Product | Natural gas |  | 48 |  | 40000 | True |  |  | False | Gas-fired storage | 87 |  | 75 | 0 | 26867893 | High | 0.63 | 0.63 |  | 04/06/2023 | 8065144 | 09/28/2023
Rheem Sales Company, Inc. | Richmond | 12GR40-36PF3 | Federally-Regulated Consumer Product | LPG |  | 38 |  | 36000 | True |  |  | False | Gas-fired storage | 84 |  | 80 | 0 | 25646625 | High | 0.66 |  |  | 09/26/2023 | 8225021 | 09/28/2023
Rheem Sales Company, Inc. | Richmond | 6G55-45PF3 | Federally-Regulated Consumer Product | LPG |  | 55 |  | 45000 | True |  |  | False | Gas-fired storage | 91 |  | 75 | 0 | 27301246 | High | 0.62 |  |  | 05/16/2023 | 8077760 | 09/28/2023
Rheem Sales Company, Inc. | Richmond | 12GR50-36PF3 | Federally-Regulated Consumer Product | LPG |  | 48 |  | 36000 | True |  |  | False | Gas-fired storage | 76 |  | 81 | 0 | 26041188 | High | 0.65 |  |  | 05/16/2023 | 8225033 | 09/28/2023
Rheem Sales Company, Inc. | Richmond | 6GT50-38F3 | Federally-Regulated Consumer Product | Natural gas |  | 48 |  | 38000 | True |  |  | False | Gas-fired storage | 85 |  | 83 | 0 | 26448082 | High | 0.64 | 0.63 |  | 04/06/2023 | 210594812 | 09/28/2023
Rheem Sales Company, Inc. | Richmond | 6G55-50F3 | Federally-Regulated Consumer Product | Natural gas |  | 55 |  | 50000 | True |  |  | False | Gas-fired storage | 91 |  | 75 | 0 | 27301246 | High | 0.62 | 0.62 |  | 04/06/2023 | 8077759 | 09/28/2023
Rheem Sales Company, Inc. | Richmond | 6GR40-40F3 | Federally-Regulated Consumer Product | Natural gas |  | 38 |  | 40000 | True |  |  | False | Gas-fired storage | 84 |  | 80 | 0 | 25646625 | High | 0.66 |  |  | 09/26/2023 | 8225019 | 09/28/2023
Rheem Sales Company, Inc. | Richmond | 12GRX40-40F | Federally-Regulated Consumer Product | Natural gas |  | 38 |  | 40000 | True |  |  | False | Gas-fired storage | 84 |  | 80 | 0 | 25646625 | High | 0.66 |  |  | 09/26/2023 | 209403937 | 09/28/2023
Rheem Sales Company, Inc. | Richmond | 6G50S-36PF3 | Federally-Regulated Consumer Product | LPG |  | 48 |  | 36000 | True |  |  | False | Gas-fired storage | 87 |  | 75 | 0 | 26867893 | High | 0.63 |  |  | 05/18/2023 | 8087586 | 09/28/2023
Rheem Sales Company, Inc. | Richmond | 12GRX40-36PF | Federally-Regulated Consumer Product | LPG |  | 38 |  | 36000 | True |  |  | False | Gas-fired storage | 84 |  | 80 | 0 | 25646625 | High | 0.66 |  |  | 09/26/2023 | 209403936 | 09/28/2023
Rheem Sales Company, Inc. | Richmond | 6GRX40-40F | Federally-Regulated Consumer Product | Natural gas |  | 38 |  | 40000 | True |  |  | False | Gas-fired storage | 84 |  | 80 | 0 | 25646625 | High | 0.66 |  |  | 09/26/2023 | 209403927 | 09/28/2023
Rheem Sales Company, Inc. | Richmond | 9G50S-36PF3 | Federally-Regulated Consumer Product | LPG |  | 48 |  | 36000 | True |  |  | False | Gas-fired storage | 87 |  | 75 | 0 | 26867893 | High | 0.63 |  |  | 05/18/2023 | 8087601 | 09/28/2023
Rheem Sales Company, Inc. | Richmond | 6G50S-40F3 | Federally-Regulated Consumer Product | Natural gas |  | 48 |  | 40000 | True |  |  | False | Gas-fired storage | 87 |  | 75 | 0 | 26867893 | High | 0.63 | 0.63 |  | 04/06/2023 | 8065142 | 09/28/2023
Rheem Sales Company, Inc. | Richmond | 6GR40-36PF3 | Federally-Regulated Consumer Product | LPG |  | 38 |  | 36000 | True |  |  | False | Gas-fired storage | 84 |  | 80 | 0 | 25646625 | High | 0.66 |  |  | 09/26/2023 | 8225020 | 09/28/2023
Rheem Sales Company, Inc. | Richmond | 6GRT50-40F3 | Federally-Regulated Consumer Product | Natural gas |  | 48 |  | 40000 | True |  |  | False | Gas-fired storage | 76 |  | 81 | 0 | 26041188 | High | 0.65 | 0.63 |  | 04/06/2023 | 210594817 | 09/28/2023
Rheem Sales Company, Inc. | Richmond | 6GR50-36PF3 | Federally-Regulated Consumer Product | LPG |  | 48 |  | 36000 | True |  |  | False | Gas-fired storage | 76 |  | 81 | 0 | 26041188 | High | 0.65 |  |  | 05/16/2023 | 8225034 | 09/28/2023
Rheem Sales Company, Inc. | Richmond | 12GR50-40F3 | Federally-Regulated Consumer Product | Natural gas |  | 48 |  | 40000 | True |  |  | False | Gas-fired storage | 76 |  | 81 | 0 | 26041188 | High | 0.65 | 0.63 |  | 04/06/2023 | 8225032 | 09/28/2023
Rheem Sales Company, Inc. | Richmond | 12GR40-40F3 | Federally-Regulated Consumer Product | Natural gas |  | 38 |  | 40000 | True |  |  | False | Gas-fired storage | 84 |  | 80 | 0 | 25646625 | High | 0.66 |  |  | 09/26/2023 | 8225022 | 09/28/2023
Rheem Sales Company, Inc. | Richmond | 12G55-45PF3 | Federally-Regulated Consumer Product | Natural gas |  | 55 |  | 45000 | True |  |  | False | Gas-fired storage | 91 |  | 75 | 0 | 27301246 | High | 0.62 | 0.62 |  | 04/06/2023 | 8077762 | 09/28/2023
Rheem Sales Company, Inc. | Richmond | 12G55-50F3 | Federally-Regulated Consumer Product | Natural gas |  | 55 |  | 50000 | True |  |  | False | Gas-fired storage | 91 |  | 75 | 0 | 27301246 | High | 0.62 | 0.62 |  | 04/06/2023 | 8077761 | 09/28/2023
Rheem Sales Company, Inc. | Richmond | 6GR50-40F3 | Federally-Regulated Consumer Product | Natural gas |  | 48 |  | 40000 | True |  |  | False | Gas-fired storage | 76 |  | 81 | 0 | 26041188 | High | 0.65 | 0.63 |  | 04/06/2023 | 8225031 | 09/28/2023
Rheem Sales Company, Inc. | Richmond | 6GRT40-40F3 | Federally-Regulated Consumer Product | LPG |  | 38 |  | 40000 | True |  |  | False | Gas-fired storage | 84 |  | 80 | 0 | 25646625 | High | 0.66 |  |  | 09/26/2023 | 210594815 | 09/28/2023
A.O. Smith Water Products Company | State | GTS-510CX3 1** | Federally-Regulated Consumer Product | Natural gas |  | 1 |  | 199000 |  |  |  | False | Instantaneous gas-fired |  | 5 | 83 | 23 | 20818774 | High | 0.81 |  | 0 | 08/10/2023 | 213249691 | 09/28/2023
A.O. Smith Water Products Company | State | GS6-50-UBPVT 1** | Federally-Regulated Consumer Product | Natural gas |  | 48 |  | 42000 | True |  |  | False | Gas-fired storage | 85 |  | 78 | 74 | 23256918 | High | 0.72 |  |  | 09/01/2023 | 213286798 | 09/28/2023
A.O. Smith Water Products Company | State | GTS-310CX3 1** | Federally-Regulated Consumer Product | Natural gas |  | 1 |  | 190000 |  |  |  | False | Instantaneous gas-fired |  | 4.7 | 83 | 24 | 20815362 | High | 0.81 |  | 0 | 08/10/2023 | 213249685 | 09/28/2023
A.O. Smith Water Products Company | State | GS6-40-UBPVT 1** | Federally-Regulated Consumer Product | Natural gas |  | 38 |  | 42000 | True |  |  | False | Gas-fired storage | 91 |  | 78 | 78 | 22921223 | High | 0.73 |  |  | 09/01/2023 | 213286792 | 09/28/2023
Rheem Sales Company, Inc. | Rheem | XG50T06TC38U1 | Federally-Regulated Consumer Product | Natural gas |  | 48 |  | 38000 | True |  |  | False | Gas-fired storage | 85 |  | 83 | 0 | 26867893 | High | 0.63 |  |  | 04/06/2023 | 210594813 | 09/28/2023
Rheem Sales Company, Inc. | Rheem | PRO+G55-50N RH59 | Federally-Regulated Consumer Product | Natural gas |  | 55 |  | 50000 | True |  |  | False | Gas-fired storage | 91 |  | 75 | 0 | 27301246 | High | 0.62 |  |  | 04/06/2023 | 8077755 | 09/28/2023
Rheem Sales Company, Inc. | Rheem | PROG50-40N RH62 | Federally-Regulated Consumer Product | Natural gas |  | 48 |  | 40000 | True |  |  | False | Gas-fired storage | 76 |  | 81 | 0 | 26041188 | High | 0.65 |  |  | 03/21/2023 | 6518265 | 09/28/2023
Rheem Sales Company, Inc. | Rheem | PRO+G55-45P RH59 | Federally-Regulated Consumer Product | LPG |  | 55 |  | 45000 | True |  |  | False | Gas-fired storage | 91 |  | 75 | 0 | 27301246 | High | 0.62 |  |  | 05/16/2023 | 8077756 | 09/28/2023
Rheem Sales Company, Inc. | Rheem | PRO+G40-40N RH62 | Federally-Regulated Consumer Product | Natural gas |  | 38 |  | 40000 | True |  |  | False | Gas-fired storage | 84 |  | 80 | 0 | 25646625 | High | 0.66 |  |  | 09/26/2023 | 7507345 | 09/28/2023
Rheem Sales Company, Inc. | Rheem | PROG40-40N RH AX | Federally-Regulated Consumer Product | Natural gas |  | 38 |  | 40000 | True |  |  | False | Gas-fired storage | 84 |  | 80 | 0 | 25646625 | High | 0.66 |  |  | 09/26/2023 | 209403935 | 09/28/2023
Rheem Sales Company, Inc. | Rheem | PROG50-40N RH62 TT | Federally-Regulated Consumer Product | Natural gas |  | 48 |  | 40000 | True |  |  | False | Gas-fired storage | 76 |  | 81 | 0 | 26041188 | High | 0.65 |  |  | 04/06/2023 | 206214380 | 09/28/2023
Rheem Sales Company, Inc. | Rheem | PRO+G50-36P RH62 | Federally-Regulated Consumer Product | LPG |  | 48 |  | 36000 | True |  |  | False | Gas-fired storage | 76 |  | 81 | 0 | 26041188 | High | 0.65 |  |  | 05/16/2023 | 8225028 | 09/28/2023
Rheem Sales Company, Inc. | Rheem | XG29T06EC32U1 * | Federally-Regulated Consumer Product | Natural gas |  | 28 |  | 32000 | True |  |  | True | Gas-fired storage | 62 |  | 75 | 0 | 18471676 | Medium | 0.6 |  |  | 04/06/2023 | 8087966 | 09/28/2023
Rheem Sales Company, Inc. | Rheem | PROG50S-40N RH61 | Federally-Regulated Consumer Product | Natural gas |  | 48 |  | 40000 | True |  |  | False | Gas-fired storage | 87 |  | 75 | 0 | 26867893 | High | 0.63 |  |  | 04/06/2023 | 8065132 | 09/28/2023
Rheem Sales Company, Inc. | Rheem | 42XR40-40F3 | Federally-Regulated Consumer Product | Natural gas |  | 38 |  | 40000 | True |  |  | False | Gas-fired storage | 84 |  | 80 | 0 | 25646625 | High | 0.66 |  |  | 09/26/2023 | 8315121 | 09/28/2023
Rheem Sales Company, Inc. | Rheem | PROG40-36P RH62 | Federally-Regulated Consumer Product | LPG |  | 38 |  | 36000 | True |  |  | False | Gas-fired storage | 84 |  | 80 | 0 | 25646625 | High | 0.66 |  |  | 09/26/2023 | 8225015 | 09/28/2023
Rheem Sales Company, Inc. | Rheem | PRO+G40-36P RH AX | Federally-Regulated Consumer Product | LPG |  | 38 |  | 36000 | True |  |  | False | Gas-fired storage | 84 |  | 80 | 0 | 25646625 | High | 0.66 |  |  | 09/26/2023 | 209403932 | 09/28/2023
Rheem Sales Company, Inc. | Rheem | PROG40-40N RH62 TT | Federally-Regulated Consumer Product | Natural gas |  | 38 |  | 40000 | True |  |  | False | Gas-fired storage | 84 |  | 80 | 0 | 25646625 | High | 0.66 |  |  | 09/26/2023 | 206214376 | 09/28/2023
Rheem Sales Company, Inc. | Rheem | 42XR50-40F3 | Federally-Regulated Consumer Product | Natural gas |  | 48 |  | 40000 | True |  |  | False | Gas-fired storage | 76 |  | 81 | 0 | 26041188 | High | 0.65 |  |  | 04/06/2023 | 8315131 | 09/28/2023
Rheem Sales Company, Inc. | Rheem | PRO+G40-40N RH AX | Federally-Regulated Consumer Product | Natural gas |  | 38 |  | 40000 | True |  |  | False | Gas-fired storage | 84 |  | 80 | 0 | 25646625 | High | 0.66 |  |  | 09/26/2023 | 209403933 | 09/28/2023
Rheem Sales Company, Inc. | Rheem | PROG50S-36P RH61 | Federally-Regulated Consumer Product | LPG |  | 48 |  | 36000 | True |  |  | False | Gas-fired storage | 87 |  | 75 | 0 | 26867893 | High | 0.63 |  |  | 05/18/2023 | 8065135 | 09/28/2023
Rheem Sales Company, Inc. | Rheem | PROG50-36P RH62 | Federally-Regulated Consumer Product | LPG |  | 48 |  | 36000 | True |  |  | False | Gas-fired storage | 76 |  | 81 | 0 | 26041188 | High | 0.65 |  |  | 05/16/2023 | 6518267 | 09/28/2023
Rheem Sales Company, Inc. | Rheem | PRO+G40-36P RH62 | Federally-Regulated Consumer Product | LPG |  | 38 |  | 36000 | True |  |  | False | Gas-fired storage | 84 |  | 80 | 0 | 25646625 | High | 0.66 |  |  | 09/26/2023 | 8225016 | 09/28/2023
Rheem Sales Company, Inc. | Rheem | PRO+G50S-40N RH61 | Federally-Regulated Consumer Product | Natural gas |  | 48 |  | 40000 | True |  |  | False | Gas-fired storage | 87 |  | 75 | 0 | 26867893 | High | 0.63 |  |  | 04/06/2023 | 8065131 | 09/28/2023
Rheem Sales Company, Inc. | Rheem | PH2R50-40F3 | Federally-Regulated Consumer Product | Natural gas |  | 48 |  | 40000 | True |  |  | False | Gas-fired storage | 76 |  | 81 | 0 | 26041188 | High | 0.65 |  |  | 04/06/2023 | 8315126 | 09/28/2023
Rheem Sales Company, Inc. | Rheem | PRO+G50-40N RH62 | Federally-Regulated Consumer Product | Natural gas |  | 48 |  | 40000 | True |  |  | False | Gas-fired storage | 76 |  | 81 | 0 | 26041188 | High | 0.65 |  |  | 04/06/2023 | 8225023 | 09/28/2023
Rheem Sales Company, Inc. | Rheem | XP29T06EC30U1 | Federally-Regulated Consumer Product | LPG |  | 28 |  | 30000 | False |  |  | True | Gas-fired storage | 62 |  | 75 | 0 | 18471676 | Medium | 0.6 |  |  | 05/18/2023 | 8065127 | 09/28/2023
Rheem Sales Company, Inc. | Rheem | PROG50-38N RH60 TT | Federally-Regulated Consumer Product | Natural gas |  | 48 |  | 38000 | True |  |  | False | Gas-fired storage | 85 |  | 83 | 0 | 26448082 | High | 0.64 |  |  | 04/06/2023 | 206214378 | 09/28/2023
Rheem Sales Company, Inc. | Rheem | PROG40-36P RH AX | Federally-Regulated Consumer Product | LPG |  | 38 |  | 36000 | True |  |  | False | Gas-fired storage | 84 |  | 80 | 0 | 25646625 | High | 0.66 |  |  | 09/26/2023 | 209403934 | 09/28/2023
Rheem Sales Company, Inc. | Rheem | PROG40-40N RH62 | Federally-Regulated Consumer Product | Natural gas |  | 38 |  | 40000 | True |  |  | False | Gas-fired storage | 84 |  | 80 | 0 | 25646625 | High | 0.66 |  |  | 09/26/2023 | 6518260 | 09/28/2023
Rheem Sales Company, Inc. | Rheem | PRO+G50S-36P RH61 | Federally-Regulated Consumer Product | LPG |  | 48 |  | 36000 | True |  |  | False | Gas-fired storage | 87 |  | 75 | 0 | 26867893 | High | 0.63 |  |  | 05/18/2023 | 8065134 | 09/28/2023
American Water Heater Co. | American | UPG62-50T42NV 1** | Federally-Regulated Consumer Product | Natural gas |  | 48 |  | 42000 | True |  |  | False | Gas-fired storage | 85 |  | 78 | 74 | 23256918 | High | 0.72 |  |  | 09/01/2023 | 213286795 | 09/28/2023
American Water Heater Co. | American | GT-510CX3 1** | Federally-Regulated Consumer Product | Natural gas |  | 1 |  | 199000 |  |  |  | False | Instantaneous gas-fired |  | 5 | 83 | 23 | 20818774 | High | 0.81 |  | 0 | 08/10/2023 | 213249690 | 09/28/2023
American Water Heater Co. | American | GT-310CX3 1** | Federally-Regulated Consumer Product | Natural gas |  | 1 |  | 190000 |  |  |  | False | Instantaneous gas-fired |  | 4.7 | 83 | 24 | 20815362 | High | 0.81 |  | 0 | 08/10/2023 | 213249686 | 09/28/2023
American Water Heater Co. | American | UPG62-40T42NV 1** | Federally-Regulated Consumer Product | Natural gas |  | 38 |  | 42000 | True |  |  | False | Gas-fired storage | 91 |  | 78 | 78 | 22921223 | High | 0.73 |  |  | 09/01/2023 | 213286789 | 09/28/2023
A.O. Smith Water Products Company | Lochinvar | LTI-510CX3 1** | Federally-Regulated Consumer Product | Natural gas |  | 1 |  | 199000 |  |  |  | False | Instantaneous gas-fired |  | 5 | 83 | 23 | 20818774 | High | 0.81 |  | 0 | 09/28/2023 | 213249692 | 09/28/2023
A.O. Smith Water Products Company | Lochinvar | LET-40-8 1** | Federally-Regulated Consumer Product | Electric resistance |  | 36 |  | 4.5 | True |  |  | False | Electric storage | 53 |  | 98 | 3531 |  | Medium | 0.92 |  |  | 09/28/2023 | 213249680 | 09/28/2023
A.O. Smith Water Products Company | Lochinvar | LET-55 1** | Federally-Regulated Consumer Product | Electric resistance |  | 55 |  | 4.5 | True |  |  | False | Electric storage | 72 |  | 98 | 3531 |  | Medium | 0.93 |  |  | 09/28/2023 | 213249345 | 09/28/2023
A.O. Smith Water Products Company | Lochinvar | LET-40 1** | Federally-Regulated Consumer Product | Electric resistance |  | 36 |  | 4.5 | True |  |  | False | Electric storage | 53 |  | 98 | 3531 |  | Medium | 0.92 |  |  | 09/28/2023 | 213249679 | 09/28/2023
A.O. Smith Water Products Company | Lochinvar | UPNV04040 1** | Federally-Regulated Consumer Product | Natural gas |  | 38 |  | 42000 | True |  |  | False | Gas-fired storage | 91 |  | 78 | 78 | 22921223 | High | 0.73 |  |  | 09/28/2023 | 213286790 | 09/28/2023
A.O. Smith Water Products Company | Lochinvar | LTI-310CX3 1** | Federally-Regulated Consumer Product | Natural gas |  | 1 |  | 190000 |  |  |  | False | Instantaneous gas-fired |  | 4.7 | 83 | 24 | 20815362 | High | 0.81 |  | 0 | 09/28/2023 | 213249683 | 09/28/2023
A.O. Smith Water Products Company | Lochinvar | LET-55-8 1** | Federally-Regulated Consumer Product | Electric resistance |  | 55 |  | 4.5 | True |  |  | False | Electric storage | 72 |  | 98 | 3531 |  | Medium | 0.93 |  |  | 09/28/2023 | 213249346 | 09/28/2023
A.O. Smith Water Products Company | Lochinvar | UPVN05040 | Federally-Regulated Consumer Product | Natural gas |  | 48 |  | 42000 | True |  |  | False | Gas-fired storage | 85 |  | 78 | 74 | 23256918 | High | 0.72 |  |  | 09/28/2023 | 213286796 | 09/28/2023
A.O. Smith Water Products Company | A. O. SMITH | G6-UPT4042NV 1** | Federally-Regulated Consumer Product | Natural gas |  | 38 |  | 42000 | True |  |  | False | Gas-fired storage | 91 |  | 78 | 78 | 22921223 | High | 0.73 |  |  | 09/01/2023 | 213286788 | 09/28/2023
A.O. Smith Water Products Company | A. O. SMITH | ATI-310CX3 1** | Federally-Regulated Consumer Product | Natural gas |  | 1 |  | 190000 |  |  |  | False | Instantaneous gas-fired |  | 4.7 | 83 | 24 | 20815362 | High | 0.81 |  | 0 | 08/10/2023 | 213249684 | 09/28/2023
A.O. Smith Water Products Company | A. O. SMITH | G6-UPT5040NV 1** | Federally-Regulated Consumer Product | Natural gas |  | 48 |  | 42000 | True |  |  | False | Gas-fired storage | 85 |  | 78 | 74 | 23256918 | High | 0.72 |  |  | 09/01/2023 | 213286794 | 09/28/2023
A.O. Smith Water Products Company | A. O. SMITH | ATI-510CX3 1** | Federally-Regulated Consumer Product | Natural gas |  | 1 |  | 199000 |  |  |  | False | Instantaneous gas-fired |  | 5 | 83 | 23 | 20818774 | High | 0.81 |  | 0 | 08/10/2023 | 213249689 | 09/28/2023
A.O. Smith Water Products Company | A. O. SMITH | GPVNT-50 1** | Federally-Regulated Consumer Product | Natural gas |  | 48 |  | 42000 | True |  |  | False | Gas-fired storage | 85 |  | 78 | 74 | 23256918 | High | 0.72 |  |  | 09/01/2023 | 213286793 | 09/28/2023
A.O. Smith Water Products Company | A. O. SMITH | GPVNT-40 1** | Federally-Regulated Consumer Product | Natural gas |  | 38 |  | 42000 | True |  |  | False | Gas-fired storage | 91 |  | 78 | 78 | 22921223 | High | 0.73 |  |  | 09/01/2023 | 213286787 | 09/28/2023
Rheem Sales Company, Inc. | Ruud | PRO+G40-36P RU AX | Federally-Regulated Consumer Product | LPG |  | 38 |  | 36000 | True |  |  | False | Gas-fired storage | 84 |  | 80 | 0 | 25646625 | High | 0.66 |  |  | 09/26/2023 | 209403928 | 09/28/2023
Rheem Sales Company, Inc. | Ruud | PROG50S-36P RU61 | Federally-Regulated Consumer Product | LPG |  | 48 |  | 36000 | True |  |  | False | Gas-fired storage | 87 |  | 75 | 0 | 26867893 | High | 0.63 |  |  | 05/18/2023 | 8065139 | 09/28/2023
Rheem Sales Company, Inc. | Ruud | PROG40-36P RU AX | Federally-Regulated Consumer Product | LPG |  | 38 |  | 36000 | True |  |  | False | Gas-fired storage | 84 |  | 80 | 0 | 25646625 | High | 0.66 |  |  | 09/26/2023 | 209403930 | 09/28/2023
Rheem Sales Company, Inc. | Ruud | PH2-50SPF1 | Federally-Regulated Consumer Product | LPG |  | 48 |  | 36000 | True |  |  | False | Gas-fired storage | 87 |  | 75 | 0 | 26867893 | High | 0.63 |  |  | 05/18/2023 | 8065141 | 09/28/2023
Rheem Sales Company, Inc. | Ruud | PROG50-38N RU60 TT | Federally-Regulated Consumer Product | Natural gas |  | 48 |  | 38000 | True |  |  | False | Gas-fired storage | 85 |  | 83 | 0 | 26448082 | High | 0.64 |  |  | 04/06/2023 | 206214379 | 09/28/2023
Rheem Sales Company, Inc. | Ruud | PRO+G40-40N RU AX | Federally-Regulated Consumer Product | Natural gas |  | 38 |  | 40000 | True |  |  | False | Gas-fired storage | 84 |  | 80 | 0 | 25646625 | High | 0.66 |  |  | 09/26/2023 | 209403929 | 09/28/2023
Rheem Sales Company, Inc. | Ruud | PH2R40-40F* | Federally-Regulated Consumer Product | Natural gas |  | 38 |  | 40000 | True |  |  | False | Gas-fired storage | 84 |  | 80 | 0 | 25646625 | High | 0.66 |  |  | 09/26/2023 | 209439639 | 09/28/2023
Rheem Sales Company, Inc. | Ruud | PRO+G50S-36P RU61 | Federally-Regulated Consumer Product | LPG |  | 48 |  | 36000 | True |  |  | False | Gas-fired storage | 87 |  | 75 | 0 | 26867893 | High | 0.63 |  |  | 05/18/2023 | 8065138 | 09/28/2023
Rheem Sales Company, Inc. | Ruud | PROG40-40N RU AX | Federally-Regulated Consumer Product | Natural gas |  | 38 |  | 40000 | True |  |  | False | Gas-fired storage | 84 |  | 80 | 0 | 25646625 | High | 0.66 |  |  | 09/26/2023 | 209403931 | 09/28/2023
Rheem Sales Company, Inc. | Ruud | PROG50S-40N RU61 | Federally-Regulated Consumer Product | Natural gas |  | 48 |  | 40000 | True |  |  | False | Gas-fired storage | 87 |  | 75 | 0 | 26867893 | High | 0.63 |  |  | 04/06/2023 | 8065137 | 09/28/2023
Rheem Sales Company, Inc. | Ruud | PROG40-40N RU62 TT | Federally-Regulated Consumer Product | Natural gas |  | 38 |  | 40000 | True |  |  | False | Gas-fired storage | 84 |  | 80 | 0 | 25646625 | High | 0.66 |  |  | 09/26/2023 | 206214377 | 09/28/2023
Rheem Sales Company, Inc. | Ruud | PH2-50SF1 | Federally-Regulated Consumer Product | Natural gas |  | 48 |  | 40000 | True |  |  | False | Gas-fired storage | 87 |  | 75 | 0 | 26867893 | High | 0.63 |  |  | 04/06/2023 | 8065140 | 09/28/2023
Rheem Sales Company, Inc. | Ruud | PROG50-40N RU62 TT | Federally-Regulated Consumer Product | Natural gas |  | 48 |  | 40000 | True |  |  | False | Gas-fired storage | 76 |  | 81 | 0 | 26041188 | High | 0.65 |  |  | 04/06/2023 | 206214381 | 09/28/2023
A.O. Smith Water Products Company | State | GTS-510CX3 1** | Federally-Regulated Consumer Product | Natural gas |  | 1 |  | 199000 |  |  |  | False | Instantaneous gas-fired |  | 5 | 83 | 23 | 20818774 | High | 0.81 |  | 0 | 09/28/2023 | 213249691 | 09/28/2023
A.O. Smith Water Products Company | State | GS6-50-UBPVT 1** | Federally-Regulated Consumer Product | Natural gas |  | 48 |  | 42000 | True |  |  | False | Gas-fired storage | 85 |  | 78 | 74 | 23256918 | High | 0.72 |  |  | 09/28/2023 | 213286798 | 09/28/2023
A.O. Smith Water Products Company | State | GTS-310CX3 1** | Federally-Regulated Consumer Product | Natural gas |  | 1 |  | 190000 |  |  |  | False | Instantaneous gas-fired |  | 4.7 | 83 | 24 | 20815362 | High | 0.81 |  | 0 | 09/28/2023 | 213249685 | 09/28/2023
A.O. Smith Water Products Company | State | GS6-40-UBPVT 1** | Federally-Regulated Consumer Product | Natural gas |  | 38 |  | 42000 | True |  |  | False | Gas-fired storage | 91 |  | 78 | 78 | 22921223 | High | 0.73 |  |  | 09/28/2023 | 213286792 | 09/28/2023
A.O. Smith Water Products Company | Takagi | TK-510CX3 1** | Federally-Regulated Consumer Product | Natural gas |  | 1 |  | 199000 |  |  |  | False | Instantaneous gas-fired |  | 5 | 83 | 23 | 20818774 | High | 0.81 |  | 0 | 08/10/2023 | 213249687 | 09/28/2023
A.O. Smith Water Products Company | Takagi | TK-310CX3 1** | Federally-Regulated Consumer Product | Natural gas |  | 1 |  | 190000 |  |  |  | False | Instantaneous gas-fired |  | 4.7 | 83 | 24 | 20815362 | High | 0.81 |  | 0 | 08/10/2023 | 213249681 | 09/28/2023
American Water Heater Co. | American | UPG62-50T42NV 1** | Federally-Regulated Consumer Product | Natural gas |  | 48 |  | 42000 | True |  |  | False | Gas-fired storage | 85 |  | 78 | 74 | 23256918 | High | 0.72 |  |  | 09/28/2023 | 213286795 | 09/28/2023
American Water Heater Co. | American | GT-510CX3 1** | Federally-Regulated Consumer Product | Natural gas |  | 1 |  | 199000 |  |  |  | False | Instantaneous gas-fired |  | 5 | 83 | 23 | 20818774 | High | 0.81 |  | 0 | 09/28/2023 | 213249690 | 09/28/2023
American Water Heater Co. | American | GT-310CX3 1** | Federally-Regulated Consumer Product | Natural gas |  | 1 |  | 190000 |  |  |  | False | Instantaneous gas-fired |  | 4.7 | 83 | 24 | 20815362 | High | 0.81 |  | 0 | 09/28/2023 | 213249686 | 09/28/2023
American Water Heater Co. | American | UPG62-40T42NV 1** | Federally-Regulated Consumer Product | Natural gas |  | 38 |  | 42000 | True |  |  | False | Gas-fired storage | 91 |  | 78 | 78 | 22921223 | High | 0.73 |  |  | 09/28/2023 | 213286789 | 09/28/2023
A.O. Smith Water Products Company | A. O. SMITH | G6-UPT4042NV 1** | Federally-Regulated Consumer Product | Natural gas |  | 38 |  | 42000 | True |  |  | False | Gas-fired storage | 91 |  | 78 | 78 | 22921223 | High | 0.73 |  |  | 09/28/2023 | 213286788 | 09/28/2023
A.O. Smith Water Products Company | A. O. SMITH | ATI-310CX3 1** | Federally-Regulated Consumer Product | Natural gas |  | 1 |  | 190000 |  |  |  | False | Instantaneous gas-fired |  | 4.7 | 83 | 24 | 20815362 | High | 0.81 |  | 0 | 09/28/2023 | 213249684 | 09/28/2023
A.O. Smith Water Products Company | A. O. SMITH | G6-UPT5040NV 1** | Federally-Regulated Consumer Product | Natural gas |  | 48 |  | 42000 | True |  |  | False | Gas-fired storage | 85 |  | 78 | 74 | 23256918 | High | 0.72 |  |  | 09/28/2023 | 213286794 | 09/28/2023
A.O. Smith Water Products Company | A. O. SMITH | ATI-510CX3 1** | Federally-Regulated Consumer Product | Natural gas |  | 1 |  | 199000 |  |  |  | False | Instantaneous gas-fired |  | 5 | 83 | 23 | 20818774 | High | 0.81 |  | 0 | 09/28/2023 | 213249689 | 09/28/2023
A.O. Smith Water Products Company | A. O. SMITH | GPVNT-50 1** | Federally-Regulated Consumer Product | Natural gas |  | 48 |  | 42000 | True |  |  | False | Gas-fired storage | 85 |  | 78 | 74 | 23256918 | High | 0.72 |  |  | 09/28/2023 | 213286793 | 09/28/2023
A.O. Smith Water Products Company | A. O. SMITH | GPVNT-40 1** | Federally-Regulated Consumer Product | Natural gas |  | 38 |  | 42000 | True |  |  | False | Gas-fired storage | 91 |  | 78 | 78 | 22921223 | High | 0.73 |  |  | 09/28/2023 | 213286787 | 09/28/2023
A.O. Smith Water Products Company | Takagi | TK-510CX3 1** | Federally-Regulated Consumer Product | Natural gas |  | 1 |  | 199000 |  |  |  | False | Instantaneous gas-fired |  | 5 | 83 | 23 | 20818774 | High | 0.81 |  | 0 | 09/28/2023 | 213249687 | 09/28/2023
A.O. Smith Water Products Company | Takagi | TK-310CX3 1** | Federally-Regulated Consumer Product | Natural gas |  | 1 |  | 190000 |  |  |  | False | Instantaneous gas-fired |  | 4.7 | 83 | 24 | 20815362 | High | 0.81 |  | 0 | 09/28/2023 | 213249681 | 09/28/2023
A.O. Smith Water Products Company | RELIANCE WATER HEATERS | TS-510CX3 1** | Federally-Regulated Consumer Product | Natural gas |  | 1 |  | 199000 |  |  |  | False | Instantaneous gas-fired |  | 5 | 83 | 23 | 20818774 | High | 0.81 |  | 0 | 09/28/2023 | 213249688 | 09/28/2023
A.O. Smith Water Products Company | RELIANCE WATER HEATERS | 9-40-NBCT 410 | Federally-Regulated Consumer Product | Natural gas |  | 38 |  | 40000 | True |  |  | False | Gas-fired storage | 80 |  | 78 | 7688 | 216626 | High | 0.64 |  |  | 09/28/2023 | 213199419 | 09/28/2023
A.O. Smith Water Products Company | RELIANCE WATER HEATERS | 6-40-UBPVT 1** | Federally-Regulated Consumer Product | Natural gas |  | 38 |  | 42000 | True |  |  | False | Gas-fired storage | 91 |  | 78 | 78 | 22921223 | High | 0.73 |  |  | 09/28/2023 | 213286791 | 09/28/2023
A.O. Smith Water Products Company | RELIANCE WATER HEATERS | 6-50-UBPVT 1** | Federally-Regulated Consumer Product | Natural gas |  | 48 |  | 42000 | True |  |  | False | Gas-fired storage | 85 |  | 78 | 74 | 23256918 | High | 0.72 |  |  | 09/28/2023 | 213286797 | 09/28/2023
A.O. Smith Water Products Company | RELIANCE WATER HEATERS | TS-310CX3 1** | Federally-Regulated Consumer Product | Natural gas |  | 1 |  | 190000 |  |  |  | False | Instantaneous gas-fired |  | 4.7 | 83 | 24 | 20815362 | High | 0.81 |  | 0 | 09/28/2023 | 213249682 | 09/28/2023
A.O. Smith Water Products Company | RELIANCE WATER HEATERS | 10-66-DHPTV 2** | Federally-Regulated Consumer Product | Heat pump |  | 68 |  | 0.9 | True |  |  | False | Electric storage | 76 |  | 368 | 1550 |  | High | 3.2 |  |  | 09/28/2023 | 213255770 | 09/28/2023
A.O. Smith Water Products Company | Takagi | TK-510CX3 1** | Federally-Regulated Consumer Product | Natural gas |  | 1 |  | 199000 |  |  |  | False | Instantaneous gas-fired |  | 5 | 83 | 23 | 20818774 | High | 0.81 |  | 0 | 09/28/2023 | 213249687 | 09/28/2023
A.O. Smith Water Products Company | Takagi | TK-310CX3 1** | Federally-Regulated Consumer Product | Natural gas |  | 1 |  | 190000 |  |  |  | False | Instantaneous gas-fired |  | 4.7 | 83 | 24 | 20815362 | High | 0.81 |  | 0 | 09/28/2023 | 213249681 | 09/28/2023
A.O. Smith Water Products Company | Lochinvar | LTI-510CX3 1** | Federally-Regulated Consumer Product | Natural gas |  | 1 |  | 199000 |  |  |  | False | Instantaneous gas-fired |  | 5 | 83 | 23 | 20818774 | High | 0.81 |  | 0 | 09/28/2023 | 213249692 | 09/28/2023
A.O. Smith Water Products Company | Lochinvar | LET-40-8 1** | Federally-Regulated Consumer Product | Electric resistance |  | 36 |  | 4.5 | True |  |  | False | Electric storage | 53 |  | 98 | 3531 |  | Medium | 0.92 |  |  | 09/28/2023 | 213249680 | 09/28/2023
A.O. Smith Water Products Company | Lochinvar | LET-55 1** | Federally-Regulated Consumer Product | Electric resistance |  | 55 |  | 4.5 | True |  |  | False | Electric storage | 72 |  | 98 | 3531 |  | Medium | 0.93 |  |  | 09/28/2023 | 213249345 | 09/28/2023
A.O. Smith Water Products Company | Lochinvar | LET-40 1** | Federally-Regulated Consumer Product | Electric resistance |  | 36 |  | 4.5 | True |  |  | False | Electric storage | 53 |  | 98 | 3531 |  | Medium | 0.92 |  |  | 09/28/2023 | 213249679 | 09/28/2023
A.O. Smith Water Products Company | Lochinvar | UPNV04040 1** | Federally-Regulated Consumer Product | Natural gas |  | 38 |  | 42000 | True |  |  | False | Gas-fired storage | 91 |  | 78 | 78 | 22921223 | High | 0.73 |  |  | 09/28/2023 | 213286790 | 09/28/2023
A.O. Smith Water Products Company | Lochinvar | LTI-310CX3 1** | Federally-Regulated Consumer Product | Natural gas |  | 1 |  | 190000 |  |  |  | False | Instantaneous gas-fired |  | 4.7 | 83 | 24 | 20815362 | High | 0.81 |  | 0 | 09/28/2023 | 213249683 | 09/28/2023
A.O. Smith Water Products Company | Lochinvar | LET-55-8 1** | Federally-Regulated Consumer Product | Electric resistance |  | 55 |  | 4.5 | True |  |  | False | Electric storage | 72 |  | 98 | 3531 |  | Medium | 0.93 |  |  | 09/28/2023 | 213249346 | 09/28/2023
A.O. Smith Water Products Company | Lochinvar | UPVN05040 | Federally-Regulated Consumer Product | Natural gas |  | 48 |  | 42000 | True |  |  | False | Gas-fired storage | 85 |  | 78 | 74 | 23256918 | High | 0.72 |  |  | 09/28/2023 | 213286796 | 09/28/2023
A.O. Smith Water Products Company | A. O. SMITH | G6-UPT4042NV 1** | Federally-Regulated Consumer Product | Natural gas |  | 38 |  | 42000 | True |  |  | False | Gas-fired storage | 91 |  | 78 | 78 | 22921223 | High | 0.73 |  |  | 09/28/2023 | 213286788 | 09/28/2023
A.O. Smith Water Products Company | A. O. SMITH | ATI-310CX3 1** | Federally-Regulated Consumer Product | Natural gas |  | 1 |  | 190000 |  |  |  | False | Instantaneous gas-fired |  | 4.7 | 83 | 24 | 20815362 | High | 0.81 |  | 0 | 09/28/2023 | 213249684 | 09/28/2023
A.O. Smith Water Products Company | A. O. SMITH | G6-UPT5040NV 1** | Federally-Regulated Consumer Product | Natural gas |  | 48 |  | 42000 | True |  |  | False | Gas-fired storage | 85 |  | 78 | 74 | 23256918 | High | 0.72 |  |  | 09/28/2023 | 213286794 | 09/28/2023
A.O. Smith Water Products Company | A. O. SMITH | ATI-510CX3 1** | Federally-Regulated Consumer Product | Natural gas |  | 1 |  | 199000 |  |  |  | False | Instantaneous gas-fired |  | 5 | 83 | 23 | 20818774 | High | 0.81 |  | 0 | 09/28/2023 | 213249689 | 09/28/2023
A.O. Smith Water Products Company | A. O. SMITH | GPVNT-50 1** | Federally-Regulated Consumer Product | Natural gas |  | 48 |  | 42000 | True |  |  | False | Gas-fired storage | 85 |  | 78 | 74 | 23256918 | High | 0.72 |  |  | 09/28/2023 | 213286793 | 09/28/2023
A.O. Smith Water Products Company | A. O. SMITH | GPVNT-40 1** | Federally-Regulated Consumer Product | Natural gas |  | 38 |  | 42000 | True |  |  | False | Gas-fired storage | 91 |  | 78 | 78 | 22921223 | High | 0.73 |  |  | 09/28/2023 | 213286787 | 09/28/2023
A.O. Smith Water Products Company | State | GTS-510CX3 1** | Federally-Regulated Consumer Product | Natural gas |  | 1 |  | 199000 |  |  |  | False | Instantaneous gas-fired |  | 5 | 83 | 23 | 20818774 | High | 0.81 |  | 0 | 09/28/2023 | 213249691 | 09/28/2023
A.O. Smith Water Products Company | State | GS6-50-UBPVT 1** | Federally-Regulated Consumer Product | Natural gas |  | 48 |  | 42000 | True |  |  | False | Gas-fired storage | 85 |  | 78 | 74 | 23256918 | High | 0.72 |  |  | 09/28/2023 | 213286798 | 09/28/2023
A.O. Smith Water Products Company | State | GTS-310CX3 1** | Federally-Regulated Consumer Product | Natural gas |  | 1 |  | 190000 |  |  |  | False | Instantaneous gas-fired |  | 4.7 | 83 | 24 | 20815362 | High | 0.81 |  | 0 | 09/28/2023 | 213249685 | 09/28/2023
A.O. Smith Water Products Company | State | GS6-40-UBPVT 1** | Federally-Regulated Consumer Product | Natural gas |  | 38 |  | 42000 | True |  |  | False | Gas-fired storage | 91 |  | 78 | 78 | 22921223 | High | 0.73 |  |  | 09/28/2023 | 213286792 | 09/28/2023
American Water Heater Co. | American | UPG62-50T42NV 1** | Federally-Regulated Consumer Product | Natural gas |  | 48 |  | 42000 | True |  |  | False | Gas-fired storage | 85 |  | 78 | 74 | 23256918 | High | 0.72 |  |  | 09/28/2023 | 213286795 | 09/28/2023
American Water Heater Co. | American | GT-510CX3 1** | Federally-Regulated Consumer Product | Natural gas |  | 1 |  | 199000 |  |  |  | False | Instantaneous gas-fired |  | 5 | 83 | 23 | 20818774 | High | 0.81 |  | 0 | 09/28/2023 | 213249690 | 09/28/2023
American Water Heater Co. | American | GT-310CX3 1** | Federally-Regulated Consumer Product | Natural gas |  | 1 |  | 190000 |  |  |  | False | Instantaneous gas-fired |  | 4.7 | 83 | 24 | 20815362 | High | 0.81 |  | 0 | 09/28/2023 | 213249686 | 09/28/2023
American Water Heater Co. | American | UPG62-40T42NV 1** | Federally-Regulated Consumer Product | Natural gas |  | 38 |  | 42000 | True |  |  | False | Gas-fired storage | 91 |  | 78 | 78 | 22921223 | High | 0.73 |  |  | 09/28/2023 | 213286789 | 09/28/2023
A.O. Smith Water Products Company | State | GS6-50-RCUTR 4** | Federally-Regulated Consumer Product | Natural gas |  | 48 |  | 50000 | True |  |  | False | Gas-fired storage | 92 |  | 77 | 0 | 26867893 | High | 0.63 |  |  | 07/06/2023 | 212696140 | 09/29/2023
A.O. Smith Water Products Company | Lochinvar | UTN05050R 4** | Federally-Regulated Consumer Product | Natural gas |  | 48 |  | 50000 | True |  |  | False | Gas-fired storage | 92 |  | 77 | 0 | 26867893 | High | 0.63 |  |  | 07/06/2023 | 212696138 | 09/29/2023
A.O. Smith Water Products Company | Lochinvar | DRS 50B 1** | Federally-Regulated Consumer Product | Electric resistance |  | 44 |  | 4.5 | True |  |  | False | Electric storage | 55 |  | 98 | 3531 |  | Medium | 0.92 |  |  | 06/15/2023 | 212604287 | 09/29/2023
A.O. Smith Water Products Company | Lochinvar | UTN05050-8R 4** | Federally-Regulated Consumer Product | Natural gas |  | 48 |  | 50000 | True |  |  | False | Gas-fired storage | 92 |  | 77 | 0 | 26867893 | High | 0.63 |  |  | 07/06/2023 | 212696137 | 09/29/2023
American Water Heater Co. | American | GU62 50T50R 4** | Federally-Regulated Consumer Product | Natural gas |  | 48 |  | 50000 | True |  |  | False | Gas-fired storage | 92 |  | 77 | 0 | 26867893 | High | 0.63 |  |  | 07/06/2023 | 212696136 | 09/29/2023
A.O. Smith Water Products Company | A. O. SMITH | GURT-50RL 4** | Federally-Regulated Consumer Product | Natural gas |  | 48 |  | 50000 | True |  |  | False | Gas-fired storage | 92 |  | 77 | 0 | 26867893 | High | 0.63 |  |  | 07/06/2023 | 212696037 | 09/29/2023
A.O. Smith Water Products Company | A. O. SMITH | G6-UT5050NVR 4** | Federally-Regulated Consumer Product | Natural gas |  | 48 |  | 50000 | True |  |  | False | Gas-fired storage | 92 |  | 77 | 0 | 26867893 | High | 0.63 |  |  | 07/06/2023 | 212696133 | 09/29/2023
A.O. Smith Water Products Company | A. O. SMITH | XURT-50RL 4** | Federally-Regulated Consumer Product | Natural gas |  | 48 |  | 50000 | True |  |  | False | Gas-fired storage | 92 |  | 77 | 0 | 26867893 | High | 0.63 |  |  | 07/06/2023 | 212696134 | 09/29/2023
A.O. Smith Water Products Company | State | GS6-50-RCUTR 4** | Federally-Regulated Consumer Product | Natural gas |  | 49 |  | 50000 | True |  |  | False | Gas-fired storage | 92 |  | 77 | 0 | 26867893 | High | 0.63 |  |  | 09/29/2023 | 212696140 | 09/29/2023
A.O. Smith Water Products Company | Lochinvar | UTN05050R 4** | Federally-Regulated Consumer Product | Natural gas |  | 49 |  | 50000 | True |  |  | False | Gas-fired storage | 92 |  | 77 | 0 | 26867893 | High | 0.63 |  |  | 09/29/2023 | 212696138 | 09/29/2023
A.O. Smith Water Products Company | Lochinvar | DRS 50B 1** | Federally-Regulated Consumer Product | Electric resistance |  | 44 |  | 4.5 | True |  |  | False | Electric storage | 55 |  | 98 | 3531 |  | Medium | 0.92 |  |  | 09/29/2023 | 212604287 | 09/29/2023
A.O. Smith Water Products Company | Lochinvar | UTN05050-8R 4** | Federally-Regulated Consumer Product | Natural gas |  | 49 |  | 50000 | True |  |  | False | Gas-fired storage | 92 |  | 77 | 0 | 26867893 | High | 0.63 |  |  | 09/29/2023 | 212696137 | 09/29/2023
American Water Heater Co. | American | GU62 50T50R 4** | Federally-Regulated Consumer Product | Natural gas |  | 49 |  | 50000 | True |  |  | False | Gas-fired storage | 92 |  | 77 | 0 | 26867893 | High | 0.63 |  |  | 09/29/2023 | 212696136 | 09/29/2023
A.O. Smith Water Products Company | A. O. SMITH | GURT-50RL 4** | Federally-Regulated Consumer Product | Natural gas |  | 49 |  | 50000 | True |  |  | False | Gas-fired storage | 92 |  | 77 | 0 | 26867893 | High | 0.63 |  |  | 09/29/2023 | 212696037 | 09/29/2023
A.O. Smith Water Products Company | A. O. SMITH | G6-UT5050NVR 4** | Federally-Regulated Consumer Product | Natural gas |  | 49 |  | 50000 | True |  |  | False | Gas-fired storage | 92 |  | 77 | 0 | 26867893 | High | 0.63 |  |  | 09/29/2023 | 212696133 | 09/29/2023
A.O. Smith Water Products Company | A. O. SMITH | XURT-50RL 4** | Federally-Regulated Consumer Product | Natural gas |  | 49 |  | 50000 | True |  |  | False | Gas-fired storage | 92 |  | 77 | 0 | 26867893 | High | 0.63 |  |  | 09/29/2023 | 212696134 | 09/29/2023
A.O. Smith Water Products Company | A. O. SMITH | GURT-50RL 4** | Federally-Regulated Consumer Product | Natural gas |  | 49 |  | 50000 | True |  |  | False | Gas-fired storage | 92 |  | 77 | 0 | 26867893 | High | 0.63 |  |  | 09/29/2023 | 212696037 | 09/29/2023
A.O. Smith Water Products Company | A. O. SMITH | G6-UT5050NVR 4** | Federally-Regulated Consumer Product | Natural gas |  | 49 |  | 50000 | True |  |  | False | Gas-fired storage | 92 |  | 77 | 0 | 26867893 | High | 0.63 |  |  | 09/29/2023 | 212696133 | 09/29/2023
A.O. Smith Water Products Company | A. O. SMITH | XURT-50RL 4** | Federally-Regulated Consumer Product | Natural gas |  | 49 |  | 50000 | True |  |  | False | Gas-fired storage | 92 |  | 77 | 0 | 26867893 | High | 0.63 |  |  | 09/29/2023 | 212696134 | 09/29/2023
A.O. Smith Water Products Company | Lochinvar | UTN05050R 4** | Federally-Regulated Consumer Product | Natural gas |  | 49 |  | 50000 | True |  |  | False | Gas-fired storage | 92 |  | 77 | 0 | 26867893 | High | 0.63 |  |  | 09/29/2023 | 212696138 | 09/29/2023
A.O. Smith Water Products Company | Lochinvar | DRS 50B 1** | Federally-Regulated Consumer Product | Electric resistance |  | 44 |  | 4.5 | True |  |  | False | Electric storage | 55 |  | 98 | 3531 |  | Medium | 0.92 |  |  | 09/29/2023 | 212604287 | 09/29/2023
A.O. Smith Water Products Company | Lochinvar | UTN05050-8R 4** | Federally-Regulated Consumer Product | Natural gas |  | 49 |  | 50000 | True |  |  | False | Gas-fired storage | 92 |  | 77 | 0 | 26867893 | High | 0.63 |  |  | 09/29/2023 | 212696137 | 09/29/2023
American Water Heater Co. | American | GU62 50T50R 4** | Federally-Regulated Consumer Product | Natural gas |  | 49 |  | 50000 | True |  |  | False | Gas-fired storage | 92 |  | 77 | 0 | 26867893 | High | 0.63 |  |  | 09/29/2023 | 212696136 | 09/29/2023
A.O. Smith Water Products Company | State | GS6-50-RCUTR 4** | Federally-Regulated Consumer Product | Natural gas |  | 49 |  | 50000 | True |  |  | False | Gas-fired storage | 92 |  | 77 | 0 | 26867893 | High | 0.63 |  |  | 09/29/2023 | 212696140 | 09/29/2023
Rinnai America | Rinnai | REU-VC2837FFUD-US | Federally-Regulated Consumer Product | LPG |  | 1 |  | 199000 |  |  |  | True | Instantaneous gas-fired |  | 4.9 | 82 | 25 | 19370760 | High | 0.87 |  | 0 | 05/18/2023 | 5035306 | 10/03/2023
Rinnai America | Rinnai | (RU180E) REU-N2934W-US | Federally-Regulated Consumer Product | Natural gas |  | 0 |  | 180000 |  |  |  | True | Instantaneous gas-fired |  | 5.3 | 97 | 11 | 17780123 | High | 0.95 |  | 0 | 04/06/2023 | 10595463 | 10/03/2023
Rinnai America | Rinnai | REU-VC2528FFU-US | Federally-Regulated Consumer Product | Natural gas |  | 1 |  | 180000 |  |  |  | True | Instantaneous gas-fired |  | 4.3 | 82 | 12 | 19415116 | High | 0.87 |  | 0 | 05/18/2023 | 5211505 | 10/03/2023
Rinnai America | Rinnai | RE140I (REU-VE1720FFD-US) | Federally-Regulated Consumer Product | LPG |  | 0 |  | 140000 |  |  |  | True | Instantaneous gas-fired |  | 3.1 | 83 | 10 | 13648603 | Medium | 0.81 |  | 0 | 02/23/2023 | 208210667 | 10/03/2023
Rinnai America | Rinnai | (V94E) REU-VC2837W-US | Federally-Regulated Consumer Product | LPG |  | 1 |  | 199000 |  |  |  | True | Instantaneous gas-fired |  | 4.8 | 82 | 27 | 20805126 | High | 0.81 |  | 0 | 04/04/2023 | 8669106 | 10/03/2023
Rinnai America | Rinnai | RE140I (REU-VE1720FFD-US) | Federally-Regulated Consumer Product | Natural gas |  | 0 |  | 140000 |  |  |  | True | Instantaneous gas-fired |  | 3.1 | 83 | 10 | 13648603 | Medium | 0.81 |  | 0 | 02/23/2023 | 208210667 | 10/03/2023
Rinnai America | Rinnai | REU-VC2528WD(A)-US | Federally-Regulated Consumer Product | Natural gas |  | 1 |  | 180000 |  |  |  | True | Instantaneous gas-fired |  | 4.3 | 80 | 28 | 20801714 | High | 0.81 |  | 0 | 02/23/2023 | 5339227 | 10/03/2023
Rinnai America | Rinnai | REU-VC2837FFUD-US | Federally-Regulated Consumer Product | Natural gas |  | 1 |  | 199000 |  |  |  | True | Instantaneous gas-fired |  | 4.9 | 82 | 25 | 19370760 | High | 0.87 |  | 0 | 05/18/2023 | 5035306 | 10/03/2023
Rinnai America | Rinnai | RSC160IP | Federally-Regulated Consumer Product | LPG |  | 0 |  | 160000 |  |  |  | True | Instantaneous gas-fired |  | 4.5 | 97 | 26 | 17728943 | High | 0.95 |  | 0 | 05/05/2023 | 208141213 | 10/03/2023
Rinnai America | Rinnai | RE199I (REU-VE2737FFD-US) | Federally-Regulated Consumer Product | Natural gas |  | 0 |  | 199000 |  |  |  | True | Instantaneous gas-fired |  | 4.6 | 83 | 16 | 20587813 | High | 0.82 |  | 0 | 04/04/2023 | 208210671 | 10/03/2023
Rinnai America | Rinnai | (RU180E) REU-N2934W-US | Federally-Regulated Consumer Product | LPG |  | 0 |  | 180000 |  |  |  | True | Instantaneous gas-fired |  | 5.3 | 97 | 11 | 17780123 | High | 0.95 |  | 0 | 04/06/2023 | 10595463 | 10/03/2023
Rinnai America | Rinnai | REP160I (REU-VEP2125FFD-US) | Federally-Regulated Consumer Product | Natural gas |  | 0 |  | 160000 |  |  |  | True | Instantaneous gas-fired |  | 3.5 | 83 | 10 | 13648603 | Medium | 0.81 |  | 0 | 02/23/2023 | 208210796 | 10/03/2023
Rinnai America | Rinnai | REU-VC2528FFUD(A)-US | Federally-Regulated Consumer Product | Natural gas |  | 1 |  | 180000 |  |  |  | True | Instantaneous gas-fired |  | 4.3 | 82 | 12 | 19415116 | High | 0.87 |  | 0 | 05/18/2023 | 5339228 | 10/03/2023
Rinnai America | Rinnai | RE160I (REU-VE2125FFD-US) | Federally-Regulated Consumer Product | Natural gas |  | 0 |  | 160000 |  |  |  | True | Instantaneous gas-fired |  | 3.5 | 83 | 10 | 13648603 | Medium | 0.81 |  | 0 | 02/23/2023 | 208210668 | 10/03/2023
Rinnai America | Rinnai | (RU160I) REU-N2530FF-US | Federally-Regulated Consumer Product | LPG |  | 0 |  | 160000 |  |  |  | True | Instantaneous gas-fired |  | 4.5 | 97 | 26 | 17728943 | High | 0.95 |  | 0 | 04/06/2023 | 10595452 | 10/03/2023
Rinnai America | Rinnai | REP160I (REU-VEP2125FFD-US) | Federally-Regulated Consumer Product | LPG |  | 0 |  | 160000 |  |  |  | True | Instantaneous gas-fired |  | 3.5 | 83 | 10 | 13648603 | Medium | 0.81 |  | 0 | 02/23/2023 | 208210796 | 10/03/2023
Rinnai America | Rinnai | REU-VC2528FFU-US | Federally-Regulated Consumer Product | LPG |  | 1 |  | 180000 |  |  |  | True | Instantaneous gas-fired |  | 4.3 | 82 | 12 | 19415116 | High | 0.87 |  | 0 | 05/18/2023 | 5211505 | 10/03/2023
Rinnai America | Rinnai | (V94I) REU-VC2837FFU-US | Federally-Regulated Consumer Product | LPG |  | 1 |  | 199000 |  |  |  | True | Instantaneous gas-fired |  | 4.9 | 83 | 22 | 19380996 | High | 0.87 |  | 0 | 05/18/2023 | 8669114 | 10/03/2023
Rinnai America | Rinnai | V53DE (REU-AM1620WD-US) | Federally-Regulated Consumer Product | LPG |  | 0 |  | 120000 |  |  |  | True | Instantaneous gas-fired |  | 3 | 83 | 1 | 13679311 | Medium | 0.81 |  | 0 | 04/04/2023 | 202029992 | 10/03/2023
Rinnai America | Rinnai | RSC199EN | Federally-Regulated Consumer Product | Natural gas |  | 0 |  | 199000 |  |  |  | True | Instantaneous gas-fired |  | 5.7 | 97 | 11 | 17780123 | High | 0.95 |  | 0 | 05/05/2023 | 208141211 | 10/03/2023
Rinnai America | Rinnai | RE160I (REU-VE2125FFD-US) | Federally-Regulated Consumer Product | LPG |  | 0 |  | 160000 |  |  |  | True | Instantaneous gas-fired |  | 3.5 | 83 | 10 | 13648603 | Medium | 0.81 |  | 0 | 02/23/2023 | 208210668 | 10/03/2023
Rinnai America | Rinnai | RSC160EP | Federally-Regulated Consumer Product | LPG |  | 0 |  | 160000 |  |  |  | True | Instantaneous gas-fired |  | 4.6 | 97 | 11 | 17780123 | High | 0.95 |  | 0 | 05/05/2023 | 208141214 | 10/03/2023
Rinnai America | Rinnai | REU-VC2528W-US | Federally-Regulated Consumer Product | LPG |  | 1 |  | 180000 |  |  |  | True | Instantaneous gas-fired |  | 4.3 | 80 | 28 | 20801714 | High | 0.81 |  | 0 | 02/23/2023 | 5211506 | 10/03/2023
Rinnai America | Rinnai | REP160E (REU-VEP2125WD-US) | Federally-Regulated Consumer Product | LPG |  | 0 |  | 160000 |  |  |  | True | Instantaneous gas-fired |  | 3.7 | 83 | 9 | 13652015 | Medium | 0.81 |  | 0 | 04/04/2023 | 208210798 | 10/03/2023
Rinnai America | Rinnai | (RUCS65I) REU-KCM2025FFU-US | Federally-Regulated Consumer Product | Natural gas |  | 1 |  | 130000 |  |  |  | True | Instantaneous gas-fired |  | 3.7 | 87 | 24 | 12956942 | Medium | 0.85 |  | 0 | 02/23/2023 | 8203411 | 10/03/2023
Rinnai America | Rinnai | (RU199E) REU-N3237W-US | Federally-Regulated Consumer Product | Natural gas |  | 0 |  | 199000 |  |  |  | True | Instantaneous gas-fired |  | 5.7 | 97 | 11 | 17780123 | High | 0.95 |  | 0 | 04/06/2023 | 10595466 | 10/03/2023
Rinnai America | Rinnai | (RUCS65I) REU-KCM2025FFU-US | Federally-Regulated Consumer Product | LPG |  | 1 |  | 130000 |  |  |  | True | Instantaneous gas-fired |  | 3.7 | 87 | 24 | 12956942 | Medium | 0.85 |  | 0 | 02/23/2023 | 8203411 | 10/03/2023
Rinnai America | Rinnai | REP160E (REU-VEP2125WD-US) | Federally-Regulated Consumer Product | Natural gas |  | 0 |  | 160000 |  |  |  | True | Instantaneous gas-fired |  | 3.7 | 83 | 9 | 13652015 | Medium | 0.81 |  | 0 | 04/04/2023 | 208210798 | 10/03/2023
Rinnai America | Rinnai | RSC160EN | Federally-Regulated Consumer Product | Natural gas |  | 0 |  | 160000 |  |  |  | True | Instantaneous gas-fired |  | 4.6 | 97 | 11 | 17780123 | High | 0.95 |  | 0 | 05/05/2023 | 208141210 | 10/03/2023
Rinnai America | Rinnai | REU-VC2528FFUD(A)-US | Federally-Regulated Consumer Product | LPG |  | 1 |  | 180000 |  |  |  | True | Instantaneous gas-fired |  | 4.3 | 82 | 12 | 19415116 | High | 0.87 |  | 0 | 05/18/2023 | 5339228 | 10/03/2023
Rinnai America | Rinnai | REU-VC2837WD-US | Federally-Regulated Consumer Product | LPG |  | 1 |  | 199000 |  |  |  | True | Instantaneous gas-fired |  | 4.8 | 82 | 27 | 20805126 | High | 0.81 |  | 0 | 04/04/2023 | 5035305 | 10/03/2023
Rinnai America | Rinnai | RE199I (REU-VE2737FFD-US) | Federally-Regulated Consumer Product | LPG |  | 0 |  | 199000 |  |  |  | True | Instantaneous gas-fired |  | 4.6 | 83 | 16 | 20587813 | High | 0.82 |  | 0 | 04/04/2023 | 208210671 | 10/03/2023
Rinnai America | Rinnai | (V94I) REU-VC2837FFU-US | Federally-Regulated Consumer Product | Natural gas |  | 1 |  | 199000 |  |  |  | True | Instantaneous gas-fired |  | 4.9 | 83 | 22 | 19380996 | High | 0.87 |  | 0 | 05/18/2023 | 8669114 | 10/03/2023
Rinnai America | Rinnai | RE140E (REU-VE1720WD-US) | Federally-Regulated Consumer Product | LPG |  | 0 |  | 140000 |  |  |  | True | Instantaneous gas-fired |  | 3.2 | 83 | 11 | 13645191 | Medium | 0.81 |  | 0 | 04/04/2023 | 208210672 | 10/03/2023
Rinnai America | Rinnai | RE160E (REU-VE2125WD-US) | Federally-Regulated Consumer Product | LPG |  | 0 |  | 160000 |  |  |  | True | Instantaneous gas-fired |  | 3.7 | 83 | 9 | 13652015 | Medium | 0.81 |  | 0 | 04/04/2023 | 208210673 | 10/03/2023
Rinnai America | Rinnai | RE180I (REU-VE2432FFD-US) | Federally-Regulated Consumer Product | Natural gas |  | 0 |  | 180000 |  |  |  | True | Instantaneous gas-fired |  | 4.1 | 83 | 14 | 20594637 | High | 0.82 |  | 0 | 02/23/2023 | 208210670 | 10/03/2023
Rinnai America | Rinnai | RSC199EP | Federally-Regulated Consumer Product | LPG |  | 0 |  | 199000 |  |  |  | True | Instantaneous gas-fired |  | 5.7 | 97 | 11 | 17780123 | High | 0.95 |  | 0 | 05/05/2023 | 208141215 | 10/03/2023
Rinnai America | Rinnai | REU-VC2737FFUD-US | Federally-Regulated Consumer Product | Natural gas |  | 1 |  | 192000 |  |  |  | True | Instantaneous gas-fired |  | 4.7 | 84 | 19 | 20577577 | High | 0.82 |  | 0 | 04/04/2023 | 7370926 | 10/03/2023
Rinnai America | Rinnai | (RU160I) REU-N2530FF-US | Federally-Regulated Consumer Product | Natural gas |  | 0 |  | 160000 |  |  |  | True | Instantaneous gas-fired |  | 4.5 | 97 | 26 | 17728943 | High | 0.95 |  | 0 | 04/06/2023 | 10595452 | 10/03/2023
Rinnai America | Rinnai | REU-VC2528W-US | Federally-Regulated Consumer Product | Natural gas |  | 1 |  | 180000 |  |  |  | True | Instantaneous gas-fired |  | 4.3 | 80 | 28 | 20801714 | High | 0.81 |  | 0 | 02/23/2023 | 5211506 | 10/03/2023
Rinnai America | Rinnai | (V94XI) REU-VC2737FFU-US | Federally-Regulated Consumer Product | Natural gas |  | 1 |  | 192000 |  |  |  | True | Instantaneous gas-fired |  | 4.7 | 84 | 25 | 20557105 | High | 0.82 |  | 0 | 04/04/2023 | 8740686 | 10/03/2023
Rinnai America | Rinnai | (RU130E) REU-N2024W-US | Federally-Regulated Consumer Product | Natural gas |  | 0 |  | 130000 |  |  |  | True | Instantaneous gas-fired |  | 3.7 | 98 | 20 | 11722191 | Medium | 0.94 | 0.81 | 0 | 06/06/2023 | 10595398 | 10/03/2023
Rinnai America | Rinnai | (V94E) REU-VC2837W-US | Federally-Regulated Consumer Product | Natural gas |  | 1 |  | 199000 |  |  |  | True | Instantaneous gas-fired |  | 4.8 | 82 | 27 | 20805126 | High | 0.81 |  | 0 | 04/04/2023 | 8669106 | 10/03/2023
Rinnai America | Rinnai | V53DE (REU-AM1620WD-US) | Federally-Regulated Consumer Product | Natural gas |  | 0 |  | 120000 |  |  |  | True | Instantaneous gas-fired |  | 3 | 83 | 1 | 13679311 | Medium | 0.81 |  | 0 | 04/04/2023 | 202029992 | 10/03/2023
Rinnai America | Rinnai | REU-VC2837WD-US | Federally-Regulated Consumer Product | Natural gas |  | 1 |  | 199000 |  |  |  | True | Instantaneous gas-fired |  | 4.8 | 82 | 27 | 20805126 | High | 0.81 |  | 0 | 04/04/2023 | 5035305 | 10/03/2023
Rinnai America | Rinnai | RE140E (REU-VE1720WD-US) | Federally-Regulated Consumer Product | Natural gas |  | 0 |  | 140000 |  |  |  | True | Instantaneous gas-fired |  | 3.2 | 83 | 11 | 13645191 | Medium | 0.81 |  | 0 | 04/04/2023 | 208210672 | 10/03/2023
Rinnai America | Rinnai | (RU160E) REU-N2530W-US | Federally-Regulated Consumer Product | LPG |  | 0 |  | 160000 |  |  |  | True | Instantaneous gas-fired |  | 4.6 | 97 | 11 | 17780123 | High | 0.95 |  | 0 | 04/06/2023 | 10595417 | 10/03/2023
Rinnai America | Rinnai | REU-VC2528WD(A)-US | Federally-Regulated Consumer Product | LPG |  | 1 |  | 180000 |  |  |  | True | Instantaneous gas-fired |  | 4.3 | 80 | 28 | 20801714 | High | 0.81 |  | 0 | 02/23/2023 | 5339227 | 10/03/2023
Rinnai America | Rinnai | (RU199E) REU-N3237W-US | Federally-Regulated Consumer Product | LPG |  | 0 |  | 199000 |  |  |  | True | Instantaneous gas-fired |  | 5.7 | 97 | 11 | 17780123 | High | 0.95 |  | 0 | 04/06/2023 | 10595466 | 10/03/2023
Rinnai America | Rinnai | (RU160E) REU-N2530W-US | Federally-Regulated Consumer Product | Natural gas |  | 0 |  | 160000 |  |  |  | True | Instantaneous gas-fired |  | 4.6 | 97 | 11 | 17780123 | High | 0.95 |  | 0 | 04/06/2023 | 10595417 | 10/03/2023
Rinnai America | Rinnai | RE160E (REU-VE2125WD-US) | Federally-Regulated Consumer Product | Natural gas |  | 0 |  | 160000 |  |  |  | True | Instantaneous gas-fired |  | 3.7 | 83 | 9 | 13652015 | Medium | 0.81 |  | 0 | 04/04/2023 | 208210673 | 10/03/2023
Rinnai America | Rinnai | RSC160IN | Federally-Regulated Consumer Product | Natural gas |  | 0 |  | 160000 |  |  |  | True | Instantaneous gas-fired |  | 4.5 | 97 | 26 | 17728943 | High | 0.95 |  | 0 | 05/05/2023 | 208141209 | 10/03/2023
Rinnai America | Rinnai | (RU130E) REU-N2024W-US | Federally-Regulated Consumer Product | LPG |  | 0 |  | 130000 |  |  |  | True | Instantaneous gas-fired |  | 3.7 | 98 | 20 | 11722191 | Medium | 0.94 | 0.81 | 0 | 06/06/2023 | 10595398 | 10/03/2023
Rinnai America | Rinnai | RE180I (REU-VE2432FFD-US) | Federally-Regulated Consumer Product | LPG |  | 0 |  | 180000 |  |  |  | True | Instantaneous gas-fired |  | 4.1 | 83 | 14 | 20594637 | High | 0.82 |  | 0 | 02/23/2023 | 208210670 | 10/03/2023
Rinnai America | Rinnai | (V94XI) REU-VC2737FFU-US | Federally-Regulated Consumer Product | LPG |  | 1 |  | 192000 |  |  |  | True | Instantaneous gas-fired |  | 4.7 | 84 | 25 | 20557105 | High | 0.82 |  | 0 | 04/04/2023 | 8740686 | 10/03/2023
Rheem Sales Company, Inc. | Richmond | RMTGH95XLP-2 | Federally-Regulated Consumer Product | LPG |  | 0 |  | 199900 |  |  |  | False | Instantaneous gas-fired |  | 5.6 | 96 | 34 | 18084822 | High | 0.93 |  | 0 | 05/16/2023 | 205628308 | 10/03/2023
Rheem Sales Company, Inc. | Richmond | RMTGH90XLP-2 | Federally-Regulated Consumer Product | LPG |  | 0 |  | 180000 |  |  |  | False | Instantaneous gas-fired |  | 5.2 | 95 | 34 | 18084822 | High | 0.93 |  | 0 | 05/16/2023 | 205628320 | 10/03/2023
Rheem Sales Company, Inc. | Richmond | RMTGH84XLP-2 | Federally-Regulated Consumer Product | LPG |  | 0 |  | 157000 |  |  |  | False | Instantaneous gas-fired |  | 4.5 | 96 | 27 | 18108706 | High | 0.93 |  | 0 | 05/16/2023 | 205628330 | 10/03/2023
Rheem Sales Company, Inc. | Richmond | 6GRT40-40F3 | Federally-Regulated Consumer Product | LPG |  | 38 |  | 40000 | True |  |  | False | Gas-fired storage | 84 |  | 80 | 0 | 25646625 | High | 0.66 |  |  | 09/28/2023 | 210594815 | 10/03/2023
Rheem Sales Company, Inc. | Ruud | RUTGH-CM95XLP | Federally-Regulated Consumer Product | LPG |  | 0 |  | 199900 |  |  |  | False | Instantaneous gas-fired |  | 5.6 | 95 | 34 | 18084822 | High | 0.93 |  | 0 | 04/06/2023 | 205746309 | 10/03/2023
Rheem Sales Company, Inc. | Ruud | RUTGH-C95XLP | Federally-Regulated Consumer Product | LPG |  | 0 |  | 199900 |  |  |  | False | Instantaneous gas-fired |  | 5.6 | 95 | 34 | 18084822 | High | 0.93 |  | 0 | 04/06/2023 | 205746307 | 10/03/2023
Rheem Sales Company, Inc. | Rheem | RTGH-CM95XLP | Federally-Regulated Consumer Product | LPG |  | 0 |  | 199900 |  |  |  | False | Instantaneous gas-fired |  | 5.6 | 96 | 34 | 18084822 | High | 0.93 |  | 0 | 04/06/2023 | 10345352 | 10/03/2023
Rheem Sales Company, Inc. | Rheem | ECOH200XLP-2 | Federally-Regulated Consumer Product | LPG |  | 0 |  | 199900 |  |  |  | False | Instantaneous gas-fired |  | 5.6 | 96 | 34 | 18084822 | High | 0.93 |  | 0 | 05/16/2023 | 205628299 | 10/03/2023
Rheem Sales Company, Inc. | Rheem | RTGH-C95XLP | Federally-Regulated Consumer Product | LPG |  | 0 |  | 199900 |  |  |  | False | Instantaneous gas-fired |  | 5.6 | 96 | 34 | 18084822 | High | 0.93 |  | 0 | 04/06/2023 | 10345351 | 10/03/2023
Rheem Sales Company, Inc. | Rheem | ECOH160XLP-2 | Federally-Regulated Consumer Product | LPG |  | 0 |  | 157000 |  |  |  | False | Instantaneous gas-fired |  | 4.5 | 96 | 27 | 18108706 | High | 0.93 |  | 0 | 05/16/2023 | 205628326 | 10/03/2023
Rheem Sales Company, Inc. | Rheem | ECOH180XLP-2 | Federally-Regulated Consumer Product | LPG |  | 0 |  | 180000 |  |  |  | False | Instantaneous gas-fired |  | 5.2 | 95 | 34 | 18084822 | High | 0.93 |  | 0 | 05/16/2023 | 205628313 | 10/03/2023
Rheem Sales Company, Inc. | Rheem | ECOH180DVELP-3 | Federally-Regulated Consumer Product | Natural gas |  | 0 |  | 180000 |  |  |  | False | Instantaneous gas-fired |  | 4.9 | 94 | 10 | 18166710 | High | 0.93 |  | 0 | 09/19/2023 | 212607924 | 10/03/2023
Rheem Sales Company, Inc. | Rheem | ECOH180DVELN-3 | Federally-Regulated Consumer Product | LPG |  | 0 |  | 180000 |  |  |  | False | Instantaneous gas-fired |  | 4.9 | 94 | 10 | 18166710 | High | 0.93 |  | 0 | 09/19/2023 | 212607923 | 10/03/2023
Rinnai America | Rinnai | REU-VC2837FFUD-US | Federally-Regulated Consumer Product | LPG |  | 1 |  | 199000 |  |  |  | True | Instantaneous gas-fired |  | 4.9 | 82 | 25 | 19370760 | High | 0.87 |  | 0 | 10/03/2023 | 5035306 | 10/03/2023
Rinnai America | Rinnai | (RU180E) REU-N2934W-US | Federally-Regulated Consumer Product | Natural gas |  | 0 |  | 180000 |  |  |  | True | Instantaneous gas-fired |  | 5.3 | 97 | 11 | 17780123 | High | 0.95 |  | 0 | 10/03/2023 | 10595463 | 10/03/2023
Rinnai America | Rinnai | REU-VC2528FFU-US | Federally-Regulated Consumer Product | Natural gas |  | 1 |  | 180000 |  |  |  | True | Instantaneous gas-fired |  | 4.3 | 82 | 12 | 19415116 | High | 0.87 |  | 0 | 10/03/2023 | 5211505 | 10/03/2023
Rinnai America | Rinnai | RE140I (REU-VE1720FFD-US) | Federally-Regulated Consumer Product | LPG |  | 0 |  | 140000 |  |  |  | True | Instantaneous gas-fired |  | 3.1 | 83 | 10 | 13648603 | Medium | 0.81 |  | 0 | 10/03/2023 | 208210667 | 10/03/2023
Rinnai America | Rinnai | (V94E) REU-VC2837W-US | Federally-Regulated Consumer Product | LPG |  | 1 |  | 199000 |  |  |  | True | Instantaneous gas-fired |  | 4.8 | 82 | 27 | 20805126 | High | 0.81 |  | 0 | 10/03/2023 | 8669106 | 10/03/2023
Rinnai America | Rinnai | RE140I (REU-VE1720FFD-US) | Federally-Regulated Consumer Product | Natural gas |  | 0 |  | 140000 |  |  |  | True | Instantaneous gas-fired |  | 3.1 | 83 | 10 | 13648603 | Medium | 0.81 |  | 0 | 10/03/2023 | 208210667 | 10/03/2023
Rinnai America | Rinnai | REU-VC2528WD(A)-US | Federally-Regulated Consumer Product | Natural gas |  | 1 |  | 180000 |  |  |  | True | Instantaneous gas-fired |  | 4.3 | 80 | 28 | 20801714 | High | 0.81 |  | 0 | 10/03/2023 | 5339227 | 10/03/2023
Rinnai America | Rinnai | REU-VC2837FFUD-US | Federally-Regulated Consumer Product | Natural gas |  | 1 |  | 199000 |  |  |  | True | Instantaneous gas-fired |  | 4.9 | 82 | 25 | 19370760 | High | 0.87 |  | 0 | 10/03/2023 | 5035306 | 10/03/2023
Rinnai America | Rinnai | RSC160IP | Federally-Regulated Consumer Product | LPG |  | 0 |  | 160000 |  |  |  | True | Instantaneous gas-fired |  | 4.5 | 97 | 26 | 17728943 | High | 0.95 |  | 0 | 10/03/2023 | 208141213 | 10/03/2023
Rinnai America | Rinnai | RE199I (REU-VE2737FFD-US) | Federally-Regulated Consumer Product | Natural gas |  | 0 |  | 199000 |  |  |  | True | Instantaneous gas-fired |  | 4.6 | 83 | 16 | 20587813 | High | 0.82 |  | 0 | 10/03/2023 | 208210671 | 10/03/2023
Rinnai America | Rinnai | (RU180E) REU-N2934W-US | Federally-Regulated Consumer Product | LPG |  | 0 |  | 180000 |  |  |  | True | Instantaneous gas-fired |  | 5.3 | 97 | 11 | 17780123 | High | 0.95 |  | 0 | 10/03/2023 | 10595463 | 10/03/2023
Rinnai America | Rinnai | REP160I (REU-VEP2125FFD-US) | Federally-Regulated Consumer Product | Natural gas |  | 0 |  | 160000 |  |  |  | True | Instantaneous gas-fired |  | 3.5 | 83 | 10 | 13648603 | Medium | 0.81 |  | 0 | 10/03/2023 | 208210796 | 10/03/2023
Rinnai America | Rinnai | REU-VC2528FFUD(A)-US | Federally-Regulated Consumer Product | Natural gas |  | 1 |  | 180000 |  |  |  | True | Instantaneous gas-fired |  | 4.3 | 82 | 12 | 19415116 | High | 0.87 |  | 0 | 10/03/2023 | 5339228 | 10/03/2023
Rinnai America | Rinnai | RE160I (REU-VE2125FFD-US) | Federally-Regulated Consumer Product | Natural gas |  | 0 |  | 160000 |  |  |  | True | Instantaneous gas-fired |  | 3.5 | 83 | 10 | 13648603 | Medium | 0.81 |  | 0 | 10/03/2023 | 208210668 | 10/03/2023
Rinnai America | Rinnai | (RU160I) REU-N2530FF-US | Federally-Regulated Consumer Product | LPG |  | 0 |  | 160000 |  |  |  | True | Instantaneous gas-fired |  | 4.5 | 97 | 26 | 17728943 | High | 0.95 |  | 0 | 10/03/2023 | 10595452 | 10/03/2023
Rinnai America | Rinnai | REP160I (REU-VEP2125FFD-US) | Federally-Regulated Consumer Product | LPG |  | 0 |  | 160000 |  |  |  | True | Instantaneous gas-fired |  | 3.5 | 83 | 10 | 13648603 | Medium | 0.81 |  | 0 | 10/03/2023 | 208210796 | 10/03/2023
Rinnai America | Rinnai | REU-VC2528FFU-US | Federally-Regulated Consumer Product | LPG |  | 1 |  | 180000 |  |  |  | True | Instantaneous gas-fired |  | 4.3 | 82 | 12 | 19415116 | High | 0.87 |  | 0 | 10/03/2023 | 5211505 | 10/03/2023
Rinnai America | Rinnai | (V94I) REU-VC2837FFU-US | Federally-Regulated Consumer Product | LPG |  | 1 |  | 199000 |  |  |  | True | Instantaneous gas-fired |  | 4.9 | 83 | 22 | 19380996 | High | 0.87 |  | 0 | 10/03/2023 | 8669114 | 10/03/2023
Rinnai America | Rinnai | V53DE (REU-AM1620WD-US) | Federally-Regulated Consumer Product | LPG |  | 0 |  | 120000 |  |  |  | True | Instantaneous gas-fired |  | 3 | 83 | 1 | 13679311 | Medium | 0.81 |  | 0 | 10/03/2023 | 202029992 | 10/03/2023
Rinnai America | Rinnai | RSC199EN | Federally-Regulated Consumer Product | Natural gas |  | 0 |  | 199000 |  |  |  | True | Instantaneous gas-fired |  | 5.7 | 97 | 11 | 17780123 | High | 0.95 |  | 0 | 10/03/2023 | 208141211 | 10/03/2023
Rinnai America | Rinnai | RE160I (REU-VE2125FFD-US) | Federally-Regulated Consumer Product | LPG |  | 0 |  | 160000 |  |  |  | True | Instantaneous gas-fired |  | 3.5 | 83 | 10 | 13648603 | Medium | 0.81 |  | 0 | 10/03/2023 | 208210668 | 10/03/2023
Rinnai America | Rinnai | RSC160EP | Federally-Regulated Consumer Product | LPG |  | 0 |  | 160000 |  |  |  | True | Instantaneous gas-fired |  | 4.6 | 97 | 11 | 17780123 | High | 0.95 |  | 0 | 10/03/2023 | 208141214 | 10/03/2023
Rinnai America | Rinnai | REU-VC2528W-US | Federally-Regulated Consumer Product | LPG |  | 1 |  | 180000 |  |  |  | True | Instantaneous gas-fired |  | 4.3 | 80 | 28 | 20801714 | High | 0.81 |  | 0 | 10/03/2023 | 5211506 | 10/03/2023
Rinnai America | Rinnai | REP160E (REU-VEP2125WD-US) | Federally-Regulated Consumer Product | LPG |  | 0 |  | 160000 |  |  |  | True | Instantaneous gas-fired |  | 3.7 | 83 | 9 | 13652015 | Medium | 0.81 |  | 0 | 10/03/2023 | 208210798 | 10/03/2023
Rinnai America | Rinnai | (RUCS65I) REU-KCM2025FFU-US | Federally-Regulated Consumer Product | Natural gas |  | 1 |  | 130000 |  |  |  | True | Instantaneous gas-fired |  | 3.7 | 87 | 24 | 12956942 | Medium | 0.85 |  | 0 | 10/03/2023 | 8203411 | 10/03/2023
Rinnai America | Rinnai | (RU199E) REU-N3237W-US | Federally-Regulated Consumer Product | Natural gas |  | 0 |  | 199000 |  |  |  | True | Instantaneous gas-fired |  | 5.7 | 97 | 11 | 17780123 | High | 0.95 |  | 0 | 10/03/2023 | 10595466 | 10/03/2023
Rinnai America | Rinnai | (RUCS65I) REU-KCM2025FFU-US | Federally-Regulated Consumer Product | LPG |  | 1 |  | 130000 |  |  |  | True | Instantaneous gas-fired |  | 3.7 | 87 | 24 | 12956942 | Medium | 0.85 |  | 0 | 10/03/2023 | 8203411 | 10/03/2023
Rinnai America | Rinnai | REP160E (REU-VEP2125WD-US) | Federally-Regulated Consumer Product | Natural gas |  | 0 |  | 160000 |  |  |  | True | Instantaneous gas-fired |  | 3.7 | 83 | 9 | 13652015 | Medium | 0.81 |  | 0 | 10/03/2023 | 208210798 | 10/03/2023
Rinnai America | Rinnai | RSC160EN | Federally-Regulated Consumer Product | Natural gas |  | 0 |  | 160000 |  |  |  | True | Instantaneous gas-fired |  | 4.6 | 97 | 11 | 17780123 | High | 0.95 |  | 0 | 10/03/2023 | 208141210 | 10/03/2023
Rinnai America | Rinnai | REU-VC2528FFUD(A)-US | Federally-Regulated Consumer Product | LPG |  | 1 |  | 180000 |  |  |  | True | Instantaneous gas-fired |  | 4.3 | 82 | 12 | 19415116 | High | 0.87 |  | 0 | 10/03/2023 | 5339228 | 10/03/2023
Rinnai America | Rinnai | REU-VC2837WD-US | Federally-Regulated Consumer Product | LPG |  | 1 |  | 199000 |  |  |  | True | Instantaneous gas-fired |  | 4.8 | 82 | 27 | 20805126 | High | 0.81 |  | 0 | 10/03/2023 | 5035305 | 10/03/2023
Rinnai America | Rinnai | RE199I (REU-VE2737FFD-US) | Federally-Regulated Consumer Product | LPG |  | 0 |  | 199000 |  |  |  | True | Instantaneous gas-fired |  | 4.6 | 83 | 16 | 20587813 | High | 0.82 |  | 0 | 10/03/2023 | 208210671 | 10/03/2023
Rinnai America | Rinnai | (V94I) REU-VC2837FFU-US | Federally-Regulated Consumer Product | Natural gas |  | 1 |  | 199000 |  |  |  | True | Instantaneous gas-fired |  | 4.9 | 83 | 22 | 19380996 | High | 0.87 |  | 0 | 10/03/2023 | 8669114 | 10/03/2023
Rinnai America | Rinnai | RE140E (REU-VE1720WD-US) | Federally-Regulated Consumer Product | LPG |  | 0 |  | 140000 |  |  |  | True | Instantaneous gas-fired |  | 3.2 | 83 | 11 | 13645191 | Medium | 0.81 |  | 0 | 10/03/2023 | 208210672 | 10/03/2023
Rinnai America | Rinnai | RE160E (REU-VE2125WD-US) | Federally-Regulated Consumer Product | LPG |  | 0 |  | 160000 |  |  |  | True | Instantaneous gas-fired |  | 3.7 | 83 | 9 | 13652015 | Medium | 0.81 |  | 0 | 10/03/2023 | 208210673 | 10/03/2023
Rinnai America | Rinnai | RE180I (REU-VE2432FFD-US) | Federally-Regulated Consumer Product | Natural gas |  | 0 |  | 180000 |  |  |  | True | Instantaneous gas-fired |  | 4.1 | 83 | 14 | 20594637 | High | 0.82 |  | 0 | 10/03/2023 | 208210670 | 10/03/2023
Rinnai America | Rinnai | RSC199EP | Federally-Regulated Consumer Product | LPG |  | 0 |  | 199000 |  |  |  | True | Instantaneous gas-fired |  | 5.7 | 97 | 11 | 17780123 | High | 0.95 |  | 0 | 10/03/2023 | 208141215 | 10/03/2023
Rinnai America | Rinnai | REU-VC2737FFUD-US | Federally-Regulated Consumer Product | Natural gas |  | 1 |  | 192000 |  |  |  | True | Instantaneous gas-fired |  | 4.7 | 84 | 19 | 20577577 | High | 0.82 |  | 0 | 10/03/2023 | 7370926 | 10/03/2023
Rinnai America | Rinnai | (RU160I) REU-N2530FF-US | Federally-Regulated Consumer Product | Natural gas |  | 0 |  | 160000 |  |  |  | True | Instantaneous gas-fired |  | 4.5 | 97 | 26 | 17728943 | High | 0.95 |  | 0 | 10/03/2023 | 10595452 | 10/03/2023
Rinnai America | Rinnai | REU-VC2528W-US | Federally-Regulated Consumer Product | Natural gas |  | 1 |  | 180000 |  |  |  | True | Instantaneous gas-fired |  | 4.3 | 80 | 28 | 20801714 | High | 0.81 |  | 0 | 10/03/2023 | 5211506 | 10/03/2023
Rinnai America | Rinnai | (V94XI) REU-VC2737FFU-US | Federally-Regulated Consumer Product | Natural gas |  | 1 |  | 192000 |  |  |  | True | Instantaneous gas-fired |  | 4.7 | 84 | 25 | 20557105 | High | 0.82 |  | 0 | 10/03/2023 | 8740686 | 10/03/2023
Rinnai America | Rinnai | (RU130E) REU-N2024W-US | Federally-Regulated Consumer Product | Natural gas |  | 0 |  | 130000 |  |  |  | True | Instantaneous gas-fired |  | 3.7 | 98 | 20 | 11722191 | Medium | 0.94 |  | 0 | 10/03/2023 | 10595398 | 10/03/2023
Rinnai America | Rinnai | (V94E) REU-VC2837W-US | Federally-Regulated Consumer Product | Natural gas |  | 1 |  | 199000 |  |  |  | True | Instantaneous gas-fired |  | 4.8 | 82 | 27 | 20805126 | High | 0.81 |  | 0 | 10/03/2023 | 8669106 | 10/03/2023
Rinnai America | Rinnai | V53DE (REU-AM1620WD-US) | Federally-Regulated Consumer Product | Natural gas |  | 0 |  | 120000 |  |  |  | True | Instantaneous gas-fired |  | 3 | 83 | 1 | 13679311 | Medium | 0.81 |  | 0 | 10/03/2023 | 202029992 | 10/03/2023
Rinnai America | Rinnai | REU-VC2837WD-US | Federally-Regulated Consumer Product | Natural gas |  | 1 |  | 199000 |  |  |  | True | Instantaneous gas-fired |  | 4.8 | 82 | 27 | 20805126 | High | 0.81 |  | 0 | 10/03/2023 | 5035305 | 10/03/2023
Rinnai America | Rinnai | RE140E (REU-VE1720WD-US) | Federally-Regulated Consumer Product | Natural gas |  | 0 |  | 140000 |  |  |  | True | Instantaneous gas-fired |  | 3.2 | 83 | 11 | 13645191 | Medium | 0.81 |  | 0 | 10/03/2023 | 208210672 | 10/03/2023
Rinnai America | Rinnai | (RU160E) REU-N2530W-US | Federally-Regulated Consumer Product | LPG |  | 0 |  | 160000 |  |  |  | True | Instantaneous gas-fired |  | 4.6 | 97 | 11 | 17780123 | High | 0.95 |  | 0 | 10/03/2023 | 10595417 | 10/03/2023
Rinnai America | Rinnai | REU-VC2528WD(A)-US | Federally-Regulated Consumer Product | LPG |  | 1 |  | 180000 |  |  |  | True | Instantaneous gas-fired |  | 4.3 | 80 | 28 | 20801714 | High | 0.81 |  | 0 | 10/03/2023 | 5339227 | 10/03/2023
Rinnai America | Rinnai | (RU199E) REU-N3237W-US | Federally-Regulated Consumer Product | LPG |  | 0 |  | 199000 |  |  |  | True | Instantaneous gas-fired |  | 5.7 | 97 | 11 | 17780123 | High | 0.95 |  | 0 | 10/03/2023 | 10595466 | 10/03/2023
Rinnai America | Rinnai | (RU160E) REU-N2530W-US | Federally-Regulated Consumer Product | Natural gas |  | 0 |  | 160000 |  |  |  | True | Instantaneous gas-fired |  | 4.6 | 97 | 11 | 17780123 | High | 0.95 |  | 0 | 10/03/2023 | 10595417 | 10/03/2023
Rinnai America | Rinnai | RE160E (REU-VE2125WD-US) | Federally-Regulated Consumer Product | Natural gas |  | 0 |  | 160000 |  |  |  | True | Instantaneous gas-fired |  | 3.7 | 83 | 9 | 13652015 | Medium | 0.81 |  | 0 | 10/03/2023 | 208210673 | 10/03/2023
Rinnai America | Rinnai | RSC160IN | Federally-Regulated Consumer Product | Natural gas |  | 0 |  | 160000 |  |  |  | True | Instantaneous gas-fired |  | 4.5 | 97 | 26 | 17728943 | High | 0.95 |  | 0 | 10/03/2023 | 208141209 | 10/03/2023
Rinnai America | Rinnai | (RU130E) REU-N2024W-US | Federally-Regulated Consumer Product | LPG |  | 0 |  | 130000 |  |  |  | True | Instantaneous gas-fired |  | 3.7 | 98 | 20 | 11722191 | Medium | 0.94 |  | 0 | 10/03/2023 | 10595398 | 10/03/2023
Rinnai America | Rinnai | RE180I (REU-VE2432FFD-US) | Federally-Regulated Consumer Product | LPG |  | 0 |  | 180000 |  |  |  | True | Instantaneous gas-fired |  | 4.1 | 83 | 14 | 20594637 | High | 0.82 |  | 0 | 10/03/2023 | 208210670 | 10/03/2023
Rinnai America | Rinnai | (V94XI) REU-VC2737FFU-US | Federally-Regulated Consumer Product | LPG |  | 1 |  | 192000 |  |  |  | True | Instantaneous gas-fired |  | 4.7 | 84 | 25 | 20557105 | High | 0.82 |  | 0 | 10/03/2023 | 8740686 | 10/03/2023
Rheem Sales Company, Inc. | Ruud | RUTGH-CM95XLP | Federally-Regulated Consumer Product | LPG |  | 0 |  | 199900 |  |  |  | False | Instantaneous gas-fired |  | 5.6 | 95 | 34 | 18084822 | High | 0.93 |  | 0 | 10/03/2023 | 205746309 | 10/03/2023
Rheem Sales Company, Inc. | Ruud | RUTGH-C95XLP | Federally-Regulated Consumer Product | LPG |  | 0 |  | 199900 |  |  |  | False | Instantaneous gas-fired |  | 5.6 | 95 | 34 | 18084822 | High | 0.93 |  | 0 | 10/03/2023 | 205746307 | 10/03/2023
Rinnai America | Rinnai | REU-VC2837FFUD-US | Federally-Regulated Consumer Product | LPG |  | 1 |  | 199000 |  |  |  | True | Instantaneous gas-fired |  | 4.9 | 82 | 25 | 19370760 | High | 0.87 |  | 0 | 10/03/2023 | 5035306 | 10/03/2023
Rinnai America | Rinnai | (RU180E) REU-N2934W-US | Federally-Regulated Consumer Product | Natural gas |  | 0 |  | 180000 |  |  |  | True | Instantaneous gas-fired |  | 5.3 | 97 | 11 | 17780123 | High | 0.95 |  | 0 | 10/03/2023 | 10595463 | 10/03/2023
Rinnai America | Rinnai | REU-VC2528FFU-US | Federally-Regulated Consumer Product | Natural gas |  | 1 |  | 180000 |  |  |  | True | Instantaneous gas-fired |  | 4.3 | 82 | 12 | 19415116 | High | 0.87 |  | 0 | 10/03/2023 | 5211505 | 10/03/2023
Rinnai America | Rinnai | RE140I (REU-VE1720FFD-US) | Federally-Regulated Consumer Product | LPG |  | 0 |  | 140000 |  |  |  | True | Instantaneous gas-fired |  | 3.1 | 83 | 10 | 13648603 | Medium | 0.81 |  | 0 | 10/03/2023 | 208210667 | 10/03/2023
Rinnai America | Rinnai | (V94E) REU-VC2837W-US | Federally-Regulated Consumer Product | LPG |  | 1 |  | 199000 |  |  |  | True | Instantaneous gas-fired |  | 4.8 | 82 | 27 | 20805126 | High | 0.81 |  | 0 | 10/03/2023 | 8669106 | 10/03/2023
Rinnai America | Rinnai | RE140I (REU-VE1720FFD-US) | Federally-Regulated Consumer Product | Natural gas |  | 0 |  | 140000 |  |  |  | True | Instantaneous gas-fired |  | 3.1 | 83 | 10 | 13648603 | Medium | 0.81 |  | 0 | 10/03/2023 | 208210667 | 10/03/2023
Rinnai America | Rinnai | REU-VC2528WD(A)-US | Federally-Regulated Consumer Product | Natural gas |  | 1 |  | 180000 |  |  |  | True | Instantaneous gas-fired |  | 4.3 | 80 | 28 | 20801714 | High | 0.81 |  | 0 | 10/03/2023 | 5339227 | 10/03/2023
Rinnai America | Rinnai | REU-VC2837FFUD-US | Federally-Regulated Consumer Product | Natural gas |  | 1 |  | 199000 |  |  |  | True | Instantaneous gas-fired |  | 4.9 | 82 | 25 | 19370760 | High | 0.87 |  | 0 | 10/03/2023 | 5035306 | 10/03/2023
Rinnai America | Rinnai | RSC160IP | Federally-Regulated Consumer Product | LPG |  | 0 |  | 160000 |  |  |  | True | Instantaneous gas-fired |  | 4.5 | 97 | 26 | 17728943 | High | 0.95 |  | 0 | 10/03/2023 | 208141213 | 10/03/2023
Rinnai America | Rinnai | RE199I (REU-VE2737FFD-US) | Federally-Regulated Consumer Product | Natural gas |  | 0 |  | 199000 |  |  |  | True | Instantaneous gas-fired |  | 4.6 | 83 | 16 | 20587813 | High | 0.82 |  | 0 | 10/03/2023 | 208210671 | 10/03/2023
Rinnai America | Rinnai | (RU180E) REU-N2934W-US | Federally-Regulated Consumer Product | LPG |  | 0 |  | 180000 |  |  |  | True | Instantaneous gas-fired |  | 5.3 | 97 | 11 | 17780123 | High | 0.95 |  | 0 | 10/03/2023 | 10595463 | 10/03/2023
Rinnai America | Rinnai | REP160I (REU-VEP2125FFD-US) | Federally-Regulated Consumer Product | Natural gas |  | 0 |  | 160000 |  |  |  | True | Instantaneous gas-fired |  | 3.5 | 83 | 10 | 13648603 | Medium | 0.81 |  | 0 | 10/03/2023 | 208210796 | 10/03/2023
Rinnai America | Rinnai | REU-VC2528FFUD(A)-US | Federally-Regulated Consumer Product | Natural gas |  | 1 |  | 180000 |  |  |  | True | Instantaneous gas-fired |  | 4.3 | 82 | 12 | 19415116 | High | 0.87 |  | 0 | 10/03/2023 | 5339228 | 10/03/2023
Rinnai America | Rinnai | RE160I (REU-VE2125FFD-US) | Federally-Regulated Consumer Product | Natural gas |  | 0 |  | 160000 |  |  |  | True | Instantaneous gas-fired |  | 3.5 | 83 | 10 | 13648603 | Medium | 0.81 |  | 0 | 10/03/2023 | 208210668 | 10/03/2023
Rinnai America | Rinnai | (RU160I) REU-N2530FF-US | Federally-Regulated Consumer Product | LPG |  | 0 |  | 160000 |  |  |  | True | Instantaneous gas-fired |  | 4.5 | 97 | 26 | 17728943 | High | 0.95 |  | 0 | 10/03/2023 | 10595452 | 10/03/2023
Rinnai America | Rinnai | REP160I (REU-VEP2125FFD-US) | Federally-Regulated Consumer Product | LPG |  | 0 |  | 160000 |  |  |  | True | Instantaneous gas-fired |  | 3.5 | 83 | 10 | 13648603 | Medium | 0.81 |  | 0 | 10/03/2023 | 208210796 | 10/03/2023
Rinnai America | Rinnai | REU-VC2528FFU-US | Federally-Regulated Consumer Product | LPG |  | 1 |  | 180000 |  |  |  | True | Instantaneous gas-fired |  | 4.3 | 82 | 12 | 19415116 | High | 0.87 |  | 0 | 10/03/2023 | 5211505 | 10/03/2023
Rinnai America | Rinnai | (V94I) REU-VC2837FFU-US | Federally-Regulated Consumer Product | LPG |  | 1 |  | 199000 |  |  |  | True | Instantaneous gas-fired |  | 4.9 | 83 | 22 | 19380996 | High | 0.87 |  | 0 | 10/03/2023 | 8669114 | 10/03/2023
Rinnai America | Rinnai | V53DE (REU-AM1620WD-US) | Federally-Regulated Consumer Product | LPG |  | 0 |  | 120000 |  |  |  | True | Instantaneous gas-fired |  | 3 | 83 | 1 | 13679311 | Medium | 0.81 |  | 0 | 10/03/2023 | 202029992 | 10/03/2023
Rinnai America | Rinnai | RSC199EN | Federally-Regulated Consumer Product | Natural gas |  | 0 |  | 199000 |  |  |  | True | Instantaneous gas-fired |  | 5.7 | 97 | 11 | 17780123 | High | 0.95 |  | 0 | 10/03/2023 | 208141211 | 10/03/2023
Rinnai America | Rinnai | RE160I (REU-VE2125FFD-US) | Federally-Regulated Consumer Product | LPG |  | 0 |  | 160000 |  |  |  | True | Instantaneous gas-fired |  | 3.5 | 83 | 10 | 13648603 | Medium | 0.81 |  | 0 | 10/03/2023 | 208210668 | 10/03/2023
Rinnai America | Rinnai | RSC160EP | Federally-Regulated Consumer Product | LPG |  | 0 |  | 160000 |  |  |  | True | Instantaneous gas-fired |  | 4.6 | 97 | 11 | 17780123 | High | 0.95 |  | 0 | 10/03/2023 | 208141214 | 10/03/2023
Rinnai America | Rinnai | REU-VC2528W-US | Federally-Regulated Consumer Product | LPG |  | 1 |  | 180000 |  |  |  | True | Instantaneous gas-fired |  | 4.3 | 80 | 28 | 20801714 | High | 0.81 |  | 0 | 10/03/2023 | 5211506 | 10/03/2023
Rinnai America | Rinnai | REP160E (REU-VEP2125WD-US) | Federally-Regulated Consumer Product | LPG |  | 0 |  | 160000 |  |  |  | True | Instantaneous gas-fired |  | 3.7 | 83 | 9 | 13652015 | Medium | 0.81 |  | 0 | 10/03/2023 | 208210798 | 10/03/2023
Rinnai America | Rinnai | (RUCS65I) REU-KCM2025FFU-US | Federally-Regulated Consumer Product | Natural gas |  | 1 |  | 130000 |  |  |  | True | Instantaneous gas-fired |  | 3.7 | 87 | 24 | 12956942 | Medium | 0.85 |  | 0 | 10/03/2023 | 8203411 | 10/03/2023
Rinnai America | Rinnai | (RU199E) REU-N3237W-US | Federally-Regulated Consumer Product | Natural gas |  | 0 |  | 199000 |  |  |  | True | Instantaneous gas-fired |  | 5.7 | 97 | 11 | 17780123 | High | 0.95 |  | 0 | 10/03/2023 | 10595466 | 10/03/2023
Rinnai America | Rinnai | (RUCS65I) REU-KCM2025FFU-US | Federally-Regulated Consumer Product | LPG |  | 1 |  | 130000 |  |  |  | True | Instantaneous gas-fired |  | 3.7 | 87 | 24 | 12956942 | Medium | 0.85 |  | 0 | 10/03/2023 | 8203411 | 10/03/2023
Rinnai America | Rinnai | REP160E (REU-VEP2125WD-US) | Federally-Regulated Consumer Product | Natural gas |  | 0 |  | 160000 |  |  |  | True | Instantaneous gas-fired |  | 3.7 | 83 | 9 | 13652015 | Medium | 0.81 |  | 0 | 10/03/2023 | 208210798 | 10/03/2023
Rinnai America | Rinnai | RSC160EN | Federally-Regulated Consumer Product | Natural gas |  | 0 |  | 160000 |  |  |  | True | Instantaneous gas-fired |  | 4.6 | 97 | 11 | 17780123 | High | 0.95 |  | 0 | 10/03/2023 | 208141210 | 10/03/2023
Rinnai America | Rinnai | REU-VC2528FFUD(A)-US | Federally-Regulated Consumer Product | LPG |  | 1 |  | 180000 |  |  |  | True | Instantaneous gas-fired |  | 4.3 | 82 | 12 | 19415116 | High | 0.87 |  | 0 | 10/03/2023 | 5339228 | 10/03/2023
Rinnai America | Rinnai | REU-VC2837WD-US | Federally-Regulated Consumer Product | LPG |  | 1 |  | 199000 |  |  |  | True | Instantaneous gas-fired |  | 4.8 | 82 | 27 | 20805126 | High | 0.81 |  | 0 | 10/03/2023 | 5035305 | 10/03/2023
Rinnai America | Rinnai | RE199I (REU-VE2737FFD-US) | Federally-Regulated Consumer Product | LPG |  | 0 |  | 199000 |  |  |  | True | Instantaneous gas-fired |  | 4.6 | 83 | 16 | 20587813 | High | 0.82 |  | 0 | 10/03/2023 | 208210671 | 10/03/2023
Rinnai America | Rinnai | (V94I) REU-VC2837FFU-US | Federally-Regulated Consumer Product | Natural gas |  | 1 |  | 199000 |  |  |  | True | Instantaneous gas-fired |  | 4.9 | 83 | 22 | 19380996 | High | 0.87 |  | 0 | 10/03/2023 | 8669114 | 10/03/2023
Rinnai America | Rinnai | RE140E (REU-VE1720WD-US) | Federally-Regulated Consumer Product | LPG |  | 0 |  | 140000 |  |  |  | True | Instantaneous gas-fired |  | 3.2 | 83 | 11 | 13645191 | Medium | 0.81 |  | 0 | 10/03/2023 | 208210672 | 10/03/2023
Rinnai America | Rinnai | RE160E (REU-VE2125WD-US) | Federally-Regulated Consumer Product | LPG |  | 0 |  | 160000 |  |  |  | True | Instantaneous gas-fired |  | 3.7 | 83 | 9 | 13652015 | Medium | 0.81 |  | 0 | 10/03/2023 | 208210673 | 10/03/2023
Rinnai America | Rinnai | RE180I (REU-VE2432FFD-US) | Federally-Regulated Consumer Product | Natural gas |  | 0 |  | 180000 |  |  |  | True | Instantaneous gas-fired |  | 4.1 | 83 | 14 | 20594637 | High | 0.82 |  | 0 | 10/03/2023 | 208210670 | 10/03/2023
Rinnai America | Rinnai | RSC199EP | Federally-Regulated Consumer Product | LPG |  | 0 |  | 199000 |  |  |  | True | Instantaneous gas-fired |  | 5.7 | 97 | 11 | 17780123 | High | 0.95 |  | 0 | 10/03/2023 | 208141215 | 10/03/2023
Rinnai America | Rinnai | REU-VC2737FFUD-US | Federally-Regulated Consumer Product | Natural gas |  | 1 |  | 192000 |  |  |  | True | Instantaneous gas-fired |  | 4.7 | 84 | 19 | 20577577 | High | 0.82 |  | 0 | 10/03/2023 | 7370926 | 10/03/2023
Rinnai America | Rinnai | (RU160I) REU-N2530FF-US | Federally-Regulated Consumer Product | Natural gas |  | 0 |  | 160000 |  |  |  | True | Instantaneous gas-fired |  | 4.5 | 97 | 26 | 17728943 | High | 0.95 |  | 0 | 10/03/2023 | 10595452 | 10/03/2023
Rinnai America | Rinnai | REU-VC2528W-US | Federally-Regulated Consumer Product | Natural gas |  | 1 |  | 180000 |  |  |  | True | Instantaneous gas-fired |  | 4.3 | 80 | 28 | 20801714 | High | 0.81 |  | 0 | 10/03/2023 | 5211506 | 10/03/2023
Rinnai America | Rinnai | (V94XI) REU-VC2737FFU-US | Federally-Regulated Consumer Product | Natural gas |  | 1 |  | 192000 |  |  |  | True | Instantaneous gas-fired |  | 4.7 | 84 | 25 | 20557105 | High | 0.82 |  | 0 | 10/03/2023 | 8740686 | 10/03/2023
Rinnai America | Rinnai | (RU130E) REU-N2024W-US | Federally-Regulated Consumer Product | Natural gas |  | 0 |  | 130000 |  |  |  | True | Instantaneous gas-fired |  | 3.7 | 98 | 20 | 11722191 | Medium | 0.94 |  | 0 | 10/03/2023 | 10595398 | 10/03/2023
Rinnai America | Rinnai | (V94E) REU-VC2837W-US | Federally-Regulated Consumer Product | Natural gas |  | 1 |  | 199000 |  |  |  | True | Instantaneous gas-fired |  | 4.8 | 82 | 27 | 20805126 | High | 0.81 |  | 0 | 10/03/2023 | 8669106 | 10/03/2023
Rinnai America | Rinnai | V53DE (REU-AM1620WD-US) | Federally-Regulated Consumer Product | Natural gas |  | 0 |  | 120000 |  |  |  | True | Instantaneous gas-fired |  | 3 | 83 | 1 | 13679311 | Medium | 0.81 |  | 0 | 10/03/2023 | 202029992 | 10/03/2023
Rinnai America | Rinnai | REU-VC2837WD-US | Federally-Regulated Consumer Product | Natural gas |  | 1 |  | 199000 |  |  |  | True | Instantaneous gas-fired |  | 4.8 | 82 | 27 | 20805126 | High | 0.81 |  | 0 | 10/03/2023 | 5035305 | 10/03/2023
Rinnai America | Rinnai | RE140E (REU-VE1720WD-US) | Federally-Regulated Consumer Product | Natural gas |  | 0 |  | 140000 |  |  |  | True | Instantaneous gas-fired |  | 3.2 | 83 | 11 | 13645191 | Medium | 0.81 |  | 0 | 10/03/2023 | 208210672 | 10/03/2023
Rinnai America | Rinnai | (RU160E) REU-N2530W-US | Federally-Regulated Consumer Product | LPG |  | 0 |  | 160000 |  |  |  | True | Instantaneous gas-fired |  | 4.6 | 97 | 11 | 17780123 | High | 0.95 |  | 0 | 10/03/2023 | 10595417 | 10/03/2023
Rinnai America | Rinnai | REU-VC2528WD(A)-US | Federally-Regulated Consumer Product | LPG |  | 1 |  | 180000 |  |  |  | True | Instantaneous gas-fired |  | 4.3 | 80 | 28 | 20801714 | High | 0.81 |  | 0 | 10/03/2023 | 5339227 | 10/03/2023
Rinnai America | Rinnai | (RU199E) REU-N3237W-US | Federally-Regulated Consumer Product | LPG |  | 0 |  | 199000 |  |  |  | True | Instantaneous gas-fired |  | 5.7 | 97 | 11 | 17780123 | High | 0.95 |  | 0 | 10/03/2023 | 10595466 | 10/03/2023
Rinnai America | Rinnai | (RU160E) REU-N2530W-US | Federally-Regulated Consumer Product | Natural gas |  | 0 |  | 160000 |  |  |  | True | Instantaneous gas-fired |  | 4.6 | 97 | 11 | 17780123 | High | 0.95 |  | 0 | 10/03/2023 | 10595417 | 10/03/2023
Rinnai America | Rinnai | RE160E (REU-VE2125WD-US) | Federally-Regulated Consumer Product | Natural gas |  | 0 |  | 160000 |  |  |  | True | Instantaneous gas-fired |  | 3.7 | 83 | 9 | 13652015 | Medium | 0.81 |  | 0 | 10/03/2023 | 208210673 | 10/03/2023
Rinnai America | Rinnai | RSC160IN | Federally-Regulated Consumer Product | Natural gas |  | 0 |  | 160000 |  |  |  | True | Instantaneous gas-fired |  | 4.5 | 97 | 26 | 17728943 | High | 0.95 |  | 0 | 10/03/2023 | 208141209 | 10/03/2023
Rinnai America | Rinnai | (RU130E) REU-N2024W-US | Federally-Regulated Consumer Product | LPG |  | 0 |  | 130000 |  |  |  | True | Instantaneous gas-fired |  | 3.7 | 98 | 20 | 11722191 | Medium | 0.94 |  | 0 | 10/03/2023 | 10595398 | 10/03/2023
Rinnai America | Rinnai | RE180I (REU-VE2432FFD-US) | Federally-Regulated Consumer Product | LPG |  | 0 |  | 180000 |  |  |  | True | Instantaneous gas-fired |  | 4.1 | 83 | 14 | 20594637 | High | 0.82 |  | 0 | 10/03/2023 | 208210670 | 10/03/2023
Rinnai America | Rinnai | (V94XI) REU-VC2737FFU-US | Federally-Regulated Consumer Product | LPG |  | 1 |  | 192000 |  |  |  | True | Instantaneous gas-fired |  | 4.7 | 84 | 25 | 20557105 | High | 0.82 |  | 0 | 10/03/2023 | 8740686 | 10/03/2023
Rheem Sales Company, Inc. | Ruud | RUTGH-CM95XLP | Federally-Regulated Consumer Product | LPG |  | 0 |  | 199900 |  |  |  | False | Instantaneous gas-fired |  | 5.6 | 95 | 34 | 18084822 | High | 0.93 |  | 0 | 10/03/2023 | 205746309 | 10/03/2023
Rheem Sales Company, Inc. | Ruud | RUTGH-C95XLP | Federally-Regulated Consumer Product | LPG |  | 0 |  | 199900 |  |  |  | False | Instantaneous gas-fired |  | 5.6 | 95 | 34 | 18084822 | High | 0.93 |  | 0 | 10/03/2023 | 205746307 | 10/03/2023
A.O. Smith Water Products Company | Lochinvar | UTN05050R 4** | Federally-Regulated Consumer Product | Natural gas |  | 49 |  | 50000 | True |  |  | False | Gas-fired storage | 92 |  | 77 | 0 | 26867893 | High | 0.63 |  |  | 09/29/2023 | 212696138 | 10/05/2023
A.O. Smith Water Products Company | Lochinvar | UTN05050-8R 4** | Federally-Regulated Consumer Product | Natural gas |  | 49 |  | 50000 | True |  |  | False | Gas-fired storage | 92 |  | 77 | 0 | 26867893 | High | 0.63 |  |  | 09/29/2023 | 212696137 | 10/05/2023
A.O. Smith Water Products Company | Lochinvar | DRS 50B 1** | Federally-Regulated Consumer Product | Electric resistance |  | 44 |  | 4.5 | True |  |  | False | Electric storage | 55 |  | 98 | 3531 |  | Medium | 0.92 |  |  | 09/29/2023 | 212604287 | 10/05/2023
A.O. Smith Water Products Company | A. O. SMITH | G6-UT5050NVR 4** | Federally-Regulated Consumer Product | Natural gas |  | 49 |  | 50000 | True |  |  | False | Gas-fired storage | 92 |  | 77 | 0 | 26867893 | High | 0.63 |  |  | 09/29/2023 | 212696133 | 10/05/2023
A.O. Smith Water Products Company | A. O. SMITH | GURT-50RL 4** | Federally-Regulated Consumer Product | Natural gas |  | 49 |  | 50000 | True |  |  | False | Gas-fired storage | 92 |  | 77 | 0 | 26867893 | High | 0.63 |  |  | 09/29/2023 | 212696037 | 10/05/2023
A.O. Smith Water Products Company | A. O. SMITH | XURT-50RL 4** | Federally-Regulated Consumer Product | Natural gas |  | 49 |  | 50000 | True |  |  | False | Gas-fired storage | 92 |  | 77 | 0 | 26867893 | High | 0.63 |  |  | 09/29/2023 | 212696134 | 10/05/2023
A.O. Smith Water Products Company | RELIANCE WATER HEATERS | 10-66-DHPTV 2** | Federally-Regulated Consumer Product | Heat pump |  | 68 |  | 0.9 | True |  |  | False | Electric storage | 76 |  | 368 | 1550 |  | High | 3.2 |  |  | 09/28/2023 | 213255770 | 10/05/2023
A.O. Smith Water Products Company | Lochinvar | UTN05050R 4** | Federally-Regulated Consumer Product | Natural gas |  | 49 |  | 50000 | True |  |  | False | Gas-fired storage | 92 |  | 77 | 0 | 26867893 | High | 0.63 |  |  | 10/05/2023 | 212696138 | 10/05/2023
A.O. Smith Water Products Company | Lochinvar | UTN05050-8R 4** | Federally-Regulated Consumer Product | Natural gas |  | 49 |  | 50000 | True |  |  | False | Gas-fired storage | 92 |  | 77 | 0 | 26867893 | High | 0.63 |  |  | 10/05/2023 | 212696137 | 10/05/2023
A.O. Smith Water Products Company | Lochinvar | DRS 50B 1** | Federally-Regulated Consumer Product | Electric resistance |  | 44 |  | 4.5 | True |  |  | False | Electric storage | 55 |  | 98 | 3531 |  | Medium | 0.92 |  |  | 10/05/2023 | 212604287 | 10/05/2023
A.O. Smith Water Products Company | A. O. SMITH | G6-UT5050NVR 4** | Federally-Regulated Consumer Product | Natural gas |  | 49 |  | 50000 | True |  |  | False | Gas-fired storage | 92 |  | 77 | 0 | 26867893 | High | 0.63 |  |  | 10/05/2023 | 212696133 | 10/05/2023
A.O. Smith Water Products Company | A. O. SMITH | GURT-50RL 4** | Federally-Regulated Consumer Product | Natural gas |  | 49 |  | 50000 | True |  |  | False | Gas-fired storage | 92 |  | 77 | 0 | 26867893 | High | 0.63 |  |  | 10/05/2023 | 212696037 | 10/05/2023
A.O. Smith Water Products Company | A. O. SMITH | XURT-50RL 4** | Federally-Regulated Consumer Product | Natural gas |  | 49 |  | 50000 | True |  |  | False | Gas-fired storage | 92 |  | 77 | 0 | 26867893 | High | 0.63 |  |  | 10/05/2023 | 212696134 | 10/05/2023
Rheem Sales Company, Inc. | Ruud | PRO+G40-50U RU HE EC1 | Federally-Regulated Consumer Product | Natural gas |  | 40 |  | 50000 | True |  |  | False | Gas-fired storage | 88 |  | 97 | 60 | 18602805 | High | 0.9 |  |  | 09/12/2023 | 213307516 | 10/05/2023
Rheem Sales Company, Inc. | Ruud | RUTGH-S*84* | Federally-Regulated Consumer Product | LPG |  | 0 |  | 157000 |  |  |  | True | Instantaneous gas-fired |  | 4.6 | 97 | 12 | 17591111 | High | 0.96 |  | 0 | 03/21/2023 | 210627641 | 10/05/2023
Rheem Sales Company, Inc. | Ruud | PRO+G50-50U RU HE EC1 | Federally-Regulated Consumer Product | Natural gas |  | 50 |  | 50000 | True |  |  | False | Gas-fired storage | 95 |  | 94 | 134 | 18777761 | High | 0.88 |  |  | 09/12/2023 | 213307158 | 10/05/2023
Rheem Sales Company, Inc. | Ruud | PRO+G40-50P RU HE EC1 | Federally-Regulated Consumer Product | LPG |  | 40 |  | 50000 | True |  |  | False | Gas-fired storage | 88 |  | 97 | 60 | 18602805 | High | 0.9 |  |  | 09/12/2023 | 213307517 | 10/05/2023
Rheem Sales Company, Inc. | Ruud | RUTGH-S*84* | Federally-Regulated Consumer Product | Natural gas |  | 0 |  | 157000 |  |  |  | True | Instantaneous gas-fired |  | 4.6 | 97 | 12 | 17591111 | High | 0.96 |  | 0 | 03/21/2023 | 210627641 | 10/05/2023
Rheem Sales Company, Inc. | Ruud | PRO+G50-50P RU HE EC1 | Federally-Regulated Consumer Product | LPG |  | 50 |  | 50000 | True |  |  | False | Gas-fired storage | 95 |  | 94 | 134 | 18777761 | High | 0.88 |  |  | 09/12/2023 | 213307159 | 10/05/2023
A.O. Smith Water Products Company | RELIANCE WATER HEATERS | 10-66-DHPTV 2** | Federally-Regulated Consumer Product | Heat pump |  | 68 |  | 0.9 | True |  |  | False | Electric storage | 76 |  | 368 | 1550 |  | High | 3.2 |  |  | 10/05/2023 | 213255770 | 10/05/2023
Rinnai America | Rinnai | (RUCS65I) REU-KCM2025FFU-US | Federally-Regulated Consumer Product | Natural gas |  | 1 |  | 130000 |  |  |  | True | Instantaneous gas-fired |  | 3.7 | 87 | 24 | 12956942 | Medium | 0.85 |  | 0 | 10/03/2023 | 8203411 | 10/05/2023
Rinnai America | Rinnai | (RUS75E) REU-KCM2528W-US | Federally-Regulated Consumer Product | Natural gas |  | 1 |  | 160000 |  |  |  | True | Instantaneous gas-fired |  | 4.3 | 92 | 14 | 18971077 | High | 0.89 |  | 0 | 02/23/2023 | 8203413 | 10/05/2023
Rinnai America | Rinnai | (RUCS75I) REU-KCM2528FFU-US | Federally-Regulated Consumer Product | LPG |  | 1 |  | 160000 |  |  |  | True | Instantaneous gas-fired |  | 4.5 | 92 | 13 | 18763169 | High | 0.9 |  | 0 | 02/23/2023 | 8203414 | 10/05/2023
Rinnai America | Rinnai | (RUCS65I) REU-KCM2025FFU-US | Federally-Regulated Consumer Product | LPG |  | 1 |  | 130000 |  |  |  | True | Instantaneous gas-fired |  | 3.7 | 87 | 24 | 12956942 | Medium | 0.85 |  | 0 | 10/03/2023 | 8203411 | 10/05/2023
Rinnai America | Rinnai | (RUS65E) REU-KCM2025W-US | Federally-Regulated Consumer Product | Natural gas |  | 1 |  | 130000 |  |  |  | True | Instantaneous gas-fired |  | 3.7 | 89 | 24 | 12805328 | Medium | 0.86 |  | 1 | 02/23/2023 | 8203412 | 10/05/2023
Rinnai America | Rinnai | (RUCS75I) REU-KCM2528FFU-US | Federally-Regulated Consumer Product | Natural gas |  | 1 |  | 160000 |  |  |  | True | Instantaneous gas-fired |  | 4.5 | 92 | 13 | 18763169 | High | 0.9 |  | 0 | 02/23/2023 | 8203414 | 10/05/2023
Rinnai America | Rinnai | (RUS65E) REU-KCM2025W-US | Federally-Regulated Consumer Product | LPG |  | 1 |  | 130000 |  |  |  | True | Instantaneous gas-fired |  | 3.7 | 89 | 24 | 12805328 | Medium | 0.86 |  | 1 | 02/23/2023 | 8203412 | 10/05/2023
Rinnai America | Rinnai | (RUS75E) REU-KCM2528W-US | Federally-Regulated Consumer Product | LPG |  | 1 |  | 160000 |  |  |  | True | Instantaneous gas-fired |  | 4.3 | 92 | 14 | 18971077 | High | 0.89 |  | 0 | 02/23/2023 | 8203413 | 10/05/2023
Rheem Sales Company, Inc. | Richmond | 9GUH50-50FP | Federally-Regulated Consumer Product | LPG |  | 50 |  | 50000 | True |  |  | False | Gas-fired storage | 95 |  | 94 | 134 | 18777761 | High | 0.88 |  |  | 09/12/2023 | 213307161 | 10/05/2023
Rheem Sales Company, Inc. | Richmond | 9GUH40-50FN | Federally-Regulated Consumer Product | Natural gas |  | 40 |  | 50000 | True |  |  | False | Gas-fired storage | 88 |  | 97 | 60 | 18602805 | High | 0.9 |  |  | 09/12/2023 | 213307518 | 10/05/2023
Rheem Sales Company, Inc. | Richmond | 9GUH50-50FN | Federally-Regulated Consumer Product | Natural gas |  | 50 |  | 50000 | True |  |  | False | Gas-fired storage | 95 |  | 94 | 134 | 18777761 | High | 0.88 |  |  | 09/12/2023 | 213307160 | 10/05/2023
Rheem Sales Company, Inc. | Richmond | 9GUH40-50FP | Federally-Regulated Consumer Product | LPG |  | 40 |  | 50000 | True |  |  | False | Gas-fired storage | 88 |  | 97 | 60 | 18602805 | High | 0.9 |  |  | 09/12/2023 | 213307519 | 10/05/2023
A.O. Smith Water Products Company | State | GS6-50-RCUTR 4** | Federally-Regulated Consumer Product | Natural gas |  | 49 |  | 50000 | True |  |  | False | Gas-fired storage | 92 |  | 77 | 0 | 26867893 | High | 0.63 |  |  | 09/29/2023 | 212696140 | 10/05/2023
Rheem Sales Company, Inc. | Ruud | PRO+G40-50U RU HE EC1 | Federally-Regulated Consumer Product | Natural gas |  | 40 |  | 50000 | True |  |  | False | Gas-fired storage | 88 |  | 97 | 60 | 18602805 | High | 0.9 |  |  | 10/05/2023 | 213307516 | 10/05/2023
Rheem Sales Company, Inc. | Ruud | RUTGH-S*84* | Federally-Regulated Consumer Product | LPG |  | 0 |  | 157000 |  |  |  | True | Instantaneous gas-fired |  | 4.6 | 97 | 12 | 17591111 | High | 0.96 |  | 0 | 10/05/2023 | 210627641 | 10/05/2023
Rheem Sales Company, Inc. | Ruud | PRO+G50-50U RU HE EC1 | Federally-Regulated Consumer Product | Natural gas |  | 50 |  | 50000 | True |  |  | False | Gas-fired storage | 95 |  | 94 | 134 | 18777761 | High | 0.88 |  |  | 10/05/2023 | 213307158 | 10/05/2023
Rheem Sales Company, Inc. | Ruud | PRO+G40-50P RU HE EC1 | Federally-Regulated Consumer Product | LPG |  | 40 |  | 50000 | True |  |  | False | Gas-fired storage | 88 |  | 97 | 60 | 18602805 | High | 0.9 |  |  | 10/05/2023 | 213307517 | 10/05/2023
Rheem Sales Company, Inc. | Ruud | RUTGH-S*84* | Federally-Regulated Consumer Product | Natural gas |  | 0 |  | 157000 |  |  |  | True | Instantaneous gas-fired |  | 4.6 | 97 | 12 | 17591111 | High | 0.96 |  | 0 | 10/05/2023 | 210627641 | 10/05/2023
Rheem Sales Company, Inc. | Ruud | PRO+G50-50P RU HE EC1 | Federally-Regulated Consumer Product | LPG |  | 50 |  | 50000 | True |  |  | False | Gas-fired storage | 95 |  | 94 | 134 | 18777761 | High | 0.88 |  |  | 10/05/2023 | 213307159 | 10/05/2023
Rinnai America | Rinnai | (RUCS65I) REU-KCM2025FFU-US | Federally-Regulated Consumer Product | Natural gas |  | 1 |  | 130000 |  |  |  | True | Instantaneous gas-fired |  | 3.7 | 87 | 24 | 12956942 | Medium | 0.85 |  | 0 | 10/05/2023 | 8203411 | 10/05/2023
Rinnai America | Rinnai | (RUS75E) REU-KCM2528W-US | Federally-Regulated Consumer Product | Natural gas |  | 1 |  | 160000 |  |  |  | True | Instantaneous gas-fired |  | 4.3 | 92 | 14 | 18971077 | High | 0.89 |  | 0 | 10/05/2023 | 8203413 | 10/05/2023
Rinnai America | Rinnai | (RUCS75I) REU-KCM2528FFU-US | Federally-Regulated Consumer Product | LPG |  | 1 |  | 160000 |  |  |  | True | Instantaneous gas-fired |  | 4.5 | 92 | 13 | 18763169 | High | 0.9 |  | 0 | 10/05/2023 | 8203414 | 10/05/2023
Rinnai America | Rinnai | (RUCS65I) REU-KCM2025FFU-US | Federally-Regulated Consumer Product | LPG |  | 1 |  | 130000 |  |  |  | True | Instantaneous gas-fired |  | 3.7 | 87 | 24 | 12956942 | Medium | 0.85 |  | 0 | 10/05/2023 | 8203411 | 10/05/2023
Rinnai America | Rinnai | (RUS65E) REU-KCM2025W-US | Federally-Regulated Consumer Product | Natural gas |  | 1 |  | 130000 |  |  |  | True | Instantaneous gas-fired |  | 3.7 | 89 | 24 | 12805328 | Medium | 0.86 |  | 1 | 10/05/2023 | 8203412 | 10/05/2023
Rinnai America | Rinnai | (RUCS75I) REU-KCM2528FFU-US | Federally-Regulated Consumer Product | Natural gas |  | 1 |  | 160000 |  |  |  | True | Instantaneous gas-fired |  | 4.5 | 92 | 13 | 18763169 | High | 0.9 |  | 0 | 10/05/2023 | 8203414 | 10/05/2023
Rinnai America | Rinnai | (RUS65E) REU-KCM2025W-US | Federally-Regulated Consumer Product | LPG |  | 1 |  | 130000 |  |  |  | True | Instantaneous gas-fired |  | 3.7 | 89 | 24 | 12805328 | Medium | 0.86 |  | 1 | 10/05/2023 | 8203412 | 10/05/2023
Rinnai America | Rinnai | (RUS75E) REU-KCM2528W-US | Federally-Regulated Consumer Product | LPG |  | 1 |  | 160000 |  |  |  | True | Instantaneous gas-fired |  | 4.3 | 92 | 14 | 18971077 | High | 0.89 |  | 0 | 10/05/2023 | 8203413 | 10/05/2023
Rheem Sales Company, Inc. | Richmond | 9GUH50-50FP | Federally-Regulated Consumer Product | LPG |  | 50 |  | 50000 | True |  |  | False | Gas-fired storage | 95 |  | 94 | 134 | 18777761 | High | 0.88 |  |  | 10/05/2023 | 213307161 | 10/05/2023
Rheem Sales Company, Inc. | Richmond | 9GUH40-50FN | Federally-Regulated Consumer Product | Natural gas |  | 40 |  | 50000 | True |  |  | False | Gas-fired storage | 88 |  | 97 | 60 | 18602805 | High | 0.9 |  |  | 10/05/2023 | 213307518 | 10/05/2023
Rheem Sales Company, Inc. | Richmond | 9GUH50-50FN | Federally-Regulated Consumer Product | Natural gas |  | 50 |  | 50000 | True |  |  | False | Gas-fired storage | 95 |  | 94 | 134 | 18777761 | High | 0.88 |  |  | 10/05/2023 | 213307160 | 10/05/2023
Rheem Sales Company, Inc. | Richmond | 9GUH40-50FP | Federally-Regulated Consumer Product | LPG |  | 40 |  | 50000 | True |  |  | False | Gas-fired storage | 88 |  | 97 | 60 | 18602805 | High | 0.9 |  |  | 10/05/2023 | 213307519 | 10/05/2023
A.O. Smith Water Products Company | State | GS6-50-RCUTR 4** | Federally-Regulated Consumer Product | Natural gas |  | 49 |  | 50000 | True |  |  | False | Gas-fired storage | 92 |  | 77 | 0 | 26867893 | High | 0.63 |  |  | 10/05/2023 | 212696140 | 10/05/2023
American Water Heater Co. | American | GU62 50T50R 4** | Federally-Regulated Consumer Product | Natural gas |  | 49 |  | 50000 | True |  |  | False | Gas-fired storage | 92 |  | 77 | 0 | 26867893 | High | 0.63 |  |  | 09/29/2023 | 212696136 | 10/05/2023
Rheem Sales Company, Inc. | Rheem | XP50T09UHN50U0 | Federally-Regulated Consumer Product | LPG |  | 50 |  | 50000 | True |  |  | False | Gas-fired storage | 95 |  | 94 | 134 | 18777761 | High | 0.88 |  |  | 09/12/2023 | 213307514 | 10/05/2023
Rheem Sales Company, Inc. | Rheem | PRO+G50-50U RH HE EC1 | Federally-Regulated Consumer Product | Natural gas |  | 50 |  | 50000 | True |  |  | False | Gas-fired storage | 95 |  | 94 | 134 | 18777761 | High | 0.88 |  |  | 09/12/2023 | 213307511 | 10/05/2023
Rheem Sales Company, Inc. | Rheem | PRO+G50-50P RH HE EC1 | Federally-Regulated Consumer Product | LPG |  | 50 |  | 50000 | True |  |  | False | Gas-fired storage | 95 |  | 94 | 134 | 18777761 | High | 0.88 |  |  | 09/12/2023 | 213307512 | 10/05/2023
Rheem Sales Company, Inc. | Rheem | XG50T09UHN50U0 | Federally-Regulated Consumer Product | Natural gas |  | 50 |  | 50000 | True |  |  | False | Gas-fired storage | 95 |  | 94 | 134 | 18777761 | High | 0.88 |  |  | 09/12/2023 | 213307513 | 10/05/2023
Rheem Sales Company, Inc. | Rheem | PRO+G40-50P RH HE EC1 | Federally-Regulated Consumer Product | LPG |  | 40 |  | 50000 | True |  |  | False | Gas-fired storage | 88 |  | 97 | 60 | 18602805 | High | 0.9 | 0.64 |  | 09/08/2023 | 213307155 | 10/05/2023
Rheem Sales Company, Inc. | Rheem | XG40T09UHN50U0 | Federally-Regulated Consumer Product | Natural gas |  | 40 |  | 50000 | True |  |  | False | Gas-fired storage | 88 |  | 97 | 60 | 18602805 | High | 0.9 | 0.64 |  | 09/08/2023 | 213307156 | 10/05/2023
Rheem Sales Company, Inc. | Rheem | PRO+G40-50U RH HE EC1 | Federally-Regulated Consumer Product | Natural gas |  | 40 |  | 50000 | True |  |  | False | Gas-fired storage | 88 |  | 97 | 60 | 18602805 | High | 0.9 | 0.64 |  | 09/08/2023 | 213307154 | 10/05/2023
Rheem Sales Company, Inc. | Rheem | XP40T09UHC50U0 | Federally-Regulated Consumer Product | LPG |  | 40 |  | 50000 | True |  |  | False | Gas-fired storage | 88 |  | 97 | 60 | 18602805 | High | 0.9 | 0.64 |  | 09/08/2023 | 213307157 | 10/05/2023
American Water Heater Co. | American | GU62 50T50R 4** | Federally-Regulated Consumer Product | Natural gas |  | 49 |  | 50000 | True |  |  | False | Gas-fired storage | 92 |  | 77 | 0 | 26867893 | High | 0.63 |  |  | 10/05/2023 | 212696136 | 10/05/2023
Rheem Sales Company, Inc. | Rheem | XP50T09UHN50U0 | Federally-Regulated Consumer Product | LPG |  | 50 |  | 50000 | True |  |  | False | Gas-fired storage | 95 |  | 94 | 134 | 18777761 | High | 0.88 |  |  | 10/05/2023 | 213307514 | 10/05/2023
Rheem Sales Company, Inc. | Rheem | PRO+G50-50U RH HE EC1 | Federally-Regulated Consumer Product | Natural gas |  | 50 |  | 50000 | True |  |  | False | Gas-fired storage | 95 |  | 94 | 134 | 18777761 | High | 0.88 |  |  | 10/05/2023 | 213307511 | 10/05/2023
Rheem Sales Company, Inc. | Rheem | PRO+G50-50P RH HE EC1 | Federally-Regulated Consumer Product | LPG |  | 50 |  | 50000 | True |  |  | False | Gas-fired storage | 95 |  | 94 | 134 | 18777761 | High | 0.88 |  |  | 10/05/2023 | 213307512 | 10/05/2023
Rheem Sales Company, Inc. | Rheem | XG50T09UHN50U0 | Federally-Regulated Consumer Product | Natural gas |  | 50 |  | 50000 | True |  |  | False | Gas-fired storage | 95 |  | 94 | 134 | 18777761 | High | 0.88 |  |  | 10/05/2023 | 213307513 | 10/05/2023
Rheem Sales Company, Inc. | Rheem | PRO+G40-50P RH HE EC1 | Federally-Regulated Consumer Product | LPG |  | 40 |  | 50000 | True |  |  | False | Gas-fired storage | 88 |  | 97 | 60 | 18602805 | High | 0.9 |  |  | 10/05/2023 | 213307155 | 10/05/2023
Rheem Sales Company, Inc. | Rheem | XG40T09UHN50U0 | Federally-Regulated Consumer Product | Natural gas |  | 40 |  | 50000 | True |  |  | False | Gas-fired storage | 88 |  | 97 | 60 | 18602805 | High | 0.9 |  |  | 10/05/2023 | 213307156 | 10/05/2023
Rheem Sales Company, Inc. | Rheem | PRO+G40-50U RH HE EC1 | Federally-Regulated Consumer Product | Natural gas |  | 40 |  | 50000 | True |  |  | False | Gas-fired storage | 88 |  | 97 | 60 | 18602805 | High | 0.9 |  |  | 10/05/2023 | 213307154 | 10/05/2023
Rheem Sales Company, Inc. | Rheem | XP40T09UHC50U0 | Federally-Regulated Consumer Product | LPG |  | 40 |  | 50000 | True |  |  | False | Gas-fired storage | 88 |  | 97 | 60 | 18602805 | High | 0.9 |  |  | 10/05/2023 | 213307157 | 10/05/2023
A.O. Smith Water Products Company | Lochinvar | UTN05050R 4** | Federally-Regulated Consumer Product | Natural gas |  | 49 |  | 50000 | True |  |  | False | Gas-fired storage | 92 |  | 77 | 0 | 26867893 | High | 0.63 |  |  | 10/05/2023 | 212696138 | 10/05/2023
A.O. Smith Water Products Company | Lochinvar | UTN05050-8R 4** | Federally-Regulated Consumer Product | Natural gas |  | 49 |  | 50000 | True |  |  | False | Gas-fired storage | 92 |  | 77 | 0 | 26867893 | High | 0.63 |  |  | 10/05/2023 | 212696137 | 10/05/2023
A.O. Smith Water Products Company | Lochinvar | DRS 50B 1** | Federally-Regulated Consumer Product | Electric resistance |  | 44 |  | 4.5 | True |  |  | False | Electric storage | 55 |  | 98 | 3531 |  | Medium | 0.92 |  |  | 10/05/2023 | 212604287 | 10/05/2023
Rheem Sales Company, Inc. | Richmond | 9GUH50-50FP | Federally-Regulated Consumer Product | LPG |  | 50 |  | 50000 | True |  |  | False | Gas-fired storage | 95 |  | 94 | 134 | 18777761 | High | 0.88 |  |  | 10/05/2023 | 213307161 | 10/05/2023
Rheem Sales Company, Inc. | Richmond | 9GUH40-50FN | Federally-Regulated Consumer Product | Natural gas |  | 40 |  | 50000 | True |  |  | False | Gas-fired storage | 88 |  | 97 | 60 | 18602805 | High | 0.9 |  |  | 10/05/2023 | 213307518 | 10/05/2023
Rheem Sales Company, Inc. | Richmond | 9GUH50-50FN | Federally-Regulated Consumer Product | Natural gas |  | 50 |  | 50000 | True |  |  | False | Gas-fired storage | 95 |  | 94 | 134 | 18777761 | High | 0.88 |  |  | 10/05/2023 | 213307160 | 10/05/2023
Rheem Sales Company, Inc. | Richmond | 9GUH40-50FP | Federally-Regulated Consumer Product | LPG |  | 40 |  | 50000 | True |  |  | False | Gas-fired storage | 88 |  | 97 | 60 | 18602805 | High | 0.9 |  |  | 10/05/2023 | 213307519 | 10/05/2023
A.O. Smith Water Products Company | State | GS6-50-RCUTR 4** | Federally-Regulated Consumer Product | Natural gas |  | 49 |  | 50000 | True |  |  | False | Gas-fired storage | 92 |  | 77 | 0 | 26867893 | High | 0.63 |  |  | 10/05/2023 | 212696140 | 10/05/2023
A.O. Smith Water Products Company | A. O. SMITH | G6-UT5050NVR 4** | Federally-Regulated Consumer Product | Natural gas |  | 49 |  | 50000 | True |  |  | False | Gas-fired storage | 92 |  | 77 | 0 | 26867893 | High | 0.63 |  |  | 10/05/2023 | 212696133 | 10/05/2023
A.O. Smith Water Products Company | A. O. SMITH | GURT-50RL 4** | Federally-Regulated Consumer Product | Natural gas |  | 49 |  | 50000 | True |  |  | False | Gas-fired storage | 92 |  | 77 | 0 | 26867893 | High | 0.63 |  |  | 10/05/2023 | 212696037 | 10/05/2023
A.O. Smith Water Products Company | A. O. SMITH | XURT-50RL 4** | Federally-Regulated Consumer Product | Natural gas |  | 49 |  | 50000 | True |  |  | False | Gas-fired storage | 92 |  | 77 | 0 | 26867893 | High | 0.63 |  |  | 10/05/2023 | 212696134 | 10/05/2023
Rheem Sales Company, Inc. | Rheem | XP50T09UHN50U0 | Federally-Regulated Consumer Product | LPG |  | 50 |  | 50000 | True |  |  | False | Gas-fired storage | 95 |  | 94 | 134 | 18777761 | High | 0.88 |  |  | 10/05/2023 | 213307514 | 10/05/2023
Rheem Sales Company, Inc. | Rheem | PRO+G50-50U RH HE EC1 | Federally-Regulated Consumer Product | Natural gas |  | 50 |  | 50000 | True |  |  | False | Gas-fired storage | 95 |  | 94 | 134 | 18777761 | High | 0.88 |  |  | 10/05/2023 | 213307511 | 10/05/2023
Rheem Sales Company, Inc. | Rheem | PRO+G50-50P RH HE EC1 | Federally-Regulated Consumer Product | LPG |  | 50 |  | 50000 | True |  |  | False | Gas-fired storage | 95 |  | 94 | 134 | 18777761 | High | 0.88 |  |  | 10/05/2023 | 213307512 | 10/05/2023
Rheem Sales Company, Inc. | Rheem | XG50T09UHN50U0 | Federally-Regulated Consumer Product | Natural gas |  | 50 |  | 50000 | True |  |  | False | Gas-fired storage | 95 |  | 94 | 134 | 18777761 | High | 0.88 |  |  | 10/05/2023 | 213307513 | 10/05/2023
Rheem Sales Company, Inc. | Rheem | PRO+G40-50P RH HE EC1 | Federally-Regulated Consumer Product | LPG |  | 40 |  | 50000 | True |  |  | False | Gas-fired storage | 88 |  | 97 | 60 | 18602805 | High | 0.9 |  |  | 10/05/2023 | 213307155 | 10/05/2023
Rheem Sales Company, Inc. | Rheem | XG40T09UHN50U0 | Federally-Regulated Consumer Product | Natural gas |  | 40 |  | 50000 | True |  |  | False | Gas-fired storage | 88 |  | 97 | 60 | 18602805 | High | 0.9 |  |  | 10/05/2023 | 213307156 | 10/05/2023
Rheem Sales Company, Inc. | Rheem | PRO+G40-50U RH HE EC1 | Federally-Regulated Consumer Product | Natural gas |  | 40 |  | 50000 | True |  |  | False | Gas-fired storage | 88 |  | 97 | 60 | 18602805 | High | 0.9 |  |  | 10/05/2023 | 213307154 | 10/05/2023
Rheem Sales Company, Inc. | Rheem | XP40T09UHC50U0 | Federally-Regulated Consumer Product | LPG |  | 40 |  | 50000 | True |  |  | False | Gas-fired storage | 88 |  | 97 | 60 | 18602805 | High | 0.9 |  |  | 10/05/2023 | 213307157 | 10/05/2023
A.O. Smith Water Products Company | RELIANCE WATER HEATERS | 10-66-DHPTV 2** | Federally-Regulated Consumer Product | Heat pump |  | 68 |  | 0.9 | True |  |  | False | Electric storage | 76 |  | 368 | 1550 |  | High | 3.2 |  |  | 10/05/2023 | 213255770 | 10/05/2023
American Water Heater Co. | American | GU62 50T50R 4** | Federally-Regulated Consumer Product | Natural gas |  | 49 |  | 50000 | True |  |  | False | Gas-fired storage | 92 |  | 77 | 0 | 26867893 | High | 0.63 |  |  | 10/05/2023 | 212696136 | 10/05/2023
Rheem Sales Company, Inc. | Ruud | PRO+G40-50U RU HE EC1 | Federally-Regulated Consumer Product | Natural gas |  | 40 |  | 50000 | True |  |  | False | Gas-fired storage | 88 |  | 97 | 60 | 18602805 | High | 0.9 |  |  | 10/05/2023 | 213307516 | 10/05/2023
Rheem Sales Company, Inc. | Ruud | RUTGH-S*84* | Federally-Regulated Consumer Product | LPG |  | 0 |  | 157000 |  |  |  | True | Instantaneous gas-fired |  | 4.6 | 97 | 12 | 17591111 | High | 0.96 |  | 0 | 10/05/2023 | 210627641 | 10/05/2023
Rheem Sales Company, Inc. | Ruud | PRO+G50-50U RU HE EC1 | Federally-Regulated Consumer Product | Natural gas |  | 50 |  | 50000 | True |  |  | False | Gas-fired storage | 95 |  | 94 | 134 | 18777761 | High | 0.88 |  |  | 10/05/2023 | 213307158 | 10/05/2023
Rheem Sales Company, Inc. | Ruud | PRO+G40-50P RU HE EC1 | Federally-Regulated Consumer Product | LPG |  | 40 |  | 50000 | True |  |  | False | Gas-fired storage | 88 |  | 97 | 60 | 18602805 | High | 0.9 |  |  | 10/05/2023 | 213307517 | 10/05/2023
Rheem Sales Company, Inc. | Ruud | RUTGH-S*84* | Federally-Regulated Consumer Product | Natural gas |  | 0 |  | 157000 |  |  |  | True | Instantaneous gas-fired |  | 4.6 | 97 | 12 | 17591111 | High | 0.96 |  | 0 | 10/05/2023 | 210627641 | 10/05/2023
Rheem Sales Company, Inc. | Ruud | PRO+G50-50P RU HE EC1 | Federally-Regulated Consumer Product | LPG |  | 50 |  | 50000 | True |  |  | False | Gas-fired storage | 95 |  | 94 | 134 | 18777761 | High | 0.88 |  |  | 10/05/2023 | 213307159 | 10/05/2023
Rinnai America | Rinnai | (RUCS65I) REU-KCM2025FFU-US | Federally-Regulated Consumer Product | Natural gas |  | 1 |  | 130000 |  |  |  | True | Instantaneous gas-fired |  | 3.7 | 87 | 24 | 12956942 | Medium | 0.85 |  | 0 | 10/05/2023 | 8203411 | 10/05/2023
Rinnai America | Rinnai | (RUS75E) REU-KCM2528W-US | Federally-Regulated Consumer Product | Natural gas |  | 1 |  | 160000 |  |  |  | True | Instantaneous gas-fired |  | 4.3 | 92 | 14 | 18971077 | High | 0.89 |  | 0 | 10/05/2023 | 8203413 | 10/05/2023
Rinnai America | Rinnai | (RUCS75I) REU-KCM2528FFU-US | Federally-Regulated Consumer Product | LPG |  | 1 |  | 160000 |  |  |  | True | Instantaneous gas-fired |  | 4.5 | 92 | 13 | 18763169 | High | 0.9 |  | 0 | 10/05/2023 | 8203414 | 10/05/2023
Rinnai America | Rinnai | (RUCS65I) REU-KCM2025FFU-US | Federally-Regulated Consumer Product | LPG |  | 1 |  | 130000 |  |  |  | True | Instantaneous gas-fired |  | 3.7 | 87 | 24 | 12956942 | Medium | 0.85 |  | 0 | 10/05/2023 | 8203411 | 10/05/2023
Rinnai America | Rinnai | (RUS65E) REU-KCM2025W-US | Federally-Regulated Consumer Product | Natural gas |  | 1 |  | 130000 |  |  |  | True | Instantaneous gas-fired |  | 3.7 | 89 | 24 | 12805328 | Medium | 0.86 |  | 1 | 10/05/2023 | 8203412 | 10/05/2023
Rinnai America | Rinnai | (RUCS75I) REU-KCM2528FFU-US | Federally-Regulated Consumer Product | Natural gas |  | 1 |  | 160000 |  |  |  | True | Instantaneous gas-fired |  | 4.5 | 92 | 13 | 18763169 | High | 0.9 |  | 0 | 10/05/2023 | 8203414 | 10/05/2023
Rinnai America | Rinnai | (RUS65E) REU-KCM2025W-US | Federally-Regulated Consumer Product | LPG |  | 1 |  | 130000 |  |  |  | True | Instantaneous gas-fired |  | 3.7 | 89 | 24 | 12805328 | Medium | 0.86 |  | 1 | 10/05/2023 | 8203412 | 10/05/2023
Rinnai America | Rinnai | (RUS75E) REU-KCM2528W-US | Federally-Regulated Consumer Product | LPG |  | 1 |  | 160000 |  |  |  | True | Instantaneous gas-fired |  | 4.3 | 92 | 14 | 18971077 | High | 0.89 |  | 0 | 10/05/2023 | 8203413 | 10/05/2023
Navien, Inc. | Navien | NHW700-160AE-LP | Federally-Regulated Consumer Product | LPG |  | 0 |  | 160000 |  |  |  | True | Instantaneous gas-fired |  | 4 | 84 | 42 | 20753946 | High | 0.81 |  | 0 | 10/05/2023 | 212617050 | 10/06/2023
Navien, Inc. | Navien | NHW700-160AI-NG | Federally-Regulated Consumer Product | Natural gas |  | 0 |  | 160000 |  |  |  | True | Instantaneous gas-fired |  | 4 | 84 | 42 | 20753946 | High | 0.81 |  | 0 | 10/05/2023 | 212617041 | 10/06/2023
Navien, Inc. | Navien | NHW700-199AI-LP | Federally-Regulated Consumer Product | LPG |  | 0 |  | 199000 |  |  |  | True | Instantaneous gas-fired |  | 5 | 84 | 39 | 20764182 | High | 0.81 |  | 0 | 10/05/2023 | 212617049 | 10/06/2023
Navien, Inc. | Navien | NHW700-160AI-LP | Federally-Regulated Consumer Product | LPG |  | 0 |  | 160000 |  |  |  | True | Instantaneous gas-fired |  | 4 | 84 | 42 | 20753946 | High | 0.81 |  | 0 | 10/05/2023 | 212617047 | 10/06/2023
Navien, Inc. | Navien | NHW700-160AE-NG | Federally-Regulated Consumer Product | Natural gas |  | 0 |  | 160000 |  |  |  | True | Instantaneous gas-fired |  | 4 | 84 | 42 | 20753946 | High | 0.81 |  | 0 | 10/05/2023 | 212617044 | 10/06/2023
Navien, Inc. | Navien | NHW700-180AE-LP | Federally-Regulated Consumer Product | LPG |  | 0 |  | 180000 |  |  |  | True | Instantaneous gas-fired |  | 4.5 | 84 | 42 | 20753946 | High | 0.81 |  | 0 | 10/05/2023 | 212617051 | 10/06/2023
Navien, Inc. | Navien | NHW700-199AI-NG | Federally-Regulated Consumer Product | Natural gas |  | 0 |  | 199000 |  |  |  | True | Instantaneous gas-fired |  | 5 | 84 | 39 | 20764182 | High | 0.81 |  | 0 | 10/05/2023 | 212617043 | 10/06/2023
Navien, Inc. | Navien | NHW700-180AI-NG | Federally-Regulated Consumer Product | Natural gas |  | 0 |  | 180000 |  |  |  | True | Instantaneous gas-fired |  | 4.5 | 84 | 42 | 20753946 | High | 0.81 |  | 0 | 10/05/2023 | 212617042 | 10/06/2023
Navien, Inc. | Navien | NHW700-199AE-LP | Federally-Regulated Consumer Product | LPG |  | 0 |  | 199000 |  |  |  | True | Instantaneous gas-fired |  | 5 | 84 | 39 | 20764182 | High | 0.81 |  | 0 | 10/05/2023 | 212617052 | 10/06/2023
Navien, Inc. | Navien | NHW700-199AE-NG | Federally-Regulated Consumer Product | Natural gas |  | 0 |  | 199000 |  |  |  | True | Instantaneous gas-fired |  | 5 | 84 | 39 | 20764182 | High | 0.81 |  | 0 | 10/05/2023 | 212617046 | 10/06/2023
Navien, Inc. | Navien | NHW700-180AI-LP | Federally-Regulated Consumer Product | LPG |  | 0 |  | 180000 |  |  |  | True | Instantaneous gas-fired |  | 4.5 | 84 | 42 | 20753946 | High | 0.81 |  | 0 | 10/05/2023 | 212617048 | 10/06/2023
Navien, Inc. | Navien | NHW700-180AE-NG | Federally-Regulated Consumer Product | Natural gas |  | 0 |  | 180000 |  |  |  | True | Instantaneous gas-fired |  | 4.5 | 84 | 42 | 20753946 | High | 0.81 |  | 0 | 10/05/2023 | 212617045 | 10/06/2023
Navien, Inc. | Navien | NHW700-160AE-LP | Federally-Regulated Consumer Product | LPG |  | 0 |  | 160000 |  |  |  | True | Instantaneous gas-fired |  | 4 | 84 | 42 | 20753946 | High | 0.81 |  | 0 | 10/06/2023 | 212617050 | 10/06/2023
Navien, Inc. | Navien | NHW700-160AI-NG | Federally-Regulated Consumer Product | Natural gas |  | 0 |  | 160000 |  |  |  | True | Instantaneous gas-fired |  | 4 | 84 | 42 | 20753946 | High | 0.81 |  | 0 | 10/06/2023 | 212617041 | 10/06/2023
Navien, Inc. | Navien | NHW700-199AI-LP | Federally-Regulated Consumer Product | LPG |  | 0 |  | 199000 |  |  |  | True | Instantaneous gas-fired |  | 5 | 84 | 39 | 20764182 | High | 0.81 |  | 0 | 10/06/2023 | 212617049 | 10/06/2023
Navien, Inc. | Navien | NHW700-160AI-LP | Federally-Regulated Consumer Product | LPG |  | 0 |  | 160000 |  |  |  | True | Instantaneous gas-fired |  | 4 | 84 | 42 | 20753946 | High | 0.81 |  | 0 | 10/06/2023 | 212617047 | 10/06/2023
Navien, Inc. | Navien | NHW700-160AE-NG | Federally-Regulated Consumer Product | Natural gas |  | 0 |  | 160000 |  |  |  | True | Instantaneous gas-fired |  | 4 | 84 | 42 | 20753946 | High | 0.81 |  | 0 | 10/06/2023 | 212617044 | 10/06/2023
Navien, Inc. | Navien | NHW700-180AE-LP | Federally-Regulated Consumer Product | LPG |  | 0 |  | 180000 |  |  |  | True | Instantaneous gas-fired |  | 4.5 | 84 | 42 | 20753946 | High | 0.81 |  | 0 | 10/06/2023 | 212617051 | 10/06/2023
Navien, Inc. | Navien | NHW700-199AI-NG | Federally-Regulated Consumer Product | Natural gas |  | 0 |  | 199000 |  |  |  | True | Instantaneous gas-fired |  | 5 | 84 | 39 | 20764182 | High | 0.81 |  | 0 | 10/06/2023 | 212617043 | 10/06/2023
Navien, Inc. | Navien | NHW700-180AI-NG | Federally-Regulated Consumer Product | Natural gas |  | 0 |  | 180000 |  |  |  | True | Instantaneous gas-fired |  | 4.5 | 84 | 42 | 20753946 | High | 0.81 |  | 0 | 10/06/2023 | 212617042 | 10/06/2023
Navien, Inc. | Navien | NHW700-199AE-LP | Federally-Regulated Consumer Product | LPG |  | 0 |  | 199000 |  |  |  | True | Instantaneous gas-fired |  | 5 | 84 | 39 | 20764182 | High | 0.81 |  | 0 | 10/06/2023 | 212617052 | 10/06/2023
Navien, Inc. | Navien | NHW700-199AE-NG | Federally-Regulated Consumer Product | Natural gas |  | 0 |  | 199000 |  |  |  | True | Instantaneous gas-fired |  | 5 | 84 | 39 | 20764182 | High | 0.81 |  | 0 | 10/06/2023 | 212617046 | 10/06/2023
Navien, Inc. | Navien | NHW700-180AI-LP | Federally-Regulated Consumer Product | LPG |  | 0 |  | 180000 |  |  |  | True | Instantaneous gas-fired |  | 4.5 | 84 | 42 | 20753946 | High | 0.81 |  | 0 | 10/06/2023 | 212617048 | 10/06/2023
Navien, Inc. | Navien | NHW700-180AE-NG | Federally-Regulated Consumer Product | Natural gas |  | 0 |  | 180000 |  |  |  | True | Instantaneous gas-fired |  | 4.5 | 84 | 42 | 20753946 | High | 0.81 |  | 0 | 10/06/2023 | 212617045 | 10/06/2023
Rheem Sales Company, Inc. | Rheem | PRO+G29-60N RH70 ID | Federally-Regulated Consumer Product | Natural gas |  | 28 |  | 60000 | True |  |  | False | Gas-fired storage | 93 |  | 78 | 34 | 23724517 | High | 0.71 |  |  | 03/21/2023 | 6528345 | 10/06/2023
Rheem Sales Company, Inc. | Rheem | XG29T12XR60U0 | Federally-Regulated Consumer Product | Natural gas |  | 28 |  | 60000 | True |  |  | False | Gas-fired storage | 93 |  | 78 | 34 | 23724517 | High | 0.71 |  |  | 03/21/2023 | 7532775 | 10/06/2023
Rheem Sales Company, Inc. | Richmond | 6G30-60 | Federally-Regulated Consumer Product | Natural gas |  | 28 |  | 60000 | True |  |  | False | Gas-fired storage | 93 |  | 78 | 34 | 23724517 | High | 0.71 |  |  | 03/21/2023 | 4663043 | 10/06/2023
Rheem Sales Company, Inc. | Richmond | 12G30-60 | Federally-Regulated Consumer Product | Natural gas |  | 28 |  | 60000 | True |  |  | False | Gas-fired storage | 93 |  | 78 | 34 | 23724517 | High | 0.71 |  |  | 03/21/2023 | 4663092 | 10/06/2023
Rheem Sales Company, Inc. | EcoSense | 43V30-60RE6 * | Federally-Regulated Consumer Product | Natural gas |  | 28 |  | 60000 | True |  |  | False | Gas-fired storage | 93 |  | 78 | 34 | 23724517 | High | 0.71 |  |  | 03/21/2023 | 10595513 | 10/06/2023
Rheem Sales Company, Inc. | EcoSense | 43V30-60RE12 * | Federally-Regulated Consumer Product | Natural gas |  | 28 |  | 60000 | True |  |  | False | Gas-fired storage | 93 |  | 78 | 34 | 23724517 | High | 0.71 |  |  | 03/21/2023 | 10595514 | 10/06/2023
Rheem Sales Company, Inc. | Rheem | PRO+G29-60N RH70 ID | Federally-Regulated Consumer Product | Natural gas |  | 28 |  | 60000 | True |  |  | False | Gas-fired storage | 93 |  | 78 | 34 | 23724517 | High | 0.71 |  |  | 10/06/2023 | 6528345 | 10/06/2023
Rheem Sales Company, Inc. | Rheem | XG29T12XR60U0 | Federally-Regulated Consumer Product | Natural gas |  | 28 |  | 60000 | True |  |  | False | Gas-fired storage | 93 |  | 78 | 34 | 23724517 | High | 0.71 |  |  | 10/06/2023 | 7532775 | 10/06/2023
Rheem Sales Company, Inc. | Richmond | 6G30-60 | Federally-Regulated Consumer Product | Natural gas |  | 28 |  | 60000 | True |  |  | False | Gas-fired storage | 93 |  | 78 | 34 | 23724517 | High | 0.71 |  |  | 10/06/2023 | 4663043 | 10/06/2023
Rheem Sales Company, Inc. | Richmond | 12G30-60 | Federally-Regulated Consumer Product | Natural gas |  | 28 |  | 60000 | True |  |  | False | Gas-fired storage | 93 |  | 78 | 34 | 23724517 | High | 0.71 |  |  | 10/06/2023 | 4663092 | 10/06/2023
Rheem Sales Company, Inc. | Richmond | 6G30-60 | Federally-Regulated Consumer Product | Natural gas |  | 28 |  | 60000 | True |  |  | False | Gas-fired storage | 93 |  | 78 | 34 | 23724517 | High | 0.71 |  |  | 10/06/2023 | 4663043 | 10/06/2023
Rheem Sales Company, Inc. | Richmond | 12G30-60 | Federally-Regulated Consumer Product | Natural gas |  | 28 |  | 60000 | True |  |  | False | Gas-fired storage | 93 |  | 78 | 34 | 23724517 | High | 0.71 |  |  | 10/06/2023 | 4663092 | 10/06/2023
Rheem Sales Company, Inc. | Rheem | PRO+G29-60N RH70 ID | Federally-Regulated Consumer Product | Natural gas |  | 28 |  | 60000 | True |  |  | False | Gas-fired storage | 93 |  | 78 | 34 | 23724517 | High | 0.71 |  |  | 10/06/2023 | 6528345 | 10/06/2023
Rheem Sales Company, Inc. | Rheem | XG29T12XR60U0 | Federally-Regulated Consumer Product | Natural gas |  | 28 |  | 60000 | True |  |  | False | Gas-fired storage | 93 |  | 78 | 34 | 23724517 | High | 0.71 |  |  | 10/06/2023 | 7532775 | 10/06/2023
Navien, Inc. | Navien | NHW700-160AE-LP | Federally-Regulated Consumer Product | LPG |  | 0 |  | 160000 |  |  |  | True | Instantaneous gas-fired |  | 4 | 84 | 42 | 20753946 | High | 0.81 | 0.81 | 0 | 10/06/2023 | 212617050 | 10/06/2023
Navien, Inc. | Navien | NHW700-160AI-NG | Federally-Regulated Consumer Product | Natural gas |  | 0 |  | 160000 |  |  |  | True | Instantaneous gas-fired |  | 4 | 84 | 42 | 20753946 | High | 0.81 | 0.81 | 0 | 10/06/2023 | 212617041 | 10/06/2023
Navien, Inc. | Navien | NHW700-199AI-LP | Federally-Regulated Consumer Product | LPG |  | 0 |  | 199000 |  |  |  | True | Instantaneous gas-fired |  | 5 | 84 | 39 | 20764182 | High | 0.81 | 0.81 | 0 | 10/06/2023 | 212617049 | 10/06/2023
Navien, Inc. | Navien | NHW700-160AI-LP | Federally-Regulated Consumer Product | LPG |  | 0 |  | 160000 |  |  |  | True | Instantaneous gas-fired |  | 4 | 84 | 42 | 20753946 | High | 0.81 | 0.81 | 0 | 10/06/2023 | 212617047 | 10/06/2023
Navien, Inc. | Navien | NHW700-160AE-NG | Federally-Regulated Consumer Product | Natural gas |  | 0 |  | 160000 |  |  |  | True | Instantaneous gas-fired |  | 4 | 84 | 42 | 20753946 | High | 0.81 | 0.81 | 0 | 10/06/2023 | 212617044 | 10/06/2023
Navien, Inc. | Navien | NHW700-180AE-LP | Federally-Regulated Consumer Product | LPG |  | 0 |  | 180000 |  |  |  | True | Instantaneous gas-fired |  | 4.5 | 84 | 42 | 20753946 | High | 0.81 | 0.81 | 0 | 10/06/2023 | 212617051 | 10/06/2023
Navien, Inc. | Navien | NHW700-199AI-NG | Federally-Regulated Consumer Product | Natural gas |  | 0 |  | 199000 |  |  |  | True | Instantaneous gas-fired |  | 5 | 84 | 39 | 20764182 | High | 0.81 | 0.81 | 0 | 10/06/2023 | 212617043 | 10/06/2023
Navien, Inc. | Navien | NHW700-180AI-NG | Federally-Regulated Consumer Product | Natural gas |  | 0 |  | 180000 |  |  |  | True | Instantaneous gas-fired |  | 4.5 | 84 | 42 | 20753946 | High | 0.81 | 0.81 | 0 | 10/06/2023 | 212617042 | 10/06/2023
Navien, Inc. | Navien | NHW700-199AE-LP | Federally-Regulated Consumer Product | LPG |  | 0 |  | 199000 |  |  |  | True | Instantaneous gas-fired |  | 5 | 84 | 39 | 20764182 | High | 0.81 | 0.81 | 0 | 10/06/2023 | 212617052 | 10/06/2023
Navien, Inc. | Navien | NHW700-199AE-NG | Federally-Regulated Consumer Product | Natural gas |  | 0 |  | 199000 |  |  |  | True | Instantaneous gas-fired |  | 5 | 84 | 39 | 20764182 | High | 0.81 | 0.81 | 0 | 10/06/2023 | 212617046 | 10/06/2023
Navien, Inc. | Navien | NHW700-180AI-LP | Federally-Regulated Consumer Product | LPG |  | 0 |  | 180000 |  |  |  | True | Instantaneous gas-fired |  | 4.5 | 84 | 42 | 20753946 | High | 0.81 | 0.81 | 0 | 10/06/2023 | 212617048 | 10/06/2023
Navien, Inc. | Navien | NHW700-180AE-NG | Federally-Regulated Consumer Product | Natural gas |  | 0 |  | 180000 |  |  |  | True | Instantaneous gas-fired |  | 4.5 | 84 | 42 | 20753946 | High | 0.81 | 0.81 | 0 | 10/06/2023 | 212617045 | 10/06/2023
Rheem Sales Company, Inc. | Rheem | XG40T06TH40U0 | Federally-Regulated Consumer Product | Natural gas |  | 38 |  | 40000 | True |  |  | False | Gas-fired storage | 84 |  | 77 | 0 | 26041188 | High | 0.65 | 0.64 |  | 04/18/2023 | 210594816 | 10/10/2023
Rheem Sales Company, Inc. | Rheem | XG40T12HE40U0 | Federally-Regulated Consumer Product | Natural gas |  | 38 |  | 40000 | True |  |  | False | Gas-fired storage | 84 |  | 77 | 0 | 26041188 | High | 0.65 |  |  | 04/06/2023 | 6983772 | 10/10/2023
Rheem Sales Company, Inc. | Rheem | XP40T09HE36U0 | Federally-Regulated Consumer Product | LPG |  | 38 |  | 36000 | True |  |  | False | Gas-fired storage | 84 |  | 77 | 0 | 26041188 | High | 0.65 |  |  | 05/16/2023 | 6983417 | 10/10/2023
Rheem Sales Company, Inc. | Rheem | XG40T09HE40U0 | Federally-Regulated Consumer Product | Natural gas |  | 38 |  | 40000 | True |  |  | False | Gas-fired storage | 84 |  | 77 | 0 | 26041188 | High | 0.65 |  |  | 04/06/2023 | 6983552 | 10/10/2023
Rheem Sales Company, Inc. | Rheem | XP40T12HE36U0 | Federally-Regulated Consumer Product | LPG |  | 38 |  | 36000 | True |  |  | False | Gas-fired storage | 84 |  | 77 | 0 | 26041188 | High | 0.65 |  |  | 05/16/2023 | 6983835 | 10/10/2023
Rheem Sales Company, Inc. | Rheem | XG40T06TH40U0 | Federally-Regulated Consumer Product | Natural gas |  | 38 |  | 40000 | True |  |  | False | Gas-fired storage | 84 |  | 77 | 0 | 26041188 | High | 0.65 |  |  | 10/10/2023 | 210594816 | 10/10/2023
Rheem Sales Company, Inc. | Rheem | XG40T12HE40U0 | Federally-Regulated Consumer Product | Natural gas |  | 38 |  | 40000 | True |  |  | False | Gas-fired storage | 84 |  | 77 | 0 | 26041188 | High | 0.65 |  |  | 10/10/2023 | 6983772 | 10/10/2023
Rheem Sales Company, Inc. | Rheem | XP40T09HE36U0 | Federally-Regulated Consumer Product | LPG |  | 38 |  | 36000 | True |  |  | False | Gas-fired storage | 84 |  | 77 | 0 | 26041188 | High | 0.65 |  |  | 10/10/2023 | 6983417 | 10/10/2023
Rheem Sales Company, Inc. | Rheem | XG40T09HE40U0 | Federally-Regulated Consumer Product | Natural gas |  | 38 |  | 40000 | True |  |  | False | Gas-fired storage | 84 |  | 77 | 0 | 26041188 | High | 0.65 |  |  | 10/10/2023 | 6983552 | 10/10/2023
Rheem Sales Company, Inc. | Rheem | XP40T12HE36U0 | Federally-Regulated Consumer Product | LPG |  | 38 |  | 36000 | True |  |  | False | Gas-fired storage | 84 |  | 77 | 0 | 26041188 | High | 0.65 |  |  | 10/10/2023 | 6983835 | 10/10/2023
Rheem Sales Company, Inc. | Rheem | XG40T06TH40U0 | Federally-Regulated Consumer Product | Natural gas |  | 38 |  | 40000 | True |  |  | False | Gas-fired storage | 84 |  | 77 | 0 | 26041188 | High | 0.65 | 0.64 |  | 10/10/2023 | 210594816 | 10/10/2023
Rheem Sales Company, Inc. | Rheem | XG40T12HE40U0 | Federally-Regulated Consumer Product | Natural gas |  | 38 |  | 40000 | True |  |  | False | Gas-fired storage | 84 |  | 77 | 0 | 26041188 | High | 0.65 | 0.64 |  | 10/10/2023 | 6983772 | 10/10/2023
Rheem Sales Company, Inc. | Rheem | XP40T09HE36U0 | Federally-Regulated Consumer Product | LPG |  | 38 |  | 36000 | True |  |  | False | Gas-fired storage | 84 |  | 77 | 0 | 26041188 | High | 0.65 | 0.64 |  | 10/10/2023 | 6983417 | 10/10/2023
Rheem Sales Company, Inc. | Rheem | XG40T09HE40U0 | Federally-Regulated Consumer Product | Natural gas |  | 38 |  | 40000 | True |  |  | False | Gas-fired storage | 84 |  | 77 | 0 | 26041188 | High | 0.65 | 0.64 |  | 10/10/2023 | 6983552 | 10/10/2023
Rheem Sales Company, Inc. | Rheem | XP40T12HE36U0 | Federally-Regulated Consumer Product | LPG |  | 38 |  | 36000 | True |  |  | False | Gas-fired storage | 84 |  | 77 | 0 | 26041188 | High | 0.65 | 0.64 |  | 10/10/2023 | 6983835 | 10/10/2023
Rheem Sales Company, Inc. | Richmond | 6G50-48FN | Federally-Regulated Consumer Product | Natural gas |  | 46 |  | 48000 | True |  |  | False | Gas-fired storage | 88 |  | 77 | 0 | 26448082 | High | 0.64 | 0.63 |  | 09/08/2023 | 213306845 | 10/12/2023
Rheem Sales Company, Inc. | Richmond | 6G40-34FN | Federally-Regulated Consumer Product | Natural gas |  | 38 |  | 34000 | True |  |  | False | Gas-fired storage | 71 |  | 75 | 0 | 18784755 | Medium | 0.59 |  |  | 09/07/2023 | 213306791 | 10/12/2023
Rheem Sales Company, Inc. | Ruud | PROG40-34U RU EC1 | Federally-Regulated Consumer Product | Natural gas |  | 38 |  | 34000 | True |  |  | False | Gas-fired storage | 71 |  | 75 | 0 | 18784755 | Medium | 0.59 |  |  | 09/07/2023 | 213306789 | 10/12/2023
Rheem Sales Company, Inc. | Ruud | PROG40-34U RU EC1 TT | Federally-Regulated Consumer Product | Natural gas |  | 38 |  | 34000 | True |  |  | False | Gas-fired storage | 71 |  | 75 | 0 | 18784755 | Medium | 0.59 |  |  | 09/07/2023 | 213306790 | 10/12/2023
Rheem Sales Company, Inc. | Ruud | PROG48-48U RU EC1 | Federally-Regulated Consumer Product | Natural gas |  | 46 |  | 48000 | True |  |  | False | Gas-fired storage | 88 |  | 77 | 0 | 26448082 | High | 0.64 |  |  | 09/08/2023 | 213306844 | 10/12/2023
Rheem Sales Company, Inc. | Ruud | MRG85238-* | Federally-Regulated Consumer Product | Electric resistance |  | 84 |  | 3.8 | False |  |  | True | Grid-enabled | 76 |  | 98 | 1581 |  | High | 0.92 |  |  | 08/23/2022 | 207826033 | 10/12/2023
Rheem Sales Company, Inc. | Ruud | MRG85245-* | Federally-Regulated Consumer Product | Electric resistance |  | 84 |  | 4.5 | False |  |  | True | Grid-enabled | 77 |  | 98 | 1581 |  | High | 0.92 |  |  | 08/23/2022 | 207826034 | 10/12/2023
A.O. Smith Water Products Company | RELIANCE WATER HEATERS | 10-66-DHPTS 2** | Federally-Regulated Consumer Product | Heat pump |  | 67 |  | 4.5 | True |  | False | False | Electric storage | 82 |  | 425 | 1233 |  | High | 4.02 |  |  | 09/19/2023 | 210605784 | 10/12/2023
Rheem Sales Company, Inc. | Richmond | 6G50-48FN | Federally-Regulated Consumer Product | Natural gas |  | 46 |  | 48000 | True |  |  | False | Gas-fired storage | 88 |  | 77 | 0 | 26448082 | High | 0.64 |  |  | 10/12/2023 | 213306845 | 10/12/2023
Rheem Sales Company, Inc. | Richmond | 6G40-34FN | Federally-Regulated Consumer Product | Natural gas |  | 38 |  | 34000 | True |  |  | False | Gas-fired storage | 71 |  | 75 | 0 | 18784755 | Medium | 0.59 |  |  | 10/12/2023 | 213306791 | 10/12/2023
American Water Heater Co. | American | HPS10266H045DV 2** | Federally-Regulated Consumer Product | Heat pump |  | 67 |  | 4.5 | True |  | False | False | Electric storage | 82 |  | 425 | 1233 |  | High | 4.02 |  |  | 09/19/2023 | 208531196 | 10/12/2023
A.O. Smith Water Products Company | State | HPSX-66-DHPT 2** | Federally-Regulated Consumer Product | Heat pump |  | 67 |  | 4.5 | True |  | False | False | Electric storage | 82 |  | 425 | 1233 |  | High | 4.02 |  |  | 09/19/2023 | 208531194 | 10/12/2023
A.O. Smith Water Products Company | RELIANCE WATER HEATERS | 10-66-DHPTS 2** | Federally-Regulated Consumer Product | Heat pump |  | 67 |  | 4.5 | True |  | False | False | Electric storage | 82 |  | 425 | 1233 |  | High | 3.7 |  |  | 10/12/2023 | 210605784 | 10/12/2023
American Water Heater Co. | American | HPS10266H045DV 2** | Federally-Regulated Consumer Product | Heat pump |  | 67 |  | 4.5 | True |  | False | False | Electric storage | 82 |  | 425 | 1233 |  | High | 3.7 |  |  | 10/12/2023 | 208531196 | 10/12/2023
A.O. Smith Water Products Company | State | HPSX-66-DHPT 2** | Federally-Regulated Consumer Product | Heat pump |  | 67 |  | 4.5 | True |  | False | False | Electric storage | 82 |  | 425 | 1233 |  | High | 3.7 |  |  | 10/12/2023 | 208531194 | 10/12/2023
Rheem Sales Company, Inc. | Rheem | PROG40-34U RH EC1 TT | Federally-Regulated Consumer Product | Natural gas |  | 38 |  | 34000 | True |  |  | False | Gas-fired storage | 71 |  | 75 | 0 | 18784755 | Medium | 0.59 |  |  | 09/01/2023 | 213295944 | 10/12/2023
Rheem Sales Company, Inc. | Rheem | PROG48-48U RH EC1 | Federally-Regulated Consumer Product | Natural gas |  | 46 |  | 48000 | True |  |  | False | Gas-fired storage | 88 |  | 77 | 0 | 26448082 | High | 0.64 | 0.63 |  | 09/07/2023 | 213306836 | 10/12/2023
Rheem Sales Company, Inc. | Rheem | XG40T06EN34U0 | Federally-Regulated Consumer Product | Natural gas |  | 38 |  | 34000 | True |  |  | False | Gas-fired storage | 71 |  | 75 | 0 | 18784755 | Medium | 0.59 | 0.58 |  | 09/07/2023 | 213306787 | 10/12/2023
Rheem Sales Company, Inc. | Rheem | PROG40-34U RH EC1 | Federally-Regulated Consumer Product | Natural gas |  | 38 |  | 34000 | True |  |  | False | Gas-fired storage | 71 |  | 75 | 0 | 18784755 | Medium | 0.59 |  |  | 09/01/2023 | 213295943 | 10/12/2023
Rheem Sales Company, Inc. | Rheem | XG50T06EN48U0 | Federally-Regulated Consumer Product | Natural gas |  | 46 |  | 48000 | True |  |  | False | Gas-fired storage | 88 |  | 77 | 0 | 26448082 | High | 0.64 | 0.63 |  | 09/08/2023 | 213306843 | 10/12/2023
Rheem Sales Company, Inc. | Rheem | XG40T06TN34U0 | Federally-Regulated Consumer Product | Natural gas |  | 38 |  | 34000 | True |  |  | False | Gas-fired storage | 71 |  | 75 | 0 | 18784755 | Medium | 0.59 | 0.58 |  | 09/07/2023 | 213306788 | 10/12/2023
A.O. Smith Water Products Company | A. O. SMITH | HPTS-66 2** | Federally-Regulated Consumer Product | Heat pump |  | 67 |  | 4.5 | True |  | False | False | Electric storage | 82 |  | 425 | 1233 |  | High | 4.02 |  |  | 09/19/2023 | 208531171 | 10/12/2023
A.O. Smith Water Products Company | A. O. SMITH | HPS10-66H45DV 2** | Federally-Regulated Consumer Product | Heat pump |  | 67 |  | 4.5 | True |  | False | False | Electric storage | 82 |  | 425 | 1233 |  | High | 4.02 |  |  | 09/19/2023 | 210605782 | 10/12/2023
Rheem Sales Company, Inc. | Rheem | PROG40-34U RH EC1 TT | Federally-Regulated Consumer Product | Natural gas |  | 38 |  | 34000 | True |  |  | False | Gas-fired storage | 71 |  | 75 | 0 | 18784755 | Medium | 0.59 |  |  | 10/12/2023 | 213295944 | 10/12/2023
Rheem Sales Company, Inc. | Rheem | PROG48-48U RH EC1 | Federally-Regulated Consumer Product | Natural gas |  | 46 |  | 48000 | True |  |  | False | Gas-fired storage | 88 |  | 77 | 0 | 26448082 | High | 0.64 |  |  | 10/12/2023 | 213306836 | 10/12/2023
Rheem Sales Company, Inc. | Rheem | XG40T06EN34U0 | Federally-Regulated Consumer Product | Natural gas |  | 38 |  | 34000 | True |  |  | False | Gas-fired storage | 71 |  | 75 | 0 | 18784755 | Medium | 0.59 |  |  | 10/12/2023 | 213306787 | 10/12/2023
Rheem Sales Company, Inc. | Rheem | PROG40-34U RH EC1 | Federally-Regulated Consumer Product | Natural gas |  | 38 |  | 34000 | True |  |  | False | Gas-fired storage | 71 |  | 75 | 0 | 18784755 | Medium | 0.59 |  |  | 10/12/2023 | 213295943 | 10/12/2023
Rheem Sales Company, Inc. | Rheem | XG50T06EN48U0 | Federally-Regulated Consumer Product | Natural gas |  | 46 |  | 48000 | True |  |  | False | Gas-fired storage | 88 |  | 77 | 0 | 26448082 | High | 0.64 |  |  | 10/12/2023 | 213306843 | 10/12/2023
Rheem Sales Company, Inc. | Rheem | XG40T06TN34U0 | Federally-Regulated Consumer Product | Natural gas |  | 38 |  | 34000 | True |  |  | False | Gas-fired storage | 71 |  | 75 | 0 | 18784755 | Medium | 0.59 |  |  | 10/12/2023 | 213306788 | 10/12/2023
A.O. Smith Water Products Company | A. O. SMITH | HPTS-66 2** | Federally-Regulated Consumer Product | Heat pump |  | 67 |  | 4.5 | True |  | False | False | Electric storage | 82 |  | 425 | 1233 |  | High | 3.7 |  |  | 10/12/2023 | 208531171 | 10/12/2023
A.O. Smith Water Products Company | A. O. SMITH | HPS10-66H45DV 2** | Federally-Regulated Consumer Product | Heat pump |  | 67 |  | 4.5 | True |  | False | False | Electric storage | 82 |  | 425 | 1233 |  | High | 3.7 |  |  | 10/12/2023 | 210605782 | 10/12/2023
Rheem Sales Company, Inc. | Richmond | 6G50-48FN | Federally-Regulated Consumer Product | Natural gas |  | 46 |  | 48000 | True |  |  | False | Gas-fired storage | 88 |  | 77 | 0 | 26448082 | High | 0.64 |  |  | 10/12/2023 | 213306845 | 10/12/2023
Rheem Sales Company, Inc. | Richmond | 6G40-34FN | Federally-Regulated Consumer Product | Natural gas |  | 38 |  | 34000 | True |  |  | False | Gas-fired storage | 71 |  | 75 | 0 | 18784755 | Medium | 0.59 |  |  | 10/12/2023 | 213306791 | 10/12/2023
A.O. Smith Water Products Company | A. O. SMITH | HPTS-66 2** | Federally-Regulated Consumer Product | Heat pump |  | 67 |  | 4.5 | True |  | False | False | Electric storage | 82 |  | 425 | 1233 |  | High | 3.7 |  |  | 10/12/2023 | 208531171 | 10/12/2023
A.O. Smith Water Products Company | A. O. SMITH | HPS10-66H45DV 2** | Federally-Regulated Consumer Product | Heat pump |  | 67 |  | 4.5 | True |  | False | False | Electric storage | 82 |  | 425 | 1233 |  | High | 3.7 |  |  | 10/12/2023 | 210605782 | 10/12/2023
A.O. Smith Water Products Company | State | HPSX-66-DHPT 2** | Federally-Regulated Consumer Product | Heat pump |  | 67 |  | 4.5 | True |  | False | False | Electric storage | 82 |  | 425 | 1233 |  | High | 3.7 |  |  | 10/12/2023 | 208531194 | 10/12/2023
American Water Heater Co. | American | HPS10266H045DV 2** | Federally-Regulated Consumer Product | Heat pump |  | 67 |  | 4.5 | True |  | False | False | Electric storage | 82 |  | 425 | 1233 |  | High | 3.7 |  |  | 10/12/2023 | 208531196 | 10/12/2023
Rheem Sales Company, Inc. | Rheem | PROG40-34U RH EC1 TT | Federally-Regulated Consumer Product | Natural gas |  | 38 |  | 34000 | True |  |  | False | Gas-fired storage | 71 |  | 75 | 0 | 18784755 | Medium | 0.59 |  |  | 10/12/2023 | 213295944 | 10/12/2023
Rheem Sales Company, Inc. | Rheem | PROG48-48U RH EC1 | Federally-Regulated Consumer Product | Natural gas |  | 46 |  | 48000 | True |  |  | False | Gas-fired storage | 88 |  | 77 | 0 | 26448082 | High | 0.64 |  |  | 10/12/2023 | 213306836 | 10/12/2023
Rheem Sales Company, Inc. | Rheem | XG40T06EN34U0 | Federally-Regulated Consumer Product | Natural gas |  | 38 |  | 34000 | True |  |  | False | Gas-fired storage | 71 |  | 75 | 0 | 18784755 | Medium | 0.59 |  |  | 10/12/2023 | 213306787 | 10/12/2023
Rheem Sales Company, Inc. | Rheem | PROG40-34U RH EC1 | Federally-Regulated Consumer Product | Natural gas |  | 38 |  | 34000 | True |  |  | False | Gas-fired storage | 71 |  | 75 | 0 | 18784755 | Medium | 0.59 |  |  | 10/12/2023 | 213295943 | 10/12/2023
Rheem Sales Company, Inc. | Rheem | XG50T06EN48U0 | Federally-Regulated Consumer Product | Natural gas |  | 46 |  | 48000 | True |  |  | False | Gas-fired storage | 88 |  | 77 | 0 | 26448082 | High | 0.64 |  |  | 10/12/2023 | 213306843 | 10/12/2023
Rheem Sales Company, Inc. | Rheem | XG40T06TN34U0 | Federally-Regulated Consumer Product | Natural gas |  | 38 |  | 34000 | True |  |  | False | Gas-fired storage | 71 |  | 75 | 0 | 18784755 | Medium | 0.59 |  |  | 10/12/2023 | 213306788 | 10/12/2023
A.O. Smith Water Products Company | RELIANCE WATER HEATERS | 10-66-DHPTS 2** | Federally-Regulated Consumer Product | Heat pump |  | 67 |  | 4.5 | True |  | False | False | Electric storage | 82 |  | 425 | 1233 |  | High | 3.7 |  |  | 10/12/2023 | 210605784 | 10/12/2023
Rheem Sales Company, Inc. | Rheem | XG50S12HE40U0 | Federally-Regulated Consumer Product | Natural gas |  | 48 |  | 40000 | True |  |  | False | Gas-fired storage | 86 |  | 78 | 0 | 26448082 | High | 0.64 |  |  | 03/21/2023 | 205814010 | 10/17/2023
Rheem Sales Company, Inc. | Rheem | XG50T06TN34U0 | Federally-Regulated Consumer Product | Natural gas |  | 48 |  | 34000 | True |  |  | False | Gas-fired storage | 78 |  | 79 | 0 | 26867893 | High | 0.63 | 0.63 |  | 09/07/2023 | 213295946 | 10/17/2023
Rheem Sales Company, Inc. | Rheem | PROG40-34N RH62 MH | Federally-Regulated Consumer Product | Natural gas |  | 38 |  | 34000 | True |  |  | True | Gas-fired storage | 57 |  | 75 | 0 | 18784755 | Medium | 0.59 |  |  | 03/21/2023 | 8077634 | 10/17/2023
Rheem Sales Company, Inc. | Rheem | 24IR30DV1 | Federally-Regulated Consumer Product | Natural gas |  | 29 |  | 30000 | True |  |  | True | Gas-fired storage | 46 |  | 78 | 0 | 13433946 | Low | 0.57 |  |  | 03/21/2023 | 8068481 | 10/17/2023
Rheem Sales Company, Inc. | Rheem | XG40T06MH34U1 | Federally-Regulated Consumer Product | Natural gas |  | 38 |  | 34000 | True |  |  | True | Gas-fired storage | 57 |  | 75 | 0 | 18784755 | Medium | 0.59 |  |  | 03/21/2023 | 8077636 | 10/17/2023
Rheem Sales Company, Inc. | Rheem | PROG50-34U RH EC1 TT | Federally-Regulated Consumer Product | Natural gas |  | 48 |  | 34000 | True |  |  | False | Gas-fired storage | 78 |  | 79 | 0 | 26867893 | High | 0.63 | 0.63 |  | 09/07/2023 | 213305949 | 10/17/2023
Rheem Sales Company, Inc. | Rheem | PROG30S-30N RH63 | Federally-Regulated Consumer Product | Natural gas |  | 29 |  | 30000 | True |  |  | False | Gas-fired storage | 51 |  | 75 | 0 | 18471676 | Medium | 0.6 |  |  | 03/21/2023 | 8086838 | 10/17/2023
Rheem Sales Company, Inc. | Rheem | XG40S06EC34U0 | Federally-Regulated Consumer Product | Natural gas |  | 38 |  | 34000 | True |  |  | False | Gas-fired storage | 64 |  | 78 | 0 | 19108631 | Medium | 0.58 |  |  | 03/21/2023 | 8065119 | 10/17/2023
Rheem Sales Company, Inc. | Rheem | PROG30-30N RH63 MH DV | Federally-Regulated Consumer Product | Natural gas |  | 29 |  | 30000 | True |  |  | True | Gas-fired storage | 46 |  | 78 | 0 | 13433946 | Low | 0.57 |  |  | 03/21/2023 | 8068482 | 10/17/2023
Rheem Sales Company, Inc. | Rheem | PROG50-34U RH EC1 | Federally-Regulated Consumer Product | Natural gas |  | 48 |  | 34000 | True |  |  | False | Gas-fired storage | 78 |  | 79 | 0 | 26867893 | High | 0.63 | 0.63 |  | 09/07/2023 | 213305948 | 10/17/2023
Rheem Sales Company, Inc. | Rheem | XG50T06EN34U0 | Federally-Regulated Consumer Product | Natural gas |  | 48 |  | 34000 | True |  |  | False | Gas-fired storage | 78 |  | 79 | 0 | 26867893 | High | 0.63 | 0.63 |  | 09/07/2023 | 213295945 | 10/17/2023
Rheem Sales Company, Inc. | Rheem | PROG40S-31P RH62 | Federally-Regulated Consumer Product | LPG |  | 38 |  | 31000 | True |  |  | False | Gas-fired storage | 65 |  | 75 | 0 | 18784755 | Medium | 0.59 |  |  | 05/16/2023 | 8068163 | 10/17/2023
Rheem Sales Company, Inc. | Rheem | 24I40FT1 | Federally-Regulated Consumer Product | Natural gas |  | 38 |  | 34000 | True |  |  | True | Gas-fired storage | 57 |  | 75 | 0 | 18784755 | Medium | 0.59 |  |  | 03/21/2023 | 8170604 | 10/17/2023
Rheem Sales Company, Inc. | Rheem | XG30T06MD30U1 | Federally-Regulated Consumer Product | Natural gas |  | 29 |  | 30000 | True |  |  | True | Gas-fired storage | 46 |  | 78 | 0 | 13433946 | Low | 0.57 |  |  | 03/21/2023 | 8068483 | 10/17/2023
Rheem Sales Company, Inc. | Rheem | PROG40S-34N RH62 * | Federally-Regulated Consumer Product | Natural gas |  | 38 |  | 34000 | True |  |  | False | Gas-fired storage | 65 |  | 75 | 0 | 18784755 | Medium | 0.59 |  |  | 04/06/2023 | 8090590 | 10/17/2023
Rheem Sales Company, Inc. | Rheem | XG40T06EC36U1 | Federally-Regulated Consumer Product | Natural gas |  | 38 |  | 36000 | True |  |  | False | Gas-fired storage | 68 |  | 77 | 0 | 19108631 | Medium | 0.58 |  |  | 03/21/2023 | 8068177 | 10/17/2023
Rheem Sales Company, Inc. | Rheem | 24X40SF1 * | Federally-Regulated Consumer Product | Natural gas |  | 38 |  | 34000 | True |  |  | False | Gas-fired storage | 65 |  | 75 | 0 | 18784755 | Medium | 0.59 |  |  | 04/06/2023 | 8170605 | 10/17/2023
Rheem Sales Company, Inc. | Rheem | XG30S06EC30U1 | Federally-Regulated Consumer Product | Natural gas |  | 29 |  | 30000 | True |  |  | False | Gas-fired storage | 55 |  | 78 | 0 | 18471676 | Medium | 0.6 |  |  | 03/21/2023 | 8065174 | 10/17/2023
Rheem Sales Company, Inc. | Rheem | XG40T06TC36U1 | Federally-Regulated Consumer Product | Natural gas |  | 38 |  | 36000 | True |  |  | False | Gas-fired storage | 68 |  | 77 | 0 | 19108631 | Medium | 0.58 |  |  | 03/21/2023 | 210594810 | 10/17/2023
Rheem Sales Company, Inc. | Richmond | 6G50-34FN | Federally-Regulated Consumer Product | Natural gas |  | 48 |  | 34000 | True |  |  | False | Gas-fired storage | 78 |  | 79 | 0 | 26867893 | High | 0.63 |  |  | 09/07/2023 | 213295949 | 10/17/2023
Rheem Sales Company, Inc. | Richmond | 6G30S-30F3 | Federally-Regulated Consumer Product | Natural gas |  | 29 |  | 30000 | True |  |  | False | Gas-fired storage | 51 |  | 75 | 0 | 18471676 | Medium | 0.6 |  |  | 03/21/2023 | 8086840 | 10/17/2023
Rheem Sales Company, Inc. | Richmond | 6G40S-34F3 | Federally-Regulated Consumer Product | Natural gas |  | 38 |  | 34000 | True |  |  | False | Gas-fired storage | 65 |  | 75 | 0 | 18784755 | Medium | 0.59 | 0.58 |  | 04/06/2023 | 8068159 | 10/17/2023
Rheem Sales Company, Inc. | Richmond | 6V40FT3 | Federally-Regulated Consumer Product | Natural gas |  | 38 |  | 34000 | True |  |  | True | Gas-fired storage | 57 |  | 75 | 0 | 18784755 | Medium | 0.59 |  |  | 03/21/2023 | 8077637 | 10/17/2023
Rheem Sales Company, Inc. | Richmond | MVR30DV3 | Federally-Regulated Consumer Product | Natural gas |  | 29 |  | 30000 | True |  |  | True | Gas-fired storage | 46 |  | 78 | 0 | 13433946 | Low | 0.57 |  |  | 03/21/2023 | 8068484 | 10/17/2023
Rheem Sales Company, Inc. | Ruud | PROG50-34U RU EC1 | Federally-Regulated Consumer Product | Natural gas |  | 48 |  | 34000 | True |  |  | False | Gas-fired storage | 78 |  | 79 | 0 | 26867893 | High | 0.63 |  |  | 09/07/2023 | 213295947 | 10/17/2023
Rheem Sales Company, Inc. | Ruud | PROG50-34U RU EC1 TT | Federally-Regulated Consumer Product | Natural gas |  | 48 |  | 34000 | True |  |  | False | Gas-fired storage | 78 |  | 79 | 0 | 26867893 | High | 0.63 |  |  | 09/07/2023 | 213295948 | 10/17/2023
Rheem Sales Company, Inc. | Ruud | PROG40S-34N RU62 * | Federally-Regulated Consumer Product | Natural gas |  | 38 |  | 34000 | True |  |  | False | Gas-fired storage | 65 |  | 75 | 0 | 18784755 | Medium | 0.59 |  |  | 04/06/2023 | 8090632 | 10/17/2023
Rheem Sales Company, Inc. | Ruud | PROG30S-30N RU63 | Federally-Regulated Consumer Product | Natural gas |  | 29 |  | 30000 | True |  |  | False | Gas-fired storage | 51 |  | 75 | 0 | 18471676 | Medium | 0.6 |  |  | 03/21/2023 | 8086839 | 10/17/2023
Rheem Sales Company, Inc. | Ruud | M2-40SF1 * | Federally-Regulated Consumer Product | Natural gas |  | 38 |  | 34000 | True |  |  | False | Gas-fired storage | 65 |  | 75 | 0 | 18784755 | Medium | 0.59 |  |  | 04/06/2023 | 8090641 | 10/17/2023
Bosch Thermotechnology Corp. | Bosch | US4-2R | Federally-Regulated Consumer Product | Electric resistance |  | 0 |  | 4.5 |  |  |  | False | Instantaneous electric |  | 0.3 | 99 | 593 |  | Very small | 0.97 |  |  | 03/02/2023 | 205313383 | 10/17/2023
Bosch Thermotechnology Corp. | Bosch | US12 | Federally-Regulated Consumer Product | Electric resistance |  | 1 |  | 12 |  |  |  | False | Instantaneous electric |  | 0.7 | 97 | 597 |  | Very small | 0.99 |  |  | 03/02/2023 | 7173295 | 10/17/2023
Bosch Thermotechnology Corp. | Bosch | US3-2R | Federally-Regulated Consumer Product | Electric resistance |  | 0 |  | 3.6 |  |  |  | False | Instantaneous electric |  | 0.3 | 92 | 623 |  | Very small | 0.95 |  |  | 03/02/2023 | 205313382 | 10/17/2023
Bosch Thermotechnology Corp. | Bosch | US9-2R | Federally-Regulated Consumer Product | Electric resistance |  | 0 |  | 9.5 |  |  |  | False | Instantaneous electric |  | 0.9 | 95 | 608 |  | Very small | 0.97 |  |  | 03/02/2023 | 205313385 | 10/17/2023
Bosch Thermotechnology Corp. | Bosch | US7-2R | Federally-Regulated Consumer Product | Electric resistance |  | 0 |  | 7.2 |  |  |  | False | Instantaneous electric |  | 0.7 | 91 | 602 |  | Very small | 0.98 |  |  | 03/02/2023 | 205313384 | 10/17/2023
Rheem Sales Company, Inc. | Ruud | PROG50-34U RU EC1 | Federally-Regulated Consumer Product | Natural gas |  | 48 |  | 34000 | True |  |  | False | Gas-fired storage | 80 |  | 79 | 0 | 26867893 | High | 0.63 |  |  | 10/17/2023 | 213295947 | 10/17/2023
Rheem Sales Company, Inc. | Ruud | PROG50-34U RU EC1 TT | Federally-Regulated Consumer Product | Natural gas |  | 48 |  | 34000 | True |  |  | False | Gas-fired storage | 80 |  | 79 | 0 | 26867893 | High | 0.63 |  |  | 10/17/2023 | 213295948 | 10/17/2023
Rheem Sales Company, Inc. | Ruud | PROG40S-34N RU62 * | Federally-Regulated Consumer Product | Natural gas |  | 38 |  | 34000 | True |  |  | False | Gas-fired storage | 65 |  | 75 | 0 | 18784755 | Medium | 0.59 |  |  | 10/17/2023 | 8090632 | 10/17/2023
Rheem Sales Company, Inc. | Ruud | PROG30S-30N RU63 | Federally-Regulated Consumer Product | Natural gas |  | 29 |  | 30000 | True |  |  | False | Gas-fired storage | 51 |  | 75 | 0 | 18471676 | Medium | 0.6 |  |  | 10/17/2023 | 8086839 | 10/17/2023
Rheem Sales Company, Inc. | Ruud | M2-40SF1 * | Federally-Regulated Consumer Product | Natural gas |  | 38 |  | 34000 | True |  |  | False | Gas-fired storage | 65 |  | 75 | 0 | 18784755 | Medium | 0.59 |  |  | 10/17/2023 | 8090641 | 10/17/2023
Rheem Sales Company, Inc. | Ruud | PROG50-34U RU EC1 | Federally-Regulated Consumer Product | Natural gas |  | 48 |  | 34000 | True |  |  | False | Gas-fired storage | 80 |  | 79 | 0 | 26867893 | High | 0.63 |  |  | 10/17/2023 | 213295947 | 10/17/2023
Rheem Sales Company, Inc. | Ruud | PROG50-34U RU EC1 TT | Federally-Regulated Consumer Product | Natural gas |  | 48 |  | 34000 | True |  |  | False | Gas-fired storage | 80 |  | 79 | 0 | 26867893 | High | 0.63 |  |  | 10/17/2023 | 213295948 | 10/17/2023
Rheem Sales Company, Inc. | Ruud | PROG40S-34N RU62 * | Federally-Regulated Consumer Product | Natural gas |  | 38 |  | 34000 | True |  |  | False | Gas-fired storage | 65 |  | 75 | 0 | 18784755 | Medium | 0.59 |  |  | 10/17/2023 | 8090632 | 10/17/2023
Rheem Sales Company, Inc. | Ruud | PROG30S-30N RU63 | Federally-Regulated Consumer Product | Natural gas |  | 29 |  | 30000 | True |  |  | False | Gas-fired storage | 51 |  | 75 | 0 | 18471676 | Medium | 0.6 |  |  | 10/17/2023 | 8086839 | 10/17/2023
Rheem Sales Company, Inc. | Ruud | M2-40SF1 * | Federally-Regulated Consumer Product | Natural gas |  | 38 |  | 34000 | True |  |  | False | Gas-fired storage | 65 |  | 75 | 0 | 18784755 | Medium | 0.59 |  |  | 10/17/2023 | 8090641 | 10/17/2023
Rheem Sales Company, Inc. | Richmond | 9G40-38F3 | Federally-Regulated Consumer Product | Natural gas |  | 38 |  | 38000 | True |  |  | False | Gas-fired storage | 64 |  | 74 | 0 | 19108631 | Medium | 0.58 |  |  | 03/21/2023 | 8077754 | 10/19/2023
Rheem Sales Company, Inc. | Richmond | 6G40-36F3 | Federally-Regulated Consumer Product | Natural gas |  | 38 |  | 36000 | True |  |  | False | Gas-fired storage | 64 |  | 74 | 0 | 19108631 | Medium | 0.58 |  |  | 03/21/2023 | 8086843 | 10/19/2023
Rheem Sales Company, Inc. | Richmond | 6GT40-36F3 | Federally-Regulated Consumer Product | Natural gas |  | 38 |  | 36000 | True |  |  | False | Gas-fired storage | 64 |  | 74 | 0 | 19108631 | Medium | 0.58 |  |  | 03/21/2023 | 210594811 | 10/19/2023
Rheem Sales Company, Inc. | Rheem | PROG40-38N RH62 | Federally-Regulated Consumer Product | Natural gas |  | 38 |  | 38000 | True |  |  | False | Gas-fired storage | 64 |  | 74 | 0 | 19108631 | Medium | 0.58 |  |  | 03/21/2023 | 8077750 | 10/19/2023
Rheem Sales Company, Inc. | Rheem | 24X40F2 | Federally-Regulated Consumer Product | Natural gas |  | 38 |  | 38000 | True |  |  | False | Gas-fired storage | 64 |  | 74 | 0 | 19108631 | Medium | 0.58 |  |  | 03/21/2023 | 8170651 | 10/19/2023
Rheem Sales Company, Inc. | Rheem | PROG40-38N RH62 TT | Federally-Regulated Consumer Product | Natural gas |  | 38 |  | 38000 | True |  |  | False | Gas-fired storage | 64 |  | 74 | 0 | 19108631 | Medium | 0.58 |  |  | 03/21/2023 | 206194990 | 10/19/2023
Rheem Sales Company, Inc. | Rheem | PROG40-36N RH62 | Federally-Regulated Consumer Product | Natural gas |  | 38 |  | 36000 | True |  |  | False | Gas-fired storage | 64 |  | 74 | 0 | 19108631 | Medium | 0.58 |  |  | 03/21/2023 | 8086841 | 10/19/2023
Rheem Sales Company, Inc. | Ruud | PROG40-38N RU62 TT | Federally-Regulated Consumer Product | Natural gas |  | 38 |  | 38000 | True |  |  | False | Gas-fired storage | 64 |  | 74 | 0 | 19108631 | Medium | 0.58 |  |  | 03/21/2023 | 206214418 | 10/19/2023
Rheem Sales Company, Inc. | Sure Comfort | 3G40-36F3 | Federally-Regulated Consumer Product | Natural gas |  | 38 |  | 36000 | True |  |  | False | Gas-fired storage | 64 |  | 74 | 0 | 19108631 | Medium | 0.58 |  |  | 03/21/2023 | 8086844 | 10/19/2023
Rheem Sales Company, Inc. | Richmond | 9G40-38F3 | Federally-Regulated Consumer Product | Natural gas |  | 38 |  | 38000 | True |  |  | False | Gas-fired storage | 64 |  | 74 | 0 | 19108631 | Medium | 0.58 |  |  | 10/19/2023 | 8077754 | 10/19/2023
Rheem Sales Company, Inc. | Richmond | 6G40-36F3 | Federally-Regulated Consumer Product | Natural gas |  | 38 |  | 36000 | True |  |  | False | Gas-fired storage | 64 |  | 74 | 0 | 19108631 | Medium | 0.58 |  |  | 10/19/2023 | 8086843 | 10/19/2023
Rheem Sales Company, Inc. | Richmond | 6GT40-36F3 | Federally-Regulated Consumer Product | Natural gas |  | 38 |  | 36000 | True |  |  | False | Gas-fired storage | 64 |  | 74 | 0 | 19108631 | Medium | 0.58 |  |  | 10/19/2023 | 210594811 | 10/19/2023
Rheem Sales Company, Inc. | Rheem | PROG40-38N RH62 | Federally-Regulated Consumer Product | Natural gas |  | 38 |  | 38000 | True |  |  | False | Gas-fired storage | 64 |  | 74 | 0 | 19108631 | Medium | 0.58 |  |  | 10/19/2023 | 8077750 | 10/19/2023
Rheem Sales Company, Inc. | Rheem | 24X40F2 | Federally-Regulated Consumer Product | Natural gas |  | 38 |  | 38000 | True |  |  | False | Gas-fired storage | 64 |  | 74 | 0 | 19108631 | Medium | 0.58 |  |  | 10/19/2023 | 8170651 | 10/19/2023
Rheem Sales Company, Inc. | Rheem | PROG40-38N RH62 TT | Federally-Regulated Consumer Product | Natural gas |  | 38 |  | 38000 | True |  |  | False | Gas-fired storage | 64 |  | 74 | 0 | 19108631 | Medium | 0.58 |  |  | 10/19/2023 | 206194990 | 10/19/2023
Rheem Sales Company, Inc. | Rheem | PROG40-36N RH62 | Federally-Regulated Consumer Product | Natural gas |  | 38 |  | 36000 | True |  |  | False | Gas-fired storage | 64 |  | 74 | 0 | 19108631 | Medium | 0.58 |  |  | 10/19/2023 | 8086841 | 10/19/2023
Rheem Sales Company, Inc. | Ruud | PROG40-38N RU62 TT | Federally-Regulated Consumer Product | Natural gas |  | 38 |  | 38000 | True |  |  | False | Gas-fired storage | 64 |  | 74 | 0 | 19108631 | Medium | 0.58 |  |  | 10/19/2023 | 206214418 | 10/19/2023
Rheem Sales Company, Inc. | Sure Comfort | 3G40-36F3 | Federally-Regulated Consumer Product | Natural gas |  | 38 |  | 36000 | True |  |  | False | Gas-fired storage | 64 |  | 74 | 0 | 19108631 | Medium | 0.58 |  |  | 10/19/2023 | 8086844 | 10/19/2023
Rheem Sales Company, Inc. | Rheem | PROG40-38N RH62 | Federally-Regulated Consumer Product | Natural gas |  | 38 |  | 38000 | True |  |  | False | Gas-fired storage | 64 |  | 74 | 0 | 19108631 | Medium | 0.58 |  |  | 10/19/2023 | 8077750 | 10/19/2023
Rheem Sales Company, Inc. | Rheem | 24X40F2 | Federally-Regulated Consumer Product | Natural gas |  | 38 |  | 38000 | True |  |  | False | Gas-fired storage | 64 |  | 74 | 0 | 19108631 | Medium | 0.58 |  |  | 10/19/2023 | 8170651 | 10/19/2023
Rheem Sales Company, Inc. | Rheem | PROG40-38N RH62 TT | Federally-Regulated Consumer Product | Natural gas |  | 38 |  | 38000 | True |  |  | False | Gas-fired storage | 64 |  | 74 | 0 | 19108631 | Medium | 0.58 |  |  | 10/19/2023 | 206194990 | 10/19/2023
Rheem Sales Company, Inc. | Rheem | PROG40-36N RH62 | Federally-Regulated Consumer Product | Natural gas |  | 38 |  | 36000 | True |  |  | False | Gas-fired storage | 64 |  | 74 | 0 | 19108631 | Medium | 0.58 |  |  | 10/19/2023 | 8086841 | 10/19/2023
Rheem Sales Company, Inc. | Ruud | PROG40-38N RU62 TT | Federally-Regulated Consumer Product | Natural gas |  | 38 |  | 38000 | True |  |  | False | Gas-fired storage | 64 |  | 74 | 0 | 19108631 | Medium | 0.58 |  |  | 10/19/2023 | 206214418 | 10/19/2023
Rheem Sales Company, Inc. | Sure Comfort | 3G40-36F3 | Federally-Regulated Consumer Product | Natural gas |  | 38 |  | 36000 | True |  |  | False | Gas-fired storage | 64 |  | 74 | 0 | 19108631 | Medium | 0.58 |  |  | 10/19/2023 | 8086844 | 10/19/2023
Rheem Sales Company, Inc. | Richmond | 9G40-38F3 | Federally-Regulated Consumer Product | Natural gas |  | 38 |  | 38000 | True |  |  | False | Gas-fired storage | 64 |  | 74 | 0 | 19108631 | Medium | 0.58 |  |  | 10/19/2023 | 8077754 | 10/19/2023
Rheem Sales Company, Inc. | Richmond | 6G40-36F3 | Federally-Regulated Consumer Product | Natural gas |  | 38 |  | 36000 | True |  |  | False | Gas-fired storage | 64 |  | 74 | 0 | 19108631 | Medium | 0.58 |  |  | 10/19/2023 | 8086843 | 10/19/2023
Rheem Sales Company, Inc. | Richmond | 6GT40-36F3 | Federally-Regulated Consumer Product | Natural gas |  | 38 |  | 36000 | True |  |  | False | Gas-fired storage | 64 |  | 74 | 0 | 19108631 | Medium | 0.58 |  |  | 10/19/2023 | 210594811 | 10/19/2023
A.O. Smith Water Products Company | Lochinvar | JER-40B 1** | Federally-Regulated Consumer Product | Electric resistance |  | 35 |  | 4.5 | True |  |  | False | Electric storage | 57 |  | 98 | 3456 |  | Medium | 0.94 |  |  | 05/09/2023 | 211770308 | 10/24/2023
A.O. Smith Water Products Company | Lochinvar | JER-40B 1** | Federally-Regulated Consumer Product | Electric resistance |  | 35 |  | 4.5 | True |  |  | False | Electric storage | 57 |  | 98 | 3456 |  | Medium | 0.94 |  |  | 10/24/2023 | 211770308 | 10/24/2023
A.O. Smith Water Products Company | Lochinvar | JER-40B 1** | Federally-Regulated Consumer Product | Electric resistance |  | 35 |  | 4.5 | True |  |  | False | Electric storage | 57 |  | 98 | 3456 |  | Medium | 0.94 |  |  | 10/24/2023 | 211770308 | 10/24/2023
Rheem Sales Company, Inc. | Rheem | PROG50-34U RH EC1 | Federally-Regulated Consumer Product | Natural gas |  | 48 |  | 34000 | True |  |  | False | Gas-fired storage | 80 |  | 79 | 0 | 26867893 | High | 0.63 |  |  | 10/17/2023 | 213305948 | 10/27/2023
Rheem Sales Company, Inc. | Rheem | XG50T06TN34U0 | Federally-Regulated Consumer Product | Natural gas |  | 48 |  | 34000 | True |  |  | False | Gas-fired storage | 80 |  | 79 | 0 | 26867893 | High | 0.63 |  |  | 10/17/2023 | 213295946 | 10/27/2023
Rheem Sales Company, Inc. | Rheem | XG50T06EN34U0 | Federally-Regulated Consumer Product | Natural gas |  | 48 |  | 34000 | True |  |  | False | Gas-fired storage | 80 |  | 79 | 0 | 26867893 | High | 0.63 |  |  | 10/17/2023 | 213295945 | 10/27/2023
Rheem Sales Company, Inc. | Rheem | PROG50-34U RH EC1 TT | Federally-Regulated Consumer Product | Natural gas |  | 48 |  | 34000 | True |  |  | False | Gas-fired storage | 80 |  | 79 | 0 | 26867893 | High | 0.63 |  |  | 10/17/2023 | 213305949 | 10/27/2023
Rheem Sales Company, Inc. | Richmond | 6G50-34FN | Federally-Regulated Consumer Product | Natural gas |  | 48 |  | 34000 | True |  |  | False | Gas-fired storage | 80 |  | 79 | 0 | 26867893 | High | 0.63 |  |  | 10/17/2023 | 213295949 | 10/27/2023
Rheem Sales Company, Inc. | Rheem | PROG50-34U RH EC1 | Federally-Regulated Consumer Product | Natural gas |  | 48 |  | 34000 | True |  |  | False | Gas-fired storage | 80 |  | 79 | 0 | 26867893 | High | 0.63 |  |  | 10/27/2023 | 213305948 | 10/27/2023
Rheem Sales Company, Inc. | Rheem | XG50T06TN34U0 | Federally-Regulated Consumer Product | Natural gas |  | 48 |  | 34000 | True |  |  | False | Gas-fired storage | 80 |  | 79 | 0 | 26867893 | High | 0.63 |  |  | 10/27/2023 | 213295946 | 10/27/2023
Rheem Sales Company, Inc. | Rheem | XG50T06EN34U0 | Federally-Regulated Consumer Product | Natural gas |  | 48 |  | 34000 | True |  |  | False | Gas-fired storage | 80 |  | 79 | 0 | 26867893 | High | 0.63 |  |  | 10/27/2023 | 213295945 | 10/27/2023
Rheem Sales Company, Inc. | Rheem | PROG50-34U RH EC1 TT | Federally-Regulated Consumer Product | Natural gas |  | 48 |  | 34000 | True |  |  | False | Gas-fired storage | 80 |  | 79 | 0 | 26867893 | High | 0.63 |  |  | 10/27/2023 | 213305949 | 10/27/2023
Rheem Sales Company, Inc. | Richmond | 6G50-34FN | Federally-Regulated Consumer Product | Natural gas |  | 48 |  | 34000 | True |  |  | False | Gas-fired storage | 80 |  | 79 | 0 | 26867893 | High | 0.63 |  |  | 10/27/2023 | 213295949 | 10/27/2023
Rheem Sales Company, Inc. | Ruud | PROG50-34U RU EC1 | Federally-Regulated Consumer Product | Natural gas |  | 48 |  | 34000 | True |  |  | False | Gas-fired storage | 80 |  | 79 | 0 | 26867893 | High | 0.63 |  |  | 10/17/2023 | 213295947 | 10/27/2023
Rheem Sales Company, Inc. | Ruud | PROG50-34U RU EC1 TT | Federally-Regulated Consumer Product | Natural gas |  | 48 |  | 34000 | True |  |  | False | Gas-fired storage | 80 |  | 79 | 0 | 26867893 | High | 0.63 |  |  | 10/17/2023 | 213295948 | 10/27/2023
Rheem Sales Company, Inc. | Ruud | PROG50-34U RU EC1 | Federally-Regulated Consumer Product | Natural gas |  | 48 |  | 34000 | True |  |  | False | Gas-fired storage | 80 |  | 79 | 0 | 26867893 | High | 0.63 |  |  | 10/27/2023 | 213295947 | 10/27/2023
Rheem Sales Company, Inc. | Ruud | PROG50-34U RU EC1 TT | Federally-Regulated Consumer Product | Natural gas |  | 48 |  | 34000 | True |  |  | False | Gas-fired storage | 80 |  | 79 | 0 | 26867893 | High | 0.63 |  |  | 10/27/2023 | 213295948 | 10/27/2023
Rheem Sales Company, Inc. | Richmond | 6G50-34FN | Federally-Regulated Consumer Product | Natural gas |  | 48 |  | 34000 | True |  |  | False | Gas-fired storage | 80 |  | 79 | 0 | 26867893 | High | 0.63 |  |  | 10/27/2023 | 213295949 | 10/27/2023
Rheem Sales Company, Inc. | Ruud | PROG50-34U RU EC1 | Federally-Regulated Consumer Product | Natural gas |  | 48 |  | 34000 | True |  |  | False | Gas-fired storage | 80 |  | 79 | 0 | 26867893 | High | 0.63 |  |  | 10/27/2023 | 213295947 | 10/27/2023
Rheem Sales Company, Inc. | Ruud | PROG50-34U RU EC1 TT | Federally-Regulated Consumer Product | Natural gas |  | 48 |  | 34000 | True |  |  | False | Gas-fired storage | 80 |  | 79 | 0 | 26867893 | High | 0.63 |  |  | 10/27/2023 | 213295948 | 10/27/2023
Rheem Sales Company, Inc. | Rheem | PROG50-34U RH EC1 | Federally-Regulated Consumer Product | Natural gas |  | 48 |  | 34000 | True |  |  | False | Gas-fired storage | 80 |  | 79 | 0 | 26867893 | High | 0.63 |  |  | 10/27/2023 | 213305948 | 10/27/2023
Rheem Sales Company, Inc. | Rheem | XG50T06TN34U0 | Federally-Regulated Consumer Product | Natural gas |  | 48 |  | 34000 | True |  |  | False | Gas-fired storage | 80 |  | 79 | 0 | 26867893 | High | 0.63 |  |  | 10/27/2023 | 213295946 | 10/27/2023
Rheem Sales Company, Inc. | Rheem | XG50T06EN34U0 | Federally-Regulated Consumer Product | Natural gas |  | 48 |  | 34000 | True |  |  | False | Gas-fired storage | 80 |  | 79 | 0 | 26867893 | High | 0.63 |  |  | 10/27/2023 | 213295945 | 10/27/2023
Rheem Sales Company, Inc. | Rheem | PROG50-34U RH EC1 TT | Federally-Regulated Consumer Product | Natural gas |  | 48 |  | 34000 | True |  |  | False | Gas-fired storage | 80 |  | 79 | 0 | 26867893 | High | 0.63 |  |  | 10/27/2023 | 213305949 | 10/27/2023
A.O. Smith Water Products Company | A. O. SMITH | HPVX 50L 2*1 | Federally-Regulated Consumer Product | LPG |  | 50 |  | 62000 | True |  |  | False | Gas-fired storage | 119 |  | 82 | 26 | 23098647 | High | 0.73 |  |  | 05/16/2023 | 207616331 | 10/31/2023
A.O. Smith Water Products Company | A. O. SMITH | HPVL 50 2*1 | Federally-Regulated Consumer Product | LPG |  | 49 |  | 40000 | True |  |  | False | Gas-fired storage | 79 |  | 80 | 40 | 23372926 | High | 0.72 |  |  | 02/23/2023 | 207616314 | 10/31/2023
A.O. Smith Water Products Company | A. O. SMITH | HPVX 50L 2*1 | Federally-Regulated Consumer Product | LPG |  | 50 |  | 62000 | True |  |  | False | Gas-fired storage | 119 |  | 82 | 26 | 23098647 | High | 0.73 | 0.63 |  | 10/31/2023 | 207616331 | 10/31/2023
A.O. Smith Water Products Company | A. O. SMITH | HPVL 50 2*1 | Federally-Regulated Consumer Product | LPG |  | 49 |  | 40000 | True |  |  | False | Gas-fired storage | 79 |  | 80 | 40 | 23372926 | High | 0.72 | 0.63 |  | 10/31/2023 | 207616314 | 10/31/2023
A.O. Smith Water Products Company | John Wood | JW640S40P-AV-ES2 1*1 | Federally-Regulated Consumer Product | LPG |  | 38 |  | 36000 | True |  |  | False | Gas-fired storage | 65 |  | 77 | 12 | 16751489 | Medium | 0.66 |  |  | 05/16/2023 | 207616235 | 10/31/2023
A.O. Smith Water Products Company | John Wood | JW650T40P-AV-ES2 1*1 | Federally-Regulated Consumer Product | LPG |  | 48 |  | 37000 | True |  |  | False | Gas-fired storage | 84 |  | 80 | 25 | 24446254 | High | 0.69 |  |  | 05/16/2023 | 207616227 | 10/31/2023
A.O. Smith Water Products Company | John Wood | PV50P 2*1 | Federally-Regulated Consumer Product | LPG |  | 49 |  | 40000 | True |  |  | False | Gas-fired storage | 79 |  | 80 | 40 | 23372926 | High | 0.72 |  |  | 02/23/2023 | 207616310 | 10/31/2023
A.O. Smith Water Products Company | John Wood | PDV50HIP 3*1 | Federally-Regulated Consumer Product | LPG |  | 48 |  | 62000 | True |  |  | False | Gas-fired storage | 118 |  | 82 | 54 | 23003111 | High | 0.73 |  |  | 02/23/2023 | 207616300 | 10/31/2023
A.O. Smith Water Products Company | John Wood | PV50PM 2*1 | Federally-Regulated Consumer Product | LPG |  | 49 |  | 40000 | True |  |  | False | Gas-fired storage | 79 |  | 80 | 40 | 23372926 | High | 0.72 |  |  | 02/23/2023 | 207616312 | 10/31/2023
A.O. Smith Water Products Company | John Wood | JW640T40P-AV-ES2 1*1 | Federally-Regulated Consumer Product | LPG |  | 38 |  | 36000 | True |  |  | False | Gas-fired storage | 70 |  | 73 | 30 | 17214836 | Medium | 0.64 |  |  | 05/16/2023 | 207616205 | 10/31/2023
A.O. Smith Water Products Company | John Wood | PDV40P 3*1 | Federally-Regulated Consumer Product | LPG |  | 38 |  | 40000 | True |  |  | False | Gas-fired storage | 74 |  | 79 | 58 | 16100642 | Medium | 0.68 |  |  | 02/23/2023 | 207616295 | 10/31/2023
A.O. Smith Water Products Company | John Wood | PV40P 2*1 | Federally-Regulated Consumer Product | LPG |  | 38 |  | 40000 | True |  |  | False | Gas-fired storage | 73 |  | 79 | 30 | 16439440 | Medium | 0.67 |  |  | 05/16/2023 | 207616305 | 10/31/2023
A.O. Smith Water Products Company | John Wood | PDV50P 3*1 | Federally-Regulated Consumer Product | LPG |  | 48 |  | 45000 | True |  |  | False | Gas-fired storage | 79 |  | 79 | 68 | 23277390 | High | 0.72 |  |  | 05/16/2023 | 207616290 | 10/31/2023
A.O. Smith Water Products Company | John Wood | JW640S40P-AV-ES2 1*1 | Federally-Regulated Consumer Product | LPG |  | 38 |  | 36000 | True |  |  | False | Gas-fired storage | 65 |  | 77 | 12 | 16751489 | Medium | 0.66 |  |  | 10/31/2023 | 207616235 | 10/31/2023
A.O. Smith Water Products Company | John Wood | JW650T40P-AV-ES2 1*1 | Federally-Regulated Consumer Product | LPG |  | 48 |  | 37000 | True |  |  | False | Gas-fired storage | 84 |  | 80 | 25 | 24446254 | High | 0.69 |  |  | 10/31/2023 | 207616227 | 10/31/2023
A.O. Smith Water Products Company | John Wood | PV50P 2*1 | Federally-Regulated Consumer Product | LPG |  | 49 |  | 40000 | True |  |  | False | Gas-fired storage | 79 |  | 80 | 40 | 23372926 | High | 0.72 |  |  | 10/31/2023 | 207616310 | 10/31/2023
A.O. Smith Water Products Company | John Wood | PDV50HIP 3*1 | Federally-Regulated Consumer Product | LPG |  | 48 |  | 62000 | True |  |  | False | Gas-fired storage | 118 |  | 82 | 54 | 23003111 | High | 0.73 |  |  | 10/31/2023 | 207616300 | 10/31/2023
A.O. Smith Water Products Company | John Wood | PV50PM 2*1 | Federally-Regulated Consumer Product | LPG |  | 49 |  | 40000 | True |  |  | False | Gas-fired storage | 79 |  | 80 | 40 | 23372926 | High | 0.72 |  |  | 10/31/2023 | 207616312 | 10/31/2023
A.O. Smith Water Products Company | John Wood | JW640T40P-AV-ES2 1*1 | Federally-Regulated Consumer Product | LPG |  | 38 |  | 36000 | True |  |  | False | Gas-fired storage | 70 |  | 73 | 30 | 17214836 | Medium | 0.64 |  |  | 10/31/2023 | 207616205 | 10/31/2023
A.O. Smith Water Products Company | John Wood | PDV40P 3*1 | Federally-Regulated Consumer Product | LPG |  | 38 |  | 40000 | True |  |  | False | Gas-fired storage | 74 |  | 79 | 58 | 16100642 | Medium | 0.68 |  |  | 10/31/2023 | 207616295 | 10/31/2023
A.O. Smith Water Products Company | John Wood | PV40P 2*1 | Federally-Regulated Consumer Product | LPG |  | 38 |  | 40000 | True |  |  | False | Gas-fired storage | 73 |  | 79 | 30 | 16439440 | Medium | 0.67 |  |  | 10/31/2023 | 207616305 | 10/31/2023
A.O. Smith Water Products Company | John Wood | PDV50P 3*1 | Federally-Regulated Consumer Product | LPG |  | 48 |  | 45000 | True |  |  | False | Gas-fired storage | 79 |  | 79 | 68 | 23277390 | High | 0.72 |  |  | 10/31/2023 | 207616290 | 10/31/2023
A.O. Smith Water Products Company | GSW WATER HEATERS | G650S45P-PDV-ES2 3*1 | Federally-Regulated Consumer Product | LPG |  | 48 |  | 45000 | True |  |  | False | Gas-fired storage | 79 |  | 79 | 68 | 23277390 | High | 0.72 |  |  | 05/16/2023 | 207616292 | 10/31/2023
A.O. Smith Water Products Company | GSW WATER HEATERS | G650S40P-PV-ES2 2*1 | Federally-Regulated Consumer Product | LPG |  | 49 |  | 40000 | True |  |  | False | Gas-fired storage | 79 |  | 80 | 40 | 23372926 | High | 0.72 |  |  | 02/23/2023 | 207616316 | 10/31/2023
A.O. Smith Water Products Company | GSW WATER HEATERS | G640T50P-PV-ES2 2*1 | Federally-Regulated Consumer Product | LPG |  | 38 |  | 50000 | True |  |  | False | Gas-fired storage | 87 |  | 78 | 34 | 24065096 | High | 0.7 |  |  | 05/16/2023 | 207616321 | 10/31/2023
A.O. Smith Water Products Company | GSW WATER HEATERS | G650T50P-PV-ES2 2*1 | Federally-Regulated Consumer Product | LPG |  | 48 |  | 50000 | True |  |  | False | Gas-fired storage | 97 |  | 81 | 35 | 23389986 | High | 0.72 |  |  | 05/16/2023 | 207616325 | 10/31/2023
A.O. Smith Water Products Company | GSW WATER HEATERS | G640S40P-PDV-ES2 3*1 | Federally-Regulated Consumer Product | LPG |  | 38 |  | 40000 | True |  |  | False | Gas-fired storage | 74 |  | 79 | 58 | 16100642 | Medium | 0.68 |  |  | 02/23/2023 | 207616297 | 10/31/2023
A.O. Smith Water Products Company | GSW WATER HEATERS | G650S58P-PDV-ES2 3*1 | Federally-Regulated Consumer Product | LPG |  | 48 |  | 62000 | True |  |  | False | Gas-fired storage | 118 |  | 82 | 54 | 23003111 | High | 0.73 |  |  | 02/23/2023 | 207616302 | 10/31/2023
A.O. Smith Water Products Company | GSW WATER HEATERS | G640S40P-PV-ES2 2*1 | Federally-Regulated Consumer Product | LPG |  | 38 |  | 40000 | True |  |  | False | Gas-fired storage | 73 |  | 79 | 30 | 16439440 | Medium | 0.67 |  |  | 05/16/2023 | 207616307 | 10/31/2023
A.O. Smith Water Products Company | GSW WATER HEATERS | G650S62P-PV-ES2 2*1 | Federally-Regulated Consumer Product | LPG |  | 50 |  | 62000 | True |  |  | False | Gas-fired storage | 119 |  | 82 | 26 | 23098647 | High | 0.73 |  |  | 05/16/2023 | 207616333 | 10/31/2023
A.O. Smith Water Products Company | GSW WATER HEATERS | G650S45P-PDV-ES2 3*1 | Federally-Regulated Consumer Product | LPG |  | 48 |  | 45000 | True |  |  | False | Gas-fired storage | 79 |  | 79 | 68 | 23277390 | High | 0.72 |  |  | 10/31/2023 | 207616292 | 10/31/2023
A.O. Smith Water Products Company | GSW WATER HEATERS | G650S40P-PV-ES2 2*1 | Federally-Regulated Consumer Product | LPG |  | 49 |  | 40000 | True |  |  | False | Gas-fired storage | 79 |  | 80 | 40 | 23372926 | High | 0.72 |  |  | 10/31/2023 | 207616316 | 10/31/2023
A.O. Smith Water Products Company | GSW WATER HEATERS | G640T50P-PV-ES2 2*1 | Federally-Regulated Consumer Product | LPG |  | 38 |  | 50000 | True |  |  | False | Gas-fired storage | 87 |  | 78 | 34 | 24065096 | High | 0.7 |  |  | 10/31/2023 | 207616321 | 10/31/2023
A.O. Smith Water Products Company | GSW WATER HEATERS | G650T50P-PV-ES2 2*1 | Federally-Regulated Consumer Product | LPG |  | 48 |  | 50000 | True |  |  | False | Gas-fired storage | 97 |  | 81 | 35 | 23389986 | High | 0.72 |  |  | 10/31/2023 | 207616325 | 10/31/2023
A.O. Smith Water Products Company | GSW WATER HEATERS | G640S40P-PDV-ES2 3*1 | Federally-Regulated Consumer Product | LPG |  | 38 |  | 40000 | True |  |  | False | Gas-fired storage | 74 |  | 79 | 58 | 16100642 | Medium | 0.68 |  |  | 10/31/2023 | 207616297 | 10/31/2023
A.O. Smith Water Products Company | GSW WATER HEATERS | G650S58P-PDV-ES2 3*1 | Federally-Regulated Consumer Product | LPG |  | 48 |  | 62000 | True |  |  | False | Gas-fired storage | 118 |  | 82 | 54 | 23003111 | High | 0.73 |  |  | 10/31/2023 | 207616302 | 10/31/2023
A.O. Smith Water Products Company | GSW WATER HEATERS | G640S40P-PV-ES2 2*1 | Federally-Regulated Consumer Product | LPG |  | 38 |  | 40000 | True |  |  | False | Gas-fired storage | 73 |  | 79 | 30 | 16439440 | Medium | 0.67 |  |  | 10/31/2023 | 207616307 | 10/31/2023
A.O. Smith Water Products Company | GSW WATER HEATERS | G650S62P-PV-ES2 2*1 | Federally-Regulated Consumer Product | LPG |  | 50 |  | 62000 | True |  |  | False | Gas-fired storage | 119 |  | 82 | 26 | 23098647 | High | 0.73 |  |  | 10/31/2023 | 207616333 | 10/31/2023
Rheem Sales Company, Inc. | Ruud | HPLD40-1RU | Federally-Regulated Consumer Product | Heat pump |  | 36 |  | 4.5 | False |  | False | True | Electric storage | 60 |  | 434 | 848 |  | Medium | 3.83 |  |  | 03/21/2023 | 206195923 | 10/31/2023
Rheem Sales Company, Inc. | Ruud | RUTGH-S*10* | Federally-Regulated Consumer Product | LPG |  | 0 |  | 180000 |  |  |  | True | Instantaneous gas-fired |  | 5.2 | 98 | 19 | 17567227 | High | 0.96 |  | 0 | 03/21/2023 | 208798125 | 10/31/2023
Rheem Sales Company, Inc. | Ruud | HPLD80-1RU | Federally-Regulated Consumer Product | Heat pump |  | 72 |  | 4.5 | False |  | False | True | Electric storage | 87 |  | 447 | 1219 |  | High | 4.07 |  |  | 03/21/2023 | 206195928 | 10/31/2023
Rheem Sales Company, Inc. | Ruud | PRO H65 T2 RU310UM | Federally-Regulated Consumer Product | Heat pump |  | 59 |  | 4.5 | True |  | False | False | Electric storage | 75 |  | 409 | 1417 |  | High | 3.5 |  |  | 03/21/2023 | 206077605 | 10/31/2023
Rheem Sales Company, Inc. | Ruud | PROUH50 T0 RU120-M** | Federally-Regulated Consumer Product | Heat pump |  | 46 |  | 1 | False |  | False | True | Electric storage | 55 |  | 367 | 1083 |  | Medium | 3 |  |  | 03/21/2023 | 208105663 | 10/31/2023
Rheem Sales Company, Inc. | Ruud | HPLD50-1RU | Federally-Regulated Consumer Product | Heat pump |  | 45 |  | 4.5 | False |  | False | True | Electric storage | 67 |  | 430 | 837 |  | Medium | 3.88 |  |  | 03/21/2023 | 206195925 | 10/31/2023
Rheem Sales Company, Inc. | Ruud | PROU G40-50* RU HE EC3 | Federally-Regulated Consumer Product | Natural gas |  | 40 |  | 50000 | True |  |  | False | Gas-fired storage | 88 |  | 97 | 60 | 18602805 | High | 0.9 |  |  | 03/21/2023 | 210605700 | 10/31/2023
Rheem Sales Company, Inc. | Ruud | PROU G40-50* RU HE EC3 | Federally-Regulated Consumer Product | LPG |  | 40 |  | 50000 | True |  |  | False | Gas-fired storage | 88 |  | 97 | 60 | 18602805 | High | 0.9 |  |  | 03/21/2023 | 210605700 | 10/31/2023
Rheem Sales Company, Inc. | Ruud | PROUH40 T0 RU120 | Federally-Regulated Consumer Product | Heat pump |  | 37 |  | 1.3 | False |  | False | True | Electric storage | 51 |  | 355 | 1083 |  | Medium | 3 |  |  | 03/21/2023 | 208629406 | 10/31/2023
Rheem Sales Company, Inc. | Ruud | PROU G50-50* RU HE EC3 | Federally-Regulated Consumer Product | Natural gas |  | 50 |  | 50000 | True |  |  | False | Gas-fired storage | 95 |  | 94 | 134 | 18777761 | High | 0.88 |  |  | 03/21/2023 | 210605706 | 10/31/2023
Rheem Sales Company, Inc. | Ruud | PRO H40 T2 RU310UM | Federally-Regulated Consumer Product | Heat pump |  | 36 |  | 4.5 | True |  | False | False | Electric storage | 60 |  | 430 | 928 |  | Medium | 3.5 |  |  | 03/21/2023 | 206077601 | 10/31/2023
Rheem Sales Company, Inc. | Ruud | HPLD65-1RU | Federally-Regulated Consumer Product | Heat pump |  | 59 |  | 4.5 | False |  | False | True | Electric storage | 75 |  | 457 | 1225 |  | High | 4.05 |  |  | 03/21/2023 | 206195926 | 10/31/2023
Rheem Sales Company, Inc. | Ruud | RUTGH-S*84* | Federally-Regulated Consumer Product | LPG |  | 0 |  | 157000 |  |  |  | True | Instantaneous gas-fired |  | 4.6 | 97 | 12 | 17591111 | High | 0.96 |  | 0 | 10/05/2023 | 210627641 | 10/31/2023
Rheem Sales Company, Inc. | Ruud | RUTGH-S*10* | Federally-Regulated Consumer Product | Natural gas |  | 0 |  | 180000 |  |  |  | True | Instantaneous gas-fired |  | 5.2 | 98 | 19 | 17567227 | High | 0.96 |  | 0 | 03/21/2023 | 208798125 | 10/31/2023
Rheem Sales Company, Inc. | Ruud | RUTGH-S*84* | Federally-Regulated Consumer Product | Natural gas |  | 0 |  | 157000 |  |  |  | True | Instantaneous gas-fired |  | 4.6 | 97 | 12 | 17591111 | High | 0.96 |  | 0 | 10/05/2023 | 210627641 | 10/31/2023
Rheem Sales Company, Inc. | Ruud | RUTGH-S*11* | Federally-Regulated Consumer Product | Natural gas |  | 0 |  | 199900 |  |  |  | True | Instantaneous gas-fired |  | 5.8 | 98 | 19 | 17567227 | High | 0.96 |  | 0 | 03/21/2023 | 208798126 | 10/31/2023
Rheem Sales Company, Inc. | Ruud | PROU G50-50* RU HE EC3 | Federally-Regulated Consumer Product | LPG |  | 50 |  | 50000 | True |  |  | False | Gas-fired storage | 95 |  | 94 | 134 | 18777761 | High | 0.88 |  |  | 03/21/2023 | 210605706 | 10/31/2023
Rheem Sales Company, Inc. | Ruud | RUTGH-S*11* | Federally-Regulated Consumer Product | LPG |  | 0 |  | 199900 |  |  |  | True | Instantaneous gas-fired |  | 5.8 | 98 | 19 | 17567227 | High | 0.96 |  | 0 | 03/21/2023 | 208798126 | 10/31/2023
Rheem Sales Company, Inc. | Ruud | PRO H80 T2 RU310UM | Federally-Regulated Consumer Product | Heat pump |  | 72 |  | 4.5 | True |  | False | False | Electric storage | 87 |  | 398 | 1417 |  | High | 3.5 |  |  | 03/21/2023 | 206077607 | 10/31/2023
Rheem Sales Company, Inc. | Ruud | PROG29-31U RU EC1 | Federally-Regulated Consumer Product | Natural gas |  | 28 |  | 31000 | True |  |  | False | Gas-fired storage | 58 |  | 74 | 0 | 18471676 | Medium | 0.6 |  |  | 09/01/2023 | 213292989 | 10/31/2023
Rheem Sales Company, Inc. | Ruud | PRO H50 T2 RU310UM | Federally-Regulated Consumer Product | Heat pump |  | 45 |  | 4.5 | False |  | False | True | Electric storage | 67 |  | 400 | 928 |  | Medium | 3.5 |  |  | 03/21/2023 | 206077603 | 10/31/2023
Rheem Sales Company, Inc. | Ruud | HPLD40-1RU | Federally-Regulated Consumer Product | Heat pump |  | 36 |  | 4.5 | False |  | False | True | Electric storage | 60 |  | 434 | 848 |  | Medium | 3.83 |  |  | 10/31/2023 | 206195923 | 10/31/2023
Rheem Sales Company, Inc. | Ruud | RUTGH-S*10* | Federally-Regulated Consumer Product | LPG |  | 0 |  | 180000 |  |  |  | True | Instantaneous gas-fired |  | 5.2 | 98 | 19 | 17567227 | High | 0.96 |  | 0 | 10/31/2023 | 208798125 | 10/31/2023
Rheem Sales Company, Inc. | Ruud | HPLD80-1RU | Federally-Regulated Consumer Product | Heat pump |  | 72 |  | 4.5 | False |  | False | True | Electric storage | 87 |  | 447 | 1219 |  | High | 4.07 |  |  | 10/31/2023 | 206195928 | 10/31/2023
Rheem Sales Company, Inc. | Ruud | PRO H65 T2 RU310UM | Federally-Regulated Consumer Product | Heat pump |  | 59 |  | 4.5 | True |  | False | False | Electric storage | 75 |  | 409 | 1417 |  | High | 3.5 |  |  | 10/31/2023 | 206077605 | 10/31/2023
Rheem Sales Company, Inc. | Ruud | PROUH50 T0 RU120-M** | Federally-Regulated Consumer Product | Heat pump |  | 46 |  | 1 | False |  | False | True | Electric storage | 55 |  | 367 | 1083 |  | Medium | 3 |  |  | 10/31/2023 | 208105663 | 10/31/2023
Rheem Sales Company, Inc. | Ruud | HPLD50-1RU | Federally-Regulated Consumer Product | Heat pump |  | 45 |  | 4.5 | False |  | False | True | Electric storage | 67 |  | 430 | 837 |  | Medium | 3.88 |  |  | 10/31/2023 | 206195925 | 10/31/2023
Rheem Sales Company, Inc. | Ruud | PROU G40-50* RU HE EC3 | Federally-Regulated Consumer Product | Natural gas |  | 40 |  | 50000 | True |  |  | False | Gas-fired storage | 88 |  | 97 | 60 | 18602805 | High | 0.9 |  |  | 10/31/2023 | 210605700 | 10/31/2023
Rheem Sales Company, Inc. | Ruud | PROU G40-50* RU HE EC3 | Federally-Regulated Consumer Product | LPG |  | 40 |  | 50000 | True |  |  | False | Gas-fired storage | 88 |  | 97 | 60 | 18602805 | High | 0.9 |  |  | 10/31/2023 | 210605700 | 10/31/2023
Rheem Sales Company, Inc. | Ruud | PROUH40 T0 RU120 | Federally-Regulated Consumer Product | Heat pump |  | 37 |  | 1.3 | False |  | False | True | Electric storage | 51 |  | 355 | 1083 |  | Medium | 3 |  |  | 10/31/2023 | 208629406 | 10/31/2023
Rheem Sales Company, Inc. | Ruud | PROU G50-50* RU HE EC3 | Federally-Regulated Consumer Product | Natural gas |  | 50 |  | 50000 | True |  |  | False | Gas-fired storage | 95 |  | 94 | 134 | 18777761 | High | 0.88 |  |  | 10/31/2023 | 210605706 | 10/31/2023
Rheem Sales Company, Inc. | Ruud | PRO H40 T2 RU310UM | Federally-Regulated Consumer Product | Heat pump |  | 36 |  | 4.5 | True |  | False | False | Electric storage | 60 |  | 430 | 928 |  | Medium | 3.5 |  |  | 10/31/2023 | 206077601 | 10/31/2023
Rheem Sales Company, Inc. | Ruud | HPLD65-1RU | Federally-Regulated Consumer Product | Heat pump |  | 59 |  | 4.5 | False |  | False | True | Electric storage | 75 |  | 457 | 1225 |  | High | 4.05 |  |  | 10/31/2023 | 206195926 | 10/31/2023
Rheem Sales Company, Inc. | Ruud | RUTGH-S*84* | Federally-Regulated Consumer Product | LPG |  | 0 |  | 157000 |  |  |  | True | Instantaneous gas-fired |  | 4.6 | 97 | 12 | 17591111 | High | 0.96 |  | 0 | 10/31/2023 | 210627641 | 10/31/2023
Rheem Sales Company, Inc. | Ruud | RUTGH-S*10* | Federally-Regulated Consumer Product | Natural gas |  | 0 |  | 180000 |  |  |  | True | Instantaneous gas-fired |  | 5.2 | 98 | 19 | 17567227 | High | 0.96 |  | 0 | 10/31/2023 | 208798125 | 10/31/2023
Rheem Sales Company, Inc. | Ruud | RUTGH-S*84* | Federally-Regulated Consumer Product | Natural gas |  | 0 |  | 157000 |  |  |  | True | Instantaneous gas-fired |  | 4.6 | 97 | 12 | 17591111 | High | 0.96 |  | 0 | 10/31/2023 | 210627641 | 10/31/2023
Rheem Sales Company, Inc. | Ruud | RUTGH-S*11* | Federally-Regulated Consumer Product | Natural gas |  | 0 |  | 199900 |  |  |  | True | Instantaneous gas-fired |  | 5.8 | 98 | 19 | 17567227 | High | 0.96 |  | 0 | 10/31/2023 | 208798126 | 10/31/2023
Rheem Sales Company, Inc. | Ruud | PROU G50-50* RU HE EC3 | Federally-Regulated Consumer Product | LPG |  | 50 |  | 50000 | True |  |  | False | Gas-fired storage | 95 |  | 94 | 134 | 18777761 | High | 0.88 |  |  | 10/31/2023 | 210605706 | 10/31/2023
Rheem Sales Company, Inc. | Ruud | RUTGH-S*11* | Federally-Regulated Consumer Product | LPG |  | 0 |  | 199900 |  |  |  | True | Instantaneous gas-fired |  | 5.8 | 98 | 19 | 17567227 | High | 0.96 |  | 0 | 10/31/2023 | 208798126 | 10/31/2023
Rheem Sales Company, Inc. | Ruud | PRO H80 T2 RU310UM | Federally-Regulated Consumer Product | Heat pump |  | 72 |  | 4.5 | True |  | False | False | Electric storage | 87 |  | 398 | 1417 |  | High | 3.5 |  |  | 10/31/2023 | 206077607 | 10/31/2023
Rheem Sales Company, Inc. | Ruud | PROG29-31U RU EC1 | Federally-Regulated Consumer Product | Natural gas |  | 28 |  | 31000 | True |  |  | False | Gas-fired storage | 58 |  | 74 | 0 | 18471676 | Medium | 0.6 |  |  | 10/31/2023 | 213292989 | 10/31/2023
Rheem Sales Company, Inc. | Ruud | PRO H50 T2 RU310UM | Federally-Regulated Consumer Product | Heat pump |  | 45 |  | 4.5 | False |  | False | True | Electric storage | 67 |  | 400 | 928 |  | Medium | 3.5 |  |  | 10/31/2023 | 206077603 | 10/31/2023
Rheem Sales Company, Inc. | Richmond | 12GUH40-50F* | Federally-Regulated Consumer Product | Natural gas |  | 40 |  | 50000 | True |  |  | False | Gas-fired storage | 88 |  | 97 | 60 | 18602805 | High | 0.9 |  |  | 03/21/2023 | 210605701 | 10/31/2023
Rheem Sales Company, Inc. | Richmond | 10E50-HP120M* | Federally-Regulated Consumer Product | Heat pump |  | 46 |  | 1 | False |  | False | True | Electric storage | 55 |  | 367 | 1083 |  | Medium | 3 |  |  | 03/21/2023 | 208105664 | 10/31/2023
Rheem Sales Company, Inc. | Richmond | 10E40-HP120 | Federally-Regulated Consumer Product | Heat pump |  | 37 |  | 1.3 | False |  | False | True | Electric storage | 51 |  | 355 | 1083 |  | Medium | 3 |  |  | 03/21/2023 | 208629407 | 10/31/2023
Rheem Sales Company, Inc. | Richmond | 12GUH50-50F* | Federally-Regulated Consumer Product | LPG |  | 50 |  | 50000 | True |  |  | False | Gas-fired storage | 95 |  | 94 | 134 | 18777761 | High | 0.88 |  |  | 03/21/2023 | 210605707 | 10/31/2023
Rheem Sales Company, Inc. | Richmond | 12GUH50-50F* | Federally-Regulated Consumer Product | Natural gas |  | 50 |  | 50000 | True |  |  | False | Gas-fired storage | 95 |  | 94 | 134 | 18777761 | High | 0.88 |  |  | 03/21/2023 | 210605707 | 10/31/2023
Rheem Sales Company, Inc. | Richmond | 12GUH40-50F* | Federally-Regulated Consumer Product | LPG |  | 40 |  | 50000 | True |  |  | False | Gas-fired storage | 88 |  | 97 | 60 | 18602805 | High | 0.9 |  |  | 03/21/2023 | 210605701 | 10/31/2023
Rheem Sales Company, Inc. | Richmond | 12GUH40-50F* | Federally-Regulated Consumer Product | Natural gas |  | 40 |  | 50000 | True |  |  | False | Gas-fired storage | 88 |  | 97 | 60 | 18602805 | High | 0.9 |  |  | 10/31/2023 | 210605701 | 10/31/2023
Rheem Sales Company, Inc. | Richmond | 10E50-HP120M* | Federally-Regulated Consumer Product | Heat pump |  | 46 |  | 1 | False |  | False | True | Electric storage | 55 |  | 367 | 1083 |  | Medium | 3 |  |  | 10/31/2023 | 208105664 | 10/31/2023
Rheem Sales Company, Inc. | Richmond | 10E40-HP120 | Federally-Regulated Consumer Product | Heat pump |  | 37 |  | 1.3 | False |  | False | True | Electric storage | 51 |  | 355 | 1083 |  | Medium | 3 |  |  | 10/31/2023 | 208629407 | 10/31/2023
Rheem Sales Company, Inc. | Richmond | 12GUH50-50F* | Federally-Regulated Consumer Product | LPG |  | 50 |  | 50000 | True |  |  | False | Gas-fired storage | 95 |  | 94 | 134 | 18777761 | High | 0.88 |  |  | 10/31/2023 | 210605707 | 10/31/2023
Rheem Sales Company, Inc. | Richmond | 12GUH50-50F* | Federally-Regulated Consumer Product | Natural gas |  | 50 |  | 50000 | True |  |  | False | Gas-fired storage | 95 |  | 94 | 134 | 18777761 | High | 0.88 |  |  | 10/31/2023 | 210605707 | 10/31/2023
Rheem Sales Company, Inc. | Richmond | 12GUH40-50F* | Federally-Regulated Consumer Product | LPG |  | 40 |  | 50000 | True |  |  | False | Gas-fired storage | 88 |  | 97 | 60 | 18602805 | High | 0.9 |  |  | 10/31/2023 | 210605701 | 10/31/2023
Rheem Sales Company, Inc. | Rheem | RTGH-S*11* | Federally-Regulated Consumer Product | Natural gas |  | 0 |  | 199900 |  |  |  | True | Instantaneous gas-fired |  | 5.8 | 98 | 19 | 17567227 | High | 0.96 |  | 0 | 03/21/2023 | 208798106 | 10/31/2023
Rheem Sales Company, Inc. | Rheem | PROP G50-50* CN HE** | Federally-Regulated Consumer Product | LPG |  | 50 |  | 50000 | True |  |  | False | Gas-fired storage | 95 |  | 94 | 134 | 18777761 | High | 0.88 |  |  | 03/21/2023 | 210605702 | 10/31/2023
Rheem Sales Company, Inc. | Rheem | XP50T12UHC50* | Federally-Regulated Consumer Product | LPG |  | 50 |  | 50000 | True |  |  | False | Gas-fired storage | 95 |  | 94 | 134 | 18777761 | High | 0.88 |  |  | 05/16/2023 | 210605704 | 10/31/2023
Rheem Sales Company, Inc. | Rheem | XP40S12UHC50* | Federally-Regulated Consumer Product | LPG |  | 40 |  | 50000 | True |  |  | False | Gas-fired storage | 88 |  | 97 | 60 | 18602805 | High | 0.9 |  |  | 05/16/2023 | 210605698 | 10/31/2023
Rheem Sales Company, Inc. | Rheem | PROP G40-50* CN HE** | Federally-Regulated Consumer Product | Natural gas |  | 40 |  | 50000 | True |  |  | False | Gas-fired storage | 88 |  | 97 | 60 | 18602805 | High | 0.9 |  |  | 03/21/2023 | 210605696 | 10/31/2023
Rheem Sales Company, Inc. | Rheem | RTGH-S*11* | Federally-Regulated Consumer Product | LPG |  | 0 |  | 199900 |  |  |  | True | Instantaneous gas-fired |  | 5.8 | 98 | 19 | 17567227 | High | 0.96 |  | 0 | 03/21/2023 | 208798106 | 10/31/2023
Rheem Sales Company, Inc. | Rheem | PRO H65 T2 RH310UM | Federally-Regulated Consumer Product | Heat pump |  | 59 |  | 4.5 | True |  | False | False | Electric storage | 75 |  | 409 | 1417 |  | High | 3.5 |  |  | 03/21/2023 | 206077604 | 10/31/2023
Rheem Sales Company, Inc. | Rheem | PROP G40-50* RH HE EC3 | Federally-Regulated Consumer Product | Natural gas |  | 40 |  | 50000 | True |  |  | False | Gas-fired storage | 88 |  | 97 | 60 | 18602805 | High | 0.9 |  |  | 03/21/2023 | 210547590 | 10/31/2023
Rheem Sales Company, Inc. | Rheem | PRO H80 T2 RH310UM | Federally-Regulated Consumer Product | Heat pump |  | 72 |  | 4.5 | True |  | False | False | Electric storage | 87 |  | 398 | 1417 |  | High | 3.5 |  |  | 03/21/2023 | 206077606 | 10/31/2023
Rheem Sales Company, Inc. | Rheem | PROPH40 T0 RH120 | Federally-Regulated Consumer Product | Heat pump |  | 37 |  | 1.3 | False |  | False | True | Electric storage | 51 |  | 355 | 1083 |  | Medium | 3 |  |  | 03/21/2023 | 208598552 | 10/31/2023
Rheem Sales Company, Inc. | Rheem | XG29T06EN31U0 | Federally-Regulated Consumer Product | Natural gas |  | 28 |  | 31000 | True |  |  | False | Gas-fired storage | 58 |  | 74 | 0 | 18471676 | Medium | 0.6 |  |  | 09/01/2023 | 213292988 | 10/31/2023
Rheem Sales Company, Inc. | Rheem | PROP G50-50* RH HE EC3 | Federally-Regulated Consumer Product | LPG |  | 50 |  | 50000 | True |  |  | False | Gas-fired storage | 95 |  | 94 | 134 | 18777761 | High | 0.88 |  |  | 03/21/2023 | 210547592 | 10/31/2023
Rheem Sales Company, Inc. | Rheem | PROP G50-50* RH HE EC3 | Federally-Regulated Consumer Product | Natural gas |  | 50 |  | 50000 | True |  |  | False | Gas-fired storage | 95 |  | 94 | 134 | 18777761 | High | 0.88 |  |  | 03/21/2023 | 210547592 | 10/31/2023
Rheem Sales Company, Inc. | Rheem | PROPH50 T0 RH120-M** | Federally-Regulated Consumer Product | Heat pump |  | 46 |  | 1 | False |  | False | True | Electric storage | 55 |  | 367 | 1083 |  | Medium | 3 |  |  | 03/21/2023 | 208101997 | 10/31/2023
Rheem Sales Company, Inc. | Rheem | HPLD65-1RH | Federally-Regulated Consumer Product | Heat pump |  | 59 |  | 4.5 | False |  | False | True | Electric storage | 75 |  | 457 | 1225 |  | High | 4.05 |  |  | 03/21/2023 | 206195927 | 10/31/2023
Rheem Sales Company, Inc. | Rheem | ECE G40-50U CN HE* | Federally-Regulated Consumer Product | Natural gas |  | 40 |  | 50000 | True |  |  | False | Gas-fired storage | 88 |  | 97 | 60 | 18602805 | High | 0.9 |  |  | 04/06/2023 | 210605699 | 10/31/2023
Rheem Sales Company, Inc. | Rheem | PROP G40-50* RH HE EC3 | Federally-Regulated Consumer Product | LPG |  | 40 |  | 50000 | True |  |  | False | Gas-fired storage | 88 |  | 97 | 60 | 18602805 | High | 0.9 |  |  | 03/21/2023 | 210547590 | 10/31/2023
Rheem Sales Company, Inc. | Rheem | RTGH-S*10* | Federally-Regulated Consumer Product | LPG |  | 0 |  | 180000 |  |  |  | True | Instantaneous gas-fired |  | 5.2 | 98 | 19 | 17567227 | High | 0.96 |  | 0 | 03/21/2023 | 208798107 | 10/31/2023
Rheem Sales Company, Inc. | Rheem | PROP G40-50* CN HE** | Federally-Regulated Consumer Product | LPG |  | 40 |  | 50000 | True |  |  | False | Gas-fired storage | 88 |  | 97 | 60 | 18602805 | High | 0.9 |  |  | 03/21/2023 | 210605696 | 10/31/2023
Rheem Sales Company, Inc. | Rheem | ECE G50-50U CN HE* | Federally-Regulated Consumer Product | Natural gas |  | 50 |  | 50000 | True |  |  | False | Gas-fired storage | 95 |  | 94 | 134 | 18777761 | High | 0.88 |  |  | 04/06/2023 | 210605705 | 10/31/2023
Rheem Sales Company, Inc. | Rheem | XE40T10H15U0 | Federally-Regulated Consumer Product | Heat pump |  | 37 |  | 1.3 | False |  | False | True | Electric storage | 51 |  | 355 | 1083 |  | Medium | 3 |  |  | 03/21/2023 | 208629405 | 10/31/2023
Rheem Sales Company, Inc. | Rheem | RTGH-S*10* | Federally-Regulated Consumer Product | Natural gas |  | 0 |  | 180000 |  |  |  | True | Instantaneous gas-fired |  | 5.2 | 98 | 19 | 17567227 | High | 0.96 |  | 0 | 03/21/2023 | 208798107 | 10/31/2023
Rheem Sales Company, Inc. | Rheem | XG50T12UHN50* | Federally-Regulated Consumer Product | Natural gas |  | 50 |  | 50000 | True |  |  | False | Gas-fired storage | 95 |  | 94 | 134 | 18777761 | High | 0.88 |  |  | 04/06/2023 | 210605703 | 10/31/2023
Rheem Sales Company, Inc. | Rheem | HPLD80-1RH | Federally-Regulated Consumer Product | Heat pump |  | 72 |  | 4.5 | False |  | False | True | Electric storage | 87 |  | 447 | 1219 |  | High | 4.07 |  |  | 03/21/2023 | 206195929 | 10/31/2023
Rheem Sales Company, Inc. | Rheem | PRO H50 T2 RH310UM | Federally-Regulated Consumer Product | Heat pump |  | 45 |  | 4.5 | False |  | False | True | Electric storage | 67 |  | 400 | 928 |  | Medium | 3.5 |  |  | 03/21/2023 | 206077602 | 10/31/2023
Rheem Sales Company, Inc. | Rheem | XG40S12UHN50* | Federally-Regulated Consumer Product | Natural gas |  | 40 |  | 50000 | True |  |  | False | Gas-fired storage | 88 |  | 97 | 60 | 18602805 | High | 0.9 |  |  | 04/06/2023 | 210605697 | 10/31/2023
Rheem Sales Company, Inc. | Rheem | PROG29-31U RH EC1 | Federally-Regulated Consumer Product | Natural gas |  | 28 |  | 31000 | True |  |  | False | Gas-fired storage | 58 |  | 74 | 0 | 18471676 | Medium | 0.6 |  |  | 09/01/2023 | 213291885 | 10/31/2023
Rheem Sales Company, Inc. | Rheem | PRO H40 T2 RH310UM | Federally-Regulated Consumer Product | Heat pump |  | 36 |  | 4.5 | True |  | False | False | Electric storage | 60 |  | 430 | 928 |  | Medium | 3.5 |  |  | 03/21/2023 | 206077600 | 10/31/2023
Rheem Sales Company, Inc. | Rheem | XE50T10HM*00U0 | Federally-Regulated Consumer Product | Heat pump |  | 46 |  | 1 | False |  | False | True | Electric storage | 55 |  | 367 | 1083 |  | Medium | 3 |  |  | 03/21/2023 | 208105662 | 10/31/2023
Rheem Sales Company, Inc. | Rheem | HPLD40-1RH | Federally-Regulated Consumer Product | Heat pump |  | 36 |  | 4.5 | False |  | False | True | Electric storage | 60 |  | 434 | 848 |  | Medium | 3.83 |  |  | 03/21/2023 | 206195922 | 10/31/2023
Rheem Sales Company, Inc. | Rheem | HPLD50-1RH | Federally-Regulated Consumer Product | Heat pump |  | 45 |  | 4.5 | False |  | False | True | Electric storage | 67 |  | 430 | 837 |  | Medium | 3.88 |  |  | 03/21/2023 | 206195924 | 10/31/2023
Rheem Sales Company, Inc. | Rheem | PROP G50-50* CN HE** | Federally-Regulated Consumer Product | Natural gas |  | 50 |  | 50000 | True |  |  | False | Gas-fired storage | 95 |  | 94 | 134 | 18777761 | High | 0.88 |  |  | 03/21/2023 | 210605702 | 10/31/2023
Rheem Sales Company, Inc. | Rheem | RTGH-S*11* | Federally-Regulated Consumer Product | Natural gas |  | 0 |  | 199900 |  |  |  | True | Instantaneous gas-fired |  | 5.8 | 98 | 19 | 17567227 | High | 0.96 |  | 0 | 10/31/2023 | 208798106 | 10/31/2023
Rheem Sales Company, Inc. | Rheem | PROP G50-50* CN HE** | Federally-Regulated Consumer Product | LPG |  | 50 |  | 50000 | True |  |  | False | Gas-fired storage | 95 |  | 94 | 134 | 18777761 | High | 0.88 |  |  | 10/31/2023 | 210605702 | 10/31/2023
Rheem Sales Company, Inc. | Rheem | XP50T12UHC50* | Federally-Regulated Consumer Product | LPG |  | 50 |  | 50000 | True |  |  | False | Gas-fired storage | 95 |  | 94 | 134 | 18777761 | High | 0.88 |  |  | 10/31/2023 | 210605704 | 10/31/2023
Rheem Sales Company, Inc. | Rheem | XP40S12UHC50* | Federally-Regulated Consumer Product | LPG |  | 40 |  | 50000 | True |  |  | False | Gas-fired storage | 88 |  | 97 | 60 | 18602805 | High | 0.9 |  |  | 10/31/2023 | 210605698 | 10/31/2023
Rheem Sales Company, Inc. | Rheem | PROP G40-50* CN HE** | Federally-Regulated Consumer Product | Natural gas |  | 40 |  | 50000 | True |  |  | False | Gas-fired storage | 88 |  | 97 | 60 | 18602805 | High | 0.9 |  |  | 10/31/2023 | 210605696 | 10/31/2023
Rheem Sales Company, Inc. | Rheem | RTGH-S*11* | Federally-Regulated Consumer Product | LPG |  | 0 |  | 199900 |  |  |  | True | Instantaneous gas-fired |  | 5.8 | 98 | 19 | 17567227 | High | 0.96 |  | 0 | 10/31/2023 | 208798106 | 10/31/2023
Rheem Sales Company, Inc. | Rheem | PRO H65 T2 RH310UM | Federally-Regulated Consumer Product | Heat pump |  | 59 |  | 4.5 | True |  | False | False | Electric storage | 75 |  | 409 | 1417 |  | High | 3.5 |  |  | 10/31/2023 | 206077604 | 10/31/2023
Rheem Sales Company, Inc. | Rheem | PROP G40-50* RH HE EC3 | Federally-Regulated Consumer Product | Natural gas |  | 40 |  | 50000 | True |  |  | False | Gas-fired storage | 88 |  | 97 | 60 | 18602805 | High | 0.9 |  |  | 10/31/2023 | 210547590 | 10/31/2023
Rheem Sales Company, Inc. | Rheem | PRO H80 T2 RH310UM | Federally-Regulated Consumer Product | Heat pump |  | 72 |  | 4.5 | True |  | False | False | Electric storage | 87 |  | 398 | 1417 |  | High | 3.5 |  |  | 10/31/2023 | 206077606 | 10/31/2023
Rheem Sales Company, Inc. | Rheem | PROPH40 T0 RH120 | Federally-Regulated Consumer Product | Heat pump |  | 37 |  | 1.3 | False |  | False | True | Electric storage | 51 |  | 355 | 1083 |  | Medium | 3 |  |  | 10/31/2023 | 208598552 | 10/31/2023
Rheem Sales Company, Inc. | Rheem | XG29T06EN31U0 | Federally-Regulated Consumer Product | Natural gas |  | 28 |  | 31000 | True |  |  | False | Gas-fired storage | 58 |  | 74 | 0 | 18471676 | Medium | 0.6 |  |  | 10/31/2023 | 213292988 | 10/31/2023
Rheem Sales Company, Inc. | Rheem | PROP G50-50* RH HE EC3 | Federally-Regulated Consumer Product | LPG |  | 50 |  | 50000 | True |  |  | False | Gas-fired storage | 95 |  | 94 | 134 | 18777761 | High | 0.88 |  |  | 10/31/2023 | 210547592 | 10/31/2023
Rheem Sales Company, Inc. | Rheem | PROP G50-50* RH HE EC3 | Federally-Regulated Consumer Product | Natural gas |  | 50 |  | 50000 | True |  |  | False | Gas-fired storage | 95 |  | 94 | 134 | 18777761 | High | 0.88 |  |  | 10/31/2023 | 210547592 | 10/31/2023
Rheem Sales Company, Inc. | Rheem | PROPH50 T0 RH120-M** | Federally-Regulated Consumer Product | Heat pump |  | 46 |  | 1 | False |  | False | True | Electric storage | 55 |  | 367 | 1083 |  | Medium | 3 |  |  | 10/31/2023 | 208101997 | 10/31/2023
Rheem Sales Company, Inc. | Rheem | HPLD65-1RH | Federally-Regulated Consumer Product | Heat pump |  | 59 |  | 4.5 | False |  | False | True | Electric storage | 75 |  | 457 | 1225 |  | High | 4.05 |  |  | 10/31/2023 | 206195927 | 10/31/2023
Rheem Sales Company, Inc. | Rheem | ECE G40-50U CN HE* | Federally-Regulated Consumer Product | Natural gas |  | 40 |  | 50000 | True |  |  | False | Gas-fired storage | 88 |  | 97 | 60 | 18602805 | High | 0.9 |  |  | 10/31/2023 | 210605699 | 10/31/2023
Rheem Sales Company, Inc. | Rheem | PROP G40-50* RH HE EC3 | Federally-Regulated Consumer Product | LPG |  | 40 |  | 50000 | True |  |  | False | Gas-fired storage | 88 |  | 97 | 60 | 18602805 | High | 0.9 |  |  | 10/31/2023 | 210547590 | 10/31/2023
Rheem Sales Company, Inc. | Rheem | RTGH-S*10* | Federally-Regulated Consumer Product | LPG |  | 0 |  | 180000 |  |  |  | True | Instantaneous gas-fired |  | 5.2 | 98 | 19 | 17567227 | High | 0.96 |  | 0 | 10/31/2023 | 208798107 | 10/31/2023
Rheem Sales Company, Inc. | Rheem | PROP G40-50* CN HE** | Federally-Regulated Consumer Product | LPG |  | 40 |  | 50000 | True |  |  | False | Gas-fired storage | 88 |  | 97 | 60 | 18602805 | High | 0.9 |  |  | 10/31/2023 | 210605696 | 10/31/2023
Rheem Sales Company, Inc. | Rheem | ECE G50-50U CN HE* | Federally-Regulated Consumer Product | Natural gas |  | 50 |  | 50000 | True |  |  | False | Gas-fired storage | 95 |  | 94 | 134 | 18777761 | High | 0.88 |  |  | 10/31/2023 | 210605705 | 10/31/2023
Rheem Sales Company, Inc. | Rheem | XE40T10H15U0 | Federally-Regulated Consumer Product | Heat pump |  | 37 |  | 1.3 | False |  | False | True | Electric storage | 51 |  | 355 | 1083 |  | Medium | 3 |  |  | 10/31/2023 | 208629405 | 10/31/2023
Rheem Sales Company, Inc. | Rheem | RTGH-S*10* | Federally-Regulated Consumer Product | Natural gas |  | 0 |  | 180000 |  |  |  | True | Instantaneous gas-fired |  | 5.2 | 98 | 19 | 17567227 | High | 0.96 |  | 0 | 10/31/2023 | 208798107 | 10/31/2023
Rheem Sales Company, Inc. | Rheem | XG50T12UHN50* | Federally-Regulated Consumer Product | Natural gas |  | 50 |  | 50000 | True |  |  | False | Gas-fired storage | 95 |  | 94 | 134 | 18777761 | High | 0.88 |  |  | 10/31/2023 | 210605703 | 10/31/2023
Rheem Sales Company, Inc. | Rheem | HPLD80-1RH | Federally-Regulated Consumer Product | Heat pump |  | 72 |  | 4.5 | False |  | False | True | Electric storage | 87 |  | 447 | 1219 |  | High | 4.07 |  |  | 10/31/2023 | 206195929 | 10/31/2023
Rheem Sales Company, Inc. | Rheem | PRO H50 T2 RH310UM | Federally-Regulated Consumer Product | Heat pump |  | 45 |  | 4.5 | False |  | False | True | Electric storage | 67 |  | 400 | 928 |  | Medium | 3.5 |  |  | 10/31/2023 | 206077602 | 10/31/2023
Rheem Sales Company, Inc. | Rheem | XG40S12UHN50* | Federally-Regulated Consumer Product | Natural gas |  | 40 |  | 50000 | True |  |  | False | Gas-fired storage | 88 |  | 97 | 60 | 18602805 | High | 0.9 |  |  | 10/31/2023 | 210605697 | 10/31/2023
Rheem Sales Company, Inc. | Rheem | PROG29-31U RH EC1 | Federally-Regulated Consumer Product | Natural gas |  | 28 |  | 31000 | True |  |  | False | Gas-fired storage | 58 |  | 74 | 0 | 18471676 | Medium | 0.6 |  |  | 10/31/2023 | 213291885 | 10/31/2023
Rheem Sales Company, Inc. | Rheem | PRO H40 T2 RH310UM | Federally-Regulated Consumer Product | Heat pump |  | 36 |  | 4.5 | True |  | False | False | Electric storage | 60 |  | 430 | 928 |  | Medium | 3.5 |  |  | 10/31/2023 | 206077600 | 10/31/2023
Rheem Sales Company, Inc. | Rheem | XE50T10HM*00U0 | Federally-Regulated Consumer Product | Heat pump |  | 46 |  | 1 | False |  | False | True | Electric storage | 55 |  | 367 | 1083 |  | Medium | 3 |  |  | 10/31/2023 | 208105662 | 10/31/2023
Rheem Sales Company, Inc. | Rheem | HPLD40-1RH | Federally-Regulated Consumer Product | Heat pump |  | 36 |  | 4.5 | False |  | False | True | Electric storage | 60 |  | 434 | 848 |  | Medium | 3.83 |  |  | 10/31/2023 | 206195922 | 10/31/2023
Rheem Sales Company, Inc. | Rheem | HPLD50-1RH | Federally-Regulated Consumer Product | Heat pump |  | 45 |  | 4.5 | False |  | False | True | Electric storage | 67 |  | 430 | 837 |  | Medium | 3.88 |  |  | 10/31/2023 | 206195924 | 10/31/2023
Rheem Sales Company, Inc. | Rheem | PROP G50-50* CN HE** | Federally-Regulated Consumer Product | Natural gas |  | 50 |  | 50000 | True |  |  | False | Gas-fired storage | 95 |  | 94 | 134 | 18777761 | High | 0.88 |  |  | 10/31/2023 | 210605702 | 10/31/2023
A.O. Smith Water Products Company | State | GS6-40-HBVIS 2*1 | Federally-Regulated Consumer Product | LPG |  | 38 |  | 40000 | True |  |  | False | Gas-fired storage | 73 |  | 79 | 30 | 16439440 | Medium | 0.67 |  |  | 06/29/2023 | 206860930 | 10/31/2023
A.O. Smith Water Products Company | State | GS6-40-HRVIT 2*1 | Federally-Regulated Consumer Product | LPG |  | 38 |  | 50000 | True |  |  | False | Gas-fired storage | 87 |  | 78 | 34 | 24065096 | High | 0.7 |  |  | 05/16/2023 | 206861637 | 10/31/2023
A.O. Smith Water Products Company | State | GS6-40-HRVITL 2*1 | Federally-Regulated Consumer Product | LPG |  | 38 |  | 50000 | True |  |  | False | Gas-fired storage | 87 |  | 78 | 34 | 24065096 | High | 0.7 |  |  | 05/16/2023 | 206861638 | 10/31/2023
A.O. Smith Water Products Company | State | GS6-50-HRVITL 2*1 | Federally-Regulated Consumer Product | LPG |  | 48 |  | 50000 | True |  |  | False | Gas-fired storage | 97 |  | 81 | 35 | 23389986 | High | 0.72 |  |  | 05/16/2023 | 206861816 | 10/31/2023
A.O. Smith Water Products Company | State | GS6-40-BCS 2*1 | Federally-Regulated Consumer Product | LPG |  | 38 |  | 36000 | True |  |  | False | Gas-fired storage | 70 |  | 74 | 0 | 19108631 | Medium | 0.58 |  |  | 05/16/2023 | 206715177 | 10/31/2023
A.O. Smith Water Products Company | State | GS6-40-HBPDS 3*1 | Federally-Regulated Consumer Product | LPG |  | 38 |  | 40000 | True |  |  | False | Gas-fired storage | 74 |  | 79 | 58 | 16100642 | Medium | 0.68 |  |  | 02/23/2023 | 206902209 | 10/31/2023
A.O. Smith Water Products Company | State | GS6-50-HRPDTL5 3*1 | Federally-Regulated Consumer Product | LPG |  | 48 |  | 62000 | True |  |  | False | Gas-fired storage | 118 |  | 82 | 54 | 23003111 | High | 0.73 |  |  | 02/23/2023 | 206902239 | 10/31/2023
A.O. Smith Water Products Company | State | GS6-40-HBDSL 3*1 | Federally-Regulated Consumer Product | LPG |  | 39 |  | 38000 | True |  |  | False | Gas-fired storage | 64 |  | 75 | 0 | 18471676 | Medium | 0.6 |  |  | 02/23/2023 | 206715046 | 10/31/2023
A.O. Smith Water Products Company | State | GS6-50-BCT 2*1 | Federally-Regulated Consumer Product | LPG |  | 48 |  | 37000 | True |  |  | False | Gas-fired storage | 81 |  | 80 | 0 | 26448082 | High | 0.64 |  |  | 05/16/2023 | 206715150 | 10/31/2023
A.O. Smith Water Products Company | State | GS6-40-HBPDSL 3*1 | Federally-Regulated Consumer Product | LPG |  | 38 |  | 40000 | True |  |  | False | Gas-fired storage | 74 |  | 79 | 58 | 16100642 | Medium | 0.68 |  |  | 02/23/2023 | 206902210 | 10/31/2023
A.O. Smith Water Products Company | State | GS6-50-HBDS 3*1 | Federally-Regulated Consumer Product | LPG |  | 48 |  | 40000 | True |  |  | False | Gas-fired storage | 77 |  | 79 | 0 | 25646625 | High | 0.66 |  |  | 02/23/2023 | 206715063 | 10/31/2023
A.O. Smith Water Products Company | State | GS6-50-HRVIT 2*1 | Federally-Regulated Consumer Product | LPG |  | 48 |  | 50000 | True |  |  | False | Gas-fired storage | 97 |  | 81 | 35 | 23389986 | High | 0.72 |  |  | 05/16/2023 | 206861815 | 10/31/2023
A.O. Smith Water Products Company | State | GS6-40-HBDS 3*1 | Federally-Regulated Consumer Product | LPG |  | 39 |  | 38000 | True |  |  | False | Gas-fired storage | 64 |  | 75 | 0 | 18471676 | Medium | 0.6 |  |  | 02/23/2023 | 206715044 | 10/31/2023
A.O. Smith Water Products Company | State | GS6-50-HBVIS 2*1 | Federally-Regulated Consumer Product | LPG |  | 49 |  | 40000 | True |  |  | False | Gas-fired storage | 79 |  | 80 | 40 | 23372926 | High | 0.72 |  |  | 02/23/2023 | 206861431 | 10/31/2023
A.O. Smith Water Products Company | State | GS6-40-BRBT 4*1 | Federally-Regulated Consumer Product | LPG |  | 38 |  | 36000 | True |  |  | False | Gas-fired storage | 78 |  | 77 | 0 | 26041188 | High | 0.65 |  |  | 05/16/2023 | 206715191 | 10/31/2023
A.O. Smith Water Products Company | State | GS6-50-HRDSL 3*1 | Federally-Regulated Consumer Product | LPG |  | 48 |  | 47000 | True |  |  | False | Gas-fired storage | 82 |  | 79 | 0 | 26041188 | High | 0.65 |  |  | 05/16/2023 | 206715082 | 10/31/2023
A.O. Smith Water Products Company | State | GS6-50-ORT 2*1 | Federally-Regulated Consumer Product | LPG |  | 48 |  | 36000 | True |  |  | False | Gas-fired storage | 76 |  | 77 | 0 | 26867893 | High | 0.63 |  |  | 05/16/2023 | 206715266 | 10/31/2023
A.O. Smith Water Products Company | State | GS6-30-ORBTR 4*1 | Federally-Regulated Consumer Product | LPG |  | 29 |  | 32000 | True |  |  | False | Gas-fired storage | 62 |  | 74 | 0 | 18471676 | Medium | 0.6 |  |  | 02/23/2023 | 206715303 | 10/31/2023
A.O. Smith Water Products Company | State | GS6-30-OCT 2*1 | Federally-Regulated Consumer Product | LPG |  | 29 |  | 32000 | True |  |  | False | Gas-fired storage | 63 |  | 77 | 0 | 17592073 | Medium | 0.63 |  |  | 05/16/2023 | 206715090 | 10/31/2023
A.O. Smith Water Products Company | State | GS6-30-ORBSR 4*1 | Federally-Regulated Consumer Product | LPG |  | 29 |  | 29000 | True |  |  | False | Gas-fired storage | 65 |  | 75 | 0 | 18471676 | Medium | 0.6 |  |  | 05/16/2023 | 206715275 | 10/31/2023
A.O. Smith Water Products Company | State | GS6-50-HRDS 3*1 | Federally-Regulated Consumer Product | LPG |  | 48 |  | 47000 | True |  |  | False | Gas-fired storage | 82 |  | 79 | 0 | 26041188 | High | 0.65 |  |  | 05/16/2023 | 206715080 | 10/31/2023
A.O. Smith Water Products Company | State | GS6-50-HRVHSL 2*1 | Federally-Regulated Consumer Product | LPG |  | 50 |  | 62000 | True |  |  | False | Gas-fired storage | 119 |  | 82 | 26 | 23098647 | High | 0.73 |  |  | 05/16/2023 | 206862006 | 10/31/2023
A.O. Smith Water Products Company | State | GS6-50-HBPDT 3*1 | Federally-Regulated Consumer Product | LPG |  | 48 |  | 45000 | True |  |  | False | Gas-fired storage | 79 |  | 79 | 68 | 23277390 | High | 0.72 |  |  | 05/16/2023 | 206902226 | 10/31/2023
A.O. Smith Water Products Company | State | GS6-50-HBPDTL 3*1 | Federally-Regulated Consumer Product | LPG |  | 48 |  | 45000 | True |  |  | False | Gas-fired storage | 79 |  | 79 | 68 | 23277390 | High | 0.72 |  |  | 05/16/2023 | 206902227 | 10/31/2023
A.O. Smith Water Products Company | State | GS6-50-HBDSL 3*1 | Federally-Regulated Consumer Product | LPG |  | 48 |  | 40000 | True |  |  | False | Gas-fired storage | 77 |  | 79 | 0 | 25646625 | High | 0.66 |  |  | 02/23/2023 | 206715065 | 10/31/2023
A.O. Smith Water Products Company | State | GS6-40-HBVIS 2*1 | Federally-Regulated Consumer Product | LPG |  | 38 |  | 40000 | True |  |  | False | Gas-fired storage | 73 |  | 79 | 30 | 16439440 | Medium | 0.67 |  |  | 10/31/2023 | 206860930 | 10/31/2023
A.O. Smith Water Products Company | State | GS6-40-HRVIT 2*1 | Federally-Regulated Consumer Product | LPG |  | 38 |  | 50000 | True |  |  | False | Gas-fired storage | 87 |  | 78 | 34 | 24065096 | High | 0.7 |  |  | 10/31/2023 | 206861637 | 10/31/2023
A.O. Smith Water Products Company | State | GS6-40-HRVITL 2*1 | Federally-Regulated Consumer Product | LPG |  | 38 |  | 50000 | True |  |  | False | Gas-fired storage | 87 |  | 78 | 34 | 24065096 | High | 0.7 |  |  | 10/31/2023 | 206861638 | 10/31/2023
A.O. Smith Water Products Company | State | GS6-50-HRVITL 2*1 | Federally-Regulated Consumer Product | LPG |  | 48 |  | 50000 | True |  |  | False | Gas-fired storage | 97 |  | 81 | 35 | 23389986 | High | 0.72 |  |  | 10/31/2023 | 206861816 | 10/31/2023
A.O. Smith Water Products Company | State | GS6-40-BCS 2*1 | Federally-Regulated Consumer Product | LPG |  | 38 |  | 36000 | True |  |  | False | Gas-fired storage | 70 |  | 74 | 0 | 19108631 | Medium | 0.58 |  |  | 10/31/2023 | 206715177 | 10/31/2023
A.O. Smith Water Products Company | State | GS6-40-HBPDS 3*1 | Federally-Regulated Consumer Product | LPG |  | 38 |  | 40000 | True |  |  | False | Gas-fired storage | 74 |  | 79 | 58 | 16100642 | Medium | 0.68 |  |  | 10/31/2023 | 206902209 | 10/31/2023
A.O. Smith Water Products Company | State | GS6-50-HRPDTL5 3*1 | Federally-Regulated Consumer Product | LPG |  | 48 |  | 62000 | True |  |  | False | Gas-fired storage | 118 |  | 82 | 54 | 23003111 | High | 0.73 |  |  | 10/31/2023 | 206902239 | 10/31/2023
A.O. Smith Water Products Company | State | GS6-40-HBDSL 3*1 | Federally-Regulated Consumer Product | LPG |  | 39 |  | 38000 | True |  |  | False | Gas-fired storage | 64 |  | 75 | 0 | 18471676 | Medium | 0.6 |  |  | 10/31/2023 | 206715046 | 10/31/2023
A.O. Smith Water Products Company | State | GS6-50-BCT 2*1 | Federally-Regulated Consumer Product | LPG |  | 48 |  | 37000 | True |  |  | False | Gas-fired storage | 81 |  | 80 | 0 | 26448082 | High | 0.64 |  |  | 10/31/2023 | 206715150 | 10/31/2023
A.O. Smith Water Products Company | State | GS6-40-HBPDSL 3*1 | Federally-Regulated Consumer Product | LPG |  | 38 |  | 40000 | True |  |  | False | Gas-fired storage | 74 |  | 79 | 58 | 16100642 | Medium | 0.68 |  |  | 10/31/2023 | 206902210 | 10/31/2023
A.O. Smith Water Products Company | State | GS6-50-HBDS 3*1 | Federally-Regulated Consumer Product | LPG |  | 48 |  | 40000 | True |  |  | False | Gas-fired storage | 77 |  | 79 | 0 | 25646625 | High | 0.66 |  |  | 10/31/2023 | 206715063 | 10/31/2023
A.O. Smith Water Products Company | State | GS6-50-HRVIT 2*1 | Federally-Regulated Consumer Product | LPG |  | 48 |  | 50000 | True |  |  | False | Gas-fired storage | 97 |  | 81 | 35 | 23389986 | High | 0.72 |  |  | 10/31/2023 | 206861815 | 10/31/2023
A.O. Smith Water Products Company | State | GS6-40-HBDS 3*1 | Federally-Regulated Consumer Product | LPG |  | 39 |  | 38000 | True |  |  | False | Gas-fired storage | 64 |  | 75 | 0 | 18471676 | Medium | 0.6 |  |  | 10/31/2023 | 206715044 | 10/31/2023
A.O. Smith Water Products Company | State | GS6-50-HBVIS 2*1 | Federally-Regulated Consumer Product | LPG |  | 49 |  | 40000 | True |  |  | False | Gas-fired storage | 79 |  | 80 | 40 | 23372926 | High | 0.72 |  |  | 10/31/2023 | 206861431 | 10/31/2023
A.O. Smith Water Products Company | State | GS6-40-BRBT 4*1 | Federally-Regulated Consumer Product | LPG |  | 38 |  | 36000 | True |  |  | False | Gas-fired storage | 78 |  | 77 | 0 | 26041188 | High | 0.65 |  |  | 10/31/2023 | 206715191 | 10/31/2023
A.O. Smith Water Products Company | State | GS6-50-HRDSL 3*1 | Federally-Regulated Consumer Product | LPG |  | 48 |  | 47000 | True |  |  | False | Gas-fired storage | 82 |  | 79 | 0 | 26041188 | High | 0.65 |  |  | 10/31/2023 | 206715082 | 10/31/2023
A.O. Smith Water Products Company | State | GS6-50-ORT 2*1 | Federally-Regulated Consumer Product | LPG |  | 48 |  | 36000 | True |  |  | False | Gas-fired storage | 76 |  | 77 | 0 | 26867893 | High | 0.63 |  |  | 10/31/2023 | 206715266 | 10/31/2023
A.O. Smith Water Products Company | State | GS6-30-ORBTR 4*1 | Federally-Regulated Consumer Product | LPG |  | 29 |  | 32000 | True |  |  | False | Gas-fired storage | 62 |  | 74 | 0 | 18471676 | Medium | 0.6 |  |  | 10/31/2023 | 206715303 | 10/31/2023
A.O. Smith Water Products Company | State | GS6-30-OCT 2*1 | Federally-Regulated Consumer Product | LPG |  | 29 |  | 32000 | True |  |  | False | Gas-fired storage | 63 |  | 77 | 0 | 17592073 | Medium | 0.63 |  |  | 10/31/2023 | 206715090 | 10/31/2023
A.O. Smith Water Products Company | State | GS6-30-ORBSR 4*1 | Federally-Regulated Consumer Product | LPG |  | 29 |  | 29000 | True |  |  | False | Gas-fired storage | 65 |  | 75 | 0 | 18471676 | Medium | 0.6 |  |  | 10/31/2023 | 206715275 | 10/31/2023
A.O. Smith Water Products Company | State | GS6-50-HRDS 3*1 | Federally-Regulated Consumer Product | LPG |  | 48 |  | 47000 | True |  |  | False | Gas-fired storage | 82 |  | 79 | 0 | 26041188 | High | 0.65 |  |  | 10/31/2023 | 206715080 | 10/31/2023
A.O. Smith Water Products Company | State | GS6-50-HRVHSL 2*1 | Federally-Regulated Consumer Product | LPG |  | 50 |  | 62000 | True |  |  | False | Gas-fired storage | 119 |  | 82 | 26 | 23098647 | High | 0.73 |  |  | 10/31/2023 | 206862006 | 10/31/2023
A.O. Smith Water Products Company | State | GS6-50-HBPDT 3*1 | Federally-Regulated Consumer Product | LPG |  | 48 |  | 45000 | True |  |  | False | Gas-fired storage | 79 |  | 79 | 68 | 23277390 | High | 0.72 |  |  | 10/31/2023 | 206902226 | 10/31/2023
A.O. Smith Water Products Company | State | GS6-50-HBPDTL 3*1 | Federally-Regulated Consumer Product | LPG |  | 48 |  | 45000 | True |  |  | False | Gas-fired storage | 79 |  | 79 | 68 | 23277390 | High | 0.72 |  |  | 10/31/2023 | 206902227 | 10/31/2023
A.O. Smith Water Products Company | State | GS6-50-HBDSL 3*1 | Federally-Regulated Consumer Product | LPG |  | 48 |  | 40000 | True |  |  | False | Gas-fired storage | 77 |  | 79 | 0 | 25646625 | High | 0.66 |  |  | 10/31/2023 | 206715065 | 10/31/2023
A.O. Smith Water Products Company | RELIANCE WATER HEATERS | 6-50-HRVIT 2*1 | Federally-Regulated Consumer Product | LPG |  | 48 |  | 50000 | True |  |  | False | Gas-fired storage | 97 |  | 81 | 35 | 23389986 | High | 0.72 |  |  | 05/16/2023 | 206861811 | 10/31/2023
A.O. Smith Water Products Company | RELIANCE WATER HEATERS | 6-50-HBPDT 3*1 | Federally-Regulated Consumer Product | LPG |  | 48 |  | 45000 | True |  |  | False | Gas-fired storage | 79 |  | 79 | 68 | 23277390 | High | 0.72 |  |  | 05/16/2023 | 206902231 | 10/31/2023
A.O. Smith Water Products Company | RELIANCE WATER HEATERS | 6-40-PBCS 4*1 | Federally-Regulated Consumer Product | LPG |  | 38 |  | 40000 | True |  |  | False | Gas-fired storage | 67 |  | 78 | 0 | 19108631 | Medium | 0.58 |  |  | 02/23/2023 | 206715130 | 10/31/2023
A.O. Smith Water Products Company | RELIANCE WATER HEATERS | 6-40-HBDS 3*1 | Federally-Regulated Consumer Product | LPG |  | 39 |  | 38000 | True |  |  | False | Gas-fired storage | 64 |  | 75 | 0 | 18471676 | Medium | 0.6 |  |  | 02/23/2023 | 206715042 | 10/31/2023
A.O. Smith Water Products Company | RELIANCE WATER HEATERS | 6-30-POCTR 4*1 | Federally-Regulated Consumer Product | LPG |  | 29 |  | 32000 | True |  |  | False | Gas-fired storage | 62 |  | 73 | 0 | 18471676 | Medium | 0.6 | 0.6 |  | 02/23/2023 | 206715317 | 10/31/2023
A.O. Smith Water Products Company | RELIANCE WATER HEATERS | GS6-30-OCSR 4*1 | Federally-Regulated Consumer Product | LPG |  | 29 |  | 32000 | True |  |  | False | Gas-fired storage | 55 |  | 75 | 0 | 18471676 | Medium | 0.6 |  |  | 02/23/2023 | 206715292 | 10/31/2023
A.O. Smith Water Products Company | RELIANCE WATER HEATERS | 6-40-YBVIS 2** | Federally-Regulated Consumer Product | LPG |  | 38 |  | 40000 | True |  |  | False | Gas-fired storage | 73 |  | 79 | 30 | 16439440 | Medium | 0.67 |  |  | 05/16/2023 | 206860927 | 10/31/2023
A.O. Smith Water Products Company | RELIANCE WATER HEATERS | 6-50-HBDS 3*1 | Federally-Regulated Consumer Product | LPG |  | 48 |  | 40000 | True |  |  | False | Gas-fired storage | 77 |  | 79 | 0 | 25646625 | High | 0.66 |  |  | 02/23/2023 | 206715061 | 10/31/2023
A.O. Smith Water Products Company | RELIANCE WATER HEATERS | 6-50-HBVIS 2*1 | Federally-Regulated Consumer Product | LPG |  | 49 |  | 40000 | True |  |  | False | Gas-fired storage | 79 |  | 80 | 40 | 23372926 | High | 0.72 | 0.63 |  | 02/23/2023 | 206861429 | 10/31/2023
A.O. Smith Water Products Company | RELIANCE WATER HEATERS | 6-30-PORBSR 4*1 | Federally-Regulated Consumer Product | LPG |  | 29 |  | 29000 | True |  |  | False | Gas-fired storage | 65 |  | 75 | 0 | 18471676 | Medium | 0.6 |  |  | 05/16/2023 | 206715274 | 10/31/2023
A.O. Smith Water Products Company | RELIANCE WATER HEATERS | 6-30-POCSR 4*1 | Federally-Regulated Consumer Product | LPG |  | 29 |  | 32000 | True |  |  | False | Gas-fired storage | 55 |  | 75 | 0 | 18471676 | Medium | 0.6 |  |  | 02/23/2023 | 206715291 | 10/31/2023
A.O. Smith Water Products Company | RELIANCE WATER HEATERS | 6-40-HRVIT 2*1 | Federally-Regulated Consumer Product | LPG |  | 38 |  | 50000 | True |  |  | False | Gas-fired storage | 87 |  | 78 | 34 | 24065096 | High | 0.7 |  |  | 05/16/2023 | 206861634 | 10/31/2023
A.O. Smith Water Products Company | RELIANCE WATER HEATERS | 6-40-PBRBT 4*1 | Federally-Regulated Consumer Product | LPG |  | 38 |  | 36000 | True |  |  | False | Gas-fired storage | 78 |  | 77 | 0 | 26041188 | High | 0.65 |  |  | 05/16/2023 | 206715189 | 10/31/2023
A.O. Smith Water Products Company | RELIANCE WATER HEATERS | 9-40-PKCS 4*1 | Federally-Regulated Consumer Product | LPG |  | 38 |  | 40000 | True |  |  | False | Gas-fired storage | 67 |  | 78 | 0 | 19108631 | Medium | 0.58 |  |  | 02/23/2023 | 206715131 | 10/31/2023
A.O. Smith Water Products Company | RELIANCE WATER HEATERS | 6 40HBPDS 3*1 | Federally-Regulated Consumer Product | LPG |  | 38 |  | 40000 | True |  |  | False | Gas-fired storage | 74 |  | 79 | 58 | 16100642 | Medium | 0.68 | 0.58 |  | 02/23/2023 | 206902207 | 10/31/2023
A.O. Smith Water Products Company | RELIANCE WATER HEATERS | 6-30-PORBTR 4*1 | Federally-Regulated Consumer Product | LPG |  | 29 |  | 32000 | True |  |  | False | Gas-fired storage | 62 |  | 74 | 0 | 18471676 | Medium | 0.6 |  |  | 02/23/2023 | 206715301 | 10/31/2023
A.O. Smith Water Products Company | RELIANCE WATER HEATERS | 6-50-HRVIT 2*1 | Federally-Regulated Consumer Product | LPG |  | 48 |  | 50000 | True |  |  | False | Gas-fired storage | 97 |  | 81 | 35 | 23389986 | High | 0.72 |  |  | 10/31/2023 | 206861811 | 10/31/2023
A.O. Smith Water Products Company | RELIANCE WATER HEATERS | 6-50-HBPDT 3*1 | Federally-Regulated Consumer Product | LPG |  | 48 |  | 45000 | True |  |  | False | Gas-fired storage | 79 |  | 79 | 68 | 23277390 | High | 0.72 |  |  | 10/31/2023 | 206902231 | 10/31/2023
A.O. Smith Water Products Company | RELIANCE WATER HEATERS | 6-40-PBCS 4*1 | Federally-Regulated Consumer Product | LPG |  | 38 |  | 36000 | True |  |  | False | Gas-fired storage | 67 |  | 78 | 0 | 19108631 | Medium | 0.58 |  |  | 10/31/2023 | 206715130 | 10/31/2023
A.O. Smith Water Products Company | RELIANCE WATER HEATERS | 6-40-HBDS 3*1 | Federally-Regulated Consumer Product | LPG |  | 39 |  | 38000 | True |  |  | False | Gas-fired storage | 64 |  | 75 | 0 | 18471676 | Medium | 0.6 |  |  | 10/31/2023 | 206715042 | 10/31/2023
A.O. Smith Water Products Company | RELIANCE WATER HEATERS | 6-30-POCTR 4*1 | Federally-Regulated Consumer Product | LPG |  | 29 |  | 29000 | True |  |  | False | Gas-fired storage | 62 |  | 73 | 0 | 18471676 | Medium | 0.6 |  |  | 10/31/2023 | 206715317 | 10/31/2023
A.O. Smith Water Products Company | RELIANCE WATER HEATERS | GS6-30-OCSR 4*1 | Federally-Regulated Consumer Product | LPG |  | 29 |  | 29000 | True |  |  | False | Gas-fired storage | 55 |  | 75 | 0 | 18471676 | Medium | 0.6 |  |  | 10/31/2023 | 206715292 | 10/31/2023
A.O. Smith Water Products Company | RELIANCE WATER HEATERS | 6-40-YBVIS 2** | Federally-Regulated Consumer Product | LPG |  | 38 |  | 40000 | True |  |  | False | Gas-fired storage | 73 |  | 79 | 30 | 16439440 | Medium | 0.67 |  |  | 10/31/2023 | 206860927 | 10/31/2023
A.O. Smith Water Products Company | RELIANCE WATER HEATERS | 6-50-HBDS 3*1 | Federally-Regulated Consumer Product | LPG |  | 48 |  | 40000 | True |  |  | False | Gas-fired storage | 77 |  | 79 | 0 | 25646625 | High | 0.66 |  |  | 10/31/2023 | 206715061 | 10/31/2023
A.O. Smith Water Products Company | RELIANCE WATER HEATERS | 6-50-HBVIS 2*1 | Federally-Regulated Consumer Product | LPG |  | 49 |  | 40000 | True |  |  | False | Gas-fired storage | 79 |  | 80 | 40 | 23372926 | High | 0.72 |  |  | 10/31/2023 | 206861429 | 10/31/2023
A.O. Smith Water Products Company | RELIANCE WATER HEATERS | 6-30-PORBSR 4*1 | Federally-Regulated Consumer Product | LPG |  | 29 |  | 29000 | True |  |  | False | Gas-fired storage | 65 |  | 75 | 0 | 18471676 | Medium | 0.6 |  |  | 10/31/2023 | 206715274 | 10/31/2023
A.O. Smith Water Products Company | RELIANCE WATER HEATERS | 6-30-POCSR 4*1 | Federally-Regulated Consumer Product | LPG |  | 29 |  | 29000 | True |  |  | False | Gas-fired storage | 55 |  | 75 | 0 | 18471676 | Medium | 0.6 |  |  | 10/31/2023 | 206715291 | 10/31/2023
A.O. Smith Water Products Company | RELIANCE WATER HEATERS | 6-40-HRVIT 2*1 | Federally-Regulated Consumer Product | LPG |  | 38 |  | 50000 | True |  |  | False | Gas-fired storage | 87 |  | 78 | 34 | 24065096 | High | 0.7 |  |  | 10/31/2023 | 206861634 | 10/31/2023
A.O. Smith Water Products Company | RELIANCE WATER HEATERS | 6-40-PBRBT 4*1 | Federally-Regulated Consumer Product | LPG |  | 38 |  | 36000 | True |  |  | False | Gas-fired storage | 78 |  | 77 | 0 | 26041188 | High | 0.65 |  |  | 10/31/2023 | 206715189 | 10/31/2023
A.O. Smith Water Products Company | RELIANCE WATER HEATERS | 9-40-PKCS 4*1 | Federally-Regulated Consumer Product | LPG |  | 38 |  | 36000 | True |  |  | False | Gas-fired storage | 67 |  | 78 | 0 | 19108631 | Medium | 0.58 |  |  | 10/31/2023 | 206715131 | 10/31/2023
A.O. Smith Water Products Company | RELIANCE WATER HEATERS | 6 40HBPDS 3*1 | Federally-Regulated Consumer Product | LPG |  | 38 |  | 40000 | True |  |  | False | Gas-fired storage | 74 |  | 79 | 58 | 16100642 | Medium | 0.68 |  |  | 10/31/2023 | 206902207 | 10/31/2023
A.O. Smith Water Products Company | RELIANCE WATER HEATERS | 6-30-PORBTR 4*1 | Federally-Regulated Consumer Product | LPG |  | 29 |  | 32000 | True |  |  | False | Gas-fired storage | 62 |  | 74 | 0 | 18471676 | Medium | 0.6 |  |  | 10/31/2023 | 206715301 | 10/31/2023
American Water Heater Co. | American | PVG6240T50PVS 2*1 | Federally-Regulated Consumer Product | LPG |  | 38 |  | 50000 | True |  |  | False | Gas-fired storage | 87 |  | 78 | 34 | 24065096 | High | 0.7 |  |  | 05/16/2023 | 206861627 | 10/31/2023
American Water Heater Co. | American | DVG6250T47PLV 3*1 | Federally-Regulated Consumer Product | LPG |  | 48 |  | 47000 | True |  |  | False | Gas-fired storage | 82 |  | 79 | 0 | 26041188 | High | 0.65 |  |  | 05/16/2023 | 206715074 | 10/31/2023
American Water Heater Co. | American | G62-50T40 2*1 | Federally-Regulated Consumer Product | LPG |  | 48 |  | 37000 | True |  |  | False | Gas-fired storage | 81 |  | 80 | 0 | 26448082 | High | 0.64 |  |  | 05/16/2023 | 206715143 | 10/31/2023
American Water Heater Co. | American | GB61-30T32R 4*1 | Federally-Regulated Consumer Product | LPG |  | 29 |  | 32000 | True |  |  | False | Gas-fired storage | 62 |  | 74 | 0 | 18471676 | Medium | 0.6 |  |  | 02/23/2023 | 206715297 | 10/31/2023
American Water Heater Co. | American | PDVG62-40S40-PVL 3*1 | Federally-Regulated Consumer Product | LPG |  | 38 |  | 40000 | True |  |  | False | Gas-fired storage | 74 |  | 79 | 58 | 16100642 | Medium | 0.68 |  |  | 02/23/2023 | 206902202 | 10/31/2023
American Water Heater Co. | American | PDVG62-40S40-PV 3*1 | Federally-Regulated Consumer Product | LPG |  | 38 |  | 40000 | True |  |  | False | Gas-fired storage | 74 |  | 79 | 58 | 16100642 | Medium | 0.68 |  |  | 02/23/2023 | 206902201 | 10/31/2023
American Water Heater Co. | American | G82-40S40R 4*1 | Federally-Regulated Consumer Product | LPG |  | 38 |  | 40000 | True |  |  | False | Gas-fired storage | 67 |  | 78 | 0 | 19108631 | Medium | 0.58 |  |  | 02/23/2023 | 206715118 | 10/31/2023
American Water Heater Co. | American | PVG62-50S40-PVS 2*1 | Federally-Regulated Consumer Product | LPG |  | 49 |  | 40000 | True |  |  | False | Gas-fired storage | 79 |  | 80 | 40 | 23372926 | High | 0.72 |  |  | 02/23/2023 | 206861423 | 10/31/2023
American Water Heater Co. | American | DVG6250T40PV 3*1 | Federally-Regulated Consumer Product | LPG |  | 48 |  | 40000 | True |  |  | False | Gas-fired storage | 77 |  | 79 | 0 | 25646625 | High | 0.66 |  |  | 02/23/2023 | 206715054 | 10/31/2023
American Water Heater Co. | American | G61-50-T38 2*1 | Federally-Regulated Consumer Product | LPG |  | 48 |  | 36000 | True |  |  | False | Gas-fired storage | 76 |  | 77 | 0 | 26867893 | High | 0.63 |  |  | 05/16/2023 | 206715263 | 10/31/2023
American Water Heater Co. | American | G62-40S40R 4*1 | Federally-Regulated Consumer Product | LPG |  | 38 |  | 40000 | True |  |  | False | Gas-fired storage | 67 |  | 78 | 0 | 19108631 | Medium | 0.58 |  |  | 02/23/2023 | 206715117 | 10/31/2023
American Water Heater Co. | American | DVG6250T47PV 3*1 | Federally-Regulated Consumer Product | LPG |  | 48 |  | 47000 | True |  |  | False | Gas-fired storage | 82 |  | 79 | 0 | 26041188 | High | 0.65 |  |  | 05/16/2023 | 206715072 | 10/31/2023
American Water Heater Co. | American | PDVG62-50T62-PV 3*1 | Federally-Regulated Consumer Product | LPG |  | 48 |  | 62000 | True |  |  | False | Gas-fired storage | 118 |  | 82 | 54 | 23003111 | High | 0.73 |  |  | 02/23/2023 | 206902235 | 10/31/2023
American Water Heater Co. | American | G62-30T35 2*1 | Federally-Regulated Consumer Product | LPG |  | 29 |  | 32000 | True |  |  | False | Gas-fired storage | 63 |  | 77 | 0 | 17592073 | Medium | 0.63 |  |  | 05/16/2023 | 206715086 | 10/31/2023
American Water Heater Co. | American | G62-30T32R 4*1 | Federally-Regulated Consumer Product | LPG |  | 29 |  | 32000 | True |  |  | False | Gas-fired storage | 62 |  | 73 | 0 | 18471676 | Medium | 0.6 |  |  | 02/23/2023 | 206715312 | 10/31/2023
American Water Heater Co. | American | PDVG62-50T45-PVL 3*1 | Federally-Regulated Consumer Product | LPG |  | 48 |  | 45000 | True |  |  | False | Gas-fired storage | 79 |  | 79 | 68 | 23277390 | High | 0.72 |  |  | 05/16/2023 | 206902221 | 10/31/2023
American Water Heater Co. | American | PVG6250S62PVS 2*1 | Federally-Regulated Consumer Product | LPG |  | 50 |  | 62000 | True |  |  | False | Gas-fired storage | 119 |  | 82 | 26 | 23098647 | High | 0.73 |  |  | 05/16/2023 | 206862002 | 10/31/2023
American Water Heater Co. | American | DVG6240S38PV 3*1 | Federally-Regulated Consumer Product | LPG |  | 39 |  | 38000 | True |  |  | False | Gas-fired storage | 64 |  | 75 | 0 | 18471676 | Medium | 0.6 |  |  | 02/23/2023 | 206715034 | 10/31/2023
American Water Heater Co. | American | DVG6240S38PLV 3*1 | Federally-Regulated Consumer Product | LPG |  | 39 |  | 38000 | True |  |  | False | Gas-fired storage | 64 |  | 75 | 0 | 18471676 | Medium | 0.6 |  |  | 02/23/2023 | 206715036 | 10/31/2023
American Water Heater Co. | American | G62-40S40 2*1 | Federally-Regulated Consumer Product | LPG |  | 38 |  | 36000 | True |  |  | False | Gas-fired storage | 70 |  | 74 | 0 | 19108631 | Medium | 0.58 |  |  | 05/16/2023 | 206715178 | 10/31/2023
American Water Heater Co. | American | PVG62-40S40-PVS 2*1 | Federally-Regulated Consumer Product | LPG |  | 38 |  | 40000 | True |  |  | False | Gas-fired storage | 73 |  | 79 | 30 | 16439440 | Medium | 0.67 |  |  | 05/16/2023 | 206860923 | 10/31/2023
American Water Heater Co. | American | GB61 40T40 4*1 | Federally-Regulated Consumer Product | LPG |  | 38 |  | 36000 | True |  |  | False | Gas-fired storage | 78 |  | 77 | 0 | 26041188 | High | 0.65 |  |  | 05/16/2023 | 206715183 | 10/31/2023
American Water Heater Co. | American | PVG6250T50PVSL 2*1 | Federally-Regulated Consumer Product | LPG |  | 48 |  | 50000 | True |  |  | False | Gas-fired storage | 97 |  | 81 | 35 | 23389986 | High | 0.72 |  |  | 05/16/2023 | 206861804 | 10/31/2023
American Water Heater Co. | American | PDVG62-50T45-PV 3*1 | Federally-Regulated Consumer Product | LPG |  | 48 |  | 45000 | True |  |  | False | Gas-fired storage | 79 |  | 79 | 68 | 23277390 | High | 0.72 |  |  | 05/16/2023 | 206902220 | 10/31/2023
American Water Heater Co. | American | DVG6250T40PLV 3*1 | Federally-Regulated Consumer Product | LPG |  | 48 |  | 40000 | True |  |  | False | Gas-fired storage | 77 |  | 79 | 0 | 25646625 | High | 0.66 |  |  | 02/23/2023 | 206715056 | 10/31/2023
American Water Heater Co. | American | PVG6250T50PVS 2*1 | Federally-Regulated Consumer Product | LPG |  | 48 |  | 50000 | True |  |  | False | Gas-fired storage | 97 |  | 81 | 35 | 23389986 | High | 0.72 |  |  | 05/16/2023 | 206861803 | 10/31/2023
American Water Heater Co. | American | G62-30S32R 4*1 | Federally-Regulated Consumer Product | LPG |  | 29 |  | 32000 | True |  |  | False | Gas-fired storage | 55 |  | 75 | 0 | 18471676 | Medium | 0.6 |  |  | 02/23/2023 | 206715289 | 10/31/2023
American Water Heater Co. | American | PVG6240T50PVSL 2*1 | Federally-Regulated Consumer Product | LPG |  | 38 |  | 50000 | True |  |  | False | Gas-fired storage | 87 |  | 78 | 34 | 24065096 | High | 0.7 |  |  | 05/16/2023 | 206861628 | 10/31/2023
American Water Heater Co. | American | PVG6240T50PVS 2*1 | Federally-Regulated Consumer Product | LPG |  | 38 |  | 50000 | True |  |  | False | Gas-fired storage | 87 |  | 78 | 34 | 24065096 | High | 0.7 |  |  | 10/31/2023 | 206861627 | 10/31/2023
American Water Heater Co. | American | DVG6250T47PLV 3*1 | Federally-Regulated Consumer Product | LPG |  | 48 |  | 47000 | True |  |  | False | Gas-fired storage | 82 |  | 79 | 0 | 26041188 | High | 0.65 |  |  | 10/31/2023 | 206715074 | 10/31/2023
American Water Heater Co. | American | G62-50T40 2*1 | Federally-Regulated Consumer Product | LPG |  | 48 |  | 37000 | True |  |  | False | Gas-fired storage | 81 |  | 80 | 0 | 26448082 | High | 0.64 |  |  | 10/31/2023 | 206715143 | 10/31/2023
American Water Heater Co. | American | GB61-30T32R 4*1 | Federally-Regulated Consumer Product | LPG |  | 29 |  | 32000 | True |  |  | False | Gas-fired storage | 62 |  | 74 | 0 | 18471676 | Medium | 0.6 |  |  | 10/31/2023 | 206715297 | 10/31/2023
American Water Heater Co. | American | PDVG62-40S40-PVL 3*1 | Federally-Regulated Consumer Product | LPG |  | 38 |  | 40000 | True |  |  | False | Gas-fired storage | 74 |  | 79 | 58 | 16100642 | Medium | 0.68 |  |  | 10/31/2023 | 206902202 | 10/31/2023
American Water Heater Co. | American | PDVG62-40S40-PV 3*1 | Federally-Regulated Consumer Product | LPG |  | 38 |  | 40000 | True |  |  | False | Gas-fired storage | 74 |  | 79 | 58 | 16100642 | Medium | 0.68 |  |  | 10/31/2023 | 206902201 | 10/31/2023
American Water Heater Co. | American | G82-40S40R 4*1 | Federally-Regulated Consumer Product | LPG |  | 38 |  | 36000 | True |  |  | False | Gas-fired storage | 67 |  | 78 | 0 | 19108631 | Medium | 0.58 |  |  | 10/31/2023 | 206715118 | 10/31/2023
American Water Heater Co. | American | PVG62-50S40-PVS 2*1 | Federally-Regulated Consumer Product | LPG |  | 49 |  | 40000 | True |  |  | False | Gas-fired storage | 79 |  | 80 | 40 | 23372926 | High | 0.72 |  |  | 10/31/2023 | 206861423 | 10/31/2023
American Water Heater Co. | American | DVG6250T40PV 3*1 | Federally-Regulated Consumer Product | LPG |  | 48 |  | 40000 | True |  |  | False | Gas-fired storage | 77 |  | 79 | 0 | 25646625 | High | 0.66 |  |  | 10/31/2023 | 206715054 | 10/31/2023
American Water Heater Co. | American | G61-50-T38 2*1 | Federally-Regulated Consumer Product | LPG |  | 48 |  | 36000 | True |  |  | False | Gas-fired storage | 76 |  | 77 | 0 | 26867893 | High | 0.63 |  |  | 10/31/2023 | 206715263 | 10/31/2023
American Water Heater Co. | American | G62-40S40R 4*1 | Federally-Regulated Consumer Product | LPG |  | 38 |  | 36000 | True |  |  | False | Gas-fired storage | 67 |  | 78 | 0 | 19108631 | Medium | 0.58 |  |  | 10/31/2023 | 206715117 | 10/31/2023
American Water Heater Co. | American | DVG6250T47PV 3*1 | Federally-Regulated Consumer Product | LPG |  | 48 |  | 47000 | True |  |  | False | Gas-fired storage | 82 |  | 79 | 0 | 26041188 | High | 0.65 |  |  | 10/31/2023 | 206715072 | 10/31/2023
American Water Heater Co. | American | PDVG62-50T62-PV 3*1 | Federally-Regulated Consumer Product | LPG |  | 48 |  | 62000 | True |  |  | False | Gas-fired storage | 118 |  | 82 | 54 | 23003111 | High | 0.73 |  |  | 10/31/2023 | 206902235 | 10/31/2023
American Water Heater Co. | American | G62-30T35 2*1 | Federally-Regulated Consumer Product | LPG |  | 29 |  | 32000 | True |  |  | False | Gas-fired storage | 63 |  | 77 | 0 | 17592073 | Medium | 0.63 |  |  | 10/31/2023 | 206715086 | 10/31/2023
American Water Heater Co. | American | G62-30T32R 4*1 | Federally-Regulated Consumer Product | LPG |  | 29 |  | 29000 | True |  |  | False | Gas-fired storage | 62 |  | 73 | 0 | 18471676 | Medium | 0.6 |  |  | 10/31/2023 | 206715312 | 10/31/2023
American Water Heater Co. | American | PDVG62-50T45-PVL 3*1 | Federally-Regulated Consumer Product | LPG |  | 48 |  | 45000 | True |  |  | False | Gas-fired storage | 79 |  | 79 | 68 | 23277390 | High | 0.72 |  |  | 10/31/2023 | 206902221 | 10/31/2023
American Water Heater Co. | American | PVG6250S62PVS 2*1 | Federally-Regulated Consumer Product | LPG |  | 50 |  | 62000 | True |  |  | False | Gas-fired storage | 119 |  | 82 | 26 | 23098647 | High | 0.73 |  |  | 10/31/2023 | 206862002 | 10/31/2023
American Water Heater Co. | American | DVG6240S38PV 3*1 | Federally-Regulated Consumer Product | LPG |  | 39 |  | 38000 | True |  |  | False | Gas-fired storage | 64 |  | 75 | 0 | 18471676 | Medium | 0.6 |  |  | 10/31/2023 | 206715034 | 10/31/2023
American Water Heater Co. | American | DVG6240S38PLV 3*1 | Federally-Regulated Consumer Product | LPG |  | 39 |  | 38000 | True |  |  | False | Gas-fired storage | 64 |  | 75 | 0 | 18471676 | Medium | 0.6 |  |  | 10/31/2023 | 206715036 | 10/31/2023
American Water Heater Co. | American | G62-40S40 2*1 | Federally-Regulated Consumer Product | LPG |  | 38 |  | 36000 | True |  |  | False | Gas-fired storage | 70 |  | 74 | 0 | 19108631 | Medium | 0.58 |  |  | 10/31/2023 | 206715178 | 10/31/2023
American Water Heater Co. | American | PVG62-40S40-PVS 2*1 | Federally-Regulated Consumer Product | LPG |  | 38 |  | 40000 | True |  |  | False | Gas-fired storage | 73 |  | 79 | 30 | 16439440 | Medium | 0.67 |  |  | 10/31/2023 | 206860923 | 10/31/2023
American Water Heater Co. | American | GB61 40T40 4*1 | Federally-Regulated Consumer Product | LPG |  | 38 |  | 36000 | True |  |  | False | Gas-fired storage | 78 |  | 77 | 0 | 26041188 | High | 0.65 |  |  | 10/31/2023 | 206715183 | 10/31/2023
American Water Heater Co. | American | PVG6250T50PVSL 2*1 | Federally-Regulated Consumer Product | LPG |  | 48 |  | 50000 | True |  |  | False | Gas-fired storage | 97 |  | 81 | 35 | 23389986 | High | 0.72 |  |  | 10/31/2023 | 206861804 | 10/31/2023
American Water Heater Co. | American | PDVG62-50T45-PV 3*1 | Federally-Regulated Consumer Product | LPG |  | 48 |  | 45000 | True |  |  | False | Gas-fired storage | 79 |  | 79 | 68 | 23277390 | High | 0.72 |  |  | 10/31/2023 | 206902220 | 10/31/2023
American Water Heater Co. | American | DVG6250T40PLV 3*1 | Federally-Regulated Consumer Product | LPG |  | 48 |  | 40000 | True |  |  | False | Gas-fired storage | 77 |  | 79 | 0 | 25646625 | High | 0.66 |  |  | 10/31/2023 | 206715056 | 10/31/2023
American Water Heater Co. | American | PVG6250T50PVS 2*1 | Federally-Regulated Consumer Product | LPG |  | 48 |  | 50000 | True |  |  | False | Gas-fired storage | 97 |  | 81 | 35 | 23389986 | High | 0.72 |  |  | 10/31/2023 | 206861803 | 10/31/2023
American Water Heater Co. | American | G62-30S32R 4*1 | Federally-Regulated Consumer Product | LPG |  | 29 |  | 29000 | True |  |  | False | Gas-fired storage | 55 |  | 75 | 0 | 18471676 | Medium | 0.6 |  |  | 10/31/2023 | 206715289 | 10/31/2023
American Water Heater Co. | American | PVG6240T50PVSL 2*1 | Federally-Regulated Consumer Product | LPG |  | 38 |  | 50000 | True |  |  | False | Gas-fired storage | 87 |  | 78 | 34 | 24065096 | High | 0.7 |  |  | 10/31/2023 | 206861628 | 10/31/2023
A.O. Smith Water Products Company | A. O. SMITH | GCBL-30R 4*1 | Federally-Regulated Consumer Product | LPG |  | 29 |  | 29000 | True |  |  | False | Gas-fired storage | 65 |  | 75 | 0 | 18471676 | Medium | 0.6 |  |  | 05/16/2023 | 206715272 | 10/31/2023
A.O. Smith Water Products Company | A. O. SMITH | GDV-40L 3*1 | Federally-Regulated Consumer Product | LPG |  | 39 |  | 38000 | True |  |  | False | Gas-fired storage | 64 |  | 75 | 0 | 18471676 | Medium | 0.6 |  |  | 02/23/2023 | 206715030 | 10/31/2023
A.O. Smith Water Products Company | A. O. SMITH | GPDT-50 3*1 | Federally-Regulated Consumer Product | LPG |  | 48 |  | 45000 | True |  |  | False | Gas-fired storage | 79 |  | 79 | 68 | 23277390 | High | 0.72 |  |  | 05/16/2023 | 206902214 | 10/31/2023
A.O. Smith Water Products Company | A. O. SMITH | XCRL-40 4*1 | Federally-Regulated Consumer Product | LPG |  | 38 |  | 40000 | True |  |  | False | Gas-fired storage | 67 |  | 78 | 0 | 19108631 | Medium | 0.58 |  |  | 02/23/2023 | 206715110 | 10/31/2023
A.O. Smith Water Products Company | A. O. SMITH | GCR-30R 4*1 | Federally-Regulated Consumer Product | LPG |  | 29 |  | 32000 | True |  |  | False | Gas-fired storage | 62 |  | 73 | 0 | 18471676 | Medium | 0.6 |  |  | 02/23/2023 | 206715307 | 10/31/2023
A.O. Smith Water Products Company | A. O. SMITH | GPVT-40L 2*1 | Federally-Regulated Consumer Product | LPG |  | 38 |  | 50000 | True |  |  | False | Gas-fired storage | 87 |  | 78 | 34 | 24065096 | High | 0.7 |  |  | 05/16/2023 | 206861623 | 10/31/2023
A.O. Smith Water Products Company | A. O. SMITH | GCB-40 4*1 | Federally-Regulated Consumer Product | LPG |  | 38 |  | 36000 | True |  |  | False | Gas-fired storage | 78 |  | 77 | 0 | 26041188 | High | 0.65 |  |  | 05/16/2023 | 206715180 | 10/31/2023
A.O. Smith Water Products Company | A. O. SMITH | GDVT-50 3*1 | Federally-Regulated Consumer Product | LPG |  | 48 |  | 47000 | True |  |  | False | Gas-fired storage | 82 |  | 79 | 0 | 26041188 | High | 0.65 |  |  | 05/16/2023 | 206715068 | 10/31/2023
A.O. Smith Water Products Company | A. O. SMITH | GCR-50 2*1 | Federally-Regulated Consumer Product | LPG |  | 48 |  | 37000 | True |  |  | False | Gas-fired storage | 81 |  | 80 | 0 | 26448082 | High | 0.64 |  |  | 05/16/2023 | 206715151 | 10/31/2023
A.O. Smith Water Products Company | A. O. SMITH | GPVL-50 2*1 | Federally-Regulated Consumer Product | LPG |  | 49 |  | 40000 | True |  |  | False | Gas-fired storage | 79 |  | 80 | 40 | 23372926 | High | 0.72 |  |  | 02/23/2023 | 206861421 | 10/31/2023
A.O. Smith Water Products Company | A. O. SMITH | GPDX-50L 3*1 | Federally-Regulated Consumer Product | LPG |  | 48 |  | 62000 | True |  |  | False | Gas-fired storage | 118 |  | 82 | 54 | 23003111 | High | 0.73 |  |  | 02/23/2023 | 206902233 | 10/31/2023
A.O. Smith Water Products Company | A. O. SMITH | G6-T3032PVR 4*1 | Federally-Regulated Consumer Product | LPG |  | 29 |  | 32000 | True |  |  | False | Gas-fired storage | 62 |  | 73 | 0 | 18471676 | Medium | 0.6 |  |  | 02/23/2023 | 206715309 | 10/31/2023
A.O. Smith Water Products Company | A. O. SMITH | GPVT-40 2*1 | Federally-Regulated Consumer Product | LPG |  | 38 |  | 50000 | True |  |  | False | Gas-fired storage | 87 |  | 78 | 34 | 24065096 | High | 0.7 |  |  | 05/16/2023 | 206861622 | 10/31/2023
A.O. Smith Water Products Company | A. O. SMITH | GDV-40 3*1 | Federally-Regulated Consumer Product | LPG |  | 39 |  | 38000 | True |  |  | False | Gas-fired storage | 64 |  | 75 | 0 | 18471676 | Medium | 0.6 |  |  | 02/23/2023 | 206715028 | 10/31/2023
A.O. Smith Water Products Company | A. O. SMITH | GPDL-40L 3*1 | Federally-Regulated Consumer Product | LPG |  | 38 |  | 40000 | True |  |  | False | Gas-fired storage | 74 |  | 79 | 58 | 16100642 | Medium | 0.68 |  |  | 02/23/2023 | 206902197 | 10/31/2023
A.O. Smith Water Products Company | A. O. SMITH | GDVT-50L 3*1 | Federally-Regulated Consumer Product | LPG |  | 48 |  | 47000 | True |  |  | False | Gas-fired storage | 82 |  | 79 | 0 | 26041188 | High | 0.65 |  |  | 05/16/2023 | 206715070 | 10/31/2023
A.O. Smith Water Products Company | A. O. SMITH | GCRL-30R 4*1 | Federally-Regulated Consumer Product | LPG |  | 29 |  | 32000 | True |  |  | False | Gas-fired storage | 55 |  | 75 | 0 | 18471676 | Medium | 0.6 |  |  | 02/23/2023 | 206715288 | 10/31/2023
A.O. Smith Water Products Company | A. O. SMITH | G6-PVT4050PV 2*1 | Federally-Regulated Consumer Product | LPG |  | 38 |  | 50000 | True |  |  | False | Gas-fired storage | 87 |  | 78 | 34 | 24065096 | High | 0.7 |  |  | 05/16/2023 | 206861624 | 10/31/2023
A.O. Smith Water Products Company | A. O. SMITH | GDV-50L 3*1 | Federally-Regulated Consumer Product | LPG |  | 48 |  | 40000 | True |  |  | False | Gas-fired storage | 77 |  | 79 | 0 | 25646625 | High | 0.66 |  |  | 02/23/2023 | 206715050 | 10/31/2023
A.O. Smith Water Products Company | A. O. SMITH | G6-S3032PVR 4*1 | Federally-Regulated Consumer Product | LPG |  | 29 |  | 32000 | True |  |  | False | Gas-fired storage | 55 |  | 75 | 0 | 18471676 | Medium | 0.6 |  |  | 02/23/2023 | 206715287 | 10/31/2023
A.O. Smith Water Products Company | A. O. SMITH | HWRL-40 4*1 | Federally-Regulated Consumer Product | LPG |  | 38 |  | 40000 | True |  |  | False | Gas-fired storage | 67 |  | 78 | 0 | 19108631 | Medium | 0.58 |  |  | 02/23/2023 | 206715111 | 10/31/2023
A.O. Smith Water Products Company | A. O. SMITH | GPVL-40 2*1 | Federally-Regulated Consumer Product | LPG |  | 38 |  | 40000 | True |  |  | False | Gas-fired storage | 73 |  | 79 | 30 | 16439440 | Medium | 0.67 |  |  | 05/16/2023 | 206860921 | 10/31/2023
A.O. Smith Water Products Company | A. O. SMITH | GPDL-40 3*1 | Federally-Regulated Consumer Product | LPG |  | 38 |  | 40000 | True |  |  | False | Gas-fired storage | 74 |  | 79 | 58 | 16100642 | Medium | 0.68 |  |  | 02/23/2023 | 206902195 | 10/31/2023
A.O. Smith Water Products Company | A. O. SMITH | GPVX-50L 2*1 | Federally-Regulated Consumer Product | LPG |  | 50 |  | 62000 | True |  |  | False | Gas-fired storage | 119 |  | 82 | 26 | 23098647 | High | 0.73 |  |  | 05/16/2023 | 206862000 | 10/31/2023
A.O. Smith Water Products Company | A. O. SMITH | GCR-30 2*1 | Federally-Regulated Consumer Product | LPG |  | 29 |  | 32000 | True |  |  | False | Gas-fired storage | 63 |  | 77 | 0 | 17592073 | Medium | 0.63 |  |  | 05/16/2023 | 206715084 | 10/31/2023
A.O. Smith Water Products Company | A. O. SMITH | GPVT-50 2*1 | Federally-Regulated Consumer Product | LPG |  | 48 |  | 50000 | True |  |  | False | Gas-fired storage | 97 |  | 81 | 35 | 23389986 | High | 0.72 |  |  | 05/16/2023 | 206861799 | 10/31/2023
A.O. Smith Water Products Company | A. O. SMITH | GCB-30R 4*1 | Federally-Regulated Consumer Product | LPG |  | 29 |  | 32000 | True |  |  | False | Gas-fired storage | 62 |  | 74 | 0 | 18471676 | Medium | 0.6 |  |  | 02/23/2023 | 206715295 | 10/31/2023
A.O. Smith Water Products Company | A. O. SMITH | GPVT-50L 2*1 | Federally-Regulated Consumer Product | LPG |  | 48 |  | 50000 | True |  |  | False | Gas-fired storage | 97 |  | 81 | 35 | 23389986 | High | 0.72 |  |  | 05/16/2023 | 206861800 | 10/31/2023
A.O. Smith Water Products Company | A. O. SMITH | GDV-50 3*1 | Federally-Regulated Consumer Product | LPG |  | 48 |  | 40000 | True |  |  | False | Gas-fired storage | 77 |  | 79 | 0 | 25646625 | High | 0.66 |  |  | 02/23/2023 | 206715048 | 10/31/2023
A.O. Smith Water Products Company | A. O. SMITH | GCRL-40 2*1 | Federally-Regulated Consumer Product | LPG |  | 38 |  | 36000 | True |  |  | False | Gas-fired storage | 70 |  | 74 | 0 | 19108631 | Medium | 0.58 |  |  | 05/16/2023 | 206715176 | 10/31/2023
A.O. Smith Water Products Company | A. O. SMITH | GCRL-40 4*1 | Federally-Regulated Consumer Product | LPG |  | 38 |  | 40000 | True |  |  | False | Gas-fired storage | 67 |  | 78 | 0 | 19108631 | Medium | 0.58 |  |  | 02/23/2023 | 206715105 | 10/31/2023
A.O. Smith Water Products Company | A. O. SMITH | GCGH-50 2*1 | Federally-Regulated Consumer Product | LPG |  | 48 |  | 36000 | True |  |  | False | Gas-fired storage | 76 |  | 77 | 0 | 26867893 | High | 0.63 |  |  | 05/16/2023 | 206715261 | 10/31/2023
A.O. Smith Water Products Company | A. O. SMITH | GPDT-50L 3*1 | Federally-Regulated Consumer Product | LPG |  | 48 |  | 45000 | True |  |  | False | Gas-fired storage | 79 |  | 79 | 68 | 23277390 | High | 0.72 |  |  | 05/16/2023 | 206902216 | 10/31/2023
A.O. Smith Water Products Company | A. O. SMITH | G6-S4040PVR 4*1 | Federally-Regulated Consumer Product | LPG |  | 38 |  | 40000 | True |  |  | False | Gas-fired storage | 67 |  | 78 | 0 | 19108631 | Medium | 0.58 |  |  | 02/23/2023 | 206715112 | 10/31/2023
A.O. Smith Water Products Company | U.S. Craftmaster | LG1F3032TBR 4*1 | Federally-Regulated Consumer Product | LPG |  | 29 |  | 32000 | True |  |  | False | Gas-fired storage | 62 |  | 74 | 0 | 18471676 | Medium | 0.6 |  |  | 02/23/2023 | 206715305 | 10/31/2023
A.O. Smith Water Products Company | A. O. SMITH | GCBL-30R 4*1 | Federally-Regulated Consumer Product | LPG |  | 29 |  | 29000 | True |  |  | False | Gas-fired storage | 65 |  | 75 | 0 | 18471676 | Medium | 0.6 |  |  | 10/31/2023 | 206715272 | 10/31/2023
A.O. Smith Water Products Company | A. O. SMITH | GDV-40L 3*1 | Federally-Regulated Consumer Product | LPG |  | 39 |  | 38000 | True |  |  | False | Gas-fired storage | 64 |  | 75 | 0 | 18471676 | Medium | 0.6 |  |  | 10/31/2023 | 206715030 | 10/31/2023
A.O. Smith Water Products Company | A. O. SMITH | GPDT-50 3*1 | Federally-Regulated Consumer Product | LPG |  | 48 |  | 45000 | True |  |  | False | Gas-fired storage | 79 |  | 79 | 68 | 23277390 | High | 0.72 |  |  | 10/31/2023 | 206902214 | 10/31/2023
A.O. Smith Water Products Company | A. O. SMITH | XCRL-40 4*1 | Federally-Regulated Consumer Product | LPG |  | 38 |  | 36000 | True |  |  | False | Gas-fired storage | 67 |  | 78 | 0 | 19108631 | Medium | 0.58 |  |  | 10/31/2023 | 206715110 | 10/31/2023
A.O. Smith Water Products Company | A. O. SMITH | GCR-30R 4*1 | Federally-Regulated Consumer Product | LPG |  | 29 |  | 29000 | True |  |  | False | Gas-fired storage | 62 |  | 73 | 0 | 18471676 | Medium | 0.6 |  |  | 10/31/2023 | 206715307 | 10/31/2023
A.O. Smith Water Products Company | A. O. SMITH | GPVT-40L 2*1 | Federally-Regulated Consumer Product | LPG |  | 38 |  | 50000 | True |  |  | False | Gas-fired storage | 87 |  | 78 | 34 | 24065096 | High | 0.7 |  |  | 10/31/2023 | 206861623 | 10/31/2023
A.O. Smith Water Products Company | A. O. SMITH | GCB-40 4*1 | Federally-Regulated Consumer Product | LPG |  | 38 |  | 36000 | True |  |  | False | Gas-fired storage | 78 |  | 77 | 0 | 26041188 | High | 0.65 |  |  | 10/31/2023 | 206715180 | 10/31/2023
A.O. Smith Water Products Company | A. O. SMITH | GDVT-50 3*1 | Federally-Regulated Consumer Product | LPG |  | 48 |  | 47000 | True |  |  | False | Gas-fired storage | 82 |  | 79 | 0 | 26041188 | High | 0.65 |  |  | 10/31/2023 | 206715068 | 10/31/2023
A.O. Smith Water Products Company | A. O. SMITH | GCR-50 2*1 | Federally-Regulated Consumer Product | LPG |  | 48 |  | 37000 | True |  |  | False | Gas-fired storage | 81 |  | 80 | 0 | 26448082 | High | 0.64 |  |  | 10/31/2023 | 206715151 | 10/31/2023
A.O. Smith Water Products Company | A. O. SMITH | GPVL-50 2*1 | Federally-Regulated Consumer Product | LPG |  | 49 |  | 40000 | True |  |  | False | Gas-fired storage | 79 |  | 80 | 40 | 23372926 | High | 0.72 |  |  | 10/31/2023 | 206861421 | 10/31/2023
A.O. Smith Water Products Company | A. O. SMITH | GPDX-50L 3*1 | Federally-Regulated Consumer Product | LPG |  | 48 |  | 62000 | True |  |  | False | Gas-fired storage | 118 |  | 82 | 54 | 23003111 | High | 0.73 |  |  | 10/31/2023 | 206902233 | 10/31/2023
A.O. Smith Water Products Company | A. O. SMITH | G6-T3032PVR 4*1 | Federally-Regulated Consumer Product | LPG |  | 29 |  | 29000 | True |  |  | False | Gas-fired storage | 62 |  | 73 | 0 | 18471676 | Medium | 0.6 |  |  | 10/31/2023 | 206715309 | 10/31/2023
A.O. Smith Water Products Company | A. O. SMITH | GPVT-40 2*1 | Federally-Regulated Consumer Product | LPG |  | 38 |  | 50000 | True |  |  | False | Gas-fired storage | 87 |  | 78 | 34 | 24065096 | High | 0.7 |  |  | 10/31/2023 | 206861622 | 10/31/2023
A.O. Smith Water Products Company | A. O. SMITH | GDV-40 3*1 | Federally-Regulated Consumer Product | LPG |  | 39 |  | 38000 | True |  |  | False | Gas-fired storage | 64 |  | 75 | 0 | 18471676 | Medium | 0.6 |  |  | 10/31/2023 | 206715028 | 10/31/2023
A.O. Smith Water Products Company | A. O. SMITH | GPDL-40L 3*1 | Federally-Regulated Consumer Product | LPG |  | 38 |  | 40000 | True |  |  | False | Gas-fired storage | 74 |  | 79 | 58 | 16100642 | Medium | 0.68 |  |  | 10/31/2023 | 206902197 | 10/31/2023
A.O. Smith Water Products Company | A. O. SMITH | GDVT-50L 3*1 | Federally-Regulated Consumer Product | LPG |  | 48 |  | 47000 | True |  |  | False | Gas-fired storage | 82 |  | 79 | 0 | 26041188 | High | 0.65 |  |  | 10/31/2023 | 206715070 | 10/31/2023
A.O. Smith Water Products Company | A. O. SMITH | GCRL-30R 4*1 | Federally-Regulated Consumer Product | LPG |  | 29 |  | 29000 | True |  |  | False | Gas-fired storage | 55 |  | 75 | 0 | 18471676 | Medium | 0.6 |  |  | 10/31/2023 | 206715288 | 10/31/2023
A.O. Smith Water Products Company | A. O. SMITH | G6-PVT4050PV 2*1 | Federally-Regulated Consumer Product | LPG |  | 38 |  | 50000 | True |  |  | False | Gas-fired storage | 87 |  | 78 | 34 | 24065096 | High | 0.7 |  |  | 10/31/2023 | 206861624 | 10/31/2023
A.O. Smith Water Products Company | A. O. SMITH | GDV-50L 3*1 | Federally-Regulated Consumer Product | LPG |  | 48 |  | 40000 | True |  |  | False | Gas-fired storage | 77 |  | 79 | 0 | 25646625 | High | 0.66 |  |  | 10/31/2023 | 206715050 | 10/31/2023
A.O. Smith Water Products Company | A. O. SMITH | G6-S3032PVR 4*1 | Federally-Regulated Consumer Product | LPG |  | 29 |  | 29000 | True |  |  | False | Gas-fired storage | 55 |  | 75 | 0 | 18471676 | Medium | 0.6 |  |  | 10/31/2023 | 206715287 | 10/31/2023
A.O. Smith Water Products Company | A. O. SMITH | HWRL-40 4*1 | Federally-Regulated Consumer Product | LPG |  | 38 |  | 36000 | True |  |  | False | Gas-fired storage | 67 |  | 78 | 0 | 19108631 | Medium | 0.58 |  |  | 10/31/2023 | 206715111 | 10/31/2023
A.O. Smith Water Products Company | A. O. SMITH | GPVL-40 2*1 | Federally-Regulated Consumer Product | LPG |  | 38 |  | 40000 | True |  |  | False | Gas-fired storage | 73 |  | 79 | 30 | 16439440 | Medium | 0.67 |  |  | 10/31/2023 | 206860921 | 10/31/2023
A.O. Smith Water Products Company | A. O. SMITH | GPDL-40 3*1 | Federally-Regulated Consumer Product | LPG |  | 38 |  | 40000 | True |  |  | False | Gas-fired storage | 74 |  | 79 | 58 | 16100642 | Medium | 0.68 |  |  | 10/31/2023 | 206902195 | 10/31/2023
A.O. Smith Water Products Company | A. O. SMITH | GPVX-50L 2*1 | Federally-Regulated Consumer Product | LPG |  | 50 |  | 62000 | True |  |  | False | Gas-fired storage | 119 |  | 82 | 26 | 23098647 | High | 0.73 |  |  | 10/31/2023 | 206862000 | 10/31/2023
A.O. Smith Water Products Company | A. O. SMITH | GCR-30 2*1 | Federally-Regulated Consumer Product | LPG |  | 29 |  | 32000 | True |  |  | False | Gas-fired storage | 63 |  | 77 | 0 | 17592073 | Medium | 0.63 |  |  | 10/31/2023 | 206715084 | 10/31/2023
A.O. Smith Water Products Company | A. O. SMITH | GPVT-50 2*1 | Federally-Regulated Consumer Product | LPG |  | 48 |  | 50000 | True |  |  | False | Gas-fired storage | 97 |  | 81 | 35 | 23389986 | High | 0.72 |  |  | 10/31/2023 | 206861799 | 10/31/2023
A.O. Smith Water Products Company | A. O. SMITH | GCB-30R 4*1 | Federally-Regulated Consumer Product | LPG |  | 29 |  | 32000 | True |  |  | False | Gas-fired storage | 62 |  | 74 | 0 | 18471676 | Medium | 0.6 |  |  | 10/31/2023 | 206715295 | 10/31/2023
A.O. Smith Water Products Company | A. O. SMITH | GPVT-50L 2*1 | Federally-Regulated Consumer Product | LPG |  | 48 |  | 50000 | True |  |  | False | Gas-fired storage | 97 |  | 81 | 35 | 23389986 | High | 0.72 |  |  | 10/31/2023 | 206861800 | 10/31/2023
A.O. Smith Water Products Company | A. O. SMITH | GDV-50 3*1 | Federally-Regulated Consumer Product | LPG |  | 48 |  | 40000 | True |  |  | False | Gas-fired storage | 77 |  | 79 | 0 | 25646625 | High | 0.66 |  |  | 10/31/2023 | 206715048 | 10/31/2023
A.O. Smith Water Products Company | A. O. SMITH | GCRL-40 2*1 | Federally-Regulated Consumer Product | LPG |  | 38 |  | 36000 | True |  |  | False | Gas-fired storage | 70 |  | 74 | 0 | 19108631 | Medium | 0.58 |  |  | 10/31/2023 | 206715176 | 10/31/2023
A.O. Smith Water Products Company | A. O. SMITH | GCRL-40 4*1 | Federally-Regulated Consumer Product | LPG |  | 38 |  | 36000 | True |  |  | False | Gas-fired storage | 67 |  | 78 | 0 | 19108631 | Medium | 0.58 |  |  | 10/31/2023 | 206715105 | 10/31/2023
A.O. Smith Water Products Company | A. O. SMITH | GCGH-50 2*1 | Federally-Regulated Consumer Product | LPG |  | 48 |  | 36000 | True |  |  | False | Gas-fired storage | 76 |  | 77 | 0 | 26867893 | High | 0.63 |  |  | 10/31/2023 | 206715261 | 10/31/2023
A.O. Smith Water Products Company | A. O. SMITH | GPDT-50L 3*1 | Federally-Regulated Consumer Product | LPG |  | 48 |  | 45000 | True |  |  | False | Gas-fired storage | 79 |  | 79 | 68 | 23277390 | High | 0.72 |  |  | 10/31/2023 | 206902216 | 10/31/2023
A.O. Smith Water Products Company | A. O. SMITH | G6-S4040PVR 4*1 | Federally-Regulated Consumer Product | LPG |  | 38 |  | 36000 | True |  |  | False | Gas-fired storage | 67 |  | 78 | 0 | 19108631 | Medium | 0.58 |  |  | 10/31/2023 | 206715112 | 10/31/2023
A.O. Smith Water Products Company | U.S. Craftmaster | LG2F4040SR 4*1 | Federally-Regulated Consumer Product | LPG |  | 38 |  | 40000 | True |  |  | False | Gas-fired storage | 67 |  | 78 | 0 | 19108631 | Medium | 0.58 |  |  | 02/23/2023 | 206715139 | 10/31/2023
A.O. Smith Water Products Company | U.S. Craftmaster | LG1F4040TB 4*1 | Federally-Regulated Consumer Product | LPG |  | 38 |  | 36000 | True |  |  | False | Gas-fired storage | 78 |  | 77 | 0 | 26041188 | High | 0.65 |  |  | 05/16/2023 | 206715193 | 10/31/2023
A.O. Smith Water Products Company | U.S. Craftmaster | LG1F3032SBR 4*1 | Federally-Regulated Consumer Product | LPG |  | 29 |  | 29000 | True |  |  | False | Gas-fired storage | 65 |  | 75 | 0 | 18471676 | Medium | 0.6 |  |  | 05/16/2023 | 206715276 | 10/31/2023
A.O. Smith Water Products Company | U.S. Craftmaster | LG2F3032TR 4*1 | Federally-Regulated Consumer Product | LPG |  | 29 |  | 32000 | True |  |  | False | Gas-fired storage | 62 |  | 73 | 0 | 18471676 | Medium | 0.6 |  |  | 02/23/2023 | 206715325 | 10/31/2023
A.O. Smith Water Products Company | U.S. Craftmaster | LG2F3032SR 4*1 | Federally-Regulated Consumer Product | LPG |  | 29 |  | 32000 | True |  |  | False | Gas-fired storage | 55 |  | 75 | 0 | 18471676 | Medium | 0.6 |  |  | 02/23/2023 | 206715293 | 10/31/2023
A.O. Smith Water Products Company | U.S. Craftmaster | LG1F3032TBR 4*1 | Federally-Regulated Consumer Product | LPG |  | 29 |  | 32000 | True |  |  | False | Gas-fired storage | 62 |  | 74 | 0 | 18471676 | Medium | 0.6 |  |  | 10/31/2023 | 206715305 | 10/31/2023
A.O. Smith Water Products Company | U.S. Craftmaster | LG2F4040SR 4*1 | Federally-Regulated Consumer Product | LPG |  | 38 |  | 36000 | True |  |  | False | Gas-fired storage | 67 |  | 78 | 0 | 19108631 | Medium | 0.58 |  |  | 10/31/2023 | 206715139 | 10/31/2023
A.O. Smith Water Products Company | U.S. Craftmaster | LG1F4040TB 4*1 | Federally-Regulated Consumer Product | LPG |  | 38 |  | 36000 | True |  |  | False | Gas-fired storage | 78 |  | 77 | 0 | 26041188 | High | 0.65 |  |  | 10/31/2023 | 206715193 | 10/31/2023
A.O. Smith Water Products Company | U.S. Craftmaster | LG1F3032SBR 4*1 | Federally-Regulated Consumer Product | LPG |  | 29 |  | 29000 | True |  |  | False | Gas-fired storage | 65 |  | 75 | 0 | 18471676 | Medium | 0.6 |  |  | 10/31/2023 | 206715276 | 10/31/2023
A.O. Smith Water Products Company | U.S. Craftmaster | LG2F3032TR 4*1 | Federally-Regulated Consumer Product | LPG |  | 29 |  | 29000 | True |  |  | False | Gas-fired storage | 62 |  | 73 | 0 | 18471676 | Medium | 0.6 |  |  | 10/31/2023 | 206715325 | 10/31/2023
A.O. Smith Water Products Company | U.S. Craftmaster | LG2F3032SR 4*1 | Federally-Regulated Consumer Product | LPG |  | 29 |  | 29000 | True |  |  | False | Gas-fired storage | 55 |  | 75 | 0 | 18471676 | Medium | 0.6 |  |  | 10/31/2023 | 206715293 | 10/31/2023
A.O. Smith Water Products Company | Lochinvar | PVL04040 2*1 | Federally-Regulated Consumer Product | LPG |  | 38 |  | 40000 | True |  |  | False | Gas-fired storage | 73 |  | 79 | 30 | 16439440 | Medium | 0.67 |  |  | 05/16/2023 | 206860926 | 10/31/2023
A.O. Smith Water Products Company | Lochinvar | GTL03032BR 4*1 | Federally-Regulated Consumer Product | LPG |  | 29 |  | 32000 | True |  |  | False | Gas-fired storage | 62 |  | 74 | 0 | 18471676 | Medium | 0.6 |  |  | 02/23/2023 | 206715299 | 10/31/2023
A.O. Smith Water Products Company | Lochinvar | PVL05050 2*1 | Federally-Regulated Consumer Product | LPG |  | 48 |  | 50000 | True |  |  | False | Gas-fired storage | 97 |  | 81 | 35 | 23389986 | High | 0.72 |  |  | 05/16/2023 | 206861808 | 10/31/2023
A.O. Smith Water Products Company | Lochinvar | GSL04040-8 4*1 | Federally-Regulated Consumer Product | LPG |  | 38 |  | 40000 | True |  |  | False | Gas-fired storage | 67 |  | 78 | 0 | 19108631 | Medium | 0.58 |  |  | 02/23/2023 | 206715125 | 10/31/2023
A.O. Smith Water Products Company | Lochinvar | GTL04040B 4*1 | Federally-Regulated Consumer Product | LPG |  | 38 |  | 36000 | True |  |  | False | Gas-fired storage | 78 |  | 77 | 0 | 26041188 | High | 0.65 |  |  | 05/16/2023 | 206715184 | 10/31/2023
A.O. Smith Water Products Company | Lochinvar | GBL05050ST 3*1 | Federally-Regulated Consumer Product | LPG |  | 48 |  | 47000 | True |  |  | False | Gas-fired storage | 82 |  | 79 | 0 | 26041188 | High | 0.65 |  |  | 05/16/2023 | 206715077 | 10/31/2023
A.O. Smith Water Products Company | Lochinvar | GBL04040 3*1 | Federally-Regulated Consumer Product | LPG |  | 39 |  | 38000 | True |  |  | False | Gas-fired storage | 64 |  | 75 | 0 | 18471676 | Medium | 0.6 |  |  | 02/23/2023 | 206715037 | 10/31/2023
A.O. Smith Water Products Company | Lochinvar | PVL04050ST 2*1 | Federally-Regulated Consumer Product | LPG |  | 38 |  | 50000 | True |  |  | False | Gas-fired storage | 87 |  | 78 | 34 | 24065096 | High | 0.7 |  |  | 05/16/2023 | 206861632 | 10/31/2023
A.O. Smith Water Products Company | Lochinvar | PRL04040ESST 3*1 | Federally-Regulated Consumer Product | LPG |  | 38 |  | 40000 | True |  |  | False | Gas-fired storage | 74 |  | 79 | 58 | 16100642 | Medium | 0.68 |  |  | 02/23/2023 | 206902204 | 10/31/2023
A.O. Smith Water Products Company | Lochinvar | PRL04040ES 3*1 | Federally-Regulated Consumer Product | LPG |  | 38 |  | 40000 | True |  |  | False | Gas-fired storage | 74 |  | 79 | 58 | 16100642 | Medium | 0.68 |  |  | 02/23/2023 | 206902203 | 10/31/2023
A.O. Smith Water Products Company | Lochinvar | PVL05040Z 2*1 | Federally-Regulated Consumer Product | LPG |  | 49 |  | 40000 | True |  |  | False | Gas-fired storage | 79 |  | 80 | 40 | 23372926 | High | 0.72 |  |  | 02/23/2023 | 206861427 | 10/31/2023
A.O. Smith Water Products Company | Lochinvar | PVL05065ST 2*1 | Federally-Regulated Consumer Product | LPG |  | 50 |  | 62000 | True |  |  | False | Gas-fired storage | 119 |  | 82 | 26 | 23098647 | High | 0.73 |  |  | 05/16/2023 | 206862003 | 10/31/2023
A.O. Smith Water Products Company | Lochinvar | GSL04040 4*1 | Federally-Regulated Consumer Product | LPG |  | 38 |  | 40000 | True |  |  | False | Gas-fired storage | 67 |  | 78 | 0 | 19108631 | Medium | 0.58 |  |  | 02/23/2023 | 206715124 | 10/31/2023
A.O. Smith Water Products Company | Lochinvar | GBL05040ST 3*1 | Federally-Regulated Consumer Product | LPG |  | 48 |  | 40000 | True |  |  | False | Gas-fired storage | 77 |  | 79 | 0 | 25646625 | High | 0.66 |  |  | 02/23/2023 | 206715059 | 10/31/2023
A.O. Smith Water Products Company | Lochinvar | GTL03032R 4*1 | Federally-Regulated Consumer Product | LPG |  | 29 |  | 32000 | True |  |  | False | Gas-fired storage | 62 |  | 73 | 0 | 18471676 | Medium | 0.6 |  |  | 02/23/2023 | 206715314 | 10/31/2023
A.O. Smith Water Products Company | Lochinvar | PVL05050ST 2*1 | Federally-Regulated Consumer Product | LPG |  | 48 |  | 50000 | True |  |  | False | Gas-fired storage | 97 |  | 81 | 35 | 23389986 | High | 0.72 |  |  | 05/16/2023 | 206861809 | 10/31/2023
A.O. Smith Water Products Company | Lochinvar | PVL05040 2*1 | Federally-Regulated Consumer Product | LPG |  | 49 |  | 40000 | True |  |  | False | Gas-fired storage | 79 |  | 80 | 40 | 23372926 | High | 0.72 |  |  | 02/23/2023 | 206861426 | 10/31/2023
A.O. Smith Water Products Company | Lochinvar | GBL05050 3*1 | Federally-Regulated Consumer Product | LPG |  | 48 |  | 47000 | True |  |  | False | Gas-fired storage | 82 |  | 79 | 0 | 26041188 | High | 0.65 |  |  | 05/16/2023 | 206715075 | 10/31/2023
A.O. Smith Water Products Company | Lochinvar | GSL03032R 4*1 | Federally-Regulated Consumer Product | LPG |  | 29 |  | 32000 | True |  |  | False | Gas-fired storage | 55 |  | 75 | 0 | 18471676 | Medium | 0.6 |  |  | 02/23/2023 | 206715290 | 10/31/2023
A.O. Smith Water Products Company | Lochinvar | PRL05045ES 3*1 | Federally-Regulated Consumer Product | LPG |  | 48 |  | 45000 | True |  |  | False | Gas-fired storage | 79 |  | 79 | 68 | 23277390 | High | 0.72 |  |  | 05/16/2023 | 206902222 | 10/31/2023
A.O. Smith Water Products Company | Lochinvar | GBL04040ST 3*1 | Federally-Regulated Consumer Product | LPG |  | 39 |  | 38000 | True |  |  | False | Gas-fired storage | 64 |  | 75 | 0 | 18471676 | Medium | 0.6 |  |  | 02/23/2023 | 206715039 | 10/31/2023
A.O. Smith Water Products Company | Lochinvar | GBL05040 3*1 | Federally-Regulated Consumer Product | LPG |  | 48 |  | 40000 | True |  |  | False | Gas-fired storage | 77 |  | 79 | 0 | 25646625 | High | 0.66 |  |  | 02/23/2023 | 206715057 | 10/31/2023
A.O. Smith Water Products Company | Lochinvar | PRL05045ESST 3*1 | Federally-Regulated Consumer Product | LPG |  | 48 |  | 45000 | True |  |  | False | Gas-fired storage | 79 |  | 79 | 68 | 23277390 | High | 0.72 |  |  | 05/16/2023 | 206902223 | 10/31/2023
A.O. Smith Water Products Company | Lochinvar | PRL05065ESST 3*1 | Federally-Regulated Consumer Product | LPG |  | 48 |  | 62000 | True |  |  | False | Gas-fired storage | 118 |  | 82 | 54 | 23003111 | High | 0.73 |  |  | 02/23/2023 | 206902237 | 10/31/2023
A.O. Smith Water Products Company | Lochinvar | PVL04050 2*1 | Federally-Regulated Consumer Product | LPG |  | 38 |  | 50000 | True |  |  | False | Gas-fired storage | 87 |  | 78 | 34 | 24065096 | High | 0.7 |  |  | 05/16/2023 | 206861631 | 10/31/2023
A.O. Smith Water Products Company | Lochinvar | GSL03032BR 4*1 | Federally-Regulated Consumer Product | LPG |  | 29 |  | 29000 | True |  |  | False | Gas-fired storage | 65 |  | 75 | 0 | 18471676 | Medium | 0.6 |  |  | 05/16/2023 | 206715273 | 10/31/2023
A.O. Smith Water Products Company | Lochinvar | GSL04040Z 4*1 | Federally-Regulated Consumer Product | LPG |  | 38 |  | 40000 | True |  |  | False | Gas-fired storage | 67 |  | 78 | 0 | 19108631 | Medium | 0.58 |  |  | 02/23/2023 | 206715126 | 10/31/2023
A.O. Smith Water Products Company | State | GS6-30-OCTR 4*1 | Federally-Regulated Consumer Product | LPG |  | 29 |  | 32000 | True |  |  | False | Gas-fired storage | 62 |  | 73 | 0 | 18471676 | Medium | 0.6 |  |  | 02/23/2023 | 206715321 | 10/31/2023
A.O. Smith Water Products Company | State | GW8-40-BCS 4*1 | Federally-Regulated Consumer Product | LPG |  | 38 |  | 40000 | True |  |  | False | Gas-fired storage | 67 |  | 78 | 0 | 19108631 | Medium | 0.58 |  |  | 02/23/2023 | 206715137 | 10/31/2023
A.O. Smith Water Products Company | State | GS6-40-BCS 4*1 | Federally-Regulated Consumer Product | LPG |  | 38 |  | 40000 | True |  |  | False | Gas-fired storage | 67 |  | 78 | 0 | 19108631 | Medium | 0.58 |  |  | 02/23/2023 | 206715135 | 10/31/2023
A.O. Smith Water Products Company | State | GSX-40-BCS 4*1 | Federally-Regulated Consumer Product | LPG |  | 38 |  | 40000 | True |  |  | False | Gas-fired storage | 67 |  | 78 | 0 | 19108631 | Medium | 0.58 |  |  | 02/23/2023 | 206715136 | 10/31/2023
A.O. Smith Water Products Company | Lochinvar | PVL04040 2*1 | Federally-Regulated Consumer Product | LPG |  | 38 |  | 40000 | True |  |  | False | Gas-fired storage | 73 |  | 79 | 30 | 16439440 | Medium | 0.67 |  |  | 10/31/2023 | 206860926 | 10/31/2023
A.O. Smith Water Products Company | Lochinvar | GTL03032BR 4*1 | Federally-Regulated Consumer Product | LPG |  | 29 |  | 32000 | True |  |  | False | Gas-fired storage | 62 |  | 74 | 0 | 18471676 | Medium | 0.6 |  |  | 10/31/2023 | 206715299 | 10/31/2023
A.O. Smith Water Products Company | Lochinvar | PVL05050 2*1 | Federally-Regulated Consumer Product | LPG |  | 48 |  | 50000 | True |  |  | False | Gas-fired storage | 97 |  | 81 | 35 | 23389986 | High | 0.72 |  |  | 10/31/2023 | 206861808 | 10/31/2023
A.O. Smith Water Products Company | Lochinvar | GSL04040-8 4*1 | Federally-Regulated Consumer Product | LPG |  | 38 |  | 36000 | True |  |  | False | Gas-fired storage | 67 |  | 78 | 0 | 19108631 | Medium | 0.58 |  |  | 10/31/2023 | 206715125 | 10/31/2023
A.O. Smith Water Products Company | Lochinvar | GTL04040B 4*1 | Federally-Regulated Consumer Product | LPG |  | 38 |  | 36000 | True |  |  | False | Gas-fired storage | 78 |  | 77 | 0 | 26041188 | High | 0.65 |  |  | 10/31/2023 | 206715184 | 10/31/2023
A.O. Smith Water Products Company | Lochinvar | GBL05050ST 3*1 | Federally-Regulated Consumer Product | LPG |  | 48 |  | 47000 | True |  |  | False | Gas-fired storage | 82 |  | 79 | 0 | 26041188 | High | 0.65 |  |  | 10/31/2023 | 206715077 | 10/31/2023
A.O. Smith Water Products Company | Lochinvar | GBL04040 3*1 | Federally-Regulated Consumer Product | LPG |  | 39 |  | 38000 | True |  |  | False | Gas-fired storage | 64 |  | 75 | 0 | 18471676 | Medium | 0.6 |  |  | 10/31/2023 | 206715037 | 10/31/2023
A.O. Smith Water Products Company | Lochinvar | PVL04050ST 2*1 | Federally-Regulated Consumer Product | LPG |  | 38 |  | 50000 | True |  |  | False | Gas-fired storage | 87 |  | 78 | 34 | 24065096 | High | 0.7 |  |  | 10/31/2023 | 206861632 | 10/31/2023
A.O. Smith Water Products Company | Lochinvar | PRL04040ESST 3*1 | Federally-Regulated Consumer Product | LPG |  | 38 |  | 40000 | True |  |  | False | Gas-fired storage | 74 |  | 79 | 58 | 16100642 | Medium | 0.68 |  |  | 10/31/2023 | 206902204 | 10/31/2023
A.O. Smith Water Products Company | Lochinvar | PRL04040ES 3*1 | Federally-Regulated Consumer Product | LPG |  | 38 |  | 40000 | True |  |  | False | Gas-fired storage | 74 |  | 79 | 58 | 16100642 | Medium | 0.68 |  |  | 10/31/2023 | 206902203 | 10/31/2023
A.O. Smith Water Products Company | Lochinvar | PVL05040Z 2*1 | Federally-Regulated Consumer Product | LPG |  | 49 |  | 40000 | True |  |  | False | Gas-fired storage | 79 |  | 80 | 40 | 23372926 | High | 0.72 |  |  | 10/31/2023 | 206861427 | 10/31/2023
A.O. Smith Water Products Company | Lochinvar | PVL05065ST 2*1 | Federally-Regulated Consumer Product | LPG |  | 50 |  | 62000 | True |  |  | False | Gas-fired storage | 119 |  | 82 | 26 | 23098647 | High | 0.73 |  |  | 10/31/2023 | 206862003 | 10/31/2023
A.O. Smith Water Products Company | Lochinvar | GSL04040 4*1 | Federally-Regulated Consumer Product | LPG |  | 38 |  | 36000 | True |  |  | False | Gas-fired storage | 67 |  | 78 | 0 | 19108631 | Medium | 0.58 |  |  | 10/31/2023 | 206715124 | 10/31/2023
A.O. Smith Water Products Company | Lochinvar | GBL05040ST 3*1 | Federally-Regulated Consumer Product | LPG |  | 48 |  | 40000 | True |  |  | False | Gas-fired storage | 77 |  | 79 | 0 | 25646625 | High | 0.66 |  |  | 10/31/2023 | 206715059 | 10/31/2023
A.O. Smith Water Products Company | Lochinvar | GTL03032R 4*1 | Federally-Regulated Consumer Product | LPG |  | 29 |  | 29000 | True |  |  | False | Gas-fired storage | 62 |  | 73 | 0 | 18471676 | Medium | 0.6 |  |  | 10/31/2023 | 206715314 | 10/31/2023
A.O. Smith Water Products Company | Lochinvar | PVL05050ST 2*1 | Federally-Regulated Consumer Product | LPG |  | 48 |  | 50000 | True |  |  | False | Gas-fired storage | 97 |  | 81 | 35 | 23389986 | High | 0.72 |  |  | 10/31/2023 | 206861809 | 10/31/2023
A.O. Smith Water Products Company | Lochinvar | PVL05040 2*1 | Federally-Regulated Consumer Product | LPG |  | 49 |  | 40000 | True |  |  | False | Gas-fired storage | 79 |  | 80 | 40 | 23372926 | High | 0.72 |  |  | 10/31/2023 | 206861426 | 10/31/2023
A.O. Smith Water Products Company | Lochinvar | GBL05050 3*1 | Federally-Regulated Consumer Product | LPG |  | 48 |  | 47000 | True |  |  | False | Gas-fired storage | 82 |  | 79 | 0 | 26041188 | High | 0.65 |  |  | 10/31/2023 | 206715075 | 10/31/2023
A.O. Smith Water Products Company | Lochinvar | GSL03032R 4*1 | Federally-Regulated Consumer Product | LPG |  | 29 |  | 29000 | True |  |  | False | Gas-fired storage | 55 |  | 75 | 0 | 18471676 | Medium | 0.6 |  |  | 10/31/2023 | 206715290 | 10/31/2023
A.O. Smith Water Products Company | Lochinvar | PRL05045ES 3*1 | Federally-Regulated Consumer Product | LPG |  | 48 |  | 45000 | True |  |  | False | Gas-fired storage | 79 |  | 79 | 68 | 23277390 | High | 0.72 |  |  | 10/31/2023 | 206902222 | 10/31/2023
A.O. Smith Water Products Company | Lochinvar | GBL04040ST 3*1 | Federally-Regulated Consumer Product | LPG |  | 39 |  | 38000 | True |  |  | False | Gas-fired storage | 64 |  | 75 | 0 | 18471676 | Medium | 0.6 |  |  | 10/31/2023 | 206715039 | 10/31/2023
A.O. Smith Water Products Company | Lochinvar | GBL05040 3*1 | Federally-Regulated Consumer Product | LPG |  | 48 |  | 40000 | True |  |  | False | Gas-fired storage | 77 |  | 79 | 0 | 25646625 | High | 0.66 |  |  | 10/31/2023 | 206715057 | 10/31/2023
A.O. Smith Water Products Company | Lochinvar | PRL05045ESST 3*1 | Federally-Regulated Consumer Product | LPG |  | 48 |  | 45000 | True |  |  | False | Gas-fired storage | 79 |  | 79 | 68 | 23277390 | High | 0.72 |  |  | 10/31/2023 | 206902223 | 10/31/2023
A.O. Smith Water Products Company | Lochinvar | PRL05065ESST 3*1 | Federally-Regulated Consumer Product | LPG |  | 48 |  | 62000 | True |  |  | False | Gas-fired storage | 118 |  | 82 | 54 | 23003111 | High | 0.73 |  |  | 10/31/2023 | 206902237 | 10/31/2023
A.O. Smith Water Products Company | Lochinvar | PVL04050 2*1 | Federally-Regulated Consumer Product | LPG |  | 38 |  | 50000 | True |  |  | False | Gas-fired storage | 87 |  | 78 | 34 | 24065096 | High | 0.7 |  |  | 10/31/2023 | 206861631 | 10/31/2023
A.O. Smith Water Products Company | Lochinvar | GSL03032BR 4*1 | Federally-Regulated Consumer Product | LPG |  | 29 |  | 29000 | True |  |  | False | Gas-fired storage | 65 |  | 75 | 0 | 18471676 | Medium | 0.6 |  |  | 10/31/2023 | 206715273 | 10/31/2023
A.O. Smith Water Products Company | Lochinvar | GSL04040Z 4*1 | Federally-Regulated Consumer Product | LPG |  | 38 |  | 36000 | True |  |  | False | Gas-fired storage | 67 |  | 78 | 0 | 19108631 | Medium | 0.58 |  |  | 10/31/2023 | 206715126 | 10/31/2023
A.O. Smith Water Products Company | State | GS6-30-OCTR 4*1 | Federally-Regulated Consumer Product | LPG |  | 29 |  | 29000 | True |  |  | False | Gas-fired storage | 62 |  | 73 | 0 | 18471676 | Medium | 0.6 |  |  | 10/31/2023 | 206715321 | 10/31/2023
A.O. Smith Water Products Company | State | GW8-40-BCS 4*1 | Federally-Regulated Consumer Product | LPG |  | 38 |  | 36000 | True |  |  | False | Gas-fired storage | 67 |  | 78 | 0 | 19108631 | Medium | 0.58 |  |  | 10/31/2023 | 206715137 | 10/31/2023
A.O. Smith Water Products Company | State | GS6-40-BCS 4*1 | Federally-Regulated Consumer Product | LPG |  | 38 |  | 36000 | True |  |  | False | Gas-fired storage | 67 |  | 78 | 0 | 19108631 | Medium | 0.58 |  |  | 10/31/2023 | 206715135 | 10/31/2023
A.O. Smith Water Products Company | State | GSX-40-BCS 4*1 | Federally-Regulated Consumer Product | LPG |  | 38 |  | 36000 | True |  |  | False | Gas-fired storage | 67 |  | 78 | 0 | 19108631 | Medium | 0.58 |  |  | 10/31/2023 | 206715136 | 10/31/2023
Rheem Sales Company, Inc. | Ruud | HPLD40-1RU | Federally-Regulated Consumer Product | Heat pump |  | 36 |  | 4.5 | False |  | False | True | Electric storage | 60 |  | 434 | 848 |  | Medium | 3.83 |  |  | 10/31/2023 | 206195923 | 10/31/2023
Rheem Sales Company, Inc. | Ruud | RUTGH-S*10* | Federally-Regulated Consumer Product | LPG |  | 0 |  | 180000 |  |  |  | True | Instantaneous gas-fired |  | 5.2 | 98 | 19 | 17567227 | High | 0.96 |  | 0 | 10/31/2023 | 208798125 | 10/31/2023
Rheem Sales Company, Inc. | Ruud | HPLD80-1RU | Federally-Regulated Consumer Product | Heat pump |  | 72 |  | 4.5 | False |  | False | True | Electric storage | 87 |  | 447 | 1219 |  | High | 4.07 |  |  | 10/31/2023 | 206195928 | 10/31/2023
Rheem Sales Company, Inc. | Ruud | PRO H65 T2 RU310UM | Federally-Regulated Consumer Product | Heat pump |  | 59 |  | 4.5 | True |  | False | False | Electric storage | 75 |  | 409 | 1417 |  | High | 3.5 |  |  | 10/31/2023 | 206077605 | 10/31/2023
Rheem Sales Company, Inc. | Ruud | PROUH50 T0 RU120-M** | Federally-Regulated Consumer Product | Heat pump |  | 46 |  | 1 | False |  | False | True | Electric storage | 55 |  | 367 | 1083 |  | Medium | 3 |  |  | 10/31/2023 | 208105663 | 10/31/2023
Rheem Sales Company, Inc. | Ruud | HPLD50-1RU | Federally-Regulated Consumer Product | Heat pump |  | 45 |  | 4.5 | False |  | False | True | Electric storage | 67 |  | 430 | 837 |  | Medium | 3.88 |  |  | 10/31/2023 | 206195925 | 10/31/2023
Rheem Sales Company, Inc. | Ruud | PROU G40-50* RU HE EC3 | Federally-Regulated Consumer Product | Natural gas |  | 40 |  | 50000 | True |  |  | False | Gas-fired storage | 88 |  | 97 | 60 | 18602805 | High | 0.9 |  |  | 10/31/2023 | 210605700 | 10/31/2023
Rheem Sales Company, Inc. | Ruud | PROU G40-50* RU HE EC3 | Federally-Regulated Consumer Product | LPG |  | 40 |  | 50000 | True |  |  | False | Gas-fired storage | 88 |  | 97 | 60 | 18602805 | High | 0.9 |  |  | 10/31/2023 | 210605700 | 10/31/2023
Rheem Sales Company, Inc. | Ruud | PROUH40 T0 RU120 | Federally-Regulated Consumer Product | Heat pump |  | 37 |  | 1.3 | False |  | False | True | Electric storage | 51 |  | 355 | 1083 |  | Medium | 3 |  |  | 10/31/2023 | 208629406 | 10/31/2023
Rheem Sales Company, Inc. | Ruud | PROU G50-50* RU HE EC3 | Federally-Regulated Consumer Product | Natural gas |  | 50 |  | 50000 | True |  |  | False | Gas-fired storage | 95 |  | 94 | 134 | 18777761 | High | 0.88 |  |  | 10/31/2023 | 210605706 | 10/31/2023
Rheem Sales Company, Inc. | Ruud | PRO H40 T2 RU310UM | Federally-Regulated Consumer Product | Heat pump |  | 36 |  | 4.5 | True |  | False | False | Electric storage | 60 |  | 430 | 928 |  | Medium | 3.5 |  |  | 10/31/2023 | 206077601 | 10/31/2023
Rheem Sales Company, Inc. | Ruud | HPLD65-1RU | Federally-Regulated Consumer Product | Heat pump |  | 59 |  | 4.5 | False |  | False | True | Electric storage | 75 |  | 457 | 1225 |  | High | 4.05 |  |  | 10/31/2023 | 206195926 | 10/31/2023
Rheem Sales Company, Inc. | Ruud | RUTGH-S*84* | Federally-Regulated Consumer Product | LPG |  | 0 |  | 157000 |  |  |  | True | Instantaneous gas-fired |  | 4.6 | 97 | 12 | 17591111 | High | 0.96 |  | 0 | 10/31/2023 | 210627641 | 10/31/2023
Rheem Sales Company, Inc. | Ruud | RUTGH-S*10* | Federally-Regulated Consumer Product | Natural gas |  | 0 |  | 180000 |  |  |  | True | Instantaneous gas-fired |  | 5.2 | 98 | 19 | 17567227 | High | 0.96 |  | 0 | 10/31/2023 | 208798125 | 10/31/2023
Rheem Sales Company, Inc. | Ruud | RUTGH-S*84* | Federally-Regulated Consumer Product | Natural gas |  | 0 |  | 157000 |  |  |  | True | Instantaneous gas-fired |  | 4.6 | 97 | 12 | 17591111 | High | 0.96 |  | 0 | 10/31/2023 | 210627641 | 10/31/2023
Rheem Sales Company, Inc. | Ruud | RUTGH-S*11* | Federally-Regulated Consumer Product | Natural gas |  | 0 |  | 199900 |  |  |  | True | Instantaneous gas-fired |  | 5.8 | 98 | 19 | 17567227 | High | 0.96 |  | 0 | 10/31/2023 | 208798126 | 10/31/2023
Rheem Sales Company, Inc. | Ruud | PROU G50-50* RU HE EC3 | Federally-Regulated Consumer Product | LPG |  | 50 |  | 50000 | True |  |  | False | Gas-fired storage | 95 |  | 94 | 134 | 18777761 | High | 0.88 |  |  | 10/31/2023 | 210605706 | 10/31/2023
Rheem Sales Company, Inc. | Ruud | RUTGH-S*11* | Federally-Regulated Consumer Product | LPG |  | 0 |  | 199900 |  |  |  | True | Instantaneous gas-fired |  | 5.8 | 98 | 19 | 17567227 | High | 0.96 |  | 0 | 10/31/2023 | 208798126 | 10/31/2023
Rheem Sales Company, Inc. | Ruud | PRO H80 T2 RU310UM | Federally-Regulated Consumer Product | Heat pump |  | 72 |  | 4.5 | True |  | False | False | Electric storage | 87 |  | 398 | 1417 |  | High | 3.5 |  |  | 10/31/2023 | 206077607 | 10/31/2023
Rheem Sales Company, Inc. | Ruud | PROG29-31U RU EC1 | Federally-Regulated Consumer Product | Natural gas |  | 28 |  | 31000 | True |  |  | False | Gas-fired storage | 58 |  | 74 | 0 | 18471676 | Medium | 0.6 |  |  | 10/31/2023 | 213292989 | 10/31/2023
Rheem Sales Company, Inc. | Ruud | PRO H50 T2 RU310UM | Federally-Regulated Consumer Product | Heat pump |  | 45 |  | 4.5 | False |  | False | True | Electric storage | 67 |  | 400 | 928 |  | Medium | 3.5 |  |  | 10/31/2023 | 206077603 | 10/31/2023
A.O. Smith Water Products Company | RELIANCE WATER HEATERS | 6-50-HRVIT 2*1 | Federally-Regulated Consumer Product | LPG |  | 48 |  | 50000 | True |  |  | False | Gas-fired storage | 97 |  | 81 | 35 | 23389986 | High | 0.72 |  |  | 10/31/2023 | 206861811 | 10/31/2023
A.O. Smith Water Products Company | RELIANCE WATER HEATERS | 6-50-HBPDT 3*1 | Federally-Regulated Consumer Product | LPG |  | 48 |  | 45000 | True |  |  | False | Gas-fired storage | 79 |  | 79 | 68 | 23277390 | High | 0.72 |  |  | 10/31/2023 | 206902231 | 10/31/2023
A.O. Smith Water Products Company | RELIANCE WATER HEATERS | 6-40-PBCS 4*1 | Federally-Regulated Consumer Product | LPG |  | 38 |  | 36000 | True |  |  | False | Gas-fired storage | 67 |  | 78 | 0 | 19108631 | Medium | 0.58 |  |  | 10/31/2023 | 206715130 | 10/31/2023
A.O. Smith Water Products Company | RELIANCE WATER HEATERS | 6-40-HBDS 3*1 | Federally-Regulated Consumer Product | LPG |  | 39 |  | 38000 | True |  |  | False | Gas-fired storage | 64 |  | 75 | 0 | 18471676 | Medium | 0.6 |  |  | 10/31/2023 | 206715042 | 10/31/2023
A.O. Smith Water Products Company | RELIANCE WATER HEATERS | 6-30-POCTR 4*1 | Federally-Regulated Consumer Product | LPG |  | 29 |  | 29000 | True |  |  | False | Gas-fired storage | 62 |  | 73 | 0 | 18471676 | Medium | 0.6 |  |  | 10/31/2023 | 206715317 | 10/31/2023
A.O. Smith Water Products Company | RELIANCE WATER HEATERS | GS6-30-OCSR 4*1 | Federally-Regulated Consumer Product | LPG |  | 29 |  | 29000 | True |  |  | False | Gas-fired storage | 55 |  | 75 | 0 | 18471676 | Medium | 0.6 |  |  | 10/31/2023 | 206715292 | 10/31/2023
A.O. Smith Water Products Company | RELIANCE WATER HEATERS | 6-40-YBVIS 2** | Federally-Regulated Consumer Product | LPG |  | 38 |  | 40000 | True |  |  | False | Gas-fired storage | 73 |  | 79 | 30 | 16439440 | Medium | 0.67 |  |  | 10/31/2023 | 206860927 | 10/31/2023
A.O. Smith Water Products Company | RELIANCE WATER HEATERS | 6-50-HBDS 3*1 | Federally-Regulated Consumer Product | LPG |  | 48 |  | 40000 | True |  |  | False | Gas-fired storage | 77 |  | 79 | 0 | 25646625 | High | 0.66 |  |  | 10/31/2023 | 206715061 | 10/31/2023
A.O. Smith Water Products Company | RELIANCE WATER HEATERS | 6-50-HBVIS 2*1 | Federally-Regulated Consumer Product | LPG |  | 49 |  | 40000 | True |  |  | False | Gas-fired storage | 79 |  | 80 | 40 | 23372926 | High | 0.72 |  |  | 10/31/2023 | 206861429 | 10/31/2023
A.O. Smith Water Products Company | RELIANCE WATER HEATERS | 6-30-PORBSR 4*1 | Federally-Regulated Consumer Product | LPG |  | 29 |  | 29000 | True |  |  | False | Gas-fired storage | 65 |  | 75 | 0 | 18471676 | Medium | 0.6 |  |  | 10/31/2023 | 206715274 | 10/31/2023
A.O. Smith Water Products Company | RELIANCE WATER HEATERS | 6-30-POCSR 4*1 | Federally-Regulated Consumer Product | LPG |  | 29 |  | 29000 | True |  |  | False | Gas-fired storage | 55 |  | 75 | 0 | 18471676 | Medium | 0.6 |  |  | 10/31/2023 | 206715291 | 10/31/2023
A.O. Smith Water Products Company | RELIANCE WATER HEATERS | 6-40-HRVIT 2*1 | Federally-Regulated Consumer Product | LPG |  | 38 |  | 50000 | True |  |  | False | Gas-fired storage | 87 |  | 78 | 34 | 24065096 | High | 0.7 |  |  | 10/31/2023 | 206861634 | 10/31/2023
A.O. Smith Water Products Company | RELIANCE WATER HEATERS | 6-40-PBRBT 4*1 | Federally-Regulated Consumer Product | LPG |  | 38 |  | 36000 | True |  |  | False | Gas-fired storage | 78 |  | 77 | 0 | 26041188 | High | 0.65 |  |  | 10/31/2023 | 206715189 | 10/31/2023
A.O. Smith Water Products Company | RELIANCE WATER HEATERS | 9-40-PKCS 4*1 | Federally-Regulated Consumer Product | LPG |  | 38 |  | 36000 | True |  |  | False | Gas-fired storage | 67 |  | 78 | 0 | 19108631 | Medium | 0.58 |  |  | 10/31/2023 | 206715131 | 10/31/2023
A.O. Smith Water Products Company | RELIANCE WATER HEATERS | 6 40HBPDS 3*1 | Federally-Regulated Consumer Product | LPG |  | 38 |  | 40000 | True |  |  | False | Gas-fired storage | 74 |  | 79 | 58 | 16100642 | Medium | 0.68 |  |  | 10/31/2023 | 206902207 | 10/31/2023
A.O. Smith Water Products Company | RELIANCE WATER HEATERS | 6-30-PORBTR 4*1 | Federally-Regulated Consumer Product | LPG |  | 29 |  | 32000 | True |  |  | False | Gas-fired storage | 62 |  | 74 | 0 | 18471676 | Medium | 0.6 |  |  | 10/31/2023 | 206715301 | 10/31/2023
A.O. Smith Water Products Company | State | GS6-40-HBVIS 2*1 | Federally-Regulated Consumer Product | LPG |  | 38 |  | 40000 | True |  |  | False | Gas-fired storage | 73 |  | 79 | 30 | 16439440 | Medium | 0.67 |  |  | 10/31/2023 | 206860930 | 10/31/2023
A.O. Smith Water Products Company | State | GS6-40-HRVIT 2*1 | Federally-Regulated Consumer Product | LPG |  | 38 |  | 50000 | True |  |  | False | Gas-fired storage | 87 |  | 78 | 34 | 24065096 | High | 0.7 |  |  | 10/31/2023 | 206861637 | 10/31/2023
A.O. Smith Water Products Company | State | GS6-40-HRVITL 2*1 | Federally-Regulated Consumer Product | LPG |  | 38 |  | 50000 | True |  |  | False | Gas-fired storage | 87 |  | 78 | 34 | 24065096 | High | 0.7 |  |  | 10/31/2023 | 206861638 | 10/31/2023
A.O. Smith Water Products Company | State | GS6-50-HRVITL 2*1 | Federally-Regulated Consumer Product | LPG |  | 48 |  | 50000 | True |  |  | False | Gas-fired storage | 97 |  | 81 | 35 | 23389986 | High | 0.72 |  |  | 10/31/2023 | 206861816 | 10/31/2023
A.O. Smith Water Products Company | State | GS6-40-BCS 2*1 | Federally-Regulated Consumer Product | LPG |  | 38 |  | 36000 | True |  |  | False | Gas-fired storage | 70 |  | 74 | 0 | 19108631 | Medium | 0.58 |  |  | 10/31/2023 | 206715177 | 10/31/2023
A.O. Smith Water Products Company | State | GS6-40-HBPDS 3*1 | Federally-Regulated Consumer Product | LPG |  | 38 |  | 40000 | True |  |  | False | Gas-fired storage | 74 |  | 79 | 58 | 16100642 | Medium | 0.68 |  |  | 10/31/2023 | 206902209 | 10/31/2023
A.O. Smith Water Products Company | State | GS6-50-HRPDTL5 3*1 | Federally-Regulated Consumer Product | LPG |  | 48 |  | 62000 | True |  |  | False | Gas-fired storage | 118 |  | 82 | 54 | 23003111 | High | 0.73 |  |  | 10/31/2023 | 206902239 | 10/31/2023
A.O. Smith Water Products Company | State | GS6-40-HBDSL 3*1 | Federally-Regulated Consumer Product | LPG |  | 39 |  | 38000 | True |  |  | False | Gas-fired storage | 64 |  | 75 | 0 | 18471676 | Medium | 0.6 |  |  | 10/31/2023 | 206715046 | 10/31/2023
A.O. Smith Water Products Company | State | GS6-50-BCT 2*1 | Federally-Regulated Consumer Product | LPG |  | 48 |  | 37000 | True |  |  | False | Gas-fired storage | 81 |  | 80 | 0 | 26448082 | High | 0.64 |  |  | 10/31/2023 | 206715150 | 10/31/2023
A.O. Smith Water Products Company | State | GS6-40-HBPDSL 3*1 | Federally-Regulated Consumer Product | LPG |  | 38 |  | 40000 | True |  |  | False | Gas-fired storage | 74 |  | 79 | 58 | 16100642 | Medium | 0.68 |  |  | 10/31/2023 | 206902210 | 10/31/2023
A.O. Smith Water Products Company | State | GS6-50-HBDS 3*1 | Federally-Regulated Consumer Product | LPG |  | 48 |  | 40000 | True |  |  | False | Gas-fired storage | 77 |  | 79 | 0 | 25646625 | High | 0.66 |  |  | 10/31/2023 | 206715063 | 10/31/2023
A.O. Smith Water Products Company | State | GS6-50-HRVIT 2*1 | Federally-Regulated Consumer Product | LPG |  | 48 |  | 50000 | True |  |  | False | Gas-fired storage | 97 |  | 81 | 35 | 23389986 | High | 0.72 |  |  | 10/31/2023 | 206861815 | 10/31/2023
A.O. Smith Water Products Company | State | GS6-40-HBDS 3*1 | Federally-Regulated Consumer Product | LPG |  | 39 |  | 38000 | True |  |  | False | Gas-fired storage | 64 |  | 75 | 0 | 18471676 | Medium | 0.6 |  |  | 10/31/2023 | 206715044 | 10/31/2023
A.O. Smith Water Products Company | State | GS6-50-HBVIS 2*1 | Federally-Regulated Consumer Product | LPG |  | 49 |  | 40000 | True |  |  | False | Gas-fired storage | 79 |  | 80 | 40 | 23372926 | High | 0.72 |  |  | 10/31/2023 | 206861431 | 10/31/2023
A.O. Smith Water Products Company | State | GS6-40-BRBT 4*1 | Federally-Regulated Consumer Product | LPG |  | 38 |  | 36000 | True |  |  | False | Gas-fired storage | 78 |  | 77 | 0 | 26041188 | High | 0.65 |  |  | 10/31/2023 | 206715191 | 10/31/2023
A.O. Smith Water Products Company | State | GS6-50-HRDSL 3*1 | Federally-Regulated Consumer Product | LPG |  | 48 |  | 47000 | True |  |  | False | Gas-fired storage | 82 |  | 79 | 0 | 26041188 | High | 0.65 |  |  | 10/31/2023 | 206715082 | 10/31/2023
A.O. Smith Water Products Company | State | GS6-50-ORT 2*1 | Federally-Regulated Consumer Product | LPG |  | 48 |  | 36000 | True |  |  | False | Gas-fired storage | 76 |  | 77 | 0 | 26867893 | High | 0.63 |  |  | 10/31/2023 | 206715266 | 10/31/2023
A.O. Smith Water Products Company | State | GS6-30-ORBTR 4*1 | Federally-Regulated Consumer Product | LPG |  | 29 |  | 32000 | True |  |  | False | Gas-fired storage | 62 |  | 74 | 0 | 18471676 | Medium | 0.6 |  |  | 10/31/2023 | 206715303 | 10/31/2023
A.O. Smith Water Products Company | State | GS6-30-OCT 2*1 | Federally-Regulated Consumer Product | LPG |  | 29 |  | 32000 | True |  |  | False | Gas-fired storage | 63 |  | 77 | 0 | 17592073 | Medium | 0.63 |  |  | 10/31/2023 | 206715090 | 10/31/2023
A.O. Smith Water Products Company | State | GS6-30-ORBSR 4*1 | Federally-Regulated Consumer Product | LPG |  | 29 |  | 29000 | True |  |  | False | Gas-fired storage | 65 |  | 75 | 0 | 18471676 | Medium | 0.6 |  |  | 10/31/2023 | 206715275 | 10/31/2023
A.O. Smith Water Products Company | State | GS6-50-HRDS 3*1 | Federally-Regulated Consumer Product | LPG |  | 48 |  | 47000 | True |  |  | False | Gas-fired storage | 82 |  | 79 | 0 | 26041188 | High | 0.65 |  |  | 10/31/2023 | 206715080 | 10/31/2023
A.O. Smith Water Products Company | State | GS6-50-HRVHSL 2*1 | Federally-Regulated Consumer Product | LPG |  | 50 |  | 62000 | True |  |  | False | Gas-fired storage | 119 |  | 82 | 26 | 23098647 | High | 0.73 |  |  | 10/31/2023 | 206862006 | 10/31/2023
A.O. Smith Water Products Company | State | GS6-50-HBPDT 3*1 | Federally-Regulated Consumer Product | LPG |  | 48 |  | 45000 | True |  |  | False | Gas-fired storage | 79 |  | 79 | 68 | 23277390 | High | 0.72 |  |  | 10/31/2023 | 206902226 | 10/31/2023
A.O. Smith Water Products Company | State | GS6-50-HBPDTL 3*1 | Federally-Regulated Consumer Product | LPG |  | 48 |  | 45000 | True |  |  | False | Gas-fired storage | 79 |  | 79 | 68 | 23277390 | High | 0.72 |  |  | 10/31/2023 | 206902227 | 10/31/2023
A.O. Smith Water Products Company | State | GS6-50-HBDSL 3*1 | Federally-Regulated Consumer Product | LPG |  | 48 |  | 40000 | True |  |  | False | Gas-fired storage | 77 |  | 79 | 0 | 25646625 | High | 0.66 |  |  | 10/31/2023 | 206715065 | 10/31/2023
A.O. Smith Water Products Company | Lochinvar | PVL04040 2*1 | Federally-Regulated Consumer Product | LPG |  | 38 |  | 40000 | True |  |  | False | Gas-fired storage | 73 |  | 79 | 30 | 16439440 | Medium | 0.67 |  |  | 10/31/2023 | 206860926 | 10/31/2023
A.O. Smith Water Products Company | Lochinvar | GTL03032BR 4*1 | Federally-Regulated Consumer Product | LPG |  | 29 |  | 32000 | True |  |  | False | Gas-fired storage | 62 |  | 74 | 0 | 18471676 | Medium | 0.6 |  |  | 10/31/2023 | 206715299 | 10/31/2023
A.O. Smith Water Products Company | Lochinvar | PVL05050 2*1 | Federally-Regulated Consumer Product | LPG |  | 48 |  | 50000 | True |  |  | False | Gas-fired storage | 97 |  | 81 | 35 | 23389986 | High | 0.72 |  |  | 10/31/2023 | 206861808 | 10/31/2023
A.O. Smith Water Products Company | Lochinvar | GSL04040-8 4*1 | Federally-Regulated Consumer Product | LPG |  | 38 |  | 36000 | True |  |  | False | Gas-fired storage | 67 |  | 78 | 0 | 19108631 | Medium | 0.58 |  |  | 10/31/2023 | 206715125 | 10/31/2023
A.O. Smith Water Products Company | Lochinvar | GTL04040B 4*1 | Federally-Regulated Consumer Product | LPG |  | 38 |  | 36000 | True |  |  | False | Gas-fired storage | 78 |  | 77 | 0 | 26041188 | High | 0.65 |  |  | 10/31/2023 | 206715184 | 10/31/2023
A.O. Smith Water Products Company | Lochinvar | GBL05050ST 3*1 | Federally-Regulated Consumer Product | LPG |  | 48 |  | 47000 | True |  |  | False | Gas-fired storage | 82 |  | 79 | 0 | 26041188 | High | 0.65 |  |  | 10/31/2023 | 206715077 | 10/31/2023
A.O. Smith Water Products Company | Lochinvar | GBL04040 3*1 | Federally-Regulated Consumer Product | LPG |  | 39 |  | 38000 | True |  |  | False | Gas-fired storage | 64 |  | 75 | 0 | 18471676 | Medium | 0.6 |  |  | 10/31/2023 | 206715037 | 10/31/2023
A.O. Smith Water Products Company | Lochinvar | PVL04050ST 2*1 | Federally-Regulated Consumer Product | LPG |  | 38 |  | 50000 | True |  |  | False | Gas-fired storage | 87 |  | 78 | 34 | 24065096 | High | 0.7 |  |  | 10/31/2023 | 206861632 | 10/31/2023
A.O. Smith Water Products Company | Lochinvar | PRL04040ESST 3*1 | Federally-Regulated Consumer Product | LPG |  | 38 |  | 40000 | True |  |  | False | Gas-fired storage | 74 |  | 79 | 58 | 16100642 | Medium | 0.68 |  |  | 10/31/2023 | 206902204 | 10/31/2023
A.O. Smith Water Products Company | Lochinvar | PRL04040ES 3*1 | Federally-Regulated Consumer Product | LPG |  | 38 |  | 40000 | True |  |  | False | Gas-fired storage | 74 |  | 79 | 58 | 16100642 | Medium | 0.68 |  |  | 10/31/2023 | 206902203 | 10/31/2023
A.O. Smith Water Products Company | Lochinvar | PVL05040Z 2*1 | Federally-Regulated Consumer Product | LPG |  | 49 |  | 40000 | True |  |  | False | Gas-fired storage | 79 |  | 80 | 40 | 23372926 | High | 0.72 |  |  | 10/31/2023 | 206861427 | 10/31/2023
A.O. Smith Water Products Company | Lochinvar | PVL05065ST 2*1 | Federally-Regulated Consumer Product | LPG |  | 50 |  | 62000 | True |  |  | False | Gas-fired storage | 119 |  | 82 | 26 | 23098647 | High | 0.73 |  |  | 10/31/2023 | 206862003 | 10/31/2023
A.O. Smith Water Products Company | Lochinvar | GSL04040 4*1 | Federally-Regulated Consumer Product | LPG |  | 38 |  | 36000 | True |  |  | False | Gas-fired storage | 67 |  | 78 | 0 | 19108631 | Medium | 0.58 |  |  | 10/31/2023 | 206715124 | 10/31/2023
A.O. Smith Water Products Company | Lochinvar | GBL05040ST 3*1 | Federally-Regulated Consumer Product | LPG |  | 48 |  | 40000 | True |  |  | False | Gas-fired storage | 77 |  | 79 | 0 | 25646625 | High | 0.66 |  |  | 10/31/2023 | 206715059 | 10/31/2023
A.O. Smith Water Products Company | Lochinvar | GTL03032R 4*1 | Federally-Regulated Consumer Product | LPG |  | 29 |  | 29000 | True |  |  | False | Gas-fired storage | 62 |  | 73 | 0 | 18471676 | Medium | 0.6 |  |  | 10/31/2023 | 206715314 | 10/31/2023
A.O. Smith Water Products Company | Lochinvar | PVL05050ST 2*1 | Federally-Regulated Consumer Product | LPG |  | 48 |  | 50000 | True |  |  | False | Gas-fired storage | 97 |  | 81 | 35 | 23389986 | High | 0.72 |  |  | 10/31/2023 | 206861809 | 10/31/2023
A.O. Smith Water Products Company | Lochinvar | PVL05040 2*1 | Federally-Regulated Consumer Product | LPG |  | 49 |  | 40000 | True |  |  | False | Gas-fired storage | 79 |  | 80 | 40 | 23372926 | High | 0.72 |  |  | 10/31/2023 | 206861426 | 10/31/2023
A.O. Smith Water Products Company | Lochinvar | GBL05050 3*1 | Federally-Regulated Consumer Product | LPG |  | 48 |  | 47000 | True |  |  | False | Gas-fired storage | 82 |  | 79 | 0 | 26041188 | High | 0.65 |  |  | 10/31/2023 | 206715075 | 10/31/2023
A.O. Smith Water Products Company | Lochinvar | GSL03032R 4*1 | Federally-Regulated Consumer Product | LPG |  | 29 |  | 29000 | True |  |  | False | Gas-fired storage | 55 |  | 75 | 0 | 18471676 | Medium | 0.6 |  |  | 10/31/2023 | 206715290 | 10/31/2023
A.O. Smith Water Products Company | Lochinvar | PRL05045ES 3*1 | Federally-Regulated Consumer Product | LPG |  | 48 |  | 45000 | True |  |  | False | Gas-fired storage | 79 |  | 79 | 68 | 23277390 | High | 0.72 |  |  | 10/31/2023 | 206902222 | 10/31/2023
A.O. Smith Water Products Company | Lochinvar | GBL04040ST 3*1 | Federally-Regulated Consumer Product | LPG |  | 39 |  | 38000 | True |  |  | False | Gas-fired storage | 64 |  | 75 | 0 | 18471676 | Medium | 0.6 |  |  | 10/31/2023 | 206715039 | 10/31/2023
A.O. Smith Water Products Company | Lochinvar | GBL05040 3*1 | Federally-Regulated Consumer Product | LPG |  | 48 |  | 40000 | True |  |  | False | Gas-fired storage | 77 |  | 79 | 0 | 25646625 | High | 0.66 |  |  | 10/31/2023 | 206715057 | 10/31/2023
A.O. Smith Water Products Company | Lochinvar | PRL05045ESST 3*1 | Federally-Regulated Consumer Product | LPG |  | 48 |  | 45000 | True |  |  | False | Gas-fired storage | 79 |  | 79 | 68 | 23277390 | High | 0.72 |  |  | 10/31/2023 | 206902223 | 10/31/2023
A.O. Smith Water Products Company | Lochinvar | PRL05065ESST 3*1 | Federally-Regulated Consumer Product | LPG |  | 48 |  | 62000 | True |  |  | False | Gas-fired storage | 118 |  | 82 | 54 | 23003111 | High | 0.73 |  |  | 10/31/2023 | 206902237 | 10/31/2023
A.O. Smith Water Products Company | Lochinvar | PVL04050 2*1 | Federally-Regulated Consumer Product | LPG |  | 38 |  | 50000 | True |  |  | False | Gas-fired storage | 87 |  | 78 | 34 | 24065096 | High | 0.7 |  |  | 10/31/2023 | 206861631 | 10/31/2023
A.O. Smith Water Products Company | Lochinvar | GSL03032BR 4*1 | Federally-Regulated Consumer Product | LPG |  | 29 |  | 29000 | True |  |  | False | Gas-fired storage | 65 |  | 75 | 0 | 18471676 | Medium | 0.6 |  |  | 10/31/2023 | 206715273 | 10/31/2023
A.O. Smith Water Products Company | Lochinvar | GSL04040Z 4*1 | Federally-Regulated Consumer Product | LPG |  | 38 |  | 36000 | True |  |  | False | Gas-fired storage | 67 |  | 78 | 0 | 19108631 | Medium | 0.58 |  |  | 10/31/2023 | 206715126 | 10/31/2023
A.O. Smith Water Products Company | U.S. Craftmaster | LG1F3032TBR 4*1 | Federally-Regulated Consumer Product | LPG |  | 29 |  | 32000 | True |  |  | False | Gas-fired storage | 62 |  | 74 | 0 | 18471676 | Medium | 0.6 |  |  | 10/31/2023 | 206715305 | 10/31/2023
Rheem Sales Company, Inc. | Richmond | 12GUH40-50F* | Federally-Regulated Consumer Product | Natural gas |  | 40 |  | 50000 | True |  |  | False | Gas-fired storage | 88 |  | 97 | 60 | 18602805 | High | 0.9 |  |  | 10/31/2023 | 210605701 | 10/31/2023
Rheem Sales Company, Inc. | Richmond | 10E50-HP120M* | Federally-Regulated Consumer Product | Heat pump |  | 46 |  | 1 | False |  | False | True | Electric storage | 55 |  | 367 | 1083 |  | Medium | 3 |  |  | 10/31/2023 | 208105664 | 10/31/2023
Rheem Sales Company, Inc. | Richmond | 10E40-HP120 | Federally-Regulated Consumer Product | Heat pump |  | 37 |  | 1.3 | False |  | False | True | Electric storage | 51 |  | 355 | 1083 |  | Medium | 3 |  |  | 10/31/2023 | 208629407 | 10/31/2023
Rheem Sales Company, Inc. | Richmond | 12GUH50-50F* | Federally-Regulated Consumer Product | LPG |  | 50 |  | 50000 | True |  |  | False | Gas-fired storage | 95 |  | 94 | 134 | 18777761 | High | 0.88 |  |  | 10/31/2023 | 210605707 | 10/31/2023
Rheem Sales Company, Inc. | Richmond | 12GUH50-50F* | Federally-Regulated Consumer Product | Natural gas |  | 50 |  | 50000 | True |  |  | False | Gas-fired storage | 95 |  | 94 | 134 | 18777761 | High | 0.88 |  |  | 10/31/2023 | 210605707 | 10/31/2023
Rheem Sales Company, Inc. | Richmond | 12GUH40-50F* | Federally-Regulated Consumer Product | LPG |  | 40 |  | 50000 | True |  |  | False | Gas-fired storage | 88 |  | 97 | 60 | 18602805 | High | 0.9 |  |  | 10/31/2023 | 210605701 | 10/31/2023
A.O. Smith Water Products Company | A. O. SMITH | HPVX 50L 2*1 | Federally-Regulated Consumer Product | LPG |  | 50 |  | 62000 | True |  |  | False | Gas-fired storage | 119 |  | 82 | 26 | 23098647 | High | 0.73 | 0.63 |  | 10/31/2023 | 207616331 | 10/31/2023
A.O. Smith Water Products Company | A. O. SMITH | HPVL 50 2*1 | Federally-Regulated Consumer Product | LPG |  | 49 |  | 40000 | True |  |  | False | Gas-fired storage | 79 |  | 80 | 40 | 23372926 | High | 0.72 | 0.63 |  | 10/31/2023 | 207616314 | 10/31/2023
Rheem Sales Company, Inc. | Rheem | RTGH-S*11* | Federally-Regulated Consumer Product | Natural gas |  | 0 |  | 199900 |  |  |  | True | Instantaneous gas-fired |  | 5.8 | 98 | 19 | 17567227 | High | 0.96 |  | 0 | 10/31/2023 | 208798106 | 10/31/2023
Rheem Sales Company, Inc. | Rheem | PROP G50-50* CN HE** | Federally-Regulated Consumer Product | LPG |  | 50 |  | 50000 | True |  |  | False | Gas-fired storage | 95 |  | 94 | 134 | 18777761 | High | 0.88 |  |  | 10/31/2023 | 210605702 | 10/31/2023
Rheem Sales Company, Inc. | Rheem | XP50T12UHC50* | Federally-Regulated Consumer Product | LPG |  | 50 |  | 50000 | True |  |  | False | Gas-fired storage | 95 |  | 94 | 134 | 18777761 | High | 0.88 |  |  | 10/31/2023 | 210605704 | 10/31/2023
Rheem Sales Company, Inc. | Rheem | XP40S12UHC50* | Federally-Regulated Consumer Product | LPG |  | 40 |  | 50000 | True |  |  | False | Gas-fired storage | 88 |  | 97 | 60 | 18602805 | High | 0.9 |  |  | 10/31/2023 | 210605698 | 10/31/2023
Rheem Sales Company, Inc. | Rheem | PROP G40-50* CN HE** | Federally-Regulated Consumer Product | Natural gas |  | 40 |  | 50000 | True |  |  | False | Gas-fired storage | 88 |  | 97 | 60 | 18602805 | High | 0.9 |  |  | 10/31/2023 | 210605696 | 10/31/2023
Rheem Sales Company, Inc. | Rheem | RTGH-S*11* | Federally-Regulated Consumer Product | LPG |  | 0 |  | 199900 |  |  |  | True | Instantaneous gas-fired |  | 5.8 | 98 | 19 | 17567227 | High | 0.96 |  | 0 | 10/31/2023 | 208798106 | 10/31/2023
Rheem Sales Company, Inc. | Rheem | PRO H65 T2 RH310UM | Federally-Regulated Consumer Product | Heat pump |  | 59 |  | 4.5 | True |  | False | False | Electric storage | 75 |  | 409 | 1417 |  | High | 3.5 |  |  | 10/31/2023 | 206077604 | 10/31/2023
Rheem Sales Company, Inc. | Rheem | PROP G40-50* RH HE EC3 | Federally-Regulated Consumer Product | Natural gas |  | 40 |  | 50000 | True |  |  | False | Gas-fired storage | 88 |  | 97 | 60 | 18602805 | High | 0.9 |  |  | 10/31/2023 | 210547590 | 10/31/2023
Rheem Sales Company, Inc. | Rheem | PRO H80 T2 RH310UM | Federally-Regulated Consumer Product | Heat pump |  | 72 |  | 4.5 | True |  | False | False | Electric storage | 87 |  | 398 | 1417 |  | High | 3.5 |  |  | 10/31/2023 | 206077606 | 10/31/2023
Rheem Sales Company, Inc. | Rheem | PROPH40 T0 RH120 | Federally-Regulated Consumer Product | Heat pump |  | 37 |  | 1.3 | False |  | False | True | Electric storage | 51 |  | 355 | 1083 |  | Medium | 3 |  |  | 10/31/2023 | 208598552 | 10/31/2023
Rheem Sales Company, Inc. | Rheem | XG29T06EN31U0 | Federally-Regulated Consumer Product | Natural gas |  | 28 |  | 31000 | True |  |  | False | Gas-fired storage | 58 |  | 74 | 0 | 18471676 | Medium | 0.6 |  |  | 10/31/2023 | 213292988 | 10/31/2023
Rheem Sales Company, Inc. | Rheem | PROP G50-50* RH HE EC3 | Federally-Regulated Consumer Product | LPG |  | 50 |  | 50000 | True |  |  | False | Gas-fired storage | 95 |  | 94 | 134 | 18777761 | High | 0.88 |  |  | 10/31/2023 | 210547592 | 10/31/2023
Rheem Sales Company, Inc. | Rheem | PROP G50-50* RH HE EC3 | Federally-Regulated Consumer Product | Natural gas |  | 50 |  | 50000 | True |  |  | False | Gas-fired storage | 95 |  | 94 | 134 | 18777761 | High | 0.88 |  |  | 10/31/2023 | 210547592 | 10/31/2023
Rheem Sales Company, Inc. | Rheem | PROPH50 T0 RH120-M** | Federally-Regulated Consumer Product | Heat pump |  | 46 |  | 1 | False |  | False | True | Electric storage | 55 |  | 367 | 1083 |  | Medium | 3 |  |  | 10/31/2023 | 208101997 | 10/31/2023
Rheem Sales Company, Inc. | Rheem | HPLD65-1RH | Federally-Regulated Consumer Product | Heat pump |  | 59 |  | 4.5 | False |  | False | True | Electric storage | 75 |  | 457 | 1225 |  | High | 4.05 |  |  | 10/31/2023 | 206195927 | 10/31/2023
Rheem Sales Company, Inc. | Rheem | ECE G40-50U CN HE* | Federally-Regulated Consumer Product | Natural gas |  | 40 |  | 50000 | True |  |  | False | Gas-fired storage | 88 |  | 97 | 60 | 18602805 | High | 0.9 |  |  | 10/31/2023 | 210605699 | 10/31/2023
Rheem Sales Company, Inc. | Rheem | PROP G40-50* RH HE EC3 | Federally-Regulated Consumer Product | LPG |  | 40 |  | 50000 | True |  |  | False | Gas-fired storage | 88 |  | 97 | 60 | 18602805 | High | 0.9 |  |  | 10/31/2023 | 210547590 | 10/31/2023
Rheem Sales Company, Inc. | Rheem | RTGH-S*10* | Federally-Regulated Consumer Product | LPG |  | 0 |  | 180000 |  |  |  | True | Instantaneous gas-fired |  | 5.2 | 98 | 19 | 17567227 | High | 0.96 |  | 0 | 10/31/2023 | 208798107 | 10/31/2023
Rheem Sales Company, Inc. | Rheem | PROP G40-50* CN HE** | Federally-Regulated Consumer Product | LPG |  | 40 |  | 50000 | True |  |  | False | Gas-fired storage | 88 |  | 97 | 60 | 18602805 | High | 0.9 |  |  | 10/31/2023 | 210605696 | 10/31/2023
Rheem Sales Company, Inc. | Rheem | ECE G50-50U CN HE* | Federally-Regulated Consumer Product | Natural gas |  | 50 |  | 50000 | True |  |  | False | Gas-fired storage | 95 |  | 94 | 134 | 18777761 | High | 0.88 |  |  | 10/31/2023 | 210605705 | 10/31/2023
Rheem Sales Company, Inc. | Rheem | XE40T10H15U0 | Federally-Regulated Consumer Product | Heat pump |  | 37 |  | 1.3 | False |  | False | True | Electric storage | 51 |  | 355 | 1083 |  | Medium | 3 |  |  | 10/31/2023 | 208629405 | 10/31/2023
Rheem Sales Company, Inc. | Rheem | RTGH-S*10* | Federally-Regulated Consumer Product | Natural gas |  | 0 |  | 180000 |  |  |  | True | Instantaneous gas-fired |  | 5.2 | 98 | 19 | 17567227 | High | 0.96 |  | 0 | 10/31/2023 | 208798107 | 10/31/2023
Rheem Sales Company, Inc. | Rheem | XG50T12UHN50* | Federally-Regulated Consumer Product | Natural gas |  | 50 |  | 50000 | True |  |  | False | Gas-fired storage | 95 |  | 94 | 134 | 18777761 | High | 0.88 |  |  | 10/31/2023 | 210605703 | 10/31/2023
Rheem Sales Company, Inc. | Rheem | HPLD80-1RH | Federally-Regulated Consumer Product | Heat pump |  | 72 |  | 4.5 | False |  | False | True | Electric storage | 87 |  | 447 | 1219 |  | High | 4.07 |  |  | 10/31/2023 | 206195929 | 10/31/2023
Rheem Sales Company, Inc. | Rheem | PRO H50 T2 RH310UM | Federally-Regulated Consumer Product | Heat pump |  | 45 |  | 4.5 | False |  | False | True | Electric storage | 67 |  | 400 | 928 |  | Medium | 3.5 |  |  | 10/31/2023 | 206077602 | 10/31/2023
Rheem Sales Company, Inc. | Rheem | XG40S12UHN50* | Federally-Regulated Consumer Product | Natural gas |  | 40 |  | 50000 | True |  |  | False | Gas-fired storage | 88 |  | 97 | 60 | 18602805 | High | 0.9 |  |  | 10/31/2023 | 210605697 | 10/31/2023
Rheem Sales Company, Inc. | Rheem | PROG29-31U RH EC1 | Federally-Regulated Consumer Product | Natural gas |  | 28 |  | 31000 | True |  |  | False | Gas-fired storage | 58 |  | 74 | 0 | 18471676 | Medium | 0.6 |  |  | 10/31/2023 | 213291885 | 10/31/2023
Rheem Sales Company, Inc. | Rheem | PRO H40 T2 RH310UM | Federally-Regulated Consumer Product | Heat pump |  | 36 |  | 4.5 | True |  | False | False | Electric storage | 60 |  | 430 | 928 |  | Medium | 3.5 |  |  | 10/31/2023 | 206077600 | 10/31/2023
Rheem Sales Company, Inc. | Rheem | XE50T10HM*00U0 | Federally-Regulated Consumer Product | Heat pump |  | 46 |  | 1 | False |  | False | True | Electric storage | 55 |  | 367 | 1083 |  | Medium | 3 |  |  | 10/31/2023 | 208105662 | 10/31/2023
Rheem Sales Company, Inc. | Rheem | HPLD40-1RH | Federally-Regulated Consumer Product | Heat pump |  | 36 |  | 4.5 | False |  | False | True | Electric storage | 60 |  | 434 | 848 |  | Medium | 3.83 |  |  | 10/31/2023 | 206195922 | 10/31/2023
Rheem Sales Company, Inc. | Rheem | HPLD50-1RH | Federally-Regulated Consumer Product | Heat pump |  | 45 |  | 4.5 | False |  | False | True | Electric storage | 67 |  | 430 | 837 |  | Medium | 3.88 |  |  | 10/31/2023 | 206195924 | 10/31/2023
Rheem Sales Company, Inc. | Rheem | PROP G50-50* CN HE** | Federally-Regulated Consumer Product | Natural gas |  | 50 |  | 50000 | True |  |  | False | Gas-fired storage | 95 |  | 94 | 134 | 18777761 | High | 0.88 |  |  | 10/31/2023 | 210605702 | 10/31/2023
A.O. Smith Water Products Company | A. O. SMITH | GCBL-30R 4*1 | Federally-Regulated Consumer Product | LPG |  | 29 |  | 29000 | True |  |  | False | Gas-fired storage | 65 |  | 75 | 0 | 18471676 | Medium | 0.6 |  |  | 10/31/2023 | 206715272 | 10/31/2023
A.O. Smith Water Products Company | A. O. SMITH | GDV-40L 3*1 | Federally-Regulated Consumer Product | LPG |  | 39 |  | 38000 | True |  |  | False | Gas-fired storage | 64 |  | 75 | 0 | 18471676 | Medium | 0.6 |  |  | 10/31/2023 | 206715030 | 10/31/2023
A.O. Smith Water Products Company | A. O. SMITH | GPDT-50 3*1 | Federally-Regulated Consumer Product | LPG |  | 48 |  | 45000 | True |  |  | False | Gas-fired storage | 79 |  | 79 | 68 | 23277390 | High | 0.72 |  |  | 10/31/2023 | 206902214 | 10/31/2023
A.O. Smith Water Products Company | A. O. SMITH | XCRL-40 4*1 | Federally-Regulated Consumer Product | LPG |  | 38 |  | 36000 | True |  |  | False | Gas-fired storage | 67 |  | 78 | 0 | 19108631 | Medium | 0.58 |  |  | 10/31/2023 | 206715110 | 10/31/2023
A.O. Smith Water Products Company | A. O. SMITH | GCR-30R 4*1 | Federally-Regulated Consumer Product | LPG |  | 29 |  | 29000 | True |  |  | False | Gas-fired storage | 62 |  | 73 | 0 | 18471676 | Medium | 0.6 |  |  | 10/31/2023 | 206715307 | 10/31/2023
A.O. Smith Water Products Company | A. O. SMITH | GPVT-40L 2*1 | Federally-Regulated Consumer Product | LPG |  | 38 |  | 50000 | True |  |  | False | Gas-fired storage | 87 |  | 78 | 34 | 24065096 | High | 0.7 |  |  | 10/31/2023 | 206861623 | 10/31/2023
A.O. Smith Water Products Company | A. O. SMITH | GCB-40 4*1 | Federally-Regulated Consumer Product | LPG |  | 38 |  | 36000 | True |  |  | False | Gas-fired storage | 78 |  | 77 | 0 | 26041188 | High | 0.65 |  |  | 10/31/2023 | 206715180 | 10/31/2023
A.O. Smith Water Products Company | A. O. SMITH | GDVT-50 3*1 | Federally-Regulated Consumer Product | LPG |  | 48 |  | 47000 | True |  |  | False | Gas-fired storage | 82 |  | 79 | 0 | 26041188 | High | 0.65 |  |  | 10/31/2023 | 206715068 | 10/31/2023
A.O. Smith Water Products Company | A. O. SMITH | GCR-50 2*1 | Federally-Regulated Consumer Product | LPG |  | 48 |  | 37000 | True |  |  | False | Gas-fired storage | 81 |  | 80 | 0 | 26448082 | High | 0.64 |  |  | 10/31/2023 | 206715151 | 10/31/2023
A.O. Smith Water Products Company | A. O. SMITH | GPVL-50 2*1 | Federally-Regulated Consumer Product | LPG |  | 49 |  | 40000 | True |  |  | False | Gas-fired storage | 79 |  | 80 | 40 | 23372926 | High | 0.72 |  |  | 10/31/2023 | 206861421 | 10/31/2023
A.O. Smith Water Products Company | A. O. SMITH | GPDX-50L 3*1 | Federally-Regulated Consumer Product | LPG |  | 48 |  | 62000 | True |  |  | False | Gas-fired storage | 118 |  | 82 | 54 | 23003111 | High | 0.73 |  |  | 10/31/2023 | 206902233 | 10/31/2023
A.O. Smith Water Products Company | A. O. SMITH | G6-T3032PVR 4*1 | Federally-Regulated Consumer Product | LPG |  | 29 |  | 29000 | True |  |  | False | Gas-fired storage | 62 |  | 73 | 0 | 18471676 | Medium | 0.6 |  |  | 10/31/2023 | 206715309 | 10/31/2023
A.O. Smith Water Products Company | A. O. SMITH | GPVT-40 2*1 | Federally-Regulated Consumer Product | LPG |  | 38 |  | 50000 | True |  |  | False | Gas-fired storage | 87 |  | 78 | 34 | 24065096 | High | 0.7 |  |  | 10/31/2023 | 206861622 | 10/31/2023
A.O. Smith Water Products Company | A. O. SMITH | GDV-40 3*1 | Federally-Regulated Consumer Product | LPG |  | 39 |  | 38000 | True |  |  | False | Gas-fired storage | 64 |  | 75 | 0 | 18471676 | Medium | 0.6 |  |  | 10/31/2023 | 206715028 | 10/31/2023
A.O. Smith Water Products Company | A. O. SMITH | GPDL-40L 3*1 | Federally-Regulated Consumer Product | LPG |  | 38 |  | 40000 | True |  |  | False | Gas-fired storage | 74 |  | 79 | 58 | 16100642 | Medium | 0.68 |  |  | 10/31/2023 | 206902197 | 10/31/2023
A.O. Smith Water Products Company | A. O. SMITH | GDVT-50L 3*1 | Federally-Regulated Consumer Product | LPG |  | 48 |  | 47000 | True |  |  | False | Gas-fired storage | 82 |  | 79 | 0 | 26041188 | High | 0.65 |  |  | 10/31/2023 | 206715070 | 10/31/2023
A.O. Smith Water Products Company | A. O. SMITH | GCRL-30R 4*1 | Federally-Regulated Consumer Product | LPG |  | 29 |  | 29000 | True |  |  | False | Gas-fired storage | 55 |  | 75 | 0 | 18471676 | Medium | 0.6 |  |  | 10/31/2023 | 206715288 | 10/31/2023
A.O. Smith Water Products Company | A. O. SMITH | G6-PVT4050PV 2*1 | Federally-Regulated Consumer Product | LPG |  | 38 |  | 50000 | True |  |  | False | Gas-fired storage | 87 |  | 78 | 34 | 24065096 | High | 0.7 |  |  | 10/31/2023 | 206861624 | 10/31/2023
A.O. Smith Water Products Company | A. O. SMITH | GDV-50L 3*1 | Federally-Regulated Consumer Product | LPG |  | 48 |  | 40000 | True |  |  | False | Gas-fired storage | 77 |  | 79 | 0 | 25646625 | High | 0.66 |  |  | 10/31/2023 | 206715050 | 10/31/2023
A.O. Smith Water Products Company | A. O. SMITH | G6-S3032PVR 4*1 | Federally-Regulated Consumer Product | LPG |  | 29 |  | 29000 | True |  |  | False | Gas-fired storage | 55 |  | 75 | 0 | 18471676 | Medium | 0.6 |  |  | 10/31/2023 | 206715287 | 10/31/2023
A.O. Smith Water Products Company | A. O. SMITH | HWRL-40 4*1 | Federally-Regulated Consumer Product | LPG |  | 38 |  | 36000 | True |  |  | False | Gas-fired storage | 67 |  | 78 | 0 | 19108631 | Medium | 0.58 |  |  | 10/31/2023 | 206715111 | 10/31/2023
A.O. Smith Water Products Company | A. O. SMITH | GPVL-40 2*1 | Federally-Regulated Consumer Product | LPG |  | 38 |  | 40000 | True |  |  | False | Gas-fired storage | 73 |  | 79 | 30 | 16439440 | Medium | 0.67 |  |  | 10/31/2023 | 206860921 | 10/31/2023
A.O. Smith Water Products Company | A. O. SMITH | GPDL-40 3*1 | Federally-Regulated Consumer Product | LPG |  | 38 |  | 40000 | True |  |  | False | Gas-fired storage | 74 |  | 79 | 58 | 16100642 | Medium | 0.68 |  |  | 10/31/2023 | 206902195 | 10/31/2023
A.O. Smith Water Products Company | A. O. SMITH | GPVX-50L 2*1 | Federally-Regulated Consumer Product | LPG |  | 50 |  | 62000 | True |  |  | False | Gas-fired storage | 119 |  | 82 | 26 | 23098647 | High | 0.73 |  |  | 10/31/2023 | 206862000 | 10/31/2023
A.O. Smith Water Products Company | A. O. SMITH | GCR-30 2*1 | Federally-Regulated Consumer Product | LPG |  | 29 |  | 32000 | True |  |  | False | Gas-fired storage | 63 |  | 77 | 0 | 17592073 | Medium | 0.63 |  |  | 10/31/2023 | 206715084 | 10/31/2023
A.O. Smith Water Products Company | A. O. SMITH | GPVT-50 2*1 | Federally-Regulated Consumer Product | LPG |  | 48 |  | 50000 | True |  |  | False | Gas-fired storage | 97 |  | 81 | 35 | 23389986 | High | 0.72 |  |  | 10/31/2023 | 206861799 | 10/31/2023
A.O. Smith Water Products Company | A. O. SMITH | GCB-30R 4*1 | Federally-Regulated Consumer Product | LPG |  | 29 |  | 32000 | True |  |  | False | Gas-fired storage | 62 |  | 74 | 0 | 18471676 | Medium | 0.6 |  |  | 10/31/2023 | 206715295 | 10/31/2023
A.O. Smith Water Products Company | A. O. SMITH | GPVT-50L 2*1 | Federally-Regulated Consumer Product | LPG |  | 48 |  | 50000 | True |  |  | False | Gas-fired storage | 97 |  | 81 | 35 | 23389986 | High | 0.72 |  |  | 10/31/2023 | 206861800 | 10/31/2023
A.O. Smith Water Products Company | A. O. SMITH | GDV-50 3*1 | Federally-Regulated Consumer Product | LPG |  | 48 |  | 40000 | True |  |  | False | Gas-fired storage | 77 |  | 79 | 0 | 25646625 | High | 0.66 |  |  | 10/31/2023 | 206715048 | 10/31/2023
A.O. Smith Water Products Company | A. O. SMITH | GCRL-40 2*1 | Federally-Regulated Consumer Product | LPG |  | 38 |  | 36000 | True |  |  | False | Gas-fired storage | 70 |  | 74 | 0 | 19108631 | Medium | 0.58 |  |  | 10/31/2023 | 206715176 | 10/31/2023
A.O. Smith Water Products Company | A. O. SMITH | GCRL-40 4*1 | Federally-Regulated Consumer Product | LPG |  | 38 |  | 36000 | True |  |  | False | Gas-fired storage | 67 |  | 78 | 0 | 19108631 | Medium | 0.58 |  |  | 10/31/2023 | 206715105 | 10/31/2023
A.O. Smith Water Products Company | A. O. SMITH | GCGH-50 2*1 | Federally-Regulated Consumer Product | LPG |  | 48 |  | 36000 | True |  |  | False | Gas-fired storage | 76 |  | 77 | 0 | 26867893 | High | 0.63 |  |  | 10/31/2023 | 206715261 | 10/31/2023
A.O. Smith Water Products Company | A. O. SMITH | GPDT-50L 3*1 | Federally-Regulated Consumer Product | LPG |  | 48 |  | 45000 | True |  |  | False | Gas-fired storage | 79 |  | 79 | 68 | 23277390 | High | 0.72 |  |  | 10/31/2023 | 206902216 | 10/31/2023
A.O. Smith Water Products Company | A. O. SMITH | G6-S4040PVR 4*1 | Federally-Regulated Consumer Product | LPG |  | 38 |  | 36000 | True |  |  | False | Gas-fired storage | 67 |  | 78 | 0 | 19108631 | Medium | 0.58 |  |  | 10/31/2023 | 206715112 | 10/31/2023
A.O. Smith Water Products Company | GSW WATER HEATERS | G650S45P-PDV-ES2 3*1 | Federally-Regulated Consumer Product | LPG |  | 48 |  | 45000 | True |  |  | False | Gas-fired storage | 79 |  | 79 | 68 | 23277390 | High | 0.72 |  |  | 10/31/2023 | 207616292 | 10/31/2023
A.O. Smith Water Products Company | GSW WATER HEATERS | G650S40P-PV-ES2 2*1 | Federally-Regulated Consumer Product | LPG |  | 49 |  | 40000 | True |  |  | False | Gas-fired storage | 79 |  | 80 | 40 | 23372926 | High | 0.72 |  |  | 10/31/2023 | 207616316 | 10/31/2023
A.O. Smith Water Products Company | GSW WATER HEATERS | G640T50P-PV-ES2 2*1 | Federally-Regulated Consumer Product | LPG |  | 38 |  | 50000 | True |  |  | False | Gas-fired storage | 87 |  | 78 | 34 | 24065096 | High | 0.7 |  |  | 10/31/2023 | 207616321 | 10/31/2023
A.O. Smith Water Products Company | GSW WATER HEATERS | G650T50P-PV-ES2 2*1 | Federally-Regulated Consumer Product | LPG |  | 48 |  | 50000 | True |  |  | False | Gas-fired storage | 97 |  | 81 | 35 | 23389986 | High | 0.72 |  |  | 10/31/2023 | 207616325 | 10/31/2023
A.O. Smith Water Products Company | GSW WATER HEATERS | G640S40P-PDV-ES2 3*1 | Federally-Regulated Consumer Product | LPG |  | 38 |  | 40000 | True |  |  | False | Gas-fired storage | 74 |  | 79 | 58 | 16100642 | Medium | 0.68 |  |  | 10/31/2023 | 207616297 | 10/31/2023
A.O. Smith Water Products Company | GSW WATER HEATERS | G650S58P-PDV-ES2 3*1 | Federally-Regulated Consumer Product | LPG |  | 48 |  | 62000 | True |  |  | False | Gas-fired storage | 118 |  | 82 | 54 | 23003111 | High | 0.73 |  |  | 10/31/2023 | 207616302 | 10/31/2023
A.O. Smith Water Products Company | GSW WATER HEATERS | G640S40P-PV-ES2 2*1 | Federally-Regulated Consumer Product | LPG |  | 38 |  | 40000 | True |  |  | False | Gas-fired storage | 73 |  | 79 | 30 | 16439440 | Medium | 0.67 |  |  | 10/31/2023 | 207616307 | 10/31/2023
A.O. Smith Water Products Company | GSW WATER HEATERS | G650S62P-PV-ES2 2*1 | Federally-Regulated Consumer Product | LPG |  | 50 |  | 62000 | True |  |  | False | Gas-fired storage | 119 |  | 82 | 26 | 23098647 | High | 0.73 |  |  | 10/31/2023 | 207616333 | 10/31/2023
A.O. Smith Water Products Company | John Wood | JW640S40P-AV-ES2 1*1 | Federally-Regulated Consumer Product | LPG |  | 38 |  | 36000 | True |  |  | False | Gas-fired storage | 65 |  | 77 | 12 | 16751489 | Medium | 0.66 |  |  | 10/31/2023 | 207616235 | 10/31/2023
A.O. Smith Water Products Company | John Wood | JW650T40P-AV-ES2 1*1 | Federally-Regulated Consumer Product | LPG |  | 48 |  | 37000 | True |  |  | False | Gas-fired storage | 84 |  | 80 | 25 | 24446254 | High | 0.69 |  |  | 10/31/2023 | 207616227 | 10/31/2023
A.O. Smith Water Products Company | John Wood | PV50P 2*1 | Federally-Regulated Consumer Product | LPG |  | 49 |  | 40000 | True |  |  | False | Gas-fired storage | 79 |  | 80 | 40 | 23372926 | High | 0.72 |  |  | 10/31/2023 | 207616310 | 10/31/2023
A.O. Smith Water Products Company | John Wood | PDV50HIP 3*1 | Federally-Regulated Consumer Product | LPG |  | 48 |  | 62000 | True |  |  | False | Gas-fired storage | 118 |  | 82 | 54 | 23003111 | High | 0.73 |  |  | 10/31/2023 | 207616300 | 10/31/2023
A.O. Smith Water Products Company | John Wood | PV50PM 2*1 | Federally-Regulated Consumer Product | LPG |  | 49 |  | 40000 | True |  |  | False | Gas-fired storage | 79 |  | 80 | 40 | 23372926 | High | 0.72 |  |  | 10/31/2023 | 207616312 | 10/31/2023
A.O. Smith Water Products Company | John Wood | JW640T40P-AV-ES2 1*1 | Federally-Regulated Consumer Product | LPG |  | 38 |  | 36000 | True |  |  | False | Gas-fired storage | 70 |  | 73 | 30 | 17214836 | Medium | 0.64 |  |  | 10/31/2023 | 207616205 | 10/31/2023
A.O. Smith Water Products Company | John Wood | PDV40P 3*1 | Federally-Regulated Consumer Product | LPG |  | 38 |  | 40000 | True |  |  | False | Gas-fired storage | 74 |  | 79 | 58 | 16100642 | Medium | 0.68 |  |  | 10/31/2023 | 207616295 | 10/31/2023
A.O. Smith Water Products Company | John Wood | PV40P 2*1 | Federally-Regulated Consumer Product | LPG |  | 38 |  | 40000 | True |  |  | False | Gas-fired storage | 73 |  | 79 | 30 | 16439440 | Medium | 0.67 |  |  | 10/31/2023 | 207616305 | 10/31/2023
A.O. Smith Water Products Company | John Wood | PDV50P 3*1 | Federally-Regulated Consumer Product | LPG |  | 48 |  | 45000 | True |  |  | False | Gas-fired storage | 79 |  | 79 | 68 | 23277390 | High | 0.72 |  |  | 10/31/2023 | 207616290 | 10/31/2023
A.O. Smith Water Products Company | State | GS6-30-OCTR 4*1 | Federally-Regulated Consumer Product | LPG |  | 29 |  | 29000 | True |  |  | False | Gas-fired storage | 62 |  | 73 | 0 | 18471676 | Medium | 0.6 |  |  | 10/31/2023 | 206715321 | 10/31/2023
A.O. Smith Water Products Company | State | GW8-40-BCS 4*1 | Federally-Regulated Consumer Product | LPG |  | 38 |  | 36000 | True |  |  | False | Gas-fired storage | 67 |  | 78 | 0 | 19108631 | Medium | 0.58 |  |  | 10/31/2023 | 206715137 | 10/31/2023
A.O. Smith Water Products Company | State | GS6-40-BCS 4*1 | Federally-Regulated Consumer Product | LPG |  | 38 |  | 36000 | True |  |  | False | Gas-fired storage | 67 |  | 78 | 0 | 19108631 | Medium | 0.58 |  |  | 10/31/2023 | 206715135 | 10/31/2023
A.O. Smith Water Products Company | State | GSX-40-BCS 4*1 | Federally-Regulated Consumer Product | LPG |  | 38 |  | 36000 | True |  |  | False | Gas-fired storage | 67 |  | 78 | 0 | 19108631 | Medium | 0.58 |  |  | 10/31/2023 | 206715136 | 10/31/2023
American Water Heater Co. | American | PVG6240T50PVS 2*1 | Federally-Regulated Consumer Product | LPG |  | 38 |  | 50000 | True |  |  | False | Gas-fired storage | 87 |  | 78 | 34 | 24065096 | High | 0.7 |  |  | 10/31/2023 | 206861627 | 10/31/2023
American Water Heater Co. | American | DVG6250T47PLV 3*1 | Federally-Regulated Consumer Product | LPG |  | 48 |  | 47000 | True |  |  | False | Gas-fired storage | 82 |  | 79 | 0 | 26041188 | High | 0.65 |  |  | 10/31/2023 | 206715074 | 10/31/2023
American Water Heater Co. | American | G62-50T40 2*1 | Federally-Regulated Consumer Product | LPG |  | 48 |  | 37000 | True |  |  | False | Gas-fired storage | 81 |  | 80 | 0 | 26448082 | High | 0.64 |  |  | 10/31/2023 | 206715143 | 10/31/2023
American Water Heater Co. | American | GB61-30T32R 4*1 | Federally-Regulated Consumer Product | LPG |  | 29 |  | 32000 | True |  |  | False | Gas-fired storage | 62 |  | 74 | 0 | 18471676 | Medium | 0.6 |  |  | 10/31/2023 | 206715297 | 10/31/2023
American Water Heater Co. | American | PDVG62-40S40-PVL 3*1 | Federally-Regulated Consumer Product | LPG |  | 38 |  | 40000 | True |  |  | False | Gas-fired storage | 74 |  | 79 | 58 | 16100642 | Medium | 0.68 |  |  | 10/31/2023 | 206902202 | 10/31/2023
American Water Heater Co. | American | PDVG62-40S40-PV 3*1 | Federally-Regulated Consumer Product | LPG |  | 38 |  | 40000 | True |  |  | False | Gas-fired storage | 74 |  | 79 | 58 | 16100642 | Medium | 0.68 |  |  | 10/31/2023 | 206902201 | 10/31/2023
American Water Heater Co. | American | G82-40S40R 4*1 | Federally-Regulated Consumer Product | LPG |  | 38 |  | 36000 | True |  |  | False | Gas-fired storage | 67 |  | 78 | 0 | 19108631 | Medium | 0.58 |  |  | 10/31/2023 | 206715118 | 10/31/2023
American Water Heater Co. | American | PVG62-50S40-PVS 2*1 | Federally-Regulated Consumer Product | LPG |  | 49 |  | 40000 | True |  |  | False | Gas-fired storage | 79 |  | 80 | 40 | 23372926 | High | 0.72 |  |  | 10/31/2023 | 206861423 | 10/31/2023
American Water Heater Co. | American | DVG6250T40PV 3*1 | Federally-Regulated Consumer Product | LPG |  | 48 |  | 40000 | True |  |  | False | Gas-fired storage | 77 |  | 79 | 0 | 25646625 | High | 0.66 |  |  | 10/31/2023 | 206715054 | 10/31/2023
American Water Heater Co. | American | G61-50-T38 2*1 | Federally-Regulated Consumer Product | LPG |  | 48 |  | 36000 | True |  |  | False | Gas-fired storage | 76 |  | 77 | 0 | 26867893 | High | 0.63 |  |  | 10/31/2023 | 206715263 | 10/31/2023
American Water Heater Co. | American | G62-40S40R 4*1 | Federally-Regulated Consumer Product | LPG |  | 38 |  | 36000 | True |  |  | False | Gas-fired storage | 67 |  | 78 | 0 | 19108631 | Medium | 0.58 |  |  | 10/31/2023 | 206715117 | 10/31/2023
American Water Heater Co. | American | DVG6250T47PV 3*1 | Federally-Regulated Consumer Product | LPG |  | 48 |  | 47000 | True |  |  | False | Gas-fired storage | 82 |  | 79 | 0 | 26041188 | High | 0.65 |  |  | 10/31/2023 | 206715072 | 10/31/2023
American Water Heater Co. | American | PDVG62-50T62-PV 3*1 | Federally-Regulated Consumer Product | LPG |  | 48 |  | 62000 | True |  |  | False | Gas-fired storage | 118 |  | 82 | 54 | 23003111 | High | 0.73 |  |  | 10/31/2023 | 206902235 | 10/31/2023
American Water Heater Co. | American | G62-30T35 2*1 | Federally-Regulated Consumer Product | LPG |  | 29 |  | 32000 | True |  |  | False | Gas-fired storage | 63 |  | 77 | 0 | 17592073 | Medium | 0.63 |  |  | 10/31/2023 | 206715086 | 10/31/2023
American Water Heater Co. | American | G62-30T32R 4*1 | Federally-Regulated Consumer Product | LPG |  | 29 |  | 29000 | True |  |  | False | Gas-fired storage | 62 |  | 73 | 0 | 18471676 | Medium | 0.6 |  |  | 10/31/2023 | 206715312 | 10/31/2023
American Water Heater Co. | American | PDVG62-50T45-PVL 3*1 | Federally-Regulated Consumer Product | LPG |  | 48 |  | 45000 | True |  |  | False | Gas-fired storage | 79 |  | 79 | 68 | 23277390 | High | 0.72 |  |  | 10/31/2023 | 206902221 | 10/31/2023
American Water Heater Co. | American | PVG6250S62PVS 2*1 | Federally-Regulated Consumer Product | LPG |  | 50 |  | 62000 | True |  |  | False | Gas-fired storage | 119 |  | 82 | 26 | 23098647 | High | 0.73 |  |  | 10/31/2023 | 206862002 | 10/31/2023
American Water Heater Co. | American | DVG6240S38PV 3*1 | Federally-Regulated Consumer Product | LPG |  | 39 |  | 38000 | True |  |  | False | Gas-fired storage | 64 |  | 75 | 0 | 18471676 | Medium | 0.6 |  |  | 10/31/2023 | 206715034 | 10/31/2023
American Water Heater Co. | American | DVG6240S38PLV 3*1 | Federally-Regulated Consumer Product | LPG |  | 39 |  | 38000 | True |  |  | False | Gas-fired storage | 64 |  | 75 | 0 | 18471676 | Medium | 0.6 |  |  | 10/31/2023 | 206715036 | 10/31/2023
American Water Heater Co. | American | G62-40S40 2*1 | Federally-Regulated Consumer Product | LPG |  | 38 |  | 36000 | True |  |  | False | Gas-fired storage | 70 |  | 74 | 0 | 19108631 | Medium | 0.58 |  |  | 10/31/2023 | 206715178 | 10/31/2023
American Water Heater Co. | American | PVG62-40S40-PVS 2*1 | Federally-Regulated Consumer Product | LPG |  | 38 |  | 40000 | True |  |  | False | Gas-fired storage | 73 |  | 79 | 30 | 16439440 | Medium | 0.67 |  |  | 10/31/2023 | 206860923 | 10/31/2023
American Water Heater Co. | American | GB61 40T40 4*1 | Federally-Regulated Consumer Product | LPG |  | 38 |  | 36000 | True |  |  | False | Gas-fired storage | 78 |  | 77 | 0 | 26041188 | High | 0.65 |  |  | 10/31/2023 | 206715183 | 10/31/2023
American Water Heater Co. | American | PVG6250T50PVSL 2*1 | Federally-Regulated Consumer Product | LPG |  | 48 |  | 50000 | True |  |  | False | Gas-fired storage | 97 |  | 81 | 35 | 23389986 | High | 0.72 |  |  | 10/31/2023 | 206861804 | 10/31/2023
American Water Heater Co. | American | PDVG62-50T45-PV 3*1 | Federally-Regulated Consumer Product | LPG |  | 48 |  | 45000 | True |  |  | False | Gas-fired storage | 79 |  | 79 | 68 | 23277390 | High | 0.72 |  |  | 10/31/2023 | 206902220 | 10/31/2023
American Water Heater Co. | American | DVG6250T40PLV 3*1 | Federally-Regulated Consumer Product | LPG |  | 48 |  | 40000 | True |  |  | False | Gas-fired storage | 77 |  | 79 | 0 | 25646625 | High | 0.66 |  |  | 10/31/2023 | 206715056 | 10/31/2023
American Water Heater Co. | American | PVG6250T50PVS 2*1 | Federally-Regulated Consumer Product | LPG |  | 48 |  | 50000 | True |  |  | False | Gas-fired storage | 97 |  | 81 | 35 | 23389986 | High | 0.72 |  |  | 10/31/2023 | 206861803 | 10/31/2023
American Water Heater Co. | American | G62-30S32R 4*1 | Federally-Regulated Consumer Product | LPG |  | 29 |  | 29000 | True |  |  | False | Gas-fired storage | 55 |  | 75 | 0 | 18471676 | Medium | 0.6 |  |  | 10/31/2023 | 206715289 | 10/31/2023
American Water Heater Co. | American | PVG6240T50PVSL 2*1 | Federally-Regulated Consumer Product | LPG |  | 38 |  | 50000 | True |  |  | False | Gas-fired storage | 87 |  | 78 | 34 | 24065096 | High | 0.7 |  |  | 10/31/2023 | 206861628 | 10/31/2023
A.O. Smith Water Products Company | U.S. Craftmaster | LG2F4040SR 4*1 | Federally-Regulated Consumer Product | LPG |  | 38 |  | 36000 | True |  |  | False | Gas-fired storage | 67 |  | 78 | 0 | 19108631 | Medium | 0.58 |  |  | 10/31/2023 | 206715139 | 10/31/2023
A.O. Smith Water Products Company | U.S. Craftmaster | LG1F4040TB 4*1 | Federally-Regulated Consumer Product | LPG |  | 38 |  | 36000 | True |  |  | False | Gas-fired storage | 78 |  | 77 | 0 | 26041188 | High | 0.65 |  |  | 10/31/2023 | 206715193 | 10/31/2023
A.O. Smith Water Products Company | U.S. Craftmaster | LG1F3032SBR 4*1 | Federally-Regulated Consumer Product | LPG |  | 29 |  | 29000 | True |  |  | False | Gas-fired storage | 65 |  | 75 | 0 | 18471676 | Medium | 0.6 |  |  | 10/31/2023 | 206715276 | 10/31/2023
A.O. Smith Water Products Company | U.S. Craftmaster | LG2F3032TR 4*1 | Federally-Regulated Consumer Product | LPG |  | 29 |  | 29000 | True |  |  | False | Gas-fired storage | 62 |  | 73 | 0 | 18471676 | Medium | 0.6 |  |  | 10/31/2023 | 206715325 | 10/31/2023
A.O. Smith Water Products Company | U.S. Craftmaster | LG2F3032SR 4*1 | Federally-Regulated Consumer Product | LPG |  | 29 |  | 29000 | True |  |  | False | Gas-fired storage | 55 |  | 75 | 0 | 18471676 | Medium | 0.6 |  |  | 10/31/2023 | 206715293 | 10/31/2023
Bosch Thermotechnology Corp. | BRADFORD WHITE | RTGL 160N1 | Federally-Regulated Consumer Product | LPG |  | 1 |  | 160000 |  |  |  | False | Instantaneous gas-fired |  | 4.6 | 99 | 33 | 17705059 | High | 0.95 |  | 0 | 04/18/2023 | 207161112 | 11/10/2023
Bosch Thermotechnology Corp. | BRADFORD WHITE | RTGL 160N1 | Federally-Regulated Consumer Product | Natural gas |  | 1 |  | 160000 |  |  |  | False | Instantaneous gas-fired |  | 4.6 | 99 | 33 | 17705059 | High | 0.95 |  | 0 | 04/18/2023 | 207161112 | 11/10/2023
Bosch Thermotechnology Corp. | BRADFORD WHITE | RTGL 160N1 | Federally-Regulated Consumer Product | LPG |  | 1 |  | 160000 |  |  |  | False | Instantaneous gas-fired |  | 4.6 | 99 | 33 | 17705059 | High | 0.95 |  | 0 | 04/18/2023 | 207161112 | 11/10/2023
Bosch Thermotechnology Corp. | BRADFORD WHITE | RTGL 160N1 | Federally-Regulated Consumer Product | Natural gas |  | 1 |  | 160000 |  |  |  | False | Instantaneous gas-fired |  | 4.6 | 99 | 33 | 17705059 | High | 0.95 |  | 0 | 04/18/2023 | 207161112 | 11/10/2023
Bradford White Corporation | Laars | LT199NRX1 | Federally-Regulated Consumer Product | Natural gas |  | 1 |  | 199000 |  |  |  | False | Instantaneous gas-fired |  | 5.6 | 97 | 34 | 17701647 | High | 0.95 |  | 0 | 02/23/2023 | 208083722 | 11/10/2023
Bradford White Corporation | Laars | LT199NXX1 | Federally-Regulated Consumer Product | Natural gas |  | 1 |  | 199000 |  |  |  | False | Instantaneous gas-fired |  | 5.6 | 97 | 34 | 17701647 | High | 0.95 |  | 0 | 02/23/2023 | 208083721 | 11/10/2023
Bradford White Corporation | Laars | LT199PXX1 | Federally-Regulated Consumer Product | Natural gas |  | 1 |  | 199000 |  |  |  | False | Instantaneous gas-fired |  | 5.6 | 97 | 34 | 17701647 | High | 0.95 |  | 0 | 02/23/2023 | 208083724 | 11/10/2023
Bradford White Corporation | Laars | LT199PRX1 | Federally-Regulated Consumer Product | Natural gas |  | 1 |  | 199000 |  |  |  | False | Instantaneous gas-fired |  | 5.6 | 97 | 34 | 17701647 | High | 0.95 |  | 0 | 02/23/2023 | 208083726 | 11/10/2023
Bradford White Corporation | Laars | LT199NRX1 | Federally-Regulated Consumer Product | Natural gas |  | 1 |  | 199000 |  |  |  | False | Instantaneous gas-fired |  | 5.6 | 97 | 34 | 17701647 | High | 0.95 |  | 0 | 02/23/2023 | 208083722 | 11/10/2023
Bradford White Corporation | Laars | LT199NXX1 | Federally-Regulated Consumer Product | Natural gas |  | 1 |  | 199000 |  |  |  | False | Instantaneous gas-fired |  | 5.6 | 97 | 34 | 17701647 | High | 0.95 |  | 0 | 02/23/2023 | 208083721 | 11/10/2023
Bradford White Corporation | Laars | LT199PXX1 | Federally-Regulated Consumer Product | Natural gas |  | 1 |  | 199000 |  |  |  | False | Instantaneous gas-fired |  | 5.6 | 97 | 34 | 17701647 | High | 0.95 |  | 0 | 02/23/2023 | 208083724 | 11/10/2023
Bradford White Corporation | Laars | LT199PRX1 | Federally-Regulated Consumer Product | Natural gas |  | 1 |  | 199000 |  |  |  | False | Instantaneous gas-fired |  | 5.6 | 97 | 34 | 17701647 | High | 0.95 |  | 0 | 02/23/2023 | 208083726 | 11/10/2023
Bradford White Corporation | Laars | LT199NRX1 | Federally-Regulated Consumer Product | Natural gas |  | 1 |  | 199000 |  |  |  | False | Instantaneous gas-fired |  | 5.6 | 97 | 34 | 17701647 | High | 0.95 |  | 0 | 11/10/2023 | 208083722 | 11/10/2023
Bradford White Corporation | Laars | LT199NXX1 | Federally-Regulated Consumer Product | Natural gas |  | 1 |  | 199000 |  |  |  | False | Instantaneous gas-fired |  | 5.6 | 97 | 34 | 17701647 | High | 0.95 |  | 0 | 11/10/2023 | 208083721 | 11/10/2023
Bradford White Corporation | Laars | LT199PXX1 | Federally-Regulated Consumer Product | Natural gas |  | 1 |  | 199000 |  |  |  | False | Instantaneous gas-fired |  | 5.6 | 97 | 34 | 17701647 | High | 0.95 |  | 0 | 11/10/2023 | 208083724 | 11/10/2023
Bradford White Corporation | Laars | LT199PRX1 | Federally-Regulated Consumer Product | Natural gas |  | 1 |  | 199000 |  |  |  | False | Instantaneous gas-fired |  | 5.6 | 97 | 34 | 17701647 | High | 0.95 |  | 0 | 11/10/2023 | 208083726 | 11/10/2023
Bosch Thermotechnology Corp. | BRADFORD WHITE | RTGL 160N1 | Federally-Regulated Consumer Product | LPG |  | 0 |  | 160000 |  |  |  | False | Instantaneous gas-fired |  | 4.6 | 99 | 33 | 17705059 | High | 0.95 | 0.81 | 0 | 11/10/2023 | 207161112 | 11/10/2023
Bosch Thermotechnology Corp. | BRADFORD WHITE | RTGL 160N1 | Federally-Regulated Consumer Product | Natural gas |  | 0 |  | 160000 |  |  |  | False | Instantaneous gas-fired |  | 4.6 | 99 | 33 | 17705059 | High | 0.95 | 0.81 | 0 | 11/10/2023 | 207161112 | 11/10/2023
Rheem Sales Company, Inc. | Ruud | RUTG-70XLP-1 | Federally-Regulated Consumer Product | LPG |  | 0 |  | 160000 |  |  |  | False | Instantaneous gas-fired |  | 4 | 84 | 31 | 20791478 | High | 0.81 |  | 0 | 04/06/2023 | 205706991 | 11/14/2023
Rheem Sales Company, Inc. | Ruud | RUTG-70XLPWA-1 | Federally-Regulated Consumer Product | LPG |  | 0 |  | 160000 |  |  |  | False | Instantaneous gas-fired |  | 4 | 84 | 31 | 20791478 | High | 0.81 |  | 0 | 04/06/2023 | 205706992 | 11/14/2023
Rheem Sales Company, Inc. | Ruud | RUTG-84XLPWA-1 | Federally-Regulated Consumer Product | LPG |  | 0 |  | 180000 |  |  |  | False | Instantaneous gas-fired |  | 4.5 | 83 | 30 | 20794890 | High | 0.81 |  | 0 | 06/29/2023 | 8552310 | 11/14/2023
Rheem Sales Company, Inc. | Rheem | RTG-84XLPWA-1 | Federally-Regulated Consumer Product | LPG |  | 0 |  | 180000 |  |  |  | False | Instantaneous gas-fired |  | 4.5 | 83 | 30 | 20794890 | High | 0.81 |  | 0 | 06/29/2023 | 8552308 | 11/14/2023
Rheem Sales Company, Inc. | Rheem | RTG-70XLPWA-1 | Federally-Regulated Consumer Product | LPG |  | 0 |  | 160000 |  |  |  | False | Instantaneous gas-fired |  | 4 | 84 | 31 | 20791478 | High | 0.81 |  | 0 | 04/06/2023 | 205706988 | 11/14/2023
Rheem Sales Company, Inc. | Rheem | RTG-95XLP-1 | Federally-Regulated Consumer Product | LPG |  | 0 |  | 199900 |  |  |  | False | Instantaneous gas-fired |  | 4.9 | 83 | 30 | 20794890 | High | 0.81 |  | 0 | 06/29/2023 | 8552288 | 11/14/2023
Rheem Sales Company, Inc. | Rheem | RTG-70XLP-1 | Federally-Regulated Consumer Product | LPG |  | 0 |  | 160000 |  |  |  | False | Instantaneous gas-fired |  | 4 | 84 | 31 | 20791478 | High | 0.81 |  | 0 | 04/06/2023 | 205706987 | 11/14/2023
Rheem Sales Company, Inc. | Rheem | RTG-84XLP-1 | Federally-Regulated Consumer Product | LPG |  | 0 |  | 180000 |  |  |  | False | Instantaneous gas-fired |  | 4.5 | 83 | 30 | 20794890 | High | 0.81 |  | 0 | 06/29/2023 | 8552307 | 11/14/2023
Rheem Sales Company, Inc. | Rheem | ECO160XLP3-1 | Federally-Regulated Consumer Product | LPG |  | 0 |  | 160000 |  |  |  | False | Instantaneous gas-fired |  | 4 | 84 | 31 | 20791478 | High | 0.81 |  | 0 | 04/06/2023 | 201921169 | 11/14/2023
Rheem Sales Company, Inc. | Richmond | RMTG84XLP-1 | Federally-Regulated Consumer Product | LPG |  | 0 |  | 180000 |  |  |  | False | Instantaneous gas-fired |  | 4.5 | 83 | 30 | 20794890 | High | 0.81 |  | 0 | 06/29/2023 | 8552312 | 11/14/2023
Rheem Sales Company, Inc. | Richmond | RMTG70XLP-1 | Federally-Regulated Consumer Product | LPG |  | 0 |  | 160000 |  |  |  | False | Instantaneous gas-fired |  | 4 | 84 | 31 | 20791478 | High | 0.81 | 0.81 | 0 | 04/06/2023 | 201921173 | 11/14/2023
Rheem Sales Company, Inc. | Ruud | RUTG-70XLP-1 | Federally-Regulated Consumer Product | LPG |  | 0 |  | 160000 |  |  |  | False | Instantaneous gas-fired |  | 4 | 84 | 31 | 20791478 | High | 0.81 |  | 0 | 11/14/2023 | 205706991 | 11/14/2023
Rheem Sales Company, Inc. | Ruud | RUTG-70XLPWA-1 | Federally-Regulated Consumer Product | LPG |  | 0 |  | 160000 |  |  |  | False | Instantaneous gas-fired |  | 4 | 84 | 31 | 20791478 | High | 0.81 |  | 0 | 11/14/2023 | 205706992 | 11/14/2023
Rheem Sales Company, Inc. | Ruud | RUTG-84XLPWA-1 | Federally-Regulated Consumer Product | LPG |  | 0 |  | 180000 |  |  |  | False | Instantaneous gas-fired |  | 4.5 | 83 | 30 | 20794890 | High | 0.81 |  | 0 | 11/14/2023 | 8552310 | 11/14/2023
Rheem Sales Company, Inc. | Rheem | RTG-84XLPWA-1 | Federally-Regulated Consumer Product | LPG |  | 0 |  | 180000 |  |  |  | False | Instantaneous gas-fired |  | 4.5 | 83 | 30 | 20794890 | High | 0.81 |  | 0 | 11/14/2023 | 8552308 | 11/14/2023
Rheem Sales Company, Inc. | Rheem | RTG-70XLPWA-1 | Federally-Regulated Consumer Product | LPG |  | 0 |  | 160000 |  |  |  | False | Instantaneous gas-fired |  | 4 | 84 | 31 | 20791478 | High | 0.81 |  | 0 | 11/14/2023 | 205706988 | 11/14/2023
Rheem Sales Company, Inc. | Rheem | RTG-95XLP-1 | Federally-Regulated Consumer Product | LPG |  | 0 |  | 199900 |  |  |  | False | Instantaneous gas-fired |  | 4.9 | 83 | 30 | 20794890 | High | 0.81 |  | 0 | 11/14/2023 | 8552288 | 11/14/2023
Rheem Sales Company, Inc. | Rheem | RTG-70XLP-1 | Federally-Regulated Consumer Product | LPG |  | 0 |  | 160000 |  |  |  | False | Instantaneous gas-fired |  | 4 | 84 | 31 | 20791478 | High | 0.81 |  | 0 | 11/14/2023 | 205706987 | 11/14/2023
Rheem Sales Company, Inc. | Rheem | RTG-84XLP-1 | Federally-Regulated Consumer Product | LPG |  | 0 |  | 180000 |  |  |  | False | Instantaneous gas-fired |  | 4.5 | 83 | 30 | 20794890 | High | 0.81 |  | 0 | 11/14/2023 | 8552307 | 11/14/2023
Rheem Sales Company, Inc. | Rheem | ECO160XLP3-1 | Federally-Regulated Consumer Product | LPG |  | 0 |  | 160000 |  |  |  | False | Instantaneous gas-fired |  | 4 | 84 | 31 | 20791478 | High | 0.81 |  | 0 | 11/14/2023 | 201921169 | 11/14/2023
Rheem Sales Company, Inc. | Richmond | RMTG84XLP-1 | Federally-Regulated Consumer Product | LPG |  | 0 |  | 180000 |  |  |  | False | Instantaneous gas-fired |  | 4.5 | 83 | 30 | 20794890 | High | 0.81 |  | 0 | 11/14/2023 | 8552312 | 11/14/2023
Rheem Sales Company, Inc. | Richmond | RMTG70XLP-1 | Federally-Regulated Consumer Product | LPG |  | 0 |  | 160000 |  |  |  | False | Instantaneous gas-fired |  | 4 | 84 | 31 | 20791478 | High | 0.81 |  | 0 | 11/14/2023 | 201921173 | 11/14/2023
Rheem Sales Company, Inc. | Ruud | RUTG-70XLP-1 | Federally-Regulated Consumer Product | LPG |  | 0 |  | 160000 |  |  |  | False | Instantaneous gas-fired |  | 4 | 84 | 31 | 20791478 | High | 0.81 |  | 0 | 11/14/2023 | 205706991 | 11/14/2023
Rheem Sales Company, Inc. | Ruud | RUTG-70XLPWA-1 | Federally-Regulated Consumer Product | LPG |  | 0 |  | 160000 |  |  |  | False | Instantaneous gas-fired |  | 4 | 84 | 31 | 20791478 | High | 0.81 |  | 0 | 11/14/2023 | 205706992 | 11/14/2023
Rheem Sales Company, Inc. | Ruud | RUTG-84XLPWA-1 | Federally-Regulated Consumer Product | LPG |  | 0 |  | 180000 |  |  |  | False | Instantaneous gas-fired |  | 4.5 | 83 | 30 | 20794890 | High | 0.81 |  | 0 | 11/14/2023 | 8552310 | 11/14/2023
Rheem Sales Company, Inc. | Richmond | RMTG84XLP-1 | Federally-Regulated Consumer Product | LPG |  | 0 |  | 180000 |  |  |  | False | Instantaneous gas-fired |  | 4.5 | 83 | 30 | 20794890 | High | 0.81 |  | 0 | 11/14/2023 | 8552312 | 11/14/2023
Rheem Sales Company, Inc. | Richmond | RMTG70XLP-1 | Federally-Regulated Consumer Product | LPG |  | 0 |  | 160000 |  |  |  | False | Instantaneous gas-fired |  | 4 | 84 | 31 | 20791478 | High | 0.81 |  | 0 | 11/14/2023 | 201921173 | 11/14/2023
Rheem Sales Company, Inc. | Rheem | RTG-84XLPWA-1 | Federally-Regulated Consumer Product | LPG |  | 0 |  | 180000 |  |  |  | False | Instantaneous gas-fired |  | 4.5 | 83 | 30 | 20794890 | High | 0.81 |  | 0 | 11/14/2023 | 8552308 | 11/14/2023
Rheem Sales Company, Inc. | Rheem | RTG-70XLPWA-1 | Federally-Regulated Consumer Product | LPG |  | 0 |  | 160000 |  |  |  | False | Instantaneous gas-fired |  | 4 | 84 | 31 | 20791478 | High | 0.81 |  | 0 | 11/14/2023 | 205706988 | 11/14/2023
Rheem Sales Company, Inc. | Rheem | RTG-95XLP-1 | Federally-Regulated Consumer Product | LPG |  | 0 |  | 199900 |  |  |  | False | Instantaneous gas-fired |  | 4.9 | 83 | 30 | 20794890 | High | 0.81 |  | 0 | 11/14/2023 | 8552288 | 11/14/2023
Rheem Sales Company, Inc. | Rheem | RTG-70XLP-1 | Federally-Regulated Consumer Product | LPG |  | 0 |  | 160000 |  |  |  | False | Instantaneous gas-fired |  | 4 | 84 | 31 | 20791478 | High | 0.81 |  | 0 | 11/14/2023 | 205706987 | 11/14/2023
Rheem Sales Company, Inc. | Rheem | RTG-84XLP-1 | Federally-Regulated Consumer Product | LPG |  | 0 |  | 180000 |  |  |  | False | Instantaneous gas-fired |  | 4.5 | 83 | 30 | 20794890 | High | 0.81 |  | 0 | 11/14/2023 | 8552307 | 11/14/2023
Rheem Sales Company, Inc. | Rheem | ECO160XLP3-1 | Federally-Regulated Consumer Product | LPG |  | 0 |  | 160000 |  |  |  | False | Instantaneous gas-fired |  | 4 | 84 | 31 | 20791478 | High | 0.81 |  | 0 | 11/14/2023 | 201921169 | 11/14/2023
A.O. Smith Water Products Company | Takagi | TK-540X3-PIH 1*1 | Federally-Regulated Consumer Product | LPG |  | 0 |  | 199000 |  |  |  | False | Instantaneous gas-fired |  | 5.8 | 96 | 47 | 18040466 | High | 0.93 | 0.81 | 0 | 11/02/2023 | 213602539 | 11/21/2023
A.O. Smith Water Products Company | Takagi | TK-540X3-NEH 1** | Federally-Regulated Consumer Product | Natural gas |  | 0 |  | 199000 |  |  |  | False | Instantaneous gas-fired |  | 5.8 | 96 | 34 | 17701647 | High | 0.95 | 0.81 | 0 | 11/02/2023 | 213602070 | 11/21/2023
A.O. Smith Water Products Company | Takagi | TK-540X3-PEH 1*1 | Federally-Regulated Consumer Product | LPG |  | 0 |  | 199000 |  |  |  | False | Instantaneous gas-fired |  | 5.8 | 96 | 34 | 17701647 | High | 0.95 | 0.81 | 0 | 11/02/2023 | 213602072 | 11/21/2023
A.O. Smith Water Products Company | Takagi | TK-540X3-NIH 1** | Federally-Regulated Consumer Product | Natural gas |  | 0 |  | 199000 |  |  |  | False | Instantaneous gas-fired |  | 5.8 | 96 | 47 | 18040466 | High | 0.93 | 0.81 | 0 | 11/02/2023 | 213602538 | 11/21/2023
A.O. Smith Water Products Company | Takagi | TK-540X3-PIH 1*1 | Federally-Regulated Consumer Product | LPG |  | 1 |  | 199000 |  |  |  | False | Instantaneous gas-fired |  | 5.8 | 96 | 47 | 18040466 | High | 0.93 |  | 0 | 11/21/2023 | 213602539 | 11/21/2023
A.O. Smith Water Products Company | Takagi | TK-540X3-NEH 1** | Federally-Regulated Consumer Product | Natural gas |  | 1 |  | 199000 |  |  |  | False | Instantaneous gas-fired |  | 5.8 | 96 | 34 | 17701647 | High | 0.95 |  | 0 | 11/21/2023 | 213602070 | 11/21/2023
A.O. Smith Water Products Company | Takagi | TK-540X3-PEH 1*1 | Federally-Regulated Consumer Product | LPG |  | 1 |  | 199000 |  |  |  | False | Instantaneous gas-fired |  | 5.8 | 96 | 34 | 17701647 | High | 0.95 |  | 0 | 11/21/2023 | 213602072 | 11/21/2023
A.O. Smith Water Products Company | Takagi | TK-540X3-NIH 1** | Federally-Regulated Consumer Product | Natural gas |  | 1 |  | 199000 |  |  |  | False | Instantaneous gas-fired |  | 5.8 | 96 | 47 | 18040466 | High | 0.93 |  | 0 | 11/21/2023 | 213602538 | 11/21/2023
A.O. Smith Water Products Company | Takagi | TK-540X3-PIH 1*1 | Federally-Regulated Consumer Product | LPG |  | 1 |  | 199000 |  |  |  | False | Instantaneous gas-fired |  | 5.8 | 96 | 47 | 18040466 | High | 0.93 |  | 0 | 11/21/2023 | 213602539 | 11/21/2023
A.O. Smith Water Products Company | Takagi | TK-540X3-NEH 1** | Federally-Regulated Consumer Product | Natural gas |  | 1 |  | 199000 |  |  |  | False | Instantaneous gas-fired |  | 5.8 | 96 | 34 | 17701647 | High | 0.95 |  | 0 | 11/21/2023 | 213602070 | 11/21/2023
A.O. Smith Water Products Company | Takagi | TK-540X3-PEH 1*1 | Federally-Regulated Consumer Product | LPG |  | 1 |  | 199000 |  |  |  | False | Instantaneous gas-fired |  | 5.8 | 96 | 34 | 17701647 | High | 0.95 |  | 0 | 11/21/2023 | 213602072 | 11/21/2023
A.O. Smith Water Products Company | Takagi | TK-540X3-NIH 1** | Federally-Regulated Consumer Product | Natural gas |  | 1 |  | 199000 |  |  |  | False | Instantaneous gas-fired |  | 5.8 | 96 | 47 | 18040466 | High | 0.93 |  | 0 | 11/21/2023 | 213602538 | 11/21/2023
Rinnai America | Rinnai | REU-VC2528WD(A)-US | Federally-Regulated Consumer Product | Natural gas |  | 1 |  | 180000 |  |  |  | True | Instantaneous gas-fired |  | 4.3 | 80 | 28 | 20801714 | High | 0.81 |  | 0 | 10/03/2023 | 5339227 | 12/01/2023
Rinnai America | Rinnai | REU-VC2528WD(A)-US | Federally-Regulated Consumer Product | LPG |  | 1 |  | 180000 |  |  |  | True | Instantaneous gas-fired |  | 4.3 | 80 | 28 | 20801714 | High | 0.81 |  | 0 | 10/03/2023 | 5339227 | 12/01/2023
Rinnai America | Rinnai | REU-VC2528W-US | Federally-Regulated Consumer Product | Natural gas |  | 1 |  | 180000 |  |  |  | True | Instantaneous gas-fired |  | 4.3 | 80 | 28 | 20801714 | High | 0.81 |  | 0 | 10/03/2023 | 5211506 | 12/01/2023
Rinnai America | Rinnai | REU-VC2528W-US | Federally-Regulated Consumer Product | LPG |  | 1 |  | 180000 |  |  |  | True | Instantaneous gas-fired |  | 4.3 | 80 | 28 | 20801714 | High | 0.81 |  | 0 | 10/03/2023 | 5211506 | 12/01/2023
Rinnai America | Rinnai | REU-VC2528WD(A)-US | Federally-Regulated Consumer Product | Natural gas |  | 1 |  | 180000 |  |  |  | True | Instantaneous gas-fired |  | 4.3 | 80 | 28 | 20801714 | High | 0.81 |  | 0 | 12/01/2023 | 5339227 | 12/01/2023
Rinnai America | Rinnai | REU-VC2528WD(A)-US | Federally-Regulated Consumer Product | LPG |  | 1 |  | 180000 |  |  |  | True | Instantaneous gas-fired |  | 4.3 | 80 | 28 | 20801714 | High | 0.81 |  | 0 | 12/01/2023 | 5339227 | 12/01/2023
Rinnai America | Rinnai | REU-VC2528W-US | Federally-Regulated Consumer Product | Natural gas |  | 1 |  | 180000 |  |  |  | True | Instantaneous gas-fired |  | 4.3 | 80 | 28 | 20801714 | High | 0.81 |  | 0 | 12/01/2023 | 5211506 | 12/01/2023
Rinnai America | Rinnai | REU-VC2528W-US | Federally-Regulated Consumer Product | LPG |  | 1 |  | 180000 |  |  |  | True | Instantaneous gas-fired |  | 4.3 | 80 | 28 | 20801714 | High | 0.81 |  | 0 | 12/01/2023 | 5211506 | 12/01/2023
Rinnai America | Rinnai | REU-VC2528WD(A)-US | Federally-Regulated Consumer Product | Natural gas |  | 1 |  | 180000 |  |  |  | True | Instantaneous gas-fired |  | 4.3 | 80 | 28 | 20801714 | High | 0.81 |  | 0 | 12/01/2023 | 5339227 | 12/01/2023
Rinnai America | Rinnai | REU-VC2528WD(A)-US | Federally-Regulated Consumer Product | LPG |  | 1 |  | 180000 |  |  |  | True | Instantaneous gas-fired |  | 4.3 | 80 | 28 | 20801714 | High | 0.81 |  | 0 | 12/01/2023 | 5339227 | 12/01/2023
Rinnai America | Rinnai | REU-VC2528W-US | Federally-Regulated Consumer Product | Natural gas |  | 1 |  | 180000 |  |  |  | True | Instantaneous gas-fired |  | 4.3 | 80 | 28 | 20801714 | High | 0.81 |  | 0 | 12/01/2023 | 5211506 | 12/01/2023
Rinnai America | Rinnai | REU-VC2528W-US | Federally-Regulated Consumer Product | LPG |  | 1 |  | 180000 |  |  |  | True | Instantaneous gas-fired |  | 4.3 | 80 | 28 | 20801714 | High | 0.81 |  | 0 | 12/01/2023 | 5211506 | 12/01/2023
HTP Comfort Solutions LLC | HTP | RTC-199 | Federally-Regulated Consumer Product | LPG |  | 0 |  | 199000 |  |  |  | False | Instantaneous gas-fired |  | 5.9 | 96 | 56 | 18009758 | High | 0.93 | 0.81 | 0 | 03/14/2019 |  | 12/01/2023
HTP Comfort Solutions LLC | HTP | RTC-199 | Federally-Regulated Consumer Product | Natural gas |  | 0 |  | 199000 |  |  |  | False | Instantaneous gas-fired |  | 5.9 | 96 | 56 | 18009758 | High | 0.93 | 0.81 | 0 | 03/14/2019 |  | 12/01/2023
HTP Comfort Solutions LLC | HTP | RTCO-199 | Federally-Regulated Consumer Product | LPG |  | 0 |  | 199000 |  |  |  | False | Instantaneous gas-fired |  | 5.9 | 96 | 56 | 18009758 | High | 0.93 | 0.81 | 0 | 03/14/2019 |  | 12/01/2023
HTP Comfort Solutions LLC | HTP | RTCO-199 | Federally-Regulated Consumer Product | Natural gas |  | 0 |  | 199000 |  |  |  | False | Instantaneous gas-fired |  | 5.9 | 96 | 56 | 18009758 | High | 0.93 | 0.81 | 0 | 03/14/2019 |  | 12/01/2023
HTP Comfort Solutions LLC | HTP | RTO-199 | Federally-Regulated Consumer Product | LPG |  | 0 |  | 199000 |  |  |  | False | Instantaneous gas-fired |  | 5.9 | 99 | 50 | 17461455 | High | 0.96 | 0.81 | 0 | 03/14/2019 |  | 12/01/2023
HTP Comfort Solutions LLC | HTP | RTO-199 | Federally-Regulated Consumer Product | Natural gas |  | 0 |  | 199000 |  |  |  | False | Instantaneous gas-fired |  | 5.9 | 99 | 50 | 17461455 | High | 0.96 | 0.81 | 0 | 03/14/2019 |  | 12/01/2023
HTP Comfort Solutions LLC | HTP | RT-199 | Federally-Regulated Consumer Product | LPG |  | 0 |  | 199000 |  |  |  | False | Instantaneous gas-fired |  | 5.9 | 99 | 50 | 17461455 | High | 0.96 | 0.81 | 0 | 03/14/2019 |  | 12/01/2023
HTP Comfort Solutions LLC | HTP | RT-199 | Federally-Regulated Consumer Product | Natural gas |  | 0 |  | 199000 |  |  |  | False | Instantaneous gas-fired |  | 5.9 | 99 | 50 | 17461455 | High | 0.96 | 0.81 | 0 | 03/14/2019 |  | 12/01/2023
HTP Comfort Solutions LLC | HTP | RTO-150 | Federally-Regulated Consumer Product | LPG |  | 0 |  | 150000 |  |  |  | False | Instantaneous gas-fired |  | 4.5 | 95 | 36 | 18077998 | High | 0.93 | 0.81 | 0 | 03/14/2019 |  | 12/01/2023
HTP Comfort Solutions LLC | HTP | RTO-150 | Federally-Regulated Consumer Product | Natural gas |  | 0 |  | 150000 |  |  |  | False | Instantaneous gas-fired |  | 4.5 | 95 | 36 | 18077998 | High | 0.93 | 0.81 | 0 | 03/14/2019 |  | 12/01/2023
HTP Comfort Solutions LLC | HTP | RGH20-75F | Federally-Regulated Consumer Product | LPG |  | 20 |  | 75000 | False |  |  | False | Gas-fired storage | 127 |  | 98 | 30 | 19132609 | High | 0.88 | 0.67 |  | 03/14/2019 |  | 12/01/2023
HTP Comfort Solutions LLC | HTP | RT-150 | Federally-Regulated Consumer Product | LPG |  | 0 |  | 150000 |  |  |  | False | Instantaneous gas-fired |  | 4.5 | 95 | 36 | 18077998 | High | 0.93 | 0.81 | 0 | 03/14/2019 |  | 12/01/2023
HTP Comfort Solutions LLC | HTP | RT-150 | Federally-Regulated Consumer Product | Natural gas |  | 0 |  | 150000 |  |  |  | False | Instantaneous gas-fired |  | 4.5 | 95 | 36 | 18077998 | High | 0.93 | 0.81 | 0 | 03/14/2019 |  | 12/01/2023
HTP Comfort Solutions LLC | HTP | RGH20-75F | Federally-Regulated Consumer Product | Natural gas |  | 20 |  | 75000 | False |  |  | False | Gas-fired storage | 127 |  | 98 | 30 | 19132609 | High | 0.88 | 0.67 |  | 03/14/2019 |  | 12/01/2023
HTP Comfort Solutions LLC | Westinghouse | WGRGH40**75F | Federally-Regulated Consumer Product | LPG |  | 39 |  | 75000 | False |  |  | False | Gas-fired storage | 172 |  | 97 | 28 | 18711989 | High | 0.9 | 0.64 |  | 03/14/2019 |  | 12/01/2023
HTP Comfort Solutions LLC | Westinghouse | WGRGH40**75F | Federally-Regulated Consumer Product | Natural gas |  | 39 |  | 75000 | False |  |  | False | Gas-fired storage | 172 |  | 97 | 28 | 18711989 | High | 0.9 | 0.64 |  | 03/14/2019 |  | 12/01/2023
HTP Comfort Solutions LLC | Westinghouse | WGRGH20**75F | Federally-Regulated Consumer Product | LPG |  | 20 |  | 75000 | False |  |  | False | Gas-fired storage | 127 |  | 98 | 30 | 19132609 | High | 0.88 | 0.67 |  | 03/14/2019 |  | 12/01/2023
HTP Comfort Solutions LLC | Westinghouse | WGRGH20**75F | Federally-Regulated Consumer Product | Natural gas |  | 20 |  | 75000 | False |  |  | False | Gas-fired storage | 127 |  | 98 | 30 | 19132609 | High | 0.88 | 0.67 |  | 03/14/2019 |  | 12/01/2023
HTP Comfort Solutions LLC | Westinghouse | WGRTCOLP199 | Federally-Regulated Consumer Product | LPG |  | 0 |  | 199000 |  |  |  | False | Instantaneous gas-fired |  | 5.9 | 96 | 56 | 18009758 | High | 0.93 | 0.81 | 0 | 03/14/2019 |  | 12/01/2023
HTP Comfort Solutions LLC | Westinghouse | WGRTOLP150 | Federally-Regulated Consumer Product | LPG |  | 0 |  | 150000 |  |  |  | False | Instantaneous gas-fired |  | 4.5 | 95 | 36 | 18077998 | High | 0.93 | 0.81 | 0 | 03/14/2019 |  | 12/01/2023
HTP Comfort Solutions LLC | Westinghouse | WGRTLP150 | Federally-Regulated Consumer Product | LPG |  | 0 |  | 150000 |  |  |  | False | Instantaneous gas-fired |  | 4.5 | 95 | 36 | 18077998 | High | 0.93 | 0.81 | 0 | 03/14/2019 |  | 12/01/2023
HTP Comfort Solutions LLC | Westinghouse | WGRTOLP199 | Federally-Regulated Consumer Product | LPG |  | 0 |  | 199000 |  |  |  | False | Instantaneous gas-fired |  | 5.9 | 99 | 50 | 17461455 | High | 0.96 | 0.81 | 0 | 03/14/2019 |  | 12/01/2023
HTP Comfort Solutions LLC | Westinghouse | WGRTLP199 | Federally-Regulated Consumer Product | LPG |  | 0 |  | 199000 |  |  |  | False | Instantaneous gas-fired |  | 5.9 | 99 | 50 | 17461455 | High | 0.96 | 0.81 | 0 | 03/14/2019 |  | 12/01/2023
HTP Comfort Solutions LLC | Westinghouse | WGRTCLP199 | Federally-Regulated Consumer Product | LPG |  | 0 |  | 199000 |  |  |  | False | Instantaneous gas-fired |  | 5.9 | 96 | 56 | 18009758 | High | 0.93 | 0.81 | 0 | 03/14/2019 |  | 12/01/2023
HTP Comfort Solutions LLC | HTP | RGH40-75F | Federally-Regulated Consumer Product | LPG |  | 39 |  | 75000 | False |  |  | False | Gas-fired storage | 172 |  | 97 | 28 | 18711989 | High | 0.9 | 0.64 |  | 05/06/2019 |  | 12/01/2023
HTP Comfort Solutions LLC | HTP | RGH40-75F | Federally-Regulated Consumer Product | Natural gas |  | 39 |  | 75000 | False |  |  | False | Gas-fired storage | 172 |  | 97 | 28 | 18711989 | High | 0.9 | 0.64 |  | 05/06/2019 |  | 12/01/2023
HTP Comfort Solutions LLC | Rheem | ECOH180DVRHLP | Federally-Regulated Consumer Product | LPG |  | 0 |  | 180000 |  |  |  | True | Instantaneous gas-fired |  | 5.2 | 96 | 31 | 17901433 | High | 0.94 | 0.81 | 0 | 12/03/2019 |  | 12/01/2023
HTP Comfort Solutions LLC | Rheem | ECOH180DVRHLP | Federally-Regulated Consumer Product | Natural gas |  | 0 |  | 180000 |  |  |  | True | Instantaneous gas-fired |  | 5.2 | 96 | 31 | 17901433 | High | 0.94 | 0.81 | 0 | 12/03/2019 |  | 12/01/2023
HTP Comfort Solutions LLC | Rheem | ECOH180DVRHLN | Federally-Regulated Consumer Product | LPG |  | 0 |  | 180000 |  |  |  | True | Instantaneous gas-fired |  | 5.2 | 96 | 31 | 17901433 | High | 0.94 | 0.81 | 0 | 12/03/2019 |  | 12/01/2023
HTP Comfort Solutions LLC | Rheem | ECOH180DVRHLN | Federally-Regulated Consumer Product | Natural gas |  | 0 |  | 180000 |  |  |  | True | Instantaneous gas-fired |  | 5.2 | 96 | 31 | 17901433 | High | 0.94 | 0.81 | 0 | 12/03/2019 |  | 12/01/2023
HTP Comfort Solutions LLC | Rheem | RTGH-RH10DVLP | Federally-Regulated Consumer Product | LPG |  | 0 |  | 180000 |  |  |  | True | Instantaneous gas-fired |  | 5.2 | 96 | 31 | 17901433 | High | 0.94 | 0.81 | 0 | 12/03/2019 |  | 12/01/2023
HTP Comfort Solutions LLC | Rheem | RTGH-RH10DVLP | Federally-Regulated Consumer Product | Natural gas |  | 0 |  | 180000 |  |  |  | True | Instantaneous gas-fired |  | 5.2 | 96 | 31 | 17901433 | High | 0.94 | 0.81 | 0 | 12/03/2019 |  | 12/01/2023
HTP Comfort Solutions LLC | Rheem | RTGH-RH10DVLN | Federally-Regulated Consumer Product | LPG |  | 0 |  | 180000 |  |  |  | True | Instantaneous gas-fired |  | 5.2 | 96 | 31 | 17901433 | High | 0.94 | 0.81 | 0 | 12/03/2019 |  | 12/01/2023
HTP Comfort Solutions LLC | Rheem | RTGH-RH10DVLN | Federally-Regulated Consumer Product | Natural gas |  | 0 |  | 180000 |  |  |  | True | Instantaneous gas-fired |  | 5.2 | 96 | 31 | 17901433 | High | 0.94 | 0.81 | 0 | 12/03/2019 |  | 12/01/2023
HTP Comfort Solutions LLC | RUDD | RUTGH-RH10DVLP | Federally-Regulated Consumer Product | LPG |  | 1 |  | 180000 |  |  |  | True | Instantaneous gas-fired |  | 5.2 | 96 | 31 | 17901433 | High | 0.94 |  | 0 | 12/03/2019 |  | 12/01/2023
HTP Comfort Solutions LLC | RUDD | RUTGH-RH10DVLP | Federally-Regulated Consumer Product | Natural gas |  | 1 |  | 180000 |  |  |  | True | Instantaneous gas-fired |  | 5.2 | 96 | 31 | 17901433 | High | 0.94 |  | 0 | 12/03/2019 |  | 12/01/2023
HTP Comfort Solutions LLC | RUDD | RUTGH-RH10DVLN | Federally-Regulated Consumer Product | LPG |  | 1 |  | 180000 |  |  |  | True | Instantaneous gas-fired |  | 5.2 | 96 | 31 | 17901433 | High | 0.94 |  | 0 | 12/03/2019 |  | 12/01/2023
HTP Comfort Solutions LLC | RUDD | RUTGH-RH10DVLN | Federally-Regulated Consumer Product | Natural gas |  | 1 |  | 180000 |  |  |  | True | Instantaneous gas-fired |  | 5.2 | 96 | 31 | 17901433 | High | 0.94 |  | 0 | 12/03/2019 |  | 12/01/2023
HTP Comfort Solutions LLC | HTP | RTP-180 | Federally-Regulated Consumer Product | LPG |  | 1 |  | 180000 |  |  |  | True | Instantaneous gas-fired |  | 5.2 | 96 | 31 | 17901433 | High | 0.94 |  | 0 | 12/03/2019 |  | 12/01/2023
HTP Comfort Solutions LLC | HTP | RTP-180 | Federally-Regulated Consumer Product | Natural gas |  | 1 |  | 180000 |  |  |  | True | Instantaneous gas-fired |  | 5.2 | 96 | 31 | 17901433 | High | 0.94 |  | 0 | 12/03/2019 |  | 12/01/2023
HTP, Inc. | HTP | RTC-199 | Federally-Regulated Consumer Product | LPG |  | 0 |  | 199000 |  |  |  | False | Instantaneous gas-fired |  | 5.9 | 96 | 56 | 18009758 | High | 0.93 | 0.81 | 0 | 03/14/2019 |  | 12/01/2023
HTP, Inc. | HTP | RTC-199 | Federally-Regulated Consumer Product | Natural gas |  | 0 |  | 199000 |  |  |  | False | Instantaneous gas-fired |  | 5.9 | 96 | 56 | 18009758 | High | 0.93 | 0.81 | 0 | 03/14/2019 |  | 12/01/2023
HTP, Inc. | HTP | RTCO-199 | Federally-Regulated Consumer Product | LPG |  | 0 |  | 199000 |  |  |  | False | Instantaneous gas-fired |  | 5.9 | 96 | 56 | 18009758 | High | 0.93 | 0.81 | 0 | 03/14/2019 |  | 12/01/2023
HTP, Inc. | HTP | RTCO-199 | Federally-Regulated Consumer Product | Natural gas |  | 0 |  | 199000 |  |  |  | False | Instantaneous gas-fired |  | 5.9 | 96 | 56 | 18009758 | High | 0.93 | 0.81 | 0 | 03/14/2019 |  | 12/01/2023
HTP, Inc. | HTP | RTO-199 | Federally-Regulated Consumer Product | LPG |  | 0 |  | 199000 |  |  |  | False | Instantaneous gas-fired |  | 5.9 | 99 | 50 | 17461455 | High | 0.96 | 0.81 | 0 | 03/14/2019 |  | 12/01/2023
HTP, Inc. | HTP | RTO-199 | Federally-Regulated Consumer Product | Natural gas |  | 0 |  | 199000 |  |  |  | False | Instantaneous gas-fired |  | 5.9 | 99 | 50 | 17461455 | High | 0.96 | 0.81 | 0 | 03/14/2019 |  | 12/01/2023
HTP, Inc. | HTP | RT-199 | Federally-Regulated Consumer Product | LPG |  | 0 |  | 199000 |  |  |  | False | Instantaneous gas-fired |  | 5.9 | 99 | 50 | 17461455 | High | 0.96 | 0.81 | 0 | 03/14/2019 |  | 12/01/2023
HTP, Inc. | HTP | RT-199 | Federally-Regulated Consumer Product | Natural gas |  | 0 |  | 199000 |  |  |  | False | Instantaneous gas-fired |  | 5.9 | 99 | 50 | 17461455 | High | 0.96 | 0.81 | 0 | 03/14/2019 |  | 12/01/2023
HTP, Inc. | HTP | RTO-150 | Federally-Regulated Consumer Product | LPG |  | 0 |  | 150000 |  |  |  | False | Instantaneous gas-fired |  | 4.5 | 95 | 36 | 18077998 | High | 0.93 | 0.81 | 0 | 03/14/2019 |  | 12/01/2023
HTP, Inc. | HTP | RTO-150 | Federally-Regulated Consumer Product | Natural gas |  | 0 |  | 150000 |  |  |  | False | Instantaneous gas-fired |  | 4.5 | 95 | 36 | 18077998 | High | 0.93 | 0.81 | 0 | 03/14/2019 |  | 12/01/2023
HTP, Inc. | HTP | RGH20-75F | Federally-Regulated Consumer Product | LPG |  | 20 |  | 75000 | False |  |  | False | Gas-fired storage | 127 |  | 98 | 30 | 19132609 | High | 0.88 | 0.67 |  | 03/14/2019 |  | 12/01/2023
HTP, Inc. | HTP | RT-150 | Federally-Regulated Consumer Product | LPG |  | 0 |  | 150000 |  |  |  | False | Instantaneous gas-fired |  | 4.5 | 95 | 36 | 18077998 | High | 0.93 | 0.81 | 0 | 03/14/2019 |  | 12/01/2023
HTP, Inc. | HTP | RT-150 | Federally-Regulated Consumer Product | Natural gas |  | 0 |  | 150000 |  |  |  | False | Instantaneous gas-fired |  | 4.5 | 95 | 36 | 18077998 | High | 0.93 | 0.81 | 0 | 03/14/2019 |  | 12/01/2023
HTP, Inc. | HTP | RGH20-75F | Federally-Regulated Consumer Product | Natural gas |  | 20 |  | 75000 | False |  |  | False | Gas-fired storage | 127 |  | 98 | 30 | 19132609 | High | 0.88 | 0.67 |  | 03/14/2019 |  | 12/01/2023
HTP, Inc. | Westinghouse | WGRGH40**75F | Federally-Regulated Consumer Product | LPG |  | 39 |  | 75000 | False |  |  | False | Gas-fired storage | 172 |  | 97 | 28 | 18711989 | High | 0.9 | 0.64 |  | 03/14/2019 |  | 12/01/2023
HTP, Inc. | Westinghouse | WGRGH40**75F | Federally-Regulated Consumer Product | Natural gas |  | 39 |  | 75000 | False |  |  | False | Gas-fired storage | 172 |  | 97 | 28 | 18711989 | High | 0.9 | 0.64 |  | 03/14/2019 |  | 12/01/2023
HTP, Inc. | Westinghouse | WGRGH20**75F | Federally-Regulated Consumer Product | LPG |  | 20 |  | 75000 | False |  |  | False | Gas-fired storage | 127 |  | 98 | 30 | 19132609 | High | 0.88 | 0.67 |  | 03/14/2019 |  | 12/01/2023
HTP, Inc. | Westinghouse | WGRGH20**75F | Federally-Regulated Consumer Product | Natural gas |  | 20 |  | 75000 | False |  |  | False | Gas-fired storage | 127 |  | 98 | 30 | 19132609 | High | 0.88 | 0.67 |  | 03/14/2019 |  | 12/01/2023
HTP, Inc. | Westinghouse | WGRTCOLP199 | Federally-Regulated Consumer Product | LPG |  | 0 |  | 199000 |  |  |  | False | Instantaneous gas-fired |  | 5.9 | 96 | 56 | 18009758 | High | 0.93 | 0.81 | 0 | 03/14/2019 |  | 12/01/2023
HTP, Inc. | Westinghouse | WGRTOLP150 | Federally-Regulated Consumer Product | LPG |  | 0 |  | 150000 |  |  |  | False | Instantaneous gas-fired |  | 4.5 | 95 | 36 | 18077998 | High | 0.93 | 0.81 | 0 | 03/14/2019 |  | 12/01/2023
HTP, Inc. | Westinghouse | WGRTLP150 | Federally-Regulated Consumer Product | LPG |  | 0 |  | 150000 |  |  |  | False | Instantaneous gas-fired |  | 4.5 | 95 | 36 | 18077998 | High | 0.93 | 0.81 | 0 | 03/14/2019 |  | 12/01/2023
HTP, Inc. | Westinghouse | WGRTOLP199 | Federally-Regulated Consumer Product | LPG |  | 0 |  | 199000 |  |  |  | False | Instantaneous gas-fired |  | 5.9 | 99 | 50 | 17461455 | High | 0.96 | 0.81 | 0 | 03/14/2019 |  | 12/01/2023
HTP, Inc. | Westinghouse | WGRTLP199 | Federally-Regulated Consumer Product | LPG |  | 0 |  | 199000 |  |  |  | False | Instantaneous gas-fired |  | 5.9 | 99 | 50 | 17461455 | High | 0.96 | 0.81 | 0 | 03/14/2019 |  | 12/01/2023
HTP, Inc. | Westinghouse | WGRTCLP199 | Federally-Regulated Consumer Product | LPG |  | 0 |  | 199000 |  |  |  | False | Instantaneous gas-fired |  | 5.9 | 96 | 56 | 18009758 | High | 0.93 | 0.81 | 0 | 03/14/2019 |  | 12/01/2023
HTP, Inc. | HTP | RGH40-75F | Federally-Regulated Consumer Product | LPG |  | 39 |  | 75000 | False |  |  | False | Gas-fired storage | 172 |  | 97 | 28 | 18711989 | High | 0.9 | 0.64 |  | 05/06/2019 |  | 12/01/2023
HTP, Inc. | HTP | RGH40-75F | Federally-Regulated Consumer Product | Natural gas |  | 39 |  | 75000 | False |  |  | False | Gas-fired storage | 172 |  | 97 | 28 | 18711989 | High | 0.9 | 0.64 |  | 05/06/2019 |  | 12/01/2023
HTP, Inc. | Rheem | ECOH180DVRHLP | Federally-Regulated Consumer Product | LPG |  | 0 |  | 180000 |  |  |  | True | Instantaneous gas-fired |  | 5.2 | 96 | 31 | 17901433 | High | 0.94 | 0.81 | 0 | 12/03/2019 |  | 12/01/2023
HTP, Inc. | Rheem | ECOH180DVRHLP | Federally-Regulated Consumer Product | Natural gas |  | 0 |  | 180000 |  |  |  | True | Instantaneous gas-fired |  | 5.2 | 96 | 31 | 17901433 | High | 0.94 | 0.81 | 0 | 12/03/2019 |  | 12/01/2023
HTP, Inc. | Rheem | ECOH180DVRHLN | Federally-Regulated Consumer Product | LPG |  | 0 |  | 180000 |  |  |  | True | Instantaneous gas-fired |  | 5.2 | 96 | 31 | 17901433 | High | 0.94 | 0.81 | 0 | 12/03/2019 |  | 12/01/2023
HTP, Inc. | Rheem | ECOH180DVRHLN | Federally-Regulated Consumer Product | Natural gas |  | 0 |  | 180000 |  |  |  | True | Instantaneous gas-fired |  | 5.2 | 96 | 31 | 17901433 | High | 0.94 | 0.81 | 0 | 12/03/2019 |  | 12/01/2023
HTP, Inc. | Rheem | RTGH-RH10DVLP | Federally-Regulated Consumer Product | LPG |  | 0 |  | 180000 |  |  |  | True | Instantaneous gas-fired |  | 5.2 | 96 | 31 | 17901433 | High | 0.94 | 0.81 | 0 | 12/03/2019 |  | 12/01/2023
HTP, Inc. | Rheem | RTGH-RH10DVLP | Federally-Regulated Consumer Product | Natural gas |  | 0 |  | 180000 |  |  |  | True | Instantaneous gas-fired |  | 5.2 | 96 | 31 | 17901433 | High | 0.94 | 0.81 | 0 | 12/03/2019 |  | 12/01/2023
HTP, Inc. | Rheem | RTGH-RH10DVLN | Federally-Regulated Consumer Product | LPG |  | 0 |  | 180000 |  |  |  | True | Instantaneous gas-fired |  | 5.2 | 96 | 31 | 17901433 | High | 0.94 | 0.81 | 0 | 12/03/2019 |  | 12/01/2023
HTP, Inc. | Rheem | RTGH-RH10DVLN | Federally-Regulated Consumer Product | Natural gas |  | 0 |  | 180000 |  |  |  | True | Instantaneous gas-fired |  | 5.2 | 96 | 31 | 17901433 | High | 0.94 | 0.81 | 0 | 12/03/2019 |  | 12/01/2023
HTP, Inc. | RUDD | RUTGH-RH10DVLP | Federally-Regulated Consumer Product | LPG |  | 1 |  | 180000 |  |  |  | True | Instantaneous gas-fired |  | 5.2 | 96 | 31 | 17901433 | High | 0.94 |  | 0 | 12/03/2019 |  | 12/01/2023
HTP, Inc. | RUDD | RUTGH-RH10DVLP | Federally-Regulated Consumer Product | Natural gas |  | 1 |  | 180000 |  |  |  | True | Instantaneous gas-fired |  | 5.2 | 96 | 31 | 17901433 | High | 0.94 |  | 0 | 12/03/2019 |  | 12/01/2023
HTP, Inc. | RUDD | RUTGH-RH10DVLN | Federally-Regulated Consumer Product | LPG |  | 1 |  | 180000 |  |  |  | True | Instantaneous gas-fired |  | 5.2 | 96 | 31 | 17901433 | High | 0.94 |  | 0 | 12/03/2019 |  | 12/01/2023
HTP, Inc. | RUDD | RUTGH-RH10DVLN | Federally-Regulated Consumer Product | Natural gas |  | 1 |  | 180000 |  |  |  | True | Instantaneous gas-fired |  | 5.2 | 96 | 31 | 17901433 | High | 0.94 |  | 0 | 12/03/2019 |  | 12/01/2023
HTP, Inc. | HTP | RTP-180 | Federally-Regulated Consumer Product | LPG |  | 1 |  | 180000 |  |  |  | True | Instantaneous gas-fired |  | 5.2 | 96 | 31 | 17901433 | High | 0.94 |  | 0 | 12/03/2019 |  | 12/01/2023
HTP, Inc. | HTP | RTP-180 | Federally-Regulated Consumer Product | Natural gas |  | 1 |  | 180000 |  |  |  | True | Instantaneous gas-fired |  | 5.2 | 96 | 31 | 17901433 | High | 0.94 |  | 0 | 12/03/2019 |  | 12/01/2023
HTP, Inc. | American Standard Water Heaters | ASHPWH-80***** | Federally-Regulated Consumer Product | Heat pump |  | 73 |  | 4.5 | True |  |  | False | Electric storage | 87 |  | 443 | 1238 |  | High | 4.01 |  |  | 02/23/2023 | 210586230 | 12/01/2023
Giant Factories, Inc. | GIANT | UG40-40LFPV2-N2U | Federally-Regulated Consumer Product | Natural gas |  | 38 |  | 40000 | True |  |  | False | Gas-fired storage | 84 |  | 78 | 113 | 24145998 | High | 0.69 |  |  | 02/23/2023 | 8153839 | 12/12/2023
Giant Factories, Inc. | GIANT | UG50-40LFD-N1U-US | Federally-Regulated Consumer Product | Natural gas |  | 48 |  | 40000 | True |  |  | False | Gas-fired storage | 71 |  | 77 | 32 | 16941594 | Medium | 0.65 |  |  | 02/23/2023 | 6693715 | 12/12/2023
Giant Factories, Inc. | GIANT | UG50-62LFPDV1-N2U | Federally-Regulated Consumer Product | Natural gas |  | 48 |  | 62000 | True |  |  | False | Gas-fired storage | 108 |  | 79 | 60 | 24326834 | High | 0.69 |  |  | 02/23/2023 | 8321940 | 12/12/2023
Giant Factories, Inc. | GIANT | UG40-38TFPDV1-N2U-US | Federally-Regulated Consumer Product | Natural gas |  | 38 |  | 38000 | True |  |  | False | Gas-fired storage | 77 |  | 77 | 112 | 23798960 | High | 0.7 |  |  | 02/23/2023 | 8153835 | 12/12/2023
Giant Factories, Inc. | GIANT | UG50-62LFPDV1-N2U-US | Federally-Regulated Consumer Product | Natural gas |  | 48 |  | 62000 | True |  |  | False | Gas-fired storage | 108 |  | 79 | 60 | 24326834 | High | 0.69 |  |  | 02/23/2023 | 8318745 | 12/12/2023
Giant Factories, Inc. | GIANT | UG50-36LF-P2U-US | Federally-Regulated Consumer Product | LPG |  | 48 |  | 36000 | True |  |  | False | Gas-fired storage | 73 |  | 77 | 0 | 18471676 | Medium | 0.6 |  |  | 02/23/2023 | 8204586 | 12/12/2023
Giant Factories, Inc. | GIANT | UG50-40LFPV2-N2U-US | Federally-Regulated Consumer Product | Natural gas |  | 48 |  | 40000 | True |  |  | False | Gas-fired storage | 72 |  | 78 | 83 | 17034000 | Medium | 0.64 |  |  | 02/23/2023 | 8153846 | 12/12/2023
Giant Factories, Inc. | GIANT | UG50-58LFPV1-P2U-US | Federally-Regulated Consumer Product | LPG |  | 48 |  | 58000 | True |  |  | False | Gas-fired storage | 108 |  | 81 | 78 | 23574389 | High | 0.71 |  |  | 02/23/2023 | 8204588 | 12/12/2023
Giant Factories, Inc. | GIANT | UG40-32LF-P2U-US | Federally-Regulated Consumer Product | LPG |  | 38 |  | 32000 | True |  |  | False | Gas-fired storage | 61 |  | 79 | 0 | 17875816 | Medium | 0.62 |  |  | 02/23/2023 | 8204469 | 12/12/2023
Giant Factories, Inc. | GIANT | UG30-30MF1-P2U(-US) | Federally-Regulated Consumer Product | LPG |  | 29 |  | 30000 | True |  |  | False | Gas-fired storage | 59 |  | 80 | 0 | 17317196 | Medium | 0.64 |  |  | 02/23/2023 | 202264197 | 12/12/2023
Giant Factories, Inc. | GIANT | UG50-40LFD-N1U | Federally-Regulated Consumer Product | Natural gas |  | 48 |  | 40000 | True |  |  | False | Gas-fired storage | 71 |  | 77 | 32 | 16941594 | Medium | 0.65 |  |  | 02/23/2023 | 6740873 | 12/12/2023
Giant Factories, Inc. | GIANT | UG40-38LFD-N1U | Federally-Regulated Consumer Product | Natural gas |  | 38 |  | 38000 | True |  |  | False | Gas-fired storage | 73 |  | 77 | 31 | 16436028 | Medium | 0.67 |  |  | 02/23/2023 | 6740867 | 12/12/2023
Giant Factories, Inc. | GIANT | UG50-62LFPV1-N2U | Federally-Regulated Consumer Product | Natural gas |  | 48 |  | 62000 | True |  |  | False | Gas-fired storage | 110 |  | 80 | 79 | 24262006 | High | 0.69 |  |  | 02/23/2023 | 7424255 | 12/12/2023
Giant Factories, Inc. | GIANT | UG40-40LFPV2-N2U-US | Federally-Regulated Consumer Product | Natural gas |  | 38 |  | 40000 | True |  |  | False | Gas-fired storage | 84 |  | 78 | 113 | 24145998 | High | 0.69 |  |  | 02/23/2023 | 8153838 | 12/12/2023
Giant Factories, Inc. | GIANT | UG40-38LFPV2-P2U-US | Federally-Regulated Consumer Product | LPG |  | 38 |  | 38000 | True |  |  | False | Gas-fired storage | 82 |  | 79 | 115 | 23117026 | High | 0.72 |  |  | 02/23/2023 | 8153833 | 12/12/2023
Giant Factories, Inc. | GIANT | UG50-62LFPV1-N2U-US | Federally-Regulated Consumer Product | Natural gas |  | 48 |  | 62000 | True |  |  | False | Gas-fired storage | 110 |  | 80 | 79 | 24262006 | High | 0.69 |  |  | 02/23/2023 | 7424254 | 12/12/2023
Giant Factories, Inc. | GIANT | UG40-38LFPV2-P2U | Federally-Regulated Consumer Product | LPG |  | 38 |  | 38000 | True |  |  | False | Gas-fired storage | 82 |  | 79 | 115 | 23117026 | High | 0.72 |  |  | 02/23/2023 | 8153834 | 12/12/2023
Giant Factories, Inc. | GIANT | UG40-38LFD-N1U-US | Federally-Regulated Consumer Product | Natural gas |  | 38 |  | 38000 | True |  |  | False | Gas-fired storage | 73 |  | 77 | 31 | 16436028 | Medium | 0.67 |  |  | 02/23/2023 | 6693713 | 12/12/2023
Giant Factories, Inc. | GIANT | UG50-58LFPV1-P2U | Federally-Regulated Consumer Product | LPG |  | 48 |  | 58000 | True |  |  | False | Gas-fired storage | 108 |  | 81 | 78 | 23574389 | High | 0.71 |  |  | 02/23/2023 | 8204589 | 12/12/2023
Giant Factories, Inc. | GIANT | UG50-38LFPV2-P2U-US | Federally-Regulated Consumer Product | LPG |  | 48 |  | 38000 | True |  |  | False | Gas-fired storage | 71 |  | 80 | 87 | 17020352 | Medium | 0.64 |  |  | 02/23/2023 | 8153841 | 12/12/2023
Giant Factories, Inc. | GIANT | UG50-62LFPDV1-P2U | Federally-Regulated Consumer Product | LPG |  | 48 |  | 62000 | True |  |  | False | Gas-fired storage | 108 |  | 81 | 57 | 23646041 | High | 0.71 |  |  | 02/23/2023 | 8323459 | 12/12/2023
Giant Factories, Inc. | GIANT | UG30-32MF1-N2U(-US) | Federally-Regulated Consumer Product | Natural gas |  | 29 |  | 32000 | True |  |  | False | Gas-fired storage | 59 |  | 79 | 0 | 17592073 | Medium | 0.63 |  |  | 02/23/2023 | 202264196 | 12/12/2023
Giant Factories, Inc. | GIANT | UG50-38LFPV2-P2U | Federally-Regulated Consumer Product | LPG |  | 48 |  | 38000 | True |  |  | False | Gas-fired storage | 71 |  | 80 | 87 | 17020352 | Medium | 0.64 |  |  | 02/23/2023 | 8153842 | 12/12/2023
Giant Factories, Inc. | GIANT | UG50-38TFPDV1-N2U-US | Federally-Regulated Consumer Product | Natural gas |  | 47 |  | 38000 | True |  |  | False | Gas-fired storage | 68 |  | 78 | 83 | 17034000 | Medium | 0.64 |  |  | 02/23/2023 | 8153843 | 12/12/2023
Giant Factories, Inc. | GIANT | UG50-38TFPDV1-N2U | Federally-Regulated Consumer Product | Natural gas |  | 47 |  | 38000 | True |  |  | False | Gas-fired storage | 68 |  | 78 | 83 | 17034000 | Medium | 0.64 |  |  | 02/23/2023 | 8153844 | 12/12/2023
Giant Factories, Inc. | GIANT | UG50-40LFPV2-N2U | Federally-Regulated Consumer Product | Natural gas |  | 48 |  | 40000 | True |  |  | False | Gas-fired storage | 72 |  | 78 | 83 | 17034000 | Medium | 0.64 |  |  | 02/23/2023 | 8153847 | 12/12/2023
Giant Factories, Inc. | GIANT | UG50-40LF-N2U-US | Federally-Regulated Consumer Product | Natural gas |  | 48 |  | 40000 | True |  |  | False | Gas-fired storage | 73 |  | 76 | 0 | 19108631 | Medium | 0.58 |  |  | 02/23/2023 | 8204587 | 12/12/2023
Giant Factories, Inc. | GIANT | UG50-62LFPDV1-P2U-US | Federally-Regulated Consumer Product | LPG |  | 48 |  | 62000 | True |  |  | False | Gas-fired storage | 108 |  | 81 | 57 | 23646041 | High | 0.71 |  |  | 02/23/2023 | 8318746 | 12/12/2023
Giant Factories, Inc. | GIANT | UG40-38TFPDV1-N2U | Federally-Regulated Consumer Product | Natural gas |  | 38 |  | 38000 | True |  |  | False | Gas-fired storage | 77 |  | 77 | 112 | 23798960 | High | 0.7 |  |  | 02/23/2023 | 8153836 | 12/12/2023
A.O. Smith Water Products Company | Lochinvar | LTHR-160X3 1** | Federally-Regulated Consumer Product | LPG |  | 1 |  | 160000 |  |  |  | False | Instantaneous gas-fired |  | 4.8 | 98 | 5215 | 24075 | High | 0.95 |  | 0 | 12/15/2023 | 213881221 | 12/19/2023
A.O. Smith Water Products Company | Lochinvar | HPV050KD 2** | Federally-Regulated Consumer Product | Heat pump |  | 46 |  | 0.9 | True |  |  | False | Electric storage | 52 |  | 457 | 1083 |  | Medium | 3 |  |  | 12/01/2023 | 213826286 | 12/19/2023
A.O. Smith Water Products Company | Lochinvar | LTHR-160X3 1** | Federally-Regulated Consumer Product | Natural gas |  | 1 |  | 160000 |  |  |  | False | Instantaneous gas-fired |  | 4.8 | 98 | 5215 | 24075 | High | 0.95 |  | 0 | 12/15/2023 | 213881221 | 12/19/2023
A.O. Smith Water Products Company | Lochinvar | LTHR-160M 1** | Federally-Regulated Consumer Product | Natural gas |  | 1 |  | 160000 |  |  |  | False | Instantaneous gas-fired |  | 4.8 | 98 | 5215 | 24075 | High | 0.95 |  | 0 | 12/15/2023 | 213881220 | 12/19/2023
A.O. Smith Water Products Company | Lochinvar | LTHR-180M 1** | Federally-Regulated Consumer Product | LPG |  | 1 |  | 180000 |  |  |  | False | Instantaneous gas-fired |  | 5.3 | 98 | 5215 | 24075 | High | 0.95 |  | 0 | 12/15/2023 | 213881204 | 12/19/2023
A.O. Smith Water Products Company | Lochinvar | LTHR-199X3 1** | Federally-Regulated Consumer Product | Natural gas |  | 1 |  | 199000 |  |  |  | False | Instantaneous gas-fired |  | 5.9 | 98 | 5215 | 24075 | High | 0.95 |  | 0 | 12/15/2023 | 213881165 | 12/19/2023
A.O. Smith Water Products Company | Lochinvar | LTHR-199M 1** | Federally-Regulated Consumer Product | Natural gas |  | 1 |  | 199000 |  |  |  | False | Instantaneous gas-fired |  | 5.9 | 98 | 5215 | 24075 | High | 0.95 |  | 0 | 12/15/2023 | 213881164 | 12/19/2023
A.O. Smith Water Products Company | Lochinvar | LTHR-199M 1** | Federally-Regulated Consumer Product | LPG |  | 1 |  | 199000 |  |  |  | False | Instantaneous gas-fired |  | 5.9 | 98 | 5215 | 24075 | High | 0.95 |  | 0 | 12/15/2023 | 213881164 | 12/19/2023
A.O. Smith Water Products Company | Lochinvar | LTHR-180M 1** | Federally-Regulated Consumer Product | Natural gas |  | 1 |  | 180000 |  |  |  | False | Instantaneous gas-fired |  | 5.3 | 98 | 5215 | 24075 | High | 0.95 |  | 0 | 12/15/2023 | 213881204 | 12/19/2023
A.O. Smith Water Products Company | Lochinvar | LTHR-180X3 1** | Federally-Regulated Consumer Product | Natural gas |  | 1 |  | 180000 |  |  |  | False | Instantaneous gas-fired |  | 5.3 | 98 | 5215 | 24075 | High | 0.95 |  | 0 | 12/15/2023 | 213881205 | 12/19/2023
A.O. Smith Water Products Company | Lochinvar | LTHR-180X3 1** | Federally-Regulated Consumer Product | LPG |  | 1 |  | 180000 |  |  |  | False | Instantaneous gas-fired |  | 5.3 | 98 | 5215 | 24075 | High | 0.95 |  | 0 | 12/15/2023 | 213881205 | 12/19/2023
A.O. Smith Water Products Company | Lochinvar | LTHR-199X3 1** | Federally-Regulated Consumer Product | LPG |  | 1 |  | 199000 |  |  |  | False | Instantaneous gas-fired |  | 5.9 | 98 | 5215 | 24075 | High | 0.95 |  | 0 | 12/15/2023 | 213881165 | 12/19/2023
A.O. Smith Water Products Company | Lochinvar | LTHR-160M 1** | Federally-Regulated Consumer Product | LPG |  | 1 |  | 160000 |  |  |  | False | Instantaneous gas-fired |  | 4.8 | 98 | 5215 | 24075 | High | 0.95 |  | 0 | 12/15/2023 | 213881220 | 12/19/2023
A.O. Smith Water Products Company | Lochinvar | LTHR-160X3 1** | Federally-Regulated Consumer Product | LPG |  | 1 |  | 160000 |  |  |  | False | Instantaneous gas-fired |  | 4.8 | 98 | 5215 | 24075 | High | 0.95 |  | 0 | 12/15/2023 | 213881221 | 12/19/2023
A.O. Smith Water Products Company | Lochinvar | HPV050KD 2** | Federally-Regulated Consumer Product | Heat pump |  | 46 |  | 0.9 | True |  |  | False | Electric storage | 52 |  | 457 | 1083 |  | Medium | 3 |  |  | 12/01/2023 | 213826286 | 12/19/2023
A.O. Smith Water Products Company | Lochinvar | LTHR-160X3 1** | Federally-Regulated Consumer Product | Natural gas |  | 1 |  | 160000 |  |  |  | False | Instantaneous gas-fired |  | 4.8 | 98 | 5215 | 24075 | High | 0.95 |  | 0 | 12/15/2023 | 213881221 | 12/19/2023
A.O. Smith Water Products Company | Lochinvar | LTHR-160M 1** | Federally-Regulated Consumer Product | Natural gas |  | 1 |  | 160000 |  |  |  | False | Instantaneous gas-fired |  | 4.8 | 98 | 5215 | 24075 | High | 0.95 |  | 0 | 12/15/2023 | 213881220 | 12/19/2023
A.O. Smith Water Products Company | Lochinvar | LTHR-180M 1** | Federally-Regulated Consumer Product | LPG |  | 1 |  | 180000 |  |  |  | False | Instantaneous gas-fired |  | 5.3 | 98 | 5215 | 24075 | High | 0.95 |  | 0 | 12/15/2023 | 213881204 | 12/19/2023
A.O. Smith Water Products Company | Lochinvar | LTHR-199X3 1** | Federally-Regulated Consumer Product | Natural gas |  | 1 |  | 199000 |  |  |  | False | Instantaneous gas-fired |  | 5.9 | 98 | 5215 | 24075 | High | 0.95 |  | 0 | 12/15/2023 | 213881165 | 12/19/2023
A.O. Smith Water Products Company | Lochinvar | LTHR-199M 1** | Federally-Regulated Consumer Product | Natural gas |  | 1 |  | 199000 |  |  |  | False | Instantaneous gas-fired |  | 5.9 | 98 | 5215 | 24075 | High | 0.95 |  | 0 | 12/15/2023 | 213881164 | 12/19/2023
A.O. Smith Water Products Company | Lochinvar | LTHR-199M 1** | Federally-Regulated Consumer Product | LPG |  | 1 |  | 199000 |  |  |  | False | Instantaneous gas-fired |  | 5.9 | 98 | 5215 | 24075 | High | 0.95 |  | 0 | 12/15/2023 | 213881164 | 12/19/2023
A.O. Smith Water Products Company | Lochinvar | LTHR-180M 1** | Federally-Regulated Consumer Product | Natural gas |  | 1 |  | 180000 |  |  |  | False | Instantaneous gas-fired |  | 5.3 | 98 | 5215 | 24075 | High | 0.95 |  | 0 | 12/15/2023 | 213881204 | 12/19/2023
A.O. Smith Water Products Company | Lochinvar | LTHR-180X3 1** | Federally-Regulated Consumer Product | Natural gas |  | 1 |  | 180000 |  |  |  | False | Instantaneous gas-fired |  | 5.3 | 98 | 5215 | 24075 | High | 0.95 |  | 0 | 12/15/2023 | 213881205 | 12/19/2023
A.O. Smith Water Products Company | Lochinvar | LTHR-180X3 1** | Federally-Regulated Consumer Product | LPG |  | 1 |  | 180000 |  |  |  | False | Instantaneous gas-fired |  | 5.3 | 98 | 5215 | 24075 | High | 0.95 |  | 0 | 12/15/2023 | 213881205 | 12/19/2023
A.O. Smith Water Products Company | Lochinvar | LTHR-199X3 1** | Federally-Regulated Consumer Product | LPG |  | 1 |  | 199000 |  |  |  | False | Instantaneous gas-fired |  | 5.9 | 98 | 5215 | 24075 | High | 0.95 |  | 0 | 12/19/2023 | 213881165 | 12/19/2023
A.O. Smith Water Products Company | RELIANCE WATER HEATERS | RTHR-160X3 1** | Federally-Regulated Consumer Product | Natural gas |  | 0 |  | 160000 |  |  |  | False | Instantaneous gas-fired |  | 4.8 | 98 | 5215 | 24075 | High | 0.95 | 0.81 | 0 | 12/15/2023 | 213881219 | 12/19/2023
A.O. Smith Water Products Company | RELIANCE WATER HEATERS | RTHR-199X3 1** | Federally-Regulated Consumer Product | Natural gas |  | 0 |  | 199000 |  |  |  | False | Instantaneous gas-fired |  | 5.9 | 98 | 5215 | 24075 | High | 0.95 | 0.81 | 0 | 12/15/2023 | 213881163 | 12/19/2023
A.O. Smith Water Products Company | RELIANCE WATER HEATERS | RTHR-180X3 1** | Federally-Regulated Consumer Product | LPG |  | 0 |  | 180000 |  |  |  | False | Instantaneous gas-fired |  | 5.3 | 98 | 5215 | 24075 | High | 0.95 | 0.81 | 0 | 12/15/2023 | 213881203 | 12/19/2023
A.O. Smith Water Products Company | RELIANCE WATER HEATERS | RTHR-160X3 1** | Federally-Regulated Consumer Product | LPG |  | 0 |  | 160000 |  |  |  | False | Instantaneous gas-fired |  | 4.8 | 98 | 5215 | 24075 | High | 0.95 | 0.81 | 0 | 12/15/2023 | 213881219 | 12/19/2023
A.O. Smith Water Products Company | RELIANCE WATER HEATERS | RTHR-180X3 1** | Federally-Regulated Consumer Product | Natural gas |  | 0 |  | 180000 |  |  |  | False | Instantaneous gas-fired |  | 5.3 | 98 | 5215 | 24075 | High | 0.95 | 0.81 | 0 | 12/15/2023 | 213881203 | 12/19/2023
A.O. Smith Water Products Company | RELIANCE WATER HEATERS | RTHR-180M 1** | Federally-Regulated Consumer Product | Natural gas |  | 0 |  | 180000 |  |  |  | False | Instantaneous gas-fired |  | 5.3 | 98 | 5215 | 24075 | High | 0.95 | 0.81 | 0 | 12/15/2023 | 213881202 | 12/19/2023
A.O. Smith Water Products Company | RELIANCE WATER HEATERS | RTHR-160M 1** | Federally-Regulated Consumer Product | Natural gas |  | 0 |  | 160000 |  |  |  | False | Instantaneous gas-fired |  | 4.8 | 98 | 5215 | 24075 | High | 0.95 | 0.81 | 0 | 12/15/2023 | 213881218 | 12/19/2023
A.O. Smith Water Products Company | RELIANCE WATER HEATERS | 10-50-DHPTV 2** | Federally-Regulated Consumer Product | Heat pump |  | 46 |  | 0.9 | True |  |  | False | Electric storage | 52 |  | 457 | 1083 |  | Medium | 3 |  |  | 12/01/2023 | 213826287 | 12/19/2023
A.O. Smith Water Products Company | RELIANCE WATER HEATERS | RTHR-160M 1** | Federally-Regulated Consumer Product | LPG |  | 0 |  | 160000 |  |  |  | False | Instantaneous gas-fired |  | 4.8 | 98 | 5215 | 24075 | High | 0.95 | 0.81 | 0 | 12/15/2023 | 213881218 | 12/19/2023
A.O. Smith Water Products Company | RELIANCE WATER HEATERS | RTHR-199X3 1** | Federally-Regulated Consumer Product | LPG |  | 0 |  | 199000 |  |  |  | False | Instantaneous gas-fired |  | 5.9 | 98 | 5215 | 24075 | High | 0.95 | 0.81 | 0 | 12/15/2023 | 213881163 | 12/19/2023
A.O. Smith Water Products Company | RELIANCE WATER HEATERS | RTHR-199M 1** | Federally-Regulated Consumer Product | LPG |  | 0 |  | 199000 |  |  |  | False | Instantaneous gas-fired |  | 5.9 | 98 | 5215 | 24075 | High | 0.95 | 0.81 | 0 | 12/15/2023 | 213881162 | 12/19/2023
A.O. Smith Water Products Company | RELIANCE WATER HEATERS | RTHR-199M 1** | Federally-Regulated Consumer Product | Natural gas |  | 0 |  | 199000 |  |  |  | False | Instantaneous gas-fired |  | 5.9 | 98 | 5215 | 24075 | High | 0.95 | 0.81 | 0 | 12/15/2023 | 213881162 | 12/19/2023
A.O. Smith Water Products Company | RELIANCE WATER HEATERS | RTHR-180M 1** | Federally-Regulated Consumer Product | LPG |  | 0 |  | 180000 |  |  |  | False | Instantaneous gas-fired |  | 5.3 | 98 | 5215 | 24075 | High | 0.95 | 0.81 | 0 | 12/15/2023 | 213881202 | 12/19/2023
A.O. Smith Water Products Company | RELIANCE WATER HEATERS | RTHR-160X3 1** | Federally-Regulated Consumer Product | Natural gas |  | 1 |  | 160000 |  |  |  | False | Instantaneous gas-fired |  | 4.8 | 98 | 5215 | 24075 | High | 0.95 |  | 0 | 12/19/2023 | 213881219 | 12/19/2023
A.O. Smith Water Products Company | RELIANCE WATER HEATERS | RTHR-199X3 1** | Federally-Regulated Consumer Product | Natural gas |  | 1 |  | 199000 |  |  |  | False | Instantaneous gas-fired |  | 5.9 | 98 | 5215 | 24075 | High | 0.95 |  | 0 | 12/19/2023 | 213881163 | 12/19/2023
A.O. Smith Water Products Company | RELIANCE WATER HEATERS | RTHR-180X3 1** | Federally-Regulated Consumer Product | LPG |  | 1 |  | 180000 |  |  |  | False | Instantaneous gas-fired |  | 5.3 | 97 | 5215 | 24075 | High | 0.95 |  | 0 | 12/19/2023 | 213881203 | 12/19/2023
A.O. Smith Water Products Company | RELIANCE WATER HEATERS | RTHR-160X3 1** | Federally-Regulated Consumer Product | LPG |  | 1 |  | 160000 |  |  |  | False | Instantaneous gas-fired |  | 4.8 | 98 | 5215 | 24075 | High | 0.95 |  | 0 | 12/19/2023 | 213881219 | 12/19/2023
A.O. Smith Water Products Company | RELIANCE WATER HEATERS | RTHR-180X3 1** | Federally-Regulated Consumer Product | Natural gas |  | 1 |  | 180000 |  |  |  | False | Instantaneous gas-fired |  | 5.3 | 97 | 5215 | 24075 | High | 0.95 |  | 0 | 12/19/2023 | 213881203 | 12/19/2023
A.O. Smith Water Products Company | RELIANCE WATER HEATERS | RTHR-180M 1** | Federally-Regulated Consumer Product | Natural gas |  | 1 |  | 180000 |  |  |  | False | Instantaneous gas-fired |  | 5.3 | 97 | 5215 | 24075 | High | 0.95 |  | 0 | 12/19/2023 | 213881202 | 12/19/2023
A.O. Smith Water Products Company | RELIANCE WATER HEATERS | RTHR-160M 1** | Federally-Regulated Consumer Product | Natural gas |  | 1 |  | 160000 |  |  |  | False | Instantaneous gas-fired |  | 4.8 | 98 | 5215 | 24075 | High | 0.95 |  | 0 | 12/19/2023 | 213881218 | 12/19/2023
A.O. Smith Water Products Company | RELIANCE WATER HEATERS | 10-50-DHPTV 2** | Federally-Regulated Consumer Product | Heat pump |  | 46 |  | 0.9 | True |  |  | False | Electric storage | 52 |  | 457 | 1083 |  | Medium | 3 |  |  | 12/19/2023 | 213826287 | 12/19/2023
A.O. Smith Water Products Company | RELIANCE WATER HEATERS | RTHR-160M 1** | Federally-Regulated Consumer Product | LPG |  | 1 |  | 160000 |  |  |  | False | Instantaneous gas-fired |  | 4.8 | 98 | 5215 | 24075 | High | 0.95 |  | 0 | 12/19/2023 | 213881218 | 12/19/2023
A.O. Smith Water Products Company | RELIANCE WATER HEATERS | RTHR-199X3 1** | Federally-Regulated Consumer Product | LPG |  | 1 |  | 199000 |  |  |  | False | Instantaneous gas-fired |  | 5.9 | 98 | 5215 | 24075 | High | 0.95 |  | 0 | 12/19/2023 | 213881163 | 12/19/2023
A.O. Smith Water Products Company | RELIANCE WATER HEATERS | RTHR-199M 1** | Federally-Regulated Consumer Product | LPG |  | 1 |  | 199000 |  |  |  | False | Instantaneous gas-fired |  | 5.9 | 98 | 5215 | 24075 | High | 0.95 |  | 0 | 12/19/2023 | 213881162 | 12/19/2023
A.O. Smith Water Products Company | RELIANCE WATER HEATERS | RTHR-199M 1** | Federally-Regulated Consumer Product | Natural gas |  | 1 |  | 199000 |  |  |  | False | Instantaneous gas-fired |  | 5.9 | 98 | 5215 | 24075 | High | 0.95 |  | 0 | 12/19/2023 | 213881162 | 12/19/2023
A.O. Smith Water Products Company | RELIANCE WATER HEATERS | RTHR-180M 1** | Federally-Regulated Consumer Product | LPG |  | 1 |  | 180000 |  |  |  | False | Instantaneous gas-fired |  | 5.3 | 97 | 5215 | 24075 | High | 0.95 |  | 0 | 12/19/2023 | 213881202 | 12/19/2023
American Water Heater Co. | American | MTHR-180M 1** | Federally-Regulated Consumer Product | Natural gas |  | 1 |  | 180000 |  |  |  | False | Instantaneous gas-fired |  | 5.3 | 98 | 5215 | 24075 | High | 0.95 |  | 0 | 12/15/2023 | 213881200 | 12/19/2023
American Water Heater Co. | American | MTHR-180X3 1** | Federally-Regulated Consumer Product | LPG |  | 1 |  | 180000 |  |  |  | False | Instantaneous gas-fired |  | 5.3 | 98 | 5215 | 24075 | High | 0.95 |  | 0 | 12/15/2023 | 213881201 | 12/19/2023
American Water Heater Co. | American | MTHR-160X3 1** | Federally-Regulated Consumer Product | LPG |  | 1 |  | 160000 |  |  |  | False | Instantaneous gas-fired |  | 4.8 | 98 | 5215 | 24075 | High | 0.95 |  | 0 | 12/15/2023 | 213881217 | 12/19/2023
American Water Heater Co. | American | MTHR-199X3 1** | Federally-Regulated Consumer Product | LPG |  | 1 |  | 199000 |  |  |  | False | Instantaneous gas-fired |  | 5.9 | 98 | 5215 | 24075 | High | 0.95 |  | 0 | 12/15/2023 | 213881161 | 12/19/2023
American Water Heater Co. | American | MTHR-199X3 1** | Federally-Regulated Consumer Product | Natural gas |  | 1 |  | 199000 |  |  |  | False | Instantaneous gas-fired |  | 5.9 | 98 | 5215 | 24075 | High | 0.95 |  | 0 | 12/15/2023 | 213881161 | 12/19/2023
American Water Heater Co. | American | MTHR-199M 1** | Federally-Regulated Consumer Product | LPG |  | 1 |  | 199000 |  |  |  | False | Instantaneous gas-fired |  | 5.9 | 98 | 5215 | 24075 | High | 0.95 |  | 0 | 12/15/2023 | 213881160 | 12/19/2023
American Water Heater Co. | American | HPV10250H009DV 2** | Federally-Regulated Consumer Product | Heat pump |  | 46 |  | 0.9 | True |  |  | False | Electric storage | 52 |  | 457 | 1083 |  | Medium | 3 |  |  | 12/01/2023 | 213826285 | 12/19/2023
American Water Heater Co. | American | MTHR-199M 1** | Federally-Regulated Consumer Product | Natural gas |  | 1 |  | 199000 |  |  |  | False | Instantaneous gas-fired |  | 5.9 | 98 | 5215 | 24075 | High | 0.95 |  | 0 | 12/15/2023 | 213881160 | 12/19/2023
American Water Heater Co. | American | MTHR-180M 1** | Federally-Regulated Consumer Product | LPG |  | 1 |  | 180000 |  |  |  | False | Instantaneous gas-fired |  | 5.3 | 98 | 5215 | 24075 | High | 0.95 |  | 0 | 12/15/2023 | 213881200 | 12/19/2023
American Water Heater Co. | American | MTHR-160M 1** | Federally-Regulated Consumer Product | LPG |  | 1 |  | 160000 |  |  |  | False | Instantaneous gas-fired |  | 4.8 | 98 | 5215 | 24075 | High | 0.95 |  | 0 | 12/15/2023 | 213881216 | 12/19/2023
American Water Heater Co. | American | MTHR-160X3 1** | Federally-Regulated Consumer Product | Natural gas |  | 1 |  | 160000 |  |  |  | False | Instantaneous gas-fired |  | 4.8 | 98 | 5215 | 24075 | High | 0.95 |  | 0 | 12/15/2023 | 213881217 | 12/19/2023
American Water Heater Co. | American | MTHR-180X3 1** | Federally-Regulated Consumer Product | Natural gas |  | 1 |  | 180000 |  |  |  | False | Instantaneous gas-fired |  | 5.3 | 98 | 5215 | 24075 | High | 0.95 |  | 0 | 12/15/2023 | 213881201 | 12/19/2023
American Water Heater Co. | American | MTHR-160M 1** | Federally-Regulated Consumer Product | Natural gas |  | 1 |  | 160000 |  |  |  | False | Instantaneous gas-fired |  | 4.8 | 98 | 5215 | 24075 | High | 0.95 |  | 0 | 12/15/2023 | 213881216 | 12/19/2023
A.O. Smith Water Products Company | State | STHR-160X3 1** | Federally-Regulated Consumer Product | LPG |  | 1 |  | 160000 |  |  |  | False | Instantaneous gas-fired |  | 4.8 | 98 | 5215 | 24075 | High | 0.95 |  | 0 | 12/15/2023 | 213881215 | 12/19/2023
A.O. Smith Water Products Company | State | STHR-180X3 1** | Federally-Regulated Consumer Product | Natural gas |  | 1 |  | 180000 |  |  |  | False | Instantaneous gas-fired |  | 5.3 | 98 | 5215 | 24075 | High | 0.95 |  | 0 | 12/15/2023 | 213881199 | 12/19/2023
A.O. Smith Water Products Company | State | HPVX-50-DHPT 2** | Federally-Regulated Consumer Product | Heat pump |  | 46 |  | 0.9 | True |  |  | False | Electric storage | 52 |  | 457 | 1083 |  | Medium | 3 |  |  | 12/01/2023 | 213826284 | 12/19/2023
A.O. Smith Water Products Company | State | STHR-160X3 1** | Federally-Regulated Consumer Product | Natural gas |  | 1 |  | 160000 |  |  |  | False | Instantaneous gas-fired |  | 4.8 | 98 | 5215 | 24075 | High | 0.95 |  | 0 | 12/15/2023 | 213881215 | 12/19/2023
A.O. Smith Water Products Company | State | STHR-199M 1** | Federally-Regulated Consumer Product | Natural gas |  | 1 |  | 199000 |  |  |  | False | Instantaneous gas-fired |  | 5.9 | 98 | 5215 | 24075 | High | 0.95 |  | 0 | 12/15/2023 | 213881158 | 12/19/2023
A.O. Smith Water Products Company | State | STHR-199X3 1** | Federally-Regulated Consumer Product | Natural gas |  | 1 |  | 199000 |  |  |  | False | Instantaneous gas-fired |  | 5.9 | 98 | 5215 | 24075 | High | 0.95 |  | 0 | 12/15/2023 | 213881159 | 12/19/2023
A.O. Smith Water Products Company | State | STHR-180M 1** | Federally-Regulated Consumer Product | Natural gas |  | 1 |  | 180000 |  |  |  | False | Instantaneous gas-fired |  | 5.3 | 98 | 5215 | 24075 | High | 0.95 |  | 0 | 12/15/2023 | 213881198 | 12/19/2023
A.O. Smith Water Products Company | State | STHR-180X3 1** | Federally-Regulated Consumer Product | LPG |  | 1 |  | 180000 |  |  |  | False | Instantaneous gas-fired |  | 5.3 | 98 | 5215 | 24075 | High | 0.95 |  | 0 | 12/15/2023 | 213881199 | 12/19/2023
A.O. Smith Water Products Company | State | STHR-199M 1** | Federally-Regulated Consumer Product | LPG |  | 1 |  | 199000 |  |  |  | False | Instantaneous gas-fired |  | 5.9 | 98 | 5215 | 24075 | High | 0.95 |  | 0 | 12/15/2023 | 213881158 | 12/19/2023
A.O. Smith Water Products Company | State | STHR-199X3 1** | Federally-Regulated Consumer Product | LPG |  | 1 |  | 199000 |  |  |  | False | Instantaneous gas-fired |  | 5.9 | 98 | 5215 | 24075 | High | 0.95 |  | 0 | 12/15/2023 | 213881159 | 12/19/2023
A.O. Smith Water Products Company | State | STHR-180M 1** | Federally-Regulated Consumer Product | LPG |  | 1 |  | 180000 |  |  |  | False | Instantaneous gas-fired |  | 5.3 | 98 | 5215 | 24075 | High | 0.95 |  | 0 | 12/15/2023 | 213881198 | 12/19/2023
A.O. Smith Water Products Company | State | STHR-160M 1** | Federally-Regulated Consumer Product | LPG |  | 1 |  | 160000 |  |  |  | False | Instantaneous gas-fired |  | 4.8 | 98 | 5215 | 24075 | High | 0.95 |  | 0 | 12/15/2023 | 213881214 | 12/19/2023
A.O. Smith Water Products Company | State | STHR-160M 1** | Federally-Regulated Consumer Product | Natural gas |  | 1 |  | 160000 |  |  |  | False | Instantaneous gas-fired |  | 4.8 | 98 | 5215 | 24075 | High | 0.95 |  | 0 | 12/15/2023 | 213881214 | 12/19/2023
American Water Heater Co. | American | MTHR-180M 1** | Federally-Regulated Consumer Product | Natural gas |  | 1 |  | 180000 |  |  |  | False | Instantaneous gas-fired |  | 5.3 | 97 | 5215 | 24075 | High | 0.95 |  | 0 | 12/19/2023 | 213881200 | 12/19/2023
American Water Heater Co. | American | MTHR-180X3 1** | Federally-Regulated Consumer Product | LPG |  | 1 |  | 180000 |  |  |  | False | Instantaneous gas-fired |  | 5.3 | 97 | 5215 | 24075 | High | 0.95 |  | 0 | 12/19/2023 | 213881201 | 12/19/2023
American Water Heater Co. | American | MTHR-160X3 1** | Federally-Regulated Consumer Product | LPG |  | 1 |  | 160000 |  |  |  | False | Instantaneous gas-fired |  | 4.8 | 98 | 5215 | 24075 | High | 0.95 |  | 0 | 12/19/2023 | 213881217 | 12/19/2023
American Water Heater Co. | American | MTHR-199X3 1** | Federally-Regulated Consumer Product | LPG |  | 1 |  | 199000 |  |  |  | False | Instantaneous gas-fired |  | 5.9 | 98 | 5215 | 24075 | High | 0.95 |  | 0 | 12/19/2023 | 213881161 | 12/19/2023
American Water Heater Co. | American | MTHR-199X3 1** | Federally-Regulated Consumer Product | Natural gas |  | 1 |  | 199000 |  |  |  | False | Instantaneous gas-fired |  | 5.9 | 98 | 5215 | 24075 | High | 0.95 |  | 0 | 12/19/2023 | 213881161 | 12/19/2023
American Water Heater Co. | American | MTHR-199M 1** | Federally-Regulated Consumer Product | LPG |  | 1 |  | 199000 |  |  |  | False | Instantaneous gas-fired |  | 5.9 | 98 | 5215 | 24075 | High | 0.95 |  | 0 | 12/19/2023 | 213881160 | 12/19/2023
American Water Heater Co. | American | HPV10250H009DV 2** | Federally-Regulated Consumer Product | Heat pump |  | 46 |  | 0.9 | True |  |  | False | Electric storage | 52 |  | 457 | 1083 |  | Medium | 3 |  |  | 12/19/2023 | 213826285 | 12/19/2023
American Water Heater Co. | American | MTHR-199M 1** | Federally-Regulated Consumer Product | Natural gas |  | 1 |  | 199000 |  |  |  | False | Instantaneous gas-fired |  | 5.9 | 98 | 5215 | 24075 | High | 0.95 |  | 0 | 12/19/2023 | 213881160 | 12/19/2023
American Water Heater Co. | American | MTHR-180M 1** | Federally-Regulated Consumer Product | LPG |  | 1 |  | 180000 |  |  |  | False | Instantaneous gas-fired |  | 5.3 | 97 | 5215 | 24075 | High | 0.95 |  | 0 | 12/19/2023 | 213881200 | 12/19/2023
American Water Heater Co. | American | MTHR-160M 1** | Federally-Regulated Consumer Product | LPG |  | 1 |  | 160000 |  |  |  | False | Instantaneous gas-fired |  | 4.8 | 98 | 5215 | 24075 | High | 0.95 |  | 0 | 12/19/2023 | 213881216 | 12/19/2023
American Water Heater Co. | American | MTHR-160X3 1** | Federally-Regulated Consumer Product | Natural gas |  | 1 |  | 160000 |  |  |  | False | Instantaneous gas-fired |  | 4.8 | 98 | 5215 | 24075 | High | 0.95 |  | 0 | 12/19/2023 | 213881217 | 12/19/2023
American Water Heater Co. | American | MTHR-180X3 1** | Federally-Regulated Consumer Product | Natural gas |  | 1 |  | 180000 |  |  |  | False | Instantaneous gas-fired |  | 5.3 | 97 | 5215 | 24075 | High | 0.95 |  | 0 | 12/19/2023 | 213881201 | 12/19/2023
American Water Heater Co. | American | MTHR-160M 1** | Federally-Regulated Consumer Product | Natural gas |  | 1 |  | 160000 |  |  |  | False | Instantaneous gas-fired |  | 4.8 | 98 | 5215 | 24075 | High | 0.95 |  | 0 | 12/19/2023 | 213881216 | 12/19/2023
A.O. Smith Water Products Company | John Wood | JTHR-160X3 1** | Federally-Regulated Consumer Product | Natural gas |  | 1 |  | 160000 |  |  |  | False | Instantaneous gas-fired |  | 4.8 | 98 | 5215 | 24075 | High | 0.95 |  | 0 | 12/15/2023 | 213881225 | 12/19/2023
A.O. Smith Water Products Company | John Wood | JTHR-160M 1** | Federally-Regulated Consumer Product | Natural gas |  | 1 |  | 160000 |  |  |  | False | Instantaneous gas-fired |  | 4.8 | 98 | 5215 | 24075 | High | 0.95 |  | 0 | 12/15/2023 | 213881224 | 12/19/2023
A.O. Smith Water Products Company | John Wood | JTHR-180X3 1** | Federally-Regulated Consumer Product | Natural gas |  | 1 |  | 180000 |  |  |  | False | Instantaneous gas-fired |  | 5.3 | 98 | 5215 | 24075 | High | 0.95 |  | 0 | 12/15/2023 | 213881209 | 12/19/2023
A.O. Smith Water Products Company | John Wood | JTHR-199X3 1** | Federally-Regulated Consumer Product | Natural gas |  | 1 |  | 199000 |  |  |  | False | Instantaneous gas-fired |  | 5.9 | 98 | 5215 | 24075 | High | 0.95 |  | 0 | 12/15/2023 | 213881169 | 12/19/2023
A.O. Smith Water Products Company | John Wood | JTHR-180X3 1** | Federally-Regulated Consumer Product | LPG |  | 1 |  | 180000 |  |  |  | False | Instantaneous gas-fired |  | 5.3 | 98 | 5215 | 24075 | High | 0.95 |  | 0 | 12/15/2023 | 213881209 | 12/19/2023
A.O. Smith Water Products Company | John Wood | JTHR-160X3 1** | Federally-Regulated Consumer Product | LPG |  | 1 |  | 160000 |  |  |  | False | Instantaneous gas-fired |  | 4.8 | 98 | 5215 | 24075 | High | 0.95 |  | 0 | 12/15/2023 | 213881225 | 12/19/2023
A.O. Smith Water Products Company | John Wood | JTHR-199M 1** | Federally-Regulated Consumer Product | Natural gas |  | 1 |  | 199000 |  |  |  | False | Instantaneous gas-fired |  | 5.9 | 98 | 5215 | 24075 | High | 0.95 |  | 0 | 12/15/2023 | 213881168 | 12/19/2023
A.O. Smith Water Products Company | John Wood | JTHR-199M 1** | Federally-Regulated Consumer Product | LPG |  | 1 |  | 199000 |  |  |  | False | Instantaneous gas-fired |  | 5.9 | 98 | 5215 | 24075 | High | 0.95 |  | 0 | 12/15/2023 | 213881168 | 12/19/2023
A.O. Smith Water Products Company | John Wood | JTHR-160M 1** | Federally-Regulated Consumer Product | LPG |  | 1 |  | 160000 |  |  |  | False | Instantaneous gas-fired |  | 4.8 | 98 | 5215 | 24075 | High | 0.95 |  | 0 | 12/15/2023 | 213881224 | 12/19/2023
A.O. Smith Water Products Company | John Wood | JTHR-180M 1** | Federally-Regulated Consumer Product | Natural gas |  | 1 |  | 180000 |  |  |  | False | Instantaneous gas-fired |  | 5.3 | 98 | 5215 | 24075 | High | 0.95 |  | 0 | 12/15/2023 | 213881208 | 12/19/2023
A.O. Smith Water Products Company | John Wood | JTHR-180M 1** | Federally-Regulated Consumer Product | LPG |  | 1 |  | 180000 |  |  |  | False | Instantaneous gas-fired |  | 5.3 | 98 | 5215 | 24075 | High | 0.95 |  | 0 | 12/15/2023 | 213881208 | 12/19/2023
A.O. Smith Water Products Company | John Wood | JTHR-199X3 1** | Federally-Regulated Consumer Product | LPG |  | 1 |  | 199000 |  |  |  | False | Instantaneous gas-fired |  | 5.9 | 98 | 5215 | 24075 | High | 0.95 |  | 0 | 12/15/2023 | 213881169 | 12/19/2023
A.O. Smith Water Products Company | A. O. SMITH | ATHR-199M 1** | Federally-Regulated Consumer Product | Natural gas |  | 1 |  | 199000 |  |  |  | False | Instantaneous gas-fired |  | 5.9 | 98 | 5215 | 24075 | High | 0.95 |  | 0 | 12/15/2023 | 213881156 | 12/19/2023
A.O. Smith Water Products Company | A. O. SMITH | ATHR-180X3 1** | Federally-Regulated Consumer Product | LPG |  | 1 |  | 180000 |  |  |  | False | Instantaneous gas-fired |  | 5.3 | 98 | 5215 | 24075 | High | 0.95 |  | 0 | 12/15/2023 | 213881197 | 12/19/2023
A.O. Smith Water Products Company | A. O. SMITH | ATHR-199X3 1** | Federally-Regulated Consumer Product | LPG |  | 1 |  | 199000 |  |  |  | False | Instantaneous gas-fired |  | 5.9 | 98 | 5215 | 24075 | High | 0.95 |  | 0 | 12/15/2023 | 213881157 | 12/19/2023
A.O. Smith Water Products Company | A. O. SMITH | HPV10-50H01DV 2** | Federally-Regulated Consumer Product | Heat pump |  | 46 |  | 0.9 | True |  |  | False | Electric storage | 52 |  | 457 | 1083 |  | Medium | 3 |  |  | 12/01/2023 | 213826283 | 12/19/2023
A.O. Smith Water Products Company | A. O. SMITH | GT15THR-160X3 1** | Federally-Regulated Consumer Product | LPG |  | 1 |  | 160000 |  |  |  | False | Instantaneous gas-fired |  | 4.8 | 98 | 5215 | 24075 | High | 0.95 |  | 0 | 12/15/2023 | 213881223 | 12/19/2023
A.O. Smith Water Products Company | A. O. SMITH | ATHR-180M 1** | Federally-Regulated Consumer Product | Natural gas |  | 1 |  | 180000 |  |  |  | False | Instantaneous gas-fired |  | 5.3 | 98 | 5215 | 24075 | High | 0.95 |  | 0 | 12/15/2023 | 213881196 | 12/19/2023
A.O. Smith Water Products Company | A. O. SMITH | GT15THR-199X3 1** | Federally-Regulated Consumer Product | LPG |  | 1 |  | 199000 |  |  |  | False | Instantaneous gas-fired |  | 5.9 | 98 | 5215 | 24075 | High | 0.95 |  | 0 | 12/15/2023 | 213881167 | 12/19/2023
A.O. Smith Water Products Company | A. O. SMITH | ATHR-199X3 1** | Federally-Regulated Consumer Product | Natural gas |  | 1 |  | 199000 |  |  |  | False | Instantaneous gas-fired |  | 5.9 | 98 | 5215 | 24075 | High | 0.95 |  | 0 | 12/15/2023 | 213881157 | 12/19/2023
A.O. Smith Water Products Company | A. O. SMITH | GT15THR-199X3 1** | Federally-Regulated Consumer Product | Natural gas |  | 1 |  | 199000 |  |  |  | False | Instantaneous gas-fired |  | 5.9 | 98 | 5215 | 24075 | High | 0.95 |  | 0 | 12/15/2023 | 213881167 | 12/19/2023
A.O. Smith Water Products Company | A. O. SMITH | ATHR-160M 1** | Federally-Regulated Consumer Product | LPG |  | 1 |  | 160000 |  |  |  | False | Instantaneous gas-fired |  | 4.8 | 98 | 5215 | 24075 | High | 0.95 |  | 0 | 12/15/2023 | 213881212 | 12/19/2023
A.O. Smith Water Products Company | A. O. SMITH | ATHR-160X3 1** | Federally-Regulated Consumer Product | Natural gas |  | 1 |  | 160000 |  |  |  | False | Instantaneous gas-fired |  | 4.8 | 98 | 5215 | 24075 | High | 0.95 |  | 0 | 12/15/2023 | 213881213 | 12/19/2023
A.O. Smith Water Products Company | A. O. SMITH | GT15THR-160M 1** | Federally-Regulated Consumer Product | LPG |  | 1 |  | 160000 |  |  |  | False | Instantaneous gas-fired |  | 4.8 | 98 | 5215 | 24075 | High | 0.95 |  | 0 | 12/15/2023 | 213881222 | 12/19/2023
A.O. Smith Water Products Company | A. O. SMITH | GT15THR-180M 1** | Federally-Regulated Consumer Product | LPG |  | 1 |  | 180000 |  |  |  | False | Instantaneous gas-fired |  | 5.3 | 98 | 5215 | 24075 | High | 0.95 |  | 0 | 12/15/2023 | 213881206 | 12/19/2023
A.O. Smith Water Products Company | A. O. SMITH | ATHR-199M 1** | Federally-Regulated Consumer Product | LPG |  | 1 |  | 199000 |  |  |  | False | Instantaneous gas-fired |  | 5.9 | 98 | 5215 | 24075 | High | 0.95 |  | 0 | 12/15/2023 | 213881156 | 12/19/2023
A.O. Smith Water Products Company | A. O. SMITH | GT15THR-199M 1** | Federally-Regulated Consumer Product | Natural gas |  | 1 |  | 199000 |  |  |  | False | Instantaneous gas-fired |  | 5.9 | 98 | 5215 | 24075 | High | 0.95 |  | 0 | 12/15/2023 | 213881166 | 12/19/2023
A.O. Smith Water Products Company | A. O. SMITH | ATHR-160X3 1** | Federally-Regulated Consumer Product | LPG |  | 1 |  | 160000 |  |  |  | False | Instantaneous gas-fired |  | 4.8 | 98 | 5215 | 24075 | High | 0.95 |  | 0 | 12/15/2023 | 213881213 | 12/19/2023
A.O. Smith Water Products Company | A. O. SMITH | GT15THR-180M 1** | Federally-Regulated Consumer Product | Natural gas |  | 1 |  | 180000 |  |  |  | False | Instantaneous gas-fired |  | 5.3 | 98 | 5215 | 24075 | High | 0.95 |  | 0 | 12/15/2023 | 213881206 | 12/19/2023
A.O. Smith Water Products Company | A. O. SMITH | GT15THR-160X3 1** | Federally-Regulated Consumer Product | Natural gas |  | 1 |  | 160000 |  |  |  | False | Instantaneous gas-fired |  | 4.8 | 98 | 5215 | 24075 | High | 0.95 |  | 0 | 12/15/2023 | 213881223 | 12/19/2023
A.O. Smith Water Products Company | A. O. SMITH | GT15THR-199M 1** | Federally-Regulated Consumer Product | LPG |  | 1 |  | 199000 |  |  |  | False | Instantaneous gas-fired |  | 5.9 | 98 | 5215 | 24075 | High | 0.95 |  | 0 | 12/15/2023 | 213881166 | 12/19/2023
A.O. Smith Water Products Company | A. O. SMITH | ATHR-160M 1** | Federally-Regulated Consumer Product | Natural gas |  | 1 |  | 160000 |  |  |  | False | Instantaneous gas-fired |  | 4.8 | 98 | 5215 | 24075 | High | 0.95 |  | 0 | 12/15/2023 | 213881212 | 12/19/2023
A.O. Smith Water Products Company | A. O. SMITH | ATHR-180X3 1** | Federally-Regulated Consumer Product | Natural gas |  | 1 |  | 180000 |  |  |  | False | Instantaneous gas-fired |  | 5.3 | 98 | 5215 | 24075 | High | 0.95 |  | 0 | 12/15/2023 | 213881197 | 12/19/2023
A.O. Smith Water Products Company | A. O. SMITH | GT15THR-180X3 1** | Federally-Regulated Consumer Product | Natural gas |  | 1 |  | 180000 |  |  |  | False | Instantaneous gas-fired |  | 5.3 | 98 | 5215 | 24075 | High | 0.95 |  | 0 | 12/15/2023 | 213881207 | 12/19/2023
A.O. Smith Water Products Company | A. O. SMITH | HPTV-50 2** | Federally-Regulated Consumer Product | Heat pump |  | 46 |  | 0.9 | True |  |  | False | Electric storage | 52 |  | 457 | 1083 |  | Medium | 3 |  |  | 12/01/2023 | 213826277 | 12/19/2023
A.O. Smith Water Products Company | A. O. SMITH | ATHR-180M 1** | Federally-Regulated Consumer Product | LPG |  | 1 |  | 180000 |  |  |  | False | Instantaneous gas-fired |  | 5.3 | 98 | 5215 | 24075 | High | 0.95 |  | 0 | 12/15/2023 | 213881196 | 12/19/2023
A.O. Smith Water Products Company | A. O. SMITH | GT15THR-180X3 1** | Federally-Regulated Consumer Product | LPG |  | 1 |  | 180000 |  |  |  | False | Instantaneous gas-fired |  | 5.3 | 98 | 5215 | 24075 | High | 0.95 |  | 0 | 12/15/2023 | 213881207 | 12/19/2023
A.O. Smith Water Products Company | A. O. SMITH | GT15THR-160M 1** | Federally-Regulated Consumer Product | Natural gas |  | 1 |  | 160000 |  |  |  | False | Instantaneous gas-fired |  | 4.8 | 98 | 5215 | 24075 | High | 0.95 |  | 0 | 12/15/2023 | 213881222 | 12/19/2023
A.O. Smith Water Products Company | State | STHR-160X3 1** | Federally-Regulated Consumer Product | LPG |  | 1 |  | 160000 |  |  |  | False | Instantaneous gas-fired |  | 4.8 | 98 | 5215 | 24075 | High | 0.95 |  | 0 | 12/19/2023 | 213881215 | 12/19/2023
A.O. Smith Water Products Company | State | STHR-180X3 1** | Federally-Regulated Consumer Product | Natural gas |  | 1 |  | 180000 |  |  |  | False | Instantaneous gas-fired |  | 5.3 | 97 | 5215 | 24075 | High | 0.95 |  | 0 | 12/19/2023 | 213881199 | 12/19/2023
A.O. Smith Water Products Company | State | HPVX-50-DHPT 2** | Federally-Regulated Consumer Product | Heat pump |  | 46 |  | 0.9 | True |  |  | False | Electric storage | 52 |  | 457 | 1083 |  | Medium | 3 |  |  | 12/19/2023 | 213826284 | 12/19/2023
A.O. Smith Water Products Company | State | STHR-160X3 1** | Federally-Regulated Consumer Product | Natural gas |  | 1 |  | 160000 |  |  |  | False | Instantaneous gas-fired |  | 4.8 | 98 | 5215 | 24075 | High | 0.95 |  | 0 | 12/19/2023 | 213881215 | 12/19/2023
A.O. Smith Water Products Company | State | STHR-199M 1** | Federally-Regulated Consumer Product | Natural gas |  | 1 |  | 199000 |  |  |  | False | Instantaneous gas-fired |  | 5.9 | 98 | 5215 | 24075 | High | 0.95 |  | 0 | 12/19/2023 | 213881158 | 12/19/2023
A.O. Smith Water Products Company | State | STHR-199X3 1** | Federally-Regulated Consumer Product | Natural gas |  | 1 |  | 199000 |  |  |  | False | Instantaneous gas-fired |  | 5.9 | 98 | 5215 | 24075 | High | 0.95 |  | 0 | 12/19/2023 | 213881159 | 12/19/2023
A.O. Smith Water Products Company | State | STHR-180M 1** | Federally-Regulated Consumer Product | Natural gas |  | 1 |  | 180000 |  |  |  | False | Instantaneous gas-fired |  | 5.3 | 97 | 5215 | 24075 | High | 0.95 |  | 0 | 12/19/2023 | 213881198 | 12/19/2023
A.O. Smith Water Products Company | State | STHR-180X3 1** | Federally-Regulated Consumer Product | LPG |  | 1 |  | 180000 |  |  |  | False | Instantaneous gas-fired |  | 5.3 | 97 | 5215 | 24075 | High | 0.95 |  | 0 | 12/19/2023 | 213881199 | 12/19/2023
A.O. Smith Water Products Company | State | STHR-199M 1** | Federally-Regulated Consumer Product | LPG |  | 1 |  | 199000 |  |  |  | False | Instantaneous gas-fired |  | 5.9 | 98 | 5215 | 24075 | High | 0.95 |  | 0 | 12/19/2023 | 213881158 | 12/19/2023
A.O. Smith Water Products Company | State | STHR-199X3 1** | Federally-Regulated Consumer Product | LPG |  | 1 |  | 199000 |  |  |  | False | Instantaneous gas-fired |  | 5.9 | 98 | 5215 | 24075 | High | 0.95 |  | 0 | 12/19/2023 | 213881159 | 12/19/2023
A.O. Smith Water Products Company | State | STHR-180M 1** | Federally-Regulated Consumer Product | LPG |  | 1 |  | 180000 |  |  |  | False | Instantaneous gas-fired |  | 5.3 | 97 | 5215 | 24075 | High | 0.95 |  | 0 | 12/19/2023 | 213881198 | 12/19/2023
A.O. Smith Water Products Company | State | STHR-160M 1** | Federally-Regulated Consumer Product | LPG |  | 1 |  | 160000 |  |  |  | False | Instantaneous gas-fired |  | 4.8 | 98 | 5215 | 24075 | High | 0.95 |  | 0 | 12/19/2023 | 213881214 | 12/19/2023
A.O. Smith Water Products Company | State | STHR-160M 1** | Federally-Regulated Consumer Product | Natural gas |  | 1 |  | 160000 |  |  |  | False | Instantaneous gas-fired |  | 4.8 | 98 | 5215 | 24075 | High | 0.95 |  | 0 | 12/19/2023 | 213881214 | 12/19/2023
A.O. Smith Water Products Company | GSW WATER HEATERS | GTHR-180M 1** | Federally-Regulated Consumer Product | LPG |  | 1 |  | 180000 |  |  |  | False | Instantaneous gas-fired |  | 5.3 | 98 | 5215 | 24075 | High | 0.95 |  | 0 | 12/15/2023 | 213881210 | 12/19/2023
A.O. Smith Water Products Company | GSW WATER HEATERS | GTHR-160X3 1** | Federally-Regulated Consumer Product | LPG |  | 1 |  | 160000 |  |  |  | False | Instantaneous gas-fired |  | 4.8 | 98 | 5215 | 24075 | High | 0.95 |  | 0 | 12/15/2023 | 213881227 | 12/19/2023
A.O. Smith Water Products Company | GSW WATER HEATERS | GTHR-199M 1** | Federally-Regulated Consumer Product | LPG |  | 1 |  | 199000 |  |  |  | False | Instantaneous gas-fired |  | 5.9 | 98 | 5215 | 24075 | High | 0.95 |  | 0 | 12/15/2023 | 213881170 | 12/19/2023
A.O. Smith Water Products Company | GSW WATER HEATERS | GTHR-199M 1** | Federally-Regulated Consumer Product | Natural gas |  | 1 |  | 199000 |  |  |  | False | Instantaneous gas-fired |  | 5.9 | 98 | 5215 | 24075 | High | 0.95 |  | 0 | 12/15/2023 | 213881170 | 12/19/2023
A.O. Smith Water Products Company | GSW WATER HEATERS | GTHR-160M 1** | Federally-Regulated Consumer Product | LPG |  | 1 |  | 160000 |  |  |  | False | Instantaneous gas-fired |  | 4.8 | 98 | 5215 | 24075 | High | 0.95 |  | 0 | 12/15/2023 | 213881226 | 12/19/2023
A.O. Smith Water Products Company | GSW WATER HEATERS | GTHR-199X3 1** | Federally-Regulated Consumer Product | Natural gas |  | 1 |  | 199000 |  |  |  | False | Instantaneous gas-fired |  | 5.9 | 98 | 5215 | 24075 | High | 0.95 |  | 0 | 12/15/2023 | 213881171 | 12/19/2023
A.O. Smith Water Products Company | GSW WATER HEATERS | GTHR-180X3 1** | Federally-Regulated Consumer Product | LPG |  | 1 |  | 180000 |  |  |  | False | Instantaneous gas-fired |  | 5.3 | 98 | 5215 | 24075 | High | 0.95 |  | 0 | 12/15/2023 | 213881211 | 12/19/2023
A.O. Smith Water Products Company | GSW WATER HEATERS | GTHR-180M 1** | Federally-Regulated Consumer Product | Natural gas |  | 1 |  | 180000 |  |  |  | False | Instantaneous gas-fired |  | 5.3 | 98 | 5215 | 24075 | High | 0.95 |  | 0 | 12/15/2023 | 213881210 | 12/19/2023
A.O. Smith Water Products Company | GSW WATER HEATERS | GTHR-180X3 1** | Federally-Regulated Consumer Product | Natural gas |  | 1 |  | 180000 |  |  |  | False | Instantaneous gas-fired |  | 5.3 | 98 | 5215 | 24075 | High | 0.95 |  | 0 | 12/15/2023 | 213881211 | 12/19/2023
A.O. Smith Water Products Company | GSW WATER HEATERS | GTHR-160X3 1** | Federally-Regulated Consumer Product | Natural gas |  | 1 |  | 160000 |  |  |  | False | Instantaneous gas-fired |  | 4.8 | 98 | 5215 | 24075 | High | 0.95 |  | 0 | 12/15/2023 | 213881227 | 12/19/2023
A.O. Smith Water Products Company | GSW WATER HEATERS | GTHR-199X3 1** | Federally-Regulated Consumer Product | LPG |  | 1 |  | 199000 |  |  |  | False | Instantaneous gas-fired |  | 5.9 | 98 | 5215 | 24075 | High | 0.95 |  | 0 | 12/15/2023 | 213881171 | 12/19/2023
A.O. Smith Water Products Company | GSW WATER HEATERS | GTHR-160M 1** | Federally-Regulated Consumer Product | Natural gas |  | 1 |  | 160000 |  |  |  | False | Instantaneous gas-fired |  | 4.8 | 98 | 5215 | 24075 | High | 0.95 |  | 0 | 12/15/2023 | 213881226 | 12/19/2023
A.O. Smith Water Products Company | John Wood | JTHR-160X3 1** | Federally-Regulated Consumer Product | Natural gas |  | 1 |  | 160000 |  |  |  | False | Instantaneous gas-fired |  | 4.8 | 98 | 5215 | 24075 | High | 0.95 |  | 0 | 12/19/2023 | 213881225 | 12/19/2023
A.O. Smith Water Products Company | John Wood | JTHR-160M 1** | Federally-Regulated Consumer Product | Natural gas |  | 1 |  | 160000 |  |  |  | False | Instantaneous gas-fired |  | 4.8 | 98 | 5215 | 24075 | High | 0.95 |  | 0 | 12/19/2023 | 213881224 | 12/19/2023
A.O. Smith Water Products Company | John Wood | JTHR-180X3 1** | Federally-Regulated Consumer Product | Natural gas |  | 1 |  | 180000 |  |  |  | False | Instantaneous gas-fired |  | 5.3 | 97 | 5215 | 24075 | High | 0.95 |  | 0 | 12/19/2023 | 213881209 | 12/19/2023
A.O. Smith Water Products Company | John Wood | JTHR-199X3 1** | Federally-Regulated Consumer Product | Natural gas |  | 1 |  | 199000 |  |  |  | False | Instantaneous gas-fired |  | 5.9 | 98 | 5215 | 24075 | High | 0.95 |  | 0 | 12/19/2023 | 213881169 | 12/19/2023
A.O. Smith Water Products Company | John Wood | JTHR-180X3 1** | Federally-Regulated Consumer Product | LPG |  | 1 |  | 180000 |  |  |  | False | Instantaneous gas-fired |  | 5.3 | 97 | 5215 | 24075 | High | 0.95 |  | 0 | 12/19/2023 | 213881209 | 12/19/2023
A.O. Smith Water Products Company | John Wood | JTHR-160X3 1** | Federally-Regulated Consumer Product | LPG |  | 1 |  | 160000 |  |  |  | False | Instantaneous gas-fired |  | 4.8 | 98 | 5215 | 24075 | High | 0.95 |  | 0 | 12/19/2023 | 213881225 | 12/19/2023
A.O. Smith Water Products Company | John Wood | JTHR-199M 1** | Federally-Regulated Consumer Product | Natural gas |  | 1 |  | 199000 |  |  |  | False | Instantaneous gas-fired |  | 5.9 | 98 | 5215 | 24075 | High | 0.95 |  | 0 | 12/19/2023 | 213881168 | 12/19/2023
A.O. Smith Water Products Company | John Wood | JTHR-199M 1** | Federally-Regulated Consumer Product | LPG |  | 1 |  | 199000 |  |  |  | False | Instantaneous gas-fired |  | 5.9 | 98 | 5215 | 24075 | High | 0.95 |  | 0 | 12/19/2023 | 213881168 | 12/19/2023
A.O. Smith Water Products Company | John Wood | JTHR-160M 1** | Federally-Regulated Consumer Product | LPG |  | 1 |  | 160000 |  |  |  | False | Instantaneous gas-fired |  | 4.8 | 98 | 5215 | 24075 | High | 0.95 |  | 0 | 12/19/2023 | 213881224 | 12/19/2023
A.O. Smith Water Products Company | John Wood | JTHR-180M 1** | Federally-Regulated Consumer Product | Natural gas |  | 1 |  | 180000 |  |  |  | False | Instantaneous gas-fired |  | 5.3 | 97 | 5215 | 24075 | High | 0.95 |  | 0 | 12/19/2023 | 213881208 | 12/19/2023
A.O. Smith Water Products Company | John Wood | JTHR-180M 1** | Federally-Regulated Consumer Product | LPG |  | 1 |  | 180000 |  |  |  | False | Instantaneous gas-fired |  | 5.3 | 97 | 5215 | 24075 | High | 0.95 |  | 0 | 12/19/2023 | 213881208 | 12/19/2023
A.O. Smith Water Products Company | John Wood | JTHR-199X3 1** | Federally-Regulated Consumer Product | LPG |  | 1 |  | 199000 |  |  |  | False | Instantaneous gas-fired |  | 5.9 | 98 | 5215 | 24075 | High | 0.95 |  | 0 | 12/19/2023 | 213881169 | 12/19/2023
A.O. Smith Water Products Company | A. O. SMITH | ATHR-199M 1** | Federally-Regulated Consumer Product | Natural gas |  | 1 |  | 199000 |  |  |  | False | Instantaneous gas-fired |  | 5.9 | 98 | 5215 | 24075 | High | 0.95 |  | 0 | 12/19/2023 | 213881156 | 12/19/2023
A.O. Smith Water Products Company | A. O. SMITH | ATHR-180X3 1** | Federally-Regulated Consumer Product | LPG |  | 1 |  | 180000 |  |  |  | False | Instantaneous gas-fired |  | 5.3 | 97 | 5215 | 24075 | High | 0.95 |  | 0 | 12/19/2023 | 213881197 | 12/19/2023
A.O. Smith Water Products Company | A. O. SMITH | ATHR-199X3 1** | Federally-Regulated Consumer Product | LPG |  | 1 |  | 199000 |  |  |  | False | Instantaneous gas-fired |  | 5.9 | 98 | 5215 | 24075 | High | 0.95 |  | 0 | 12/19/2023 | 213881157 | 12/19/2023
A.O. Smith Water Products Company | A. O. SMITH | HPV10-50H01DV 2** | Federally-Regulated Consumer Product | Heat pump |  | 46 |  | 0.9 | True |  |  | False | Electric storage | 52 |  | 457 | 1083 |  | Medium | 3 |  |  | 12/19/2023 | 213826283 | 12/19/2023
A.O. Smith Water Products Company | A. O. SMITH | GT15THR-160X3 1** | Federally-Regulated Consumer Product | LPG |  | 1 |  | 160000 |  |  |  | False | Instantaneous gas-fired |  | 4.8 | 98 | 5215 | 24075 | High | 0.95 |  | 0 | 12/19/2023 | 213881223 | 12/19/2023
A.O. Smith Water Products Company | A. O. SMITH | ATHR-180M 1** | Federally-Regulated Consumer Product | Natural gas |  | 1 |  | 180000 |  |  |  | False | Instantaneous gas-fired |  | 5.3 | 97 | 5215 | 24075 | High | 0.95 |  | 0 | 12/19/2023 | 213881196 | 12/19/2023
A.O. Smith Water Products Company | A. O. SMITH | GT15THR-199X3 1** | Federally-Regulated Consumer Product | LPG |  | 1 |  | 199000 |  |  |  | False | Instantaneous gas-fired |  | 5.9 | 98 | 5215 | 24075 | High | 0.95 |  | 0 | 12/19/2023 | 213881167 | 12/19/2023
A.O. Smith Water Products Company | A. O. SMITH | ATHR-199X3 1** | Federally-Regulated Consumer Product | Natural gas |  | 1 |  | 199000 |  |  |  | False | Instantaneous gas-fired |  | 5.9 | 98 | 5215 | 24075 | High | 0.95 |  | 0 | 12/19/2023 | 213881157 | 12/19/2023
A.O. Smith Water Products Company | A. O. SMITH | GT15THR-199X3 1** | Federally-Regulated Consumer Product | Natural gas |  | 1 |  | 199000 |  |  |  | False | Instantaneous gas-fired |  | 5.9 | 98 | 5215 | 24075 | High | 0.95 |  | 0 | 12/19/2023 | 213881167 | 12/19/2023
A.O. Smith Water Products Company | A. O. SMITH | ATHR-160M 1** | Federally-Regulated Consumer Product | LPG |  | 1 |  | 160000 |  |  |  | False | Instantaneous gas-fired |  | 4.8 | 98 | 5215 | 24075 | High | 0.95 |  | 0 | 12/19/2023 | 213881212 | 12/19/2023
A.O. Smith Water Products Company | A. O. SMITH | ATHR-160X3 1** | Federally-Regulated Consumer Product | Natural gas |  | 1 |  | 160000 |  |  |  | False | Instantaneous gas-fired |  | 4.8 | 98 | 5215 | 24075 | High | 0.95 |  | 0 | 12/19/2023 | 213881213 | 12/19/2023
A.O. Smith Water Products Company | A. O. SMITH | GT15THR-160M 1** | Federally-Regulated Consumer Product | LPG |  | 1 |  | 160000 |  |  |  | False | Instantaneous gas-fired |  | 4.8 | 98 | 5215 | 24075 | High | 0.95 |  | 0 | 12/19/2023 | 213881222 | 12/19/2023
A.O. Smith Water Products Company | A. O. SMITH | GT15THR-180M 1** | Federally-Regulated Consumer Product | LPG |  | 1 |  | 180000 |  |  |  | False | Instantaneous gas-fired |  | 5.3 | 97 | 5215 | 24075 | High | 0.95 |  | 0 | 12/19/2023 | 213881206 | 12/19/2023
A.O. Smith Water Products Company | A. O. SMITH | ATHR-199M 1** | Federally-Regulated Consumer Product | LPG |  | 1 |  | 199000 |  |  |  | False | Instantaneous gas-fired |  | 5.9 | 98 | 5215 | 24075 | High | 0.95 |  | 0 | 12/19/2023 | 213881156 | 12/19/2023
A.O. Smith Water Products Company | A. O. SMITH | GT15THR-199M 1** | Federally-Regulated Consumer Product | Natural gas |  | 1 |  | 199000 |  |  |  | False | Instantaneous gas-fired |  | 5.9 | 98 | 5215 | 24075 | High | 0.95 |  | 0 | 12/19/2023 | 213881166 | 12/19/2023
A.O. Smith Water Products Company | A. O. SMITH | ATHR-160X3 1** | Federally-Regulated Consumer Product | LPG |  | 1 |  | 160000 |  |  |  | False | Instantaneous gas-fired |  | 4.8 | 98 | 5215 | 24075 | High | 0.95 |  | 0 | 12/19/2023 | 213881213 | 12/19/2023
A.O. Smith Water Products Company | A. O. SMITH | GT15THR-180M 1** | Federally-Regulated Consumer Product | Natural gas |  | 1 |  | 180000 |  |  |  | False | Instantaneous gas-fired |  | 5.3 | 97 | 5215 | 24075 | High | 0.95 |  | 0 | 12/19/2023 | 213881206 | 12/19/2023
A.O. Smith Water Products Company | A. O. SMITH | GT15THR-160X3 1** | Federally-Regulated Consumer Product | Natural gas |  | 1 |  | 160000 |  |  |  | False | Instantaneous gas-fired |  | 4.8 | 98 | 5215 | 24075 | High | 0.95 |  | 0 | 12/19/2023 | 213881223 | 12/19/2023
A.O. Smith Water Products Company | A. O. SMITH | GT15THR-199M 1** | Federally-Regulated Consumer Product | LPG |  | 1 |  | 199000 |  |  |  | False | Instantaneous gas-fired |  | 5.9 | 98 | 5215 | 24075 | High | 0.95 |  | 0 | 12/19/2023 | 213881166 | 12/19/2023
A.O. Smith Water Products Company | A. O. SMITH | ATHR-160M 1** | Federally-Regulated Consumer Product | Natural gas |  | 1 |  | 160000 |  |  |  | False | Instantaneous gas-fired |  | 4.8 | 98 | 5215 | 24075 | High | 0.95 |  | 0 | 12/19/2023 | 213881212 | 12/19/2023
A.O. Smith Water Products Company | A. O. SMITH | ATHR-180X3 1** | Federally-Regulated Consumer Product | Natural gas |  | 1 |  | 180000 |  |  |  | False | Instantaneous gas-fired |  | 5.3 | 97 | 5215 | 24075 | High | 0.95 |  | 0 | 12/19/2023 | 213881197 | 12/19/2023
A.O. Smith Water Products Company | A. O. SMITH | GT15THR-180X3 1** | Federally-Regulated Consumer Product | Natural gas |  | 1 |  | 180000 |  |  |  | False | Instantaneous gas-fired |  | 5.3 | 97 | 5215 | 24075 | High | 0.95 |  | 0 | 12/19/2023 | 213881207 | 12/19/2023
A.O. Smith Water Products Company | A. O. SMITH | HPTV-50 2** | Federally-Regulated Consumer Product | Heat pump |  | 46 |  | 0.9 | True |  |  | False | Electric storage | 52 |  | 457 | 1083 |  | Medium | 3 |  |  | 12/19/2023 | 213826277 | 12/19/2023
A.O. Smith Water Products Company | A. O. SMITH | ATHR-180M 1** | Federally-Regulated Consumer Product | LPG |  | 1 |  | 180000 |  |  |  | False | Instantaneous gas-fired |  | 5.3 | 97 | 5215 | 24075 | High | 0.95 |  | 0 | 12/19/2023 | 213881196 | 12/19/2023
A.O. Smith Water Products Company | A. O. SMITH | GT15THR-180X3 1** | Federally-Regulated Consumer Product | LPG |  | 1 |  | 180000 |  |  |  | False | Instantaneous gas-fired |  | 5.3 | 97 | 5215 | 24075 | High | 0.95 |  | 0 | 12/19/2023 | 213881207 | 12/19/2023
A.O. Smith Water Products Company | A. O. SMITH | GT15THR-160M 1** | Federally-Regulated Consumer Product | Natural gas |  | 1 |  | 160000 |  |  |  | False | Instantaneous gas-fired |  | 4.8 | 98 | 5215 | 24075 | High | 0.95 |  | 0 | 12/19/2023 | 213881222 | 12/19/2023
A.O. Smith Water Products Company | GSW WATER HEATERS | GTHR-180M 1** | Federally-Regulated Consumer Product | LPG |  | 1 |  | 180000 |  |  |  | False | Instantaneous gas-fired |  | 5.3 | 97 | 5215 | 24075 | High | 0.95 |  | 0 | 12/19/2023 | 213881210 | 12/19/2023
A.O. Smith Water Products Company | GSW WATER HEATERS | GTHR-160X3 1** | Federally-Regulated Consumer Product | LPG |  | 1 |  | 160000 |  |  |  | False | Instantaneous gas-fired |  | 4.8 | 98 | 5215 | 24075 | High | 0.95 |  | 0 | 12/19/2023 | 213881227 | 12/19/2023
A.O. Smith Water Products Company | GSW WATER HEATERS | GTHR-199M 1** | Federally-Regulated Consumer Product | LPG |  | 1 |  | 199000 |  |  |  | False | Instantaneous gas-fired |  | 5.9 | 98 | 5215 | 24075 | High | 0.95 |  | 0 | 12/19/2023 | 213881170 | 12/19/2023
A.O. Smith Water Products Company | GSW WATER HEATERS | GTHR-199M 1** | Federally-Regulated Consumer Product | Natural gas |  | 1 |  | 199000 |  |  |  | False | Instantaneous gas-fired |  | 5.9 | 98 | 5215 | 24075 | High | 0.95 |  | 0 | 12/19/2023 | 213881170 | 12/19/2023
A.O. Smith Water Products Company | GSW WATER HEATERS | GTHR-160M 1** | Federally-Regulated Consumer Product | LPG |  | 1 |  | 160000 |  |  |  | False | Instantaneous gas-fired |  | 4.8 | 98 | 5215 | 24075 | High | 0.95 |  | 0 | 12/19/2023 | 213881226 | 12/19/2023
A.O. Smith Water Products Company | GSW WATER HEATERS | GTHR-199X3 1** | Federally-Regulated Consumer Product | Natural gas |  | 1 |  | 199000 |  |  |  | False | Instantaneous gas-fired |  | 5.9 | 98 | 5215 | 24075 | High | 0.95 |  | 0 | 12/19/2023 | 213881171 | 12/19/2023
A.O. Smith Water Products Company | GSW WATER HEATERS | GTHR-180X3 1** | Federally-Regulated Consumer Product | LPG |  | 1 |  | 180000 |  |  |  | False | Instantaneous gas-fired |  | 5.3 | 97 | 5215 | 24075 | High | 0.95 |  | 0 | 12/19/2023 | 213881211 | 12/19/2023
A.O. Smith Water Products Company | GSW WATER HEATERS | GTHR-180M 1** | Federally-Regulated Consumer Product | Natural gas |  | 1 |  | 180000 |  |  |  | False | Instantaneous gas-fired |  | 5.3 | 97 | 5215 | 24075 | High | 0.95 |  | 0 | 12/19/2023 | 213881210 | 12/19/2023
A.O. Smith Water Products Company | GSW WATER HEATERS | GTHR-180X3 1** | Federally-Regulated Consumer Product | Natural gas |  | 1 |  | 180000 |  |  |  | False | Instantaneous gas-fired |  | 5.3 | 97 | 5215 | 24075 | High | 0.95 |  | 0 | 12/19/2023 | 213881211 | 12/19/2023
A.O. Smith Water Products Company | GSW WATER HEATERS | GTHR-160X3 1** | Federally-Regulated Consumer Product | Natural gas |  | 1 |  | 160000 |  |  |  | False | Instantaneous gas-fired |  | 4.8 | 98 | 5215 | 24075 | High | 0.95 |  | 0 | 12/19/2023 | 213881227 | 12/19/2023
A.O. Smith Water Products Company | GSW WATER HEATERS | GTHR-199X3 1** | Federally-Regulated Consumer Product | LPG |  | 1 |  | 199000 |  |  |  | False | Instantaneous gas-fired |  | 5.9 | 98 | 5215 | 24075 | High | 0.95 |  | 0 | 12/19/2023 | 213881171 | 12/19/2023
A.O. Smith Water Products Company | GSW WATER HEATERS | GTHR-160M 1** | Federally-Regulated Consumer Product | Natural gas |  | 1 |  | 160000 |  |  |  | False | Instantaneous gas-fired |  | 4.8 | 98 | 5215 | 24075 | High | 0.95 |  | 0 | 12/19/2023 | 213881226 | 12/19/2023
A.O. Smith Water Products Company | A. O. SMITH | ATHR-199M 1** | Federally-Regulated Consumer Product | Natural gas |  | 1 |  | 199000 |  |  |  | False | Instantaneous gas-fired |  | 5.9 | 98 | 5215 | 24075 | High | 0.95 |  | 0 | 12/19/2023 | 213881156 | 12/19/2023
A.O. Smith Water Products Company | A. O. SMITH | ATHR-180X3 1** | Federally-Regulated Consumer Product | LPG |  | 1 |  | 180000 |  |  |  | False | Instantaneous gas-fired |  | 5.3 | 97 | 5215 | 24075 | High | 0.95 |  | 0 | 12/19/2023 | 213881197 | 12/19/2023
A.O. Smith Water Products Company | A. O. SMITH | ATHR-199X3 1** | Federally-Regulated Consumer Product | LPG |  | 1 |  | 199000 |  |  |  | False | Instantaneous gas-fired |  | 5.9 | 98 | 5215 | 24075 | High | 0.95 |  | 0 | 12/19/2023 | 213881157 | 12/19/2023
A.O. Smith Water Products Company | A. O. SMITH | HPV10-50H01DV 2** | Federally-Regulated Consumer Product | Heat pump |  | 46 |  | 0.9 | True |  |  | False | Electric storage | 52 |  | 457 | 1083 |  | Medium | 3 |  |  | 12/19/2023 | 213826283 | 12/19/2023
A.O. Smith Water Products Company | A. O. SMITH | GT15THR-160X3 1** | Federally-Regulated Consumer Product | LPG |  | 1 |  | 160000 |  |  |  | False | Instantaneous gas-fired |  | 4.8 | 98 | 5215 | 24075 | High | 0.95 |  | 0 | 12/19/2023 | 213881223 | 12/19/2023
A.O. Smith Water Products Company | A. O. SMITH | ATHR-180M 1** | Federally-Regulated Consumer Product | Natural gas |  | 1 |  | 180000 |  |  |  | False | Instantaneous gas-fired |  | 5.3 | 97 | 5215 | 24075 | High | 0.95 |  | 0 | 12/19/2023 | 213881196 | 12/19/2023
A.O. Smith Water Products Company | A. O. SMITH | GT15THR-199X3 1** | Federally-Regulated Consumer Product | LPG |  | 1 |  | 199000 |  |  |  | False | Instantaneous gas-fired |  | 5.9 | 98 | 5215 | 24075 | High | 0.95 |  | 0 | 12/19/2023 | 213881167 | 12/19/2023
A.O. Smith Water Products Company | A. O. SMITH | ATHR-199X3 1** | Federally-Regulated Consumer Product | Natural gas |  | 1 |  | 199000 |  |  |  | False | Instantaneous gas-fired |  | 5.9 | 98 | 5215 | 24075 | High | 0.95 |  | 0 | 12/19/2023 | 213881157 | 12/19/2023
A.O. Smith Water Products Company | A. O. SMITH | GT15THR-199X3 1** | Federally-Regulated Consumer Product | Natural gas |  | 1 |  | 199000 |  |  |  | False | Instantaneous gas-fired |  | 5.9 | 98 | 5215 | 24075 | High | 0.95 |  | 0 | 12/19/2023 | 213881167 | 12/19/2023
A.O. Smith Water Products Company | A. O. SMITH | ATHR-160M 1** | Federally-Regulated Consumer Product | LPG |  | 1 |  | 160000 |  |  |  | False | Instantaneous gas-fired |  | 4.8 | 98 | 5215 | 24075 | High | 0.95 |  | 0 | 12/19/2023 | 213881212 | 12/19/2023
A.O. Smith Water Products Company | A. O. SMITH | ATHR-160X3 1** | Federally-Regulated Consumer Product | Natural gas |  | 1 |  | 160000 |  |  |  | False | Instantaneous gas-fired |  | 4.8 | 98 | 5215 | 24075 | High | 0.95 |  | 0 | 12/19/2023 | 213881213 | 12/19/2023
A.O. Smith Water Products Company | A. O. SMITH | GT15THR-160M 1** | Federally-Regulated Consumer Product | LPG |  | 1 |  | 160000 |  |  |  | False | Instantaneous gas-fired |  | 4.8 | 98 | 5215 | 24075 | High | 0.95 |  | 0 | 12/19/2023 | 213881222 | 12/19/2023
A.O. Smith Water Products Company | A. O. SMITH | GT15THR-180M 1** | Federally-Regulated Consumer Product | LPG |  | 1 |  | 180000 |  |  |  | False | Instantaneous gas-fired |  | 5.3 | 97 | 5215 | 24075 | High | 0.95 |  | 0 | 12/19/2023 | 213881206 | 12/19/2023
A.O. Smith Water Products Company | A. O. SMITH | ATHR-199M 1** | Federally-Regulated Consumer Product | LPG |  | 1 |  | 199000 |  |  |  | False | Instantaneous gas-fired |  | 5.9 | 98 | 5215 | 24075 | High | 0.95 |  | 0 | 12/19/2023 | 213881156 | 12/19/2023
A.O. Smith Water Products Company | A. O. SMITH | GT15THR-199M 1** | Federally-Regulated Consumer Product | Natural gas |  | 1 |  | 199000 |  |  |  | False | Instantaneous gas-fired |  | 5.9 | 98 | 5215 | 24075 | High | 0.95 |  | 0 | 12/19/2023 | 213881166 | 12/19/2023
A.O. Smith Water Products Company | A. O. SMITH | ATHR-160X3 1** | Federally-Regulated Consumer Product | LPG |  | 1 |  | 160000 |  |  |  | False | Instantaneous gas-fired |  | 4.8 | 98 | 5215 | 24075 | High | 0.95 |  | 0 | 12/19/2023 | 213881213 | 12/19/2023
A.O. Smith Water Products Company | A. O. SMITH | GT15THR-180M 1** | Federally-Regulated Consumer Product | Natural gas |  | 1 |  | 180000 |  |  |  | False | Instantaneous gas-fired |  | 5.3 | 97 | 5215 | 24075 | High | 0.95 |  | 0 | 12/19/2023 | 213881206 | 12/19/2023
A.O. Smith Water Products Company | A. O. SMITH | GT15THR-160X3 1** | Federally-Regulated Consumer Product | Natural gas |  | 1 |  | 160000 |  |  |  | False | Instantaneous gas-fired |  | 4.8 | 98 | 5215 | 24075 | High | 0.95 |  | 0 | 12/19/2023 | 213881223 | 12/19/2023
A.O. Smith Water Products Company | A. O. SMITH | GT15THR-199M 1** | Federally-Regulated Consumer Product | LPG |  | 1 |  | 199000 |  |  |  | False | Instantaneous gas-fired |  | 5.9 | 98 | 5215 | 24075 | High | 0.95 |  | 0 | 12/19/2023 | 213881166 | 12/19/2023
A.O. Smith Water Products Company | A. O. SMITH | ATHR-160M 1** | Federally-Regulated Consumer Product | Natural gas |  | 1 |  | 160000 |  |  |  | False | Instantaneous gas-fired |  | 4.8 | 98 | 5215 | 24075 | High | 0.95 |  | 0 | 12/19/2023 | 213881212 | 12/19/2023
A.O. Smith Water Products Company | A. O. SMITH | ATHR-180X3 1** | Federally-Regulated Consumer Product | Natural gas |  | 1 |  | 180000 |  |  |  | False | Instantaneous gas-fired |  | 5.3 | 97 | 5215 | 24075 | High | 0.95 |  | 0 | 12/19/2023 | 213881197 | 12/19/2023
A.O. Smith Water Products Company | A. O. SMITH | GT15THR-180X3 1** | Federally-Regulated Consumer Product | Natural gas |  | 1 |  | 180000 |  |  |  | False | Instantaneous gas-fired |  | 5.3 | 97 | 5215 | 24075 | High | 0.95 |  | 0 | 12/19/2023 | 213881207 | 12/19/2023
A.O. Smith Water Products Company | A. O. SMITH | HPTV-50 2** | Federally-Regulated Consumer Product | Heat pump |  | 46 |  | 0.9 | True |  |  | False | Electric storage | 52 |  | 457 | 1083 |  | Medium | 3 |  |  | 12/19/2023 | 213826277 | 12/19/2023
A.O. Smith Water Products Company | A. O. SMITH | ATHR-180M 1** | Federally-Regulated Consumer Product | LPG |  | 1 |  | 180000 |  |  |  | False | Instantaneous gas-fired |  | 5.3 | 97 | 5215 | 24075 | High | 0.95 |  | 0 | 12/19/2023 | 213881196 | 12/19/2023
A.O. Smith Water Products Company | A. O. SMITH | GT15THR-180X3 1** | Federally-Regulated Consumer Product | LPG |  | 1 |  | 180000 |  |  |  | False | Instantaneous gas-fired |  | 5.3 | 97 | 5215 | 24075 | High | 0.95 |  | 0 | 12/19/2023 | 213881207 | 12/19/2023
A.O. Smith Water Products Company | A. O. SMITH | GT15THR-160M 1** | Federally-Regulated Consumer Product | Natural gas |  | 1 |  | 160000 |  |  |  | False | Instantaneous gas-fired |  | 4.8 | 98 | 5215 | 24075 | High | 0.95 |  | 0 | 12/19/2023 | 213881222 | 12/19/2023
A.O. Smith Water Products Company | GSW WATER HEATERS | GTHR-180M 1** | Federally-Regulated Consumer Product | LPG |  | 1 |  | 180000 |  |  |  | False | Instantaneous gas-fired |  | 5.3 | 97 | 5215 | 24075 | High | 0.95 |  | 0 | 12/19/2023 | 213881210 | 12/19/2023
A.O. Smith Water Products Company | GSW WATER HEATERS | GTHR-160X3 1** | Federally-Regulated Consumer Product | LPG |  | 1 |  | 160000 |  |  |  | False | Instantaneous gas-fired |  | 4.8 | 98 | 5215 | 24075 | High | 0.95 |  | 0 | 12/19/2023 | 213881227 | 12/19/2023
A.O. Smith Water Products Company | GSW WATER HEATERS | GTHR-199M 1** | Federally-Regulated Consumer Product | LPG |  | 1 |  | 199000 |  |  |  | False | Instantaneous gas-fired |  | 5.9 | 98 | 5215 | 24075 | High | 0.95 |  | 0 | 12/19/2023 | 213881170 | 12/19/2023
A.O. Smith Water Products Company | GSW WATER HEATERS | GTHR-199M 1** | Federally-Regulated Consumer Product | Natural gas |  | 1 |  | 199000 |  |  |  | False | Instantaneous gas-fired |  | 5.9 | 98 | 5215 | 24075 | High | 0.95 |  | 0 | 12/19/2023 | 213881170 | 12/19/2023
A.O. Smith Water Products Company | GSW WATER HEATERS | GTHR-160M 1** | Federally-Regulated Consumer Product | LPG |  | 1 |  | 160000 |  |  |  | False | Instantaneous gas-fired |  | 4.8 | 98 | 5215 | 24075 | High | 0.95 |  | 0 | 12/19/2023 | 213881226 | 12/19/2023
A.O. Smith Water Products Company | GSW WATER HEATERS | GTHR-199X3 1** | Federally-Regulated Consumer Product | Natural gas |  | 1 |  | 199000 |  |  |  | False | Instantaneous gas-fired |  | 5.9 | 98 | 5215 | 24075 | High | 0.95 |  | 0 | 12/19/2023 | 213881171 | 12/19/2023
A.O. Smith Water Products Company | GSW WATER HEATERS | GTHR-180X3 1** | Federally-Regulated Consumer Product | LPG |  | 1 |  | 180000 |  |  |  | False | Instantaneous gas-fired |  | 5.3 | 97 | 5215 | 24075 | High | 0.95 |  | 0 | 12/19/2023 | 213881211 | 12/19/2023
A.O. Smith Water Products Company | GSW WATER HEATERS | GTHR-180M 1** | Federally-Regulated Consumer Product | Natural gas |  | 1 |  | 180000 |  |  |  | False | Instantaneous gas-fired |  | 5.3 | 97 | 5215 | 24075 | High | 0.95 |  | 0 | 12/19/2023 | 213881210 | 12/19/2023
A.O. Smith Water Products Company | GSW WATER HEATERS | GTHR-180X3 1** | Federally-Regulated Consumer Product | Natural gas |  | 1 |  | 180000 |  |  |  | False | Instantaneous gas-fired |  | 5.3 | 97 | 5215 | 24075 | High | 0.95 |  | 0 | 12/19/2023 | 213881211 | 12/19/2023
A.O. Smith Water Products Company | GSW WATER HEATERS | GTHR-160X3 1** | Federally-Regulated Consumer Product | Natural gas |  | 1 |  | 160000 |  |  |  | False | Instantaneous gas-fired |  | 4.8 | 98 | 5215 | 24075 | High | 0.95 |  | 0 | 12/19/2023 | 213881227 | 12/19/2023
A.O. Smith Water Products Company | GSW WATER HEATERS | GTHR-199X3 1** | Federally-Regulated Consumer Product | LPG |  | 1 |  | 199000 |  |  |  | False | Instantaneous gas-fired |  | 5.9 | 98 | 5215 | 24075 | High | 0.95 |  | 0 | 12/19/2023 | 213881171 | 12/19/2023
A.O. Smith Water Products Company | GSW WATER HEATERS | GTHR-160M 1** | Federally-Regulated Consumer Product | Natural gas |  | 1 |  | 160000 |  |  |  | False | Instantaneous gas-fired |  | 4.8 | 98 | 5215 | 24075 | High | 0.95 |  | 0 | 12/19/2023 | 213881226 | 12/19/2023
A.O. Smith Water Products Company | RELIANCE WATER HEATERS | RTHR-160X3 1** | Federally-Regulated Consumer Product | Natural gas |  | 0 |  | 160000 |  |  |  | False | Instantaneous gas-fired |  | 4.8 | 98 | 5215 | 24075 | High | 0.95 | 0.81 | 0 | 12/19/2023 | 213881219 | 12/19/2023
A.O. Smith Water Products Company | RELIANCE WATER HEATERS | RTHR-199X3 1** | Federally-Regulated Consumer Product | Natural gas |  | 0 |  | 199000 |  |  |  | False | Instantaneous gas-fired |  | 5.9 | 98 | 5215 | 24075 | High | 0.95 | 0.81 | 0 | 12/19/2023 | 213881163 | 12/19/2023
A.O. Smith Water Products Company | RELIANCE WATER HEATERS | RTHR-180X3 1** | Federally-Regulated Consumer Product | LPG |  | 0 |  | 180000 |  |  |  | False | Instantaneous gas-fired |  | 5.3 | 97 | 5215 | 24075 | High | 0.95 | 0.81 | 0 | 12/19/2023 | 213881203 | 12/19/2023
A.O. Smith Water Products Company | RELIANCE WATER HEATERS | RTHR-160X3 1** | Federally-Regulated Consumer Product | LPG |  | 0 |  | 160000 |  |  |  | False | Instantaneous gas-fired |  | 4.8 | 98 | 5215 | 24075 | High | 0.95 | 0.81 | 0 | 12/19/2023 | 213881219 | 12/19/2023
A.O. Smith Water Products Company | RELIANCE WATER HEATERS | RTHR-180X3 1** | Federally-Regulated Consumer Product | Natural gas |  | 0 |  | 180000 |  |  |  | False | Instantaneous gas-fired |  | 5.3 | 97 | 5215 | 24075 | High | 0.95 | 0.81 | 0 | 12/19/2023 | 213881203 | 12/19/2023
A.O. Smith Water Products Company | RELIANCE WATER HEATERS | RTHR-180M 1** | Federally-Regulated Consumer Product | Natural gas |  | 0 |  | 180000 |  |  |  | False | Instantaneous gas-fired |  | 5.3 | 97 | 5215 | 24075 | High | 0.95 | 0.81 | 0 | 12/19/2023 | 213881202 | 12/19/2023
A.O. Smith Water Products Company | RELIANCE WATER HEATERS | RTHR-160M 1** | Federally-Regulated Consumer Product | Natural gas |  | 0 |  | 160000 |  |  |  | False | Instantaneous gas-fired |  | 4.8 | 98 | 5215 | 24075 | High | 0.95 | 0.81 | 0 | 12/19/2023 | 213881218 | 12/19/2023
A.O. Smith Water Products Company | RELIANCE WATER HEATERS | 10-50-DHPTV 2** | Federally-Regulated Consumer Product | Heat pump |  | 46 |  | 0.9 | True |  |  | False | Electric storage | 52 |  | 457 | 1083 |  | Medium | 3 | 0.92 |  | 12/19/2023 | 213826287 | 12/19/2023
A.O. Smith Water Products Company | RELIANCE WATER HEATERS | RTHR-160M 1** | Federally-Regulated Consumer Product | LPG |  | 0 |  | 160000 |  |  |  | False | Instantaneous gas-fired |  | 4.8 | 98 | 5215 | 24075 | High | 0.95 | 0.81 | 0 | 12/19/2023 | 213881218 | 12/19/2023
A.O. Smith Water Products Company | RELIANCE WATER HEATERS | RTHR-199X3 1** | Federally-Regulated Consumer Product | LPG |  | 0 |  | 199000 |  |  |  | False | Instantaneous gas-fired |  | 5.9 | 98 | 5215 | 24075 | High | 0.95 | 0.81 | 0 | 12/19/2023 | 213881163 | 12/19/2023
A.O. Smith Water Products Company | RELIANCE WATER HEATERS | RTHR-199M 1** | Federally-Regulated Consumer Product | LPG |  | 0 |  | 199000 |  |  |  | False | Instantaneous gas-fired |  | 5.9 | 98 | 5215 | 24075 | High | 0.95 | 0.81 | 0 | 12/19/2023 | 213881162 | 12/19/2023
A.O. Smith Water Products Company | RELIANCE WATER HEATERS | RTHR-199M 1** | Federally-Regulated Consumer Product | Natural gas |  | 0 |  | 199000 |  |  |  | False | Instantaneous gas-fired |  | 5.9 | 98 | 5215 | 24075 | High | 0.95 | 0.81 | 0 | 12/19/2023 | 213881162 | 12/19/2023
A.O. Smith Water Products Company | RELIANCE WATER HEATERS | RTHR-180M 1** | Federally-Regulated Consumer Product | LPG |  | 0 |  | 180000 |  |  |  | False | Instantaneous gas-fired |  | 5.3 | 97 | 5215 | 24075 | High | 0.95 | 0.81 | 0 | 12/19/2023 | 213881202 | 12/19/2023
American Water Heater Co. | American | MTHR-180M 1** | Federally-Regulated Consumer Product | Natural gas |  | 1 |  | 180000 |  |  |  | False | Instantaneous gas-fired |  | 5.3 | 97 | 5215 | 24075 | High | 0.95 |  | 0 | 12/19/2023 | 213881200 | 12/19/2023
American Water Heater Co. | American | MTHR-180X3 1** | Federally-Regulated Consumer Product | LPG |  | 1 |  | 180000 |  |  |  | False | Instantaneous gas-fired |  | 5.3 | 97 | 5215 | 24075 | High | 0.95 |  | 0 | 12/19/2023 | 213881201 | 12/19/2023
American Water Heater Co. | American | MTHR-160X3 1** | Federally-Regulated Consumer Product | LPG |  | 1 |  | 160000 |  |  |  | False | Instantaneous gas-fired |  | 4.8 | 98 | 5215 | 24075 | High | 0.95 |  | 0 | 12/19/2023 | 213881217 | 12/19/2023
American Water Heater Co. | American | MTHR-199X3 1** | Federally-Regulated Consumer Product | LPG |  | 1 |  | 199000 |  |  |  | False | Instantaneous gas-fired |  | 5.9 | 98 | 5215 | 24075 | High | 0.95 |  | 0 | 12/19/2023 | 213881161 | 12/19/2023
American Water Heater Co. | American | MTHR-199X3 1** | Federally-Regulated Consumer Product | Natural gas |  | 1 |  | 199000 |  |  |  | False | Instantaneous gas-fired |  | 5.9 | 98 | 5215 | 24075 | High | 0.95 |  | 0 | 12/19/2023 | 213881161 | 12/19/2023
American Water Heater Co. | American | MTHR-199M 1** | Federally-Regulated Consumer Product | LPG |  | 1 |  | 199000 |  |  |  | False | Instantaneous gas-fired |  | 5.9 | 98 | 5215 | 24075 | High | 0.95 |  | 0 | 12/19/2023 | 213881160 | 12/19/2023
American Water Heater Co. | American | HPV10250H009DV 2** | Federally-Regulated Consumer Product | Heat pump |  | 46 |  | 0.9 | True |  |  | False | Electric storage | 52 |  | 457 | 1083 |  | Medium | 3 |  |  | 12/19/2023 | 213826285 | 12/19/2023
American Water Heater Co. | American | MTHR-199M 1** | Federally-Regulated Consumer Product | Natural gas |  | 1 |  | 199000 |  |  |  | False | Instantaneous gas-fired |  | 5.9 | 98 | 5215 | 24075 | High | 0.95 |  | 0 | 12/19/2023 | 213881160 | 12/19/2023
American Water Heater Co. | American | MTHR-180M 1** | Federally-Regulated Consumer Product | LPG |  | 1 |  | 180000 |  |  |  | False | Instantaneous gas-fired |  | 5.3 | 97 | 5215 | 24075 | High | 0.95 |  | 0 | 12/19/2023 | 213881200 | 12/19/2023
American Water Heater Co. | American | MTHR-160M 1** | Federally-Regulated Consumer Product | LPG |  | 1 |  | 160000 |  |  |  | False | Instantaneous gas-fired |  | 4.8 | 98 | 5215 | 24075 | High | 0.95 |  | 0 | 12/19/2023 | 213881216 | 12/19/2023
American Water Heater Co. | American | MTHR-160X3 1** | Federally-Regulated Consumer Product | Natural gas |  | 1 |  | 160000 |  |  |  | False | Instantaneous gas-fired |  | 4.8 | 98 | 5215 | 24075 | High | 0.95 |  | 0 | 12/19/2023 | 213881217 | 12/19/2023
American Water Heater Co. | American | MTHR-180X3 1** | Federally-Regulated Consumer Product | Natural gas |  | 1 |  | 180000 |  |  |  | False | Instantaneous gas-fired |  | 5.3 | 97 | 5215 | 24075 | High | 0.95 |  | 0 | 12/19/2023 | 213881201 | 12/19/2023
American Water Heater Co. | American | MTHR-160M 1** | Federally-Regulated Consumer Product | Natural gas |  | 1 |  | 160000 |  |  |  | False | Instantaneous gas-fired |  | 4.8 | 98 | 5215 | 24075 | High | 0.95 |  | 0 | 12/19/2023 | 213881216 | 12/19/2023
A.O. Smith Water Products Company | State | STHR-160X3 1** | Federally-Regulated Consumer Product | LPG |  | 1 |  | 160000 |  |  |  | False | Instantaneous gas-fired |  | 4.8 | 98 | 5215 | 24075 | High | 0.95 |  | 0 | 12/19/2023 | 213881215 | 12/19/2023
A.O. Smith Water Products Company | State | STHR-180X3 1** | Federally-Regulated Consumer Product | Natural gas |  | 1 |  | 180000 |  |  |  | False | Instantaneous gas-fired |  | 5.3 | 97 | 5215 | 24075 | High | 0.95 |  | 0 | 12/19/2023 | 213881199 | 12/19/2023
A.O. Smith Water Products Company | State | HPVX-50-DHPT 2** | Federally-Regulated Consumer Product | Heat pump |  | 46 |  | 0.9 | True |  |  | False | Electric storage | 52 |  | 457 | 1083 |  | Medium | 3 |  |  | 12/19/2023 | 213826284 | 12/19/2023
A.O. Smith Water Products Company | State | STHR-160X3 1** | Federally-Regulated Consumer Product | Natural gas |  | 1 |  | 160000 |  |  |  | False | Instantaneous gas-fired |  | 4.8 | 98 | 5215 | 24075 | High | 0.95 |  | 0 | 12/19/2023 | 213881215 | 12/19/2023
A.O. Smith Water Products Company | State | STHR-199M 1** | Federally-Regulated Consumer Product | Natural gas |  | 1 |  | 199000 |  |  |  | False | Instantaneous gas-fired |  | 5.9 | 98 | 5215 | 24075 | High | 0.95 |  | 0 | 12/19/2023 | 213881158 | 12/19/2023
A.O. Smith Water Products Company | State | STHR-199X3 1** | Federally-Regulated Consumer Product | Natural gas |  | 1 |  | 199000 |  |  |  | False | Instantaneous gas-fired |  | 5.9 | 98 | 5215 | 24075 | High | 0.95 |  | 0 | 12/19/2023 | 213881159 | 12/19/2023
A.O. Smith Water Products Company | State | STHR-180M 1** | Federally-Regulated Consumer Product | Natural gas |  | 1 |  | 180000 |  |  |  | False | Instantaneous gas-fired |  | 5.3 | 97 | 5215 | 24075 | High | 0.95 |  | 0 | 12/19/2023 | 213881198 | 12/19/2023
A.O. Smith Water Products Company | State | STHR-180X3 1** | Federally-Regulated Consumer Product | LPG |  | 1 |  | 180000 |  |  |  | False | Instantaneous gas-fired |  | 5.3 | 97 | 5215 | 24075 | High | 0.95 |  | 0 | 12/19/2023 | 213881199 | 12/19/2023
A.O. Smith Water Products Company | State | STHR-199M 1** | Federally-Regulated Consumer Product | LPG |  | 1 |  | 199000 |  |  |  | False | Instantaneous gas-fired |  | 5.9 | 98 | 5215 | 24075 | High | 0.95 |  | 0 | 12/19/2023 | 213881158 | 12/19/2023
A.O. Smith Water Products Company | State | STHR-199X3 1** | Federally-Regulated Consumer Product | LPG |  | 1 |  | 199000 |  |  |  | False | Instantaneous gas-fired |  | 5.9 | 98 | 5215 | 24075 | High | 0.95 |  | 0 | 12/19/2023 | 213881159 | 12/19/2023
A.O. Smith Water Products Company | State | STHR-180M 1** | Federally-Regulated Consumer Product | LPG |  | 1 |  | 180000 |  |  |  | False | Instantaneous gas-fired |  | 5.3 | 97 | 5215 | 24075 | High | 0.95 |  | 0 | 12/19/2023 | 213881198 | 12/19/2023
A.O. Smith Water Products Company | State | STHR-160M 1** | Federally-Regulated Consumer Product | LPG |  | 1 |  | 160000 |  |  |  | False | Instantaneous gas-fired |  | 4.8 | 98 | 5215 | 24075 | High | 0.95 |  | 0 | 12/19/2023 | 213881214 | 12/19/2023
A.O. Smith Water Products Company | State | STHR-160M 1** | Federally-Regulated Consumer Product | Natural gas |  | 1 |  | 160000 |  |  |  | False | Instantaneous gas-fired |  | 4.8 | 98 | 5215 | 24075 | High | 0.95 |  | 0 | 12/19/2023 | 213881214 | 12/19/2023
A.O. Smith Water Products Company | John Wood | JTHR-160X3 1** | Federally-Regulated Consumer Product | Natural gas |  | 1 |  | 160000 |  |  |  | False | Instantaneous gas-fired |  | 4.8 | 98 | 5215 | 24075 | High | 0.95 |  | 0 | 12/19/2023 | 213881225 | 12/19/2023
A.O. Smith Water Products Company | John Wood | JTHR-160M 1** | Federally-Regulated Consumer Product | Natural gas |  | 1 |  | 160000 |  |  |  | False | Instantaneous gas-fired |  | 4.8 | 98 | 5215 | 24075 | High | 0.95 |  | 0 | 12/19/2023 | 213881224 | 12/19/2023
A.O. Smith Water Products Company | John Wood | JTHR-180X3 1** | Federally-Regulated Consumer Product | Natural gas |  | 1 |  | 180000 |  |  |  | False | Instantaneous gas-fired |  | 5.3 | 97 | 5215 | 24075 | High | 0.95 |  | 0 | 12/19/2023 | 213881209 | 12/19/2023
A.O. Smith Water Products Company | John Wood | JTHR-199X3 1** | Federally-Regulated Consumer Product | Natural gas |  | 1 |  | 199000 |  |  |  | False | Instantaneous gas-fired |  | 5.9 | 98 | 5215 | 24075 | High | 0.95 |  | 0 | 12/19/2023 | 213881169 | 12/19/2023
A.O. Smith Water Products Company | John Wood | JTHR-180X3 1** | Federally-Regulated Consumer Product | LPG |  | 1 |  | 180000 |  |  |  | False | Instantaneous gas-fired |  | 5.3 | 97 | 5215 | 24075 | High | 0.95 |  | 0 | 12/19/2023 | 213881209 | 12/19/2023
A.O. Smith Water Products Company | John Wood | JTHR-160X3 1** | Federally-Regulated Consumer Product | LPG |  | 1 |  | 160000 |  |  |  | False | Instantaneous gas-fired |  | 4.8 | 98 | 5215 | 24075 | High | 0.95 |  | 0 | 12/19/2023 | 213881225 | 12/19/2023
A.O. Smith Water Products Company | John Wood | JTHR-199M 1** | Federally-Regulated Consumer Product | Natural gas |  | 1 |  | 199000 |  |  |  | False | Instantaneous gas-fired |  | 5.9 | 98 | 5215 | 24075 | High | 0.95 |  | 0 | 12/19/2023 | 213881168 | 12/19/2023
A.O. Smith Water Products Company | John Wood | JTHR-199M 1** | Federally-Regulated Consumer Product | LPG |  | 1 |  | 199000 |  |  |  | False | Instantaneous gas-fired |  | 5.9 | 98 | 5215 | 24075 | High | 0.95 |  | 0 | 12/19/2023 | 213881168 | 12/19/2023
A.O. Smith Water Products Company | John Wood | JTHR-160M 1** | Federally-Regulated Consumer Product | LPG |  | 1 |  | 160000 |  |  |  | False | Instantaneous gas-fired |  | 4.8 | 98 | 5215 | 24075 | High | 0.95 |  | 0 | 12/19/2023 | 213881224 | 12/19/2023
A.O. Smith Water Products Company | John Wood | JTHR-180M 1** | Federally-Regulated Consumer Product | Natural gas |  | 1 |  | 180000 |  |  |  | False | Instantaneous gas-fired |  | 5.3 | 97 | 5215 | 24075 | High | 0.95 |  | 0 | 12/19/2023 | 213881208 | 12/19/2023
A.O. Smith Water Products Company | John Wood | JTHR-180M 1** | Federally-Regulated Consumer Product | LPG |  | 1 |  | 180000 |  |  |  | False | Instantaneous gas-fired |  | 5.3 | 97 | 5215 | 24075 | High | 0.95 |  | 0 | 12/19/2023 | 213881208 | 12/19/2023
A.O. Smith Water Products Company | John Wood | JTHR-199X3 1** | Federally-Regulated Consumer Product | LPG |  | 1 |  | 199000 |  |  |  | False | Instantaneous gas-fired |  | 5.9 | 98 | 5215 | 24075 | High | 0.95 |  | 0 | 12/19/2023 | 213881169 | 12/19/2023
A.O. Smith Water Products Company | Lochinvar | LTHR-160X3 1** | Federally-Regulated Consumer Product | LPG |  | 1 |  | 160000 |  |  |  | False | Instantaneous gas-fired |  | 4.8 | 98 | 5215 | 24075 | High | 0.95 |  | 0 | 12/19/2023 | 213881221 | 12/19/2023
A.O. Smith Water Products Company | Lochinvar | HPV050KD 2** | Federally-Regulated Consumer Product | Heat pump |  | 46 |  | 0.9 | True |  |  | False | Electric storage | 52 |  | 457 | 1083 |  | Medium | 3 |  |  | 12/19/2023 | 213826286 | 12/19/2023
A.O. Smith Water Products Company | Lochinvar | LTHR-160X3 1** | Federally-Regulated Consumer Product | Natural gas |  | 1 |  | 160000 |  |  |  | False | Instantaneous gas-fired |  | 4.8 | 98 | 5215 | 24075 | High | 0.95 |  | 0 | 12/19/2023 | 213881221 | 12/19/2023
A.O. Smith Water Products Company | Lochinvar | LTHR-160M 1** | Federally-Regulated Consumer Product | Natural gas |  | 1 |  | 160000 |  |  |  | False | Instantaneous gas-fired |  | 4.8 | 98 | 5215 | 24075 | High | 0.95 |  | 0 | 12/19/2023 | 213881220 | 12/19/2023
A.O. Smith Water Products Company | Lochinvar | LTHR-180M 1** | Federally-Regulated Consumer Product | LPG |  | 1 |  | 180000 |  |  |  | False | Instantaneous gas-fired |  | 5.3 | 97 | 5215 | 24075 | High | 0.95 |  | 0 | 12/19/2023 | 213881204 | 12/19/2023
A.O. Smith Water Products Company | Lochinvar | LTHR-199X3 1** | Federally-Regulated Consumer Product | Natural gas |  | 1 |  | 199000 |  |  |  | False | Instantaneous gas-fired |  | 5.9 | 98 | 5215 | 24075 | High | 0.95 |  | 0 | 12/19/2023 | 213881165 | 12/19/2023
A.O. Smith Water Products Company | Lochinvar | LTHR-199M 1** | Federally-Regulated Consumer Product | Natural gas |  | 1 |  | 199000 |  |  |  | False | Instantaneous gas-fired |  | 5.9 | 98 | 5215 | 24075 | High | 0.95 |  | 0 | 12/19/2023 | 213881164 | 12/19/2023
A.O. Smith Water Products Company | Lochinvar | LTHR-199M 1** | Federally-Regulated Consumer Product | LPG |  | 1 |  | 199000 |  |  |  | False | Instantaneous gas-fired |  | 5.9 | 98 | 5215 | 24075 | High | 0.95 |  | 0 | 12/19/2023 | 213881164 | 12/19/2023
A.O. Smith Water Products Company | Lochinvar | LTHR-180M 1** | Federally-Regulated Consumer Product | Natural gas |  | 1 |  | 180000 |  |  |  | False | Instantaneous gas-fired |  | 5.3 | 97 | 5215 | 24075 | High | 0.95 |  | 0 | 12/19/2023 | 213881204 | 12/19/2023
A.O. Smith Water Products Company | Lochinvar | LTHR-180X3 1** | Federally-Regulated Consumer Product | Natural gas |  | 1 |  | 180000 |  |  |  | False | Instantaneous gas-fired |  | 5.3 | 97 | 5215 | 24075 | High | 0.95 |  | 0 | 12/19/2023 | 213881205 | 12/19/2023
A.O. Smith Water Products Company | Lochinvar | LTHR-180X3 1** | Federally-Regulated Consumer Product | LPG |  | 1 |  | 180000 |  |  |  | False | Instantaneous gas-fired |  | 5.3 | 97 | 5215 | 24075 | High | 0.95 |  | 0 | 12/19/2023 | 213881205 | 12/19/2023
A.O. Smith Water Products Company | Lochinvar | LTHR-199X3 1** | Federally-Regulated Consumer Product | LPG |  | 1 |  | 199000 |  |  |  | False | Instantaneous gas-fired |  | 5.9 | 98 | 5215 | 24075 | High | 0.95 |  | 0 | 12/19/2023 | 213881165 | 12/19/2023
A.O. Smith Water Products Company | Lochinvar | LTHR-160M 1** | Federally-Regulated Consumer Product | LPG |  | 1 |  | 160000 |  |  |  | False | Instantaneous gas-fired |  | 4.8 | 98 | 5215 | 24075 | High | 0.95 |  | 0 | 12/19/2023 | 213881220 | 12/19/2023