## SearchResults (5)
Manufacturer | Brand | Model Number | Regulatory Status | Energy Source | Rated Volume | Measured Volume | Input Rating | Heat Traps? (T/F) | Ozone Depleting Substance in Insulation? (T/F) | Ozone Depleting Substance in Refrigerant (for heat pump water heaters only)? (T/F) | Constant burning pilot light? (T/F) | Mobile Home? (T/F) | Water Heater Type | Draw Pattern | Uniform Energy Factor | Uniform Energy Factor Standard | Add Date | Reference Number | Modified Date
Bradford White Corporation | BRADFORD WHITE | URG2PV75H*N | Federally-Regulated Commercial & Industrial Equipment | Natural gas | 75 | 72 | 76 | TRUE |  |  | TRUE | FALSE | Gas-fired storage | High | 0.69 | 0.59 | 2019-02-27 |  | 2019-04-03
Bradford White Corporation | BRADFORD WHITE | URG275H*N | Federally-Regulated Commercial & Industrial Equipment | Natural gas | 75 | 72 | 76 | TRUE |  |  | FALSE | FALSE | Gas-fired storage | High | 0.59 | 0.59 | 2019-02-27 |  | 2019-04-03
Bradford White Corporation | BRADFORD WHITE | URG2100H**N | Federally-Regulated Commercial & Industrial Equipment | Natural gas | 100 | 95 | 80 | TRUE |  |  | FALSE | FALSE | Gas-fired storage | High | 0.57 | 0.57 | 2019-02-27 |  | 2019-04-03
Bradford White Corporation | BRADFORD WHITE | ULG2PV75H76*N | Federally-Regulated Commercial & Industrial Equipment | Natural gas | 75 | 72 | 76 | TRUE |  |  | TRUE | FALSE | Gas-fired storage | High | 0.69 | 0.59 | 2019-02-27 |  | 2019-04-03
Bradford White Corporation | BRADFORD WHITE | ULG275H76*N | Federally-Regulated Commercial & Industrial Equipment | Natural gas | 75 | 72 | 76 | TRUE |  |  | FALSE | FALSE | Gas-fired storage | High | 0.59 | 0.59 | 2019-02-27 |  | 2019-04-03
Bradford White Corporation | BRADFORD WHITE | RG2PV75H*N | Federally-Regulated Commercial & Industrial Equipment | Natural gas | 75 | 72 | 76 | TRUE |  |  | TRUE | FALSE | Gas-fired storage | High | 0.69 | 0.59 | 2019-02-27 |  | 2019-04-03
Bradford White Corporation | BRADFORD WHITE | ULG2100H80*N | Federally-Regulated Commercial & Industrial Equipment | Natural gas | 100 | 95 | 80 | TRUE |  |  | FALSE | FALSE | Gas-fired storage | High | 0.57 | 0.57 | 2019-02-27 |  | 2019-04-03
Bradford White Corporation | BRADFORD WHITE | RG2PV75H*X | Federally-Regulated Commercial & Industrial Equipment | LPG | 75 | 72 | 76 | TRUE |  |  | TRUE | FALSE | Gas-fired storage | High | 0.69 | 0.59 | 2019-02-27 |  | 2019-04-03
Bradford White Corporation | BRADFORD WHITE | RG2PDV75H*N | Federally-Regulated Commercial & Industrial Equipment | Natural gas | 75 | 72 | 80 | TRUE |  |  | TRUE | FALSE | Gas-fired storage | High | 0.69 | 0.59 | 2019-02-27 |  | 2019-04-03
Bradford White Corporation | BRADFORD WHITE | RG2PDV75H*X | Federally-Regulated Commercial & Industrial Equipment | LPG | 75 | 72 | 78 | TRUE |  |  | TRUE | FALSE | Gas-fired storage | High | 0.69 | 0.59 | 2019-02-27 |  | 2019-04-03
Bradford White Corporation | BRADFORD WHITE | RG275H*X | Federally-Regulated Commercial & Industrial Equipment | LPG | 75 | 72 | 76 | TRUE |  |  | FALSE | FALSE | Gas-fired storage | High | 0.59 | 0.59 | 2019-02-27 |  | 2019-04-03
Bradford White Corporation | BRADFORD WHITE | RG255H*N | Federally-Regulated Commercial & Industrial Equipment | Natural gas | 55 | 55 | 78 | TRUE |  |  | FALSE | FALSE | Gas-fired storage | High | 0.61 | 0.61 | 2019-02-27 |  | 2019-04-03
Bradford White Corporation | BRADFORD WHITE | RG255H*X | Federally-Regulated Commercial & Industrial Equipment | LPG | 55 | 55 | 78 | TRUE |  |  | FALSE | FALSE | Gas-fired storage | High | 0.61 | 0.61 | 2019-02-27 |  | 2019-04-03
Bradford White Corporation | BRADFORD WHITE | RG2100H*X | Federally-Regulated Commercial & Industrial Equipment | LPG | 100 | 95 | 80 | TRUE |  |  | FALSE | FALSE | Gas-fired storage | High | 0.57 | 0.57 | 2019-02-27 |  | 2019-04-03
Bradford White Corporation | BRADFORD WHITE | RG1PV55H*X | Federally-Regulated Commercial & Industrial Equipment | LPG | 55 | 55 | 78 | TRUE |  |  | TRUE | FALSE | Gas-fired storage | High | 0.68 | 0.61 | 2019-02-27 |  | 2019-04-03
Bradford White Corporation | BRADFORD WHITE | RG2100H*N | Federally-Regulated Commercial & Industrial Equipment | Natural gas | 100 | 95 | 80 | TRUE |  |  | FALSE | FALSE | Gas-fired storage | High | 0.57 | 0.57 | 2019-02-27 |  | 2019-04-03
Bradford White Corporation | BRADFORD WHITE | RG1PV55H*N | Federally-Regulated Commercial & Industrial Equipment | Natural gas | 55 | 55 | 78 | TRUE |  |  | TRUE | FALSE | Gas-fired storage | High | 0.68 | 0.61 | 2019-02-27 |  | 2019-04-03
Bradford White Corporation | BRADFORD WHITE | RC2PV50H*X | Federally-Regulated Commercial & Industrial Equipment | LPG | 50 | 48 | 76 | TRUE |  |  | TRUE | FALSE | Gas-fired storage | High | 0.8 | 0.61 | 2019-02-27 |  | 2019-04-03
Bradford White Corporation | BRADFORD WHITE | RC2PV50H*N | Federally-Regulated Commercial & Industrial Equipment | Natural gas | 50 | 48 | 76 | TRUE |  |  | TRUE | FALSE | Gas-fired storage | High | 0.8 | 0.61 | 2019-02-27 |  | 2019-04-03
Bradford White Corporation | BRADFORD WHITE | LG2PV75H76*X | Federally-Regulated Commercial & Industrial Equipment | LPG | 75 | 72 | 76 | TRUE |  |  | TRUE | FALSE | Gas-fired storage | High | 0.69 | 0.59 | 2019-02-27 |  | 2019-04-03
Bradford White Corporation | BRADFORD WHITE | LG2PV75H76*N | Federally-Regulated Commercial & Industrial Equipment | Natural gas | 75 | 72 | 76 | TRUE |  |  | TRUE | FALSE | Gas-fired storage | High | 0.69 | 0.59 | 2019-02-27 |  | 2019-04-03
Bradford White Corporation | BRADFORD WHITE | LG2PDV75H80*N | Federally-Regulated Commercial & Industrial Equipment | Natural gas | 75 | 72 | 80 | TRUE |  |  | TRUE | FALSE | Gas-fired storage | High | 0.69 | 0.59 | 2019-02-27 |  | 2019-04-03
Bradford White Corporation | BRADFORD WHITE | LG2PDV75H80*X | Federally-Regulated Commercial & Industrial Equipment | LPG | 75 | 72 | 78 | TRUE |  |  | TRUE | FALSE | Gas-fired storage | High | 0.69 | 0.59 | 2019-02-27 |  | 2019-04-03
Bradford White Corporation | BRADFORD WHITE | LG275H76*X | Federally-Regulated Commercial & Industrial Equipment | LPG | 75 | 72 | 76 | TRUE |  |  | FALSE | FALSE | Gas-fired storage | High | 0.59 | 0.59 | 2019-02-27 |  | 2019-04-03
Bradford White Corporation | BRADFORD WHITE | LG275H76*N | Federally-Regulated Commercial & Industrial Equipment | Natural gas | 75 | 72 | 76 | TRUE |  |  | FALSE | FALSE | Gas-fired storage | High | 0.59 | 0.59 | 2019-02-27 |  | 2019-04-03
Bradford White Corporation | BRADFORD WHITE | LG255H78*X | Federally-Regulated Commercial & Industrial Equipment | LPG | 55 | 55 | 78 | TRUE |  |  | FALSE | FALSE | Gas-fired storage | High | 0.61 | 0.61 | 2019-02-27 |  | 2019-04-03
Bradford White Corporation | BRADFORD WHITE | LG255H78*N | Federally-Regulated Commercial & Industrial Equipment | Natural gas | 55 | 55 | 78 | TRUE |  |  | FALSE | FALSE | Gas-fired storage | High | 0.61 | 0.61 | 2019-02-27 |  | 2019-04-03
Bradford White Corporation | BRADFORD WHITE | LG2100H80*X | Federally-Regulated Commercial & Industrial Equipment | LPG | 100 | 95 | 80 | TRUE |  |  | FALSE | FALSE | Gas-fired storage | High | 0.57 | 0.57 | 2019-02-27 |  | 2019-04-03
Bradford White Corporation | BRADFORD WHITE | LG2100H80*N | Federally-Regulated Commercial & Industrial Equipment | Natural gas | 100 | 95 | 80 | TRUE |  |  | FALSE | FALSE | Gas-fired storage | High | 0.57 | 0.57 | 2019-02-27 |  | 2019-04-03
Bradford White Corporation | BRADFORD WHITE | LG1PV55H78*X | Federally-Regulated Commercial & Industrial Equipment | LPG | 55 | 55 | 78 | TRUE |  |  | TRUE | FALSE | Gas-fired storage | High | 0.68 | 0.61 | 2019-02-27 |  | 2019-04-03
Bradford White Corporation | BRADFORD WHITE | LC2PV50H76*N | Federally-Regulated Commercial & Industrial Equipment | Natural gas | 50 | 48 | 76 | TRUE |  |  | TRUE | FALSE | Gas-fired storage | High | 0.8 | 0.61 | 2019-02-27 |  | 2019-04-03
Bradford White Corporation | BRADFORD WHITE | LG1PV55H78*N | Federally-Regulated Commercial & Industrial Equipment | Natural gas | 55 | 55 | 78 | TRUE |  |  | TRUE | FALSE | Gas-fired storage | High | 0.68 | 0.61 | 2019-02-27 |  | 2019-04-03
Bradford White Corporation | BRADFORD WHITE | LC2PV50H76*X | Federally-Regulated Commercial & Industrial Equipment | LPG | 50 | 48 | 76 | TRUE |  |  | TRUE | FALSE | Gas-fired storage | High | 0.8 | 0.61 | 2019-02-27 |  | 2019-04-03
A.O. Smith Water Products Company | A. O. SMITH | GDHE 75** | Federally-Regulated Commercial & Industrial Equipment | LPG | 75 | 74 | 100 | FALSE |  |  | TRUE | FALSE | Gas-fired storage | High | 0.86 | 0.5922 | 2019-02-26 |  | 2019-04-04
A.O. Smith Water Products Company | A. O. SMITH | GDHE 50** | Federally-Regulated Commercial & Industrial Equipment | LPG | 50 | 49 | 100 | FALSE |  |  | TRUE | FALSE | Gas-fired storage | High | 0.88 | 0.6147 | 2019-02-26 |  | 2019-04-04
A.O. Smith Water Products Company | A. O. SMITH | GDHE 75* | Federally-Regulated Commercial & Industrial Equipment | Natural gas | 75 | 74 | 100 | FALSE |  |  | TRUE | FALSE | Gas-fired storage | High | 0.86 | 0.5922 | 2019-02-26 |  | 2019-04-04
A.O. Smith Water Products Company | A. O. SMITH | GDHE 50* | Federally-Regulated Commercial & Industrial Equipment | Natural gas | 50 | 49 | 100 | FALSE |  |  | TRUE | FALSE | Gas-fired storage | High | 0.88 | 0.6147 | 2019-02-26 |  | 2019-04-04
A.O. Smith Water Products Company | A. O. SMITH | GPHE 50* | Federally-Regulated Commercial & Industrial Equipment | Natural gas | 50 | 48 | 76 | FALSE |  |  | TRUE | FALSE | Gas-fired storage | High | 0.88 | 0.6147 | 2019-02-26 |  | 2019-04-04
A.O. Smith Water Products Company | A. O. SMITH | G6-PVT7576NV 310 | Federally-Regulated Commercial & Industrial Equipment | LPG | 75 | 72 | 76 | TRUE |  |  | TRUE | FALSE | Gas-fired storage | High | 0.69 | 0.5922 | 2019-02-26 |  | 2019-04-04
A.O. Smith Water Products Company | A. O. SMITH | G6-PVT7576NV 310 | Federally-Regulated Commercial & Industrial Equipment | Natural gas | 75 | 72 | 76 | TRUE |  |  | TRUE | FALSE | Gas-fired storage | High | 0.69 | 0.5922 | 2019-02-26 |  | 2019-04-04
A.O. Smith Water Products Company | A. O. SMITH | BTF 80 310 | Federally-Regulated Commercial & Industrial Equipment | LPG | 75 | 72 | 76 | TRUE |  |  | TRUE | FALSE | Gas-fired storage | High | 0.69 | 0.5922 | 2019-02-26 |  | 2019-04-04
A.O. Smith Water Products Company | A. O. SMITH | BTF 80 310 | Federally-Regulated Commercial & Industrial Equipment | Natural gas | 75 | 72 | 76 | TRUE |  |  | TRUE | FALSE | Gas-fired storage | High | 0.69 | 0.5922 | 2019-02-26 |  | 2019-04-04
A.O. Smith Water Products Company | A. O. SMITH | G6-PDT7576NV 310 | Federally-Regulated Commercial & Industrial Equipment | LPG | 75 | 72 | 76 | TRUE |  |  | TRUE | FALSE | Gas-fired storage | High | 0.68 | 0.5922 | 2019-02-26 |  | 2019-04-04
A.O. Smith Water Products Company | A. O. SMITH | G6-PDT7576NV 310 | Federally-Regulated Commercial & Industrial Equipment | Natural gas | 75 | 72 | 76 | TRUE |  |  | TRUE | FALSE | Gas-fired storage | High | 0.68 | 0.5922 | 2019-02-26 |  | 2019-04-04
A.O. Smith Water Products Company | A. O. SMITH | BPD 80 310 | Federally-Regulated Commercial & Industrial Equipment | LPG | 75 | 72 | 76 | TRUE |  |  | TRUE | FALSE | Gas-fired storage | High | 0.68 | 0.5922 | 2019-02-26 |  | 2019-04-04
A.O. Smith Water Products Company | A. O. SMITH | BPD 80 310 | Federally-Regulated Commercial & Industrial Equipment | Natural gas | 75 | 72 | 76 | TRUE |  |  | TRUE | FALSE | Gas-fired storage | High | 0.68 | 0.5922 | 2019-02-26 |  | 2019-04-04
A.O. Smith Water Products Company | A. O. SMITH | GPVX 75L 310 | Federally-Regulated Commercial & Industrial Equipment | LPG | 75 | 72 | 76 | TRUE |  |  | TRUE | FALSE | Gas-fired storage | High | 0.69 | 0.5922 | 2019-02-26 |  | 2019-04-04
A.O. Smith Water Products Company | A. O. SMITH | GPVX 75L 310 | Federally-Regulated Commercial & Industrial Equipment | Natural gas | 75 | 72 | 76 | TRUE |  |  | TRUE | FALSE | Gas-fired storage | High | 0.69 | 0.5922 | 2019-02-26 |  | 2019-04-04
A.O. Smith Water Products Company | A. O. SMITH | GPDX 75L 310 | Federally-Regulated Commercial & Industrial Equipment | LPG | 75 | 72 | 76 | TRUE |  |  | TRUE | FALSE | Gas-fired storage | High | 0.68 | 0.5922 | 2019-02-26 |  | 2019-04-04
A.O. Smith Water Products Company | A. O. SMITH | GPDX 75L 310 | Federally-Regulated Commercial & Industrial Equipment | Natural gas | 75 | 72 | 76 | TRUE |  |  | TRUE | FALSE | Gas-fired storage | High | 0.68 | 0.5922 | 2019-02-26 |  | 2019-04-04
A.O. Smith Water Products Company | A. O. SMITH | GSP 100 201 | Federally-Regulated Commercial & Industrial Equipment | LPG | 34 | 33 | 100 | TRUE |  |  | TRUE | FALSE | Gas-fired storage | High | 0.9 | 0.6291 | 2019-02-26 |  | 2019-04-04
A.O. Smith Water Products Company | A. O. SMITH | GSP 100 200 | Federally-Regulated Commercial & Industrial Equipment | Natural gas | 34 | 33 | 100 | TRUE |  |  | TRUE | FALSE | Gas-fired storage | High | 0.9 | 0.6291 | 2019-02-26 |  | 2019-04-04
American Water Heater Co. | American | PVG62-75T76-LV 211 | Federally-Regulated Commercial & Industrial Equipment | LPG | 75 | 72 | 76 | TRUE |  |  | TRUE | FALSE | Gas-fired storage | High | 0.69 | 0.5922 | 2019-02-26 |  | 2019-04-04
American Water Heater Co. | American | PVCG32-75T76-LV 211 | Federally-Regulated Commercial & Industrial Equipment | LPG | 75 | 72 | 76 | TRUE |  |  | TRUE | FALSE | Gas-fired storage | High | 0.69 | 0.5922 | 2019-02-26 |  | 2019-04-04
American Water Heater Co. | American | PDVCG32-75T76-LV 211 | Federally-Regulated Commercial & Industrial Equipment | LPG | 75 | 72 | 76 | TRUE |  |  | TRUE | FALSE | Gas-fired storage | High | 0.68 | 0.5922 | 2019-02-26 |  | 2019-04-04
American Water Heater Co. | American | PDVG62-75T76-LV 211 | Federally-Regulated Commercial & Industrial Equipment | LPG | 75 | 72 | 76 | TRUE |  |  | TRUE | FALSE | Gas-fired storage | High | 0.68 | 0.5922 | 2019-02-26 |  | 2019-04-04
American Water Heater Co. | American | PVCG32-75T76-NV 210 | Federally-Regulated Commercial & Industrial Equipment | Natural gas | 75 | 72 | 76 | TRUE |  |  | TRUE | FALSE | Gas-fired storage | High | 0.69 | 0.5922 | 2019-02-26 |  | 2019-04-04
American Water Heater Co. | American | PVG62-75T76-NV 210 | Federally-Regulated Commercial & Industrial Equipment | Natural gas | 75 | 72 | 76 | TRUE |  |  | TRUE | FALSE | Gas-fired storage | High | 0.69 | 0.5922 | 2019-02-26 |  | 2019-04-04
American Water Heater Co. | American | PDVCG32-75T76-NV 210 | Federally-Regulated Commercial & Industrial Equipment | Natural gas | 75 | 72 | 76 | TRUE |  |  | TRUE | FALSE | Gas-fired storage | High | 0.68 | 0.5922 | 2019-02-26 |  | 2019-04-04
American Water Heater Co. | American | PDVG62-75T76-NV 210 | Federally-Regulated Commercial & Industrial Equipment | Natural gas | 75 | 72 | 76 | TRUE |  |  | TRUE | FALSE | Gas-fired storage | High | 0.68 | 0.5922 | 2019-02-26 |  | 2019-04-04
American Water Heater Co. | American | PVCG32-75T76-NV 310 | Federally-Regulated Commercial & Industrial Equipment | LPG | 75 | 72 | 76 | TRUE |  |  | TRUE | FALSE | Gas-fired storage | High | 0.69 | 0.5922 | 2019-02-26 |  | 2019-04-04
American Water Heater Co. | American | PVCG32-75T76-NV 310 | Federally-Regulated Commercial & Industrial Equipment | Natural gas | 75 | 72 | 76 | TRUE |  |  | TRUE | FALSE | Gas-fired storage | High | 0.69 | 0.5922 | 2019-02-26 |  | 2019-04-04
American Water Heater Co. | American | PVG62-75T76-NV 310 | Federally-Regulated Commercial & Industrial Equipment | LPG | 75 | 72 | 76 | TRUE |  |  | TRUE | FALSE | Gas-fired storage | High | 0.69 | 0.5922 | 2019-02-26 |  | 2019-04-04
American Water Heater Co. | American | PVG62-75T76-NV 310 | Federally-Regulated Commercial & Industrial Equipment | Natural gas | 75 | 72 | 76 | TRUE |  |  | TRUE | FALSE | Gas-fired storage | High | 0.69 | 0.5922 | 2019-02-26 |  | 2019-04-04
American Water Heater Co. | American | PDVCG32-75T76-NV 310 | Federally-Regulated Commercial & Industrial Equipment | LPG | 75 | 72 | 76 | TRUE |  |  | TRUE | FALSE | Gas-fired storage | High | 0.68 | 0.5922 | 2019-02-26 |  | 2019-04-04
American Water Heater Co. | American | PDVCG32-75T76-NV 310 | Federally-Regulated Commercial & Industrial Equipment | Natural gas | 75 | 72 | 76 | TRUE |  |  | TRUE | FALSE | Gas-fired storage | High | 0.68 | 0.5922 | 2019-02-26 |  | 2019-04-04
American Water Heater Co. | American | PDVG62-75T76-NV 310 | Federally-Regulated Commercial & Industrial Equipment | LPG | 75 | 72 | 76 | TRUE |  |  | TRUE | FALSE | Gas-fired storage | High | 0.68 | 0.5922 | 2019-02-26 |  | 2019-04-04
American Water Heater Co. | American | PDVG62-75T76-NV 310 | Federally-Regulated Commercial & Industrial Equipment | Natural gas | 75 | 72 | 76 | TRUE |  |  | TRUE | FALSE | Gas-fired storage | High | 0.68 | 0.5922 | 2019-02-26 |  | 2019-04-04
American Water Heater Co. | American | PR 34 100 P 201 | Federally-Regulated Commercial & Industrial Equipment | LPG | 34 | 33 | 100 | TRUE |  |  | TRUE | FALSE | Gas-fired storage | High | 0.9 | 0.6291 | 2019-02-26 |  | 2019-04-04
American Water Heater Co. | American | PG10 34 100 2PV 201 | Federally-Regulated Commercial & Industrial Equipment | LPG | 34 | 33 | 100 | TRUE |  |  | TRUE | FALSE | Gas-fired storage | High | 0.9 | 0.6291 | 2019-02-26 |  | 2019-04-04
American Water Heater Co. | American | PR 34 100 N 200 | Federally-Regulated Commercial & Industrial Equipment | Natural gas | 34 | 33 | 100 | TRUE |  |  | TRUE | FALSE | Gas-fired storage | High | 0.9 | 0.6291 | 2019-02-26 |  | 2019-04-04
American Water Heater Co. | American | PG10 34 100 2NV 200 | Federally-Regulated Commercial & Industrial Equipment | Natural gas | 34 | 33 | 100 | TRUE |  |  | TRUE | FALSE | Gas-fired storage | High | 0.9 | 0.6291 | 2019-02-26 |  | 2019-04-04
Bradford White Corporation | Jetglas | URG2PV75H*N | Federally-Regulated Commercial & Industrial Equipment | Natural gas | 75 | 72 | 76 | TRUE |  |  | TRUE | FALSE | Gas-fired storage | High | 0.69 | 0.59 | 2019-02-27 |  | 2019-04-04
Bradford White Corporation | Jetglas | URG275H*N | Federally-Regulated Commercial & Industrial Equipment | Natural gas | 75 | 72 | 76 | TRUE |  |  | FALSE | FALSE | Gas-fired storage | High | 0.59 | 0.59 | 2019-02-27 |  | 2019-04-04
Bradford White Corporation | Jetglas | URG2100H**N | Federally-Regulated Commercial & Industrial Equipment | Natural gas | 100 | 95 | 80 | TRUE |  |  | FALSE | FALSE | Gas-fired storage | High | 0.57 | 0.57 | 2019-02-27 |  | 2019-04-04
Bradford White Corporation | Jetglas | ULG2PV75H76*N | Federally-Regulated Commercial & Industrial Equipment | Natural gas | 75 | 72 | 76 | TRUE |  |  | TRUE | FALSE | Gas-fired storage | High | 0.69 | 0.59 | 2019-02-27 |  | 2019-04-04
Bradford White Corporation | Jetglas | ULG275H76*N | Federally-Regulated Commercial & Industrial Equipment | Natural gas | 75 | 72 | 76 | TRUE |  |  | FALSE | FALSE | Gas-fired storage | High | 0.59 | 0.59 | 2019-02-27 |  | 2019-04-04
Bradford White Corporation | Jetglas | ULG2100H80*N | Federally-Regulated Commercial & Industrial Equipment | Natural gas | 100 | 95 | 80 | TRUE |  |  | FALSE | FALSE | Gas-fired storage | High | 0.57 | 0.57 | 2019-02-27 |  | 2019-04-04
Bradford White Corporation | Jetglas | RG2PV75H*N | Federally-Regulated Commercial & Industrial Equipment | Natural gas | 75 | 72 | 76 | TRUE |  |  | TRUE | FALSE | Gas-fired storage | High | 0.69 | 0.59 | 2019-02-27 |  | 2019-04-04
Bradford White Corporation | Jetglas | RG2PV75H*X | Federally-Regulated Commercial & Industrial Equipment | LPG | 75 | 72 | 76 | TRUE |  |  | TRUE | FALSE | Gas-fired storage | High | 0.69 | 0.59 | 2019-02-27 |  | 2019-04-04
Bradford White Corporation | Jetglas | RG2PDV75H*X | Federally-Regulated Commercial & Industrial Equipment | LPG | 75 | 72 | 78 | TRUE |  |  | TRUE | FALSE | Gas-fired storage | High | 0.69 | 0.59 | 2019-02-27 |  | 2019-04-04
Bradford White Corporation | Jetglas | RG2PDV75H*N | Federally-Regulated Commercial & Industrial Equipment | Natural gas | 75 | 72 | 80 | TRUE |  |  | TRUE | FALSE | Gas-fired storage | High | 0.69 | 0.59 | 2019-02-27 |  | 2019-04-04
Bradford White Corporation | Jetglas | RG275H*X | Federally-Regulated Commercial & Industrial Equipment | LPG | 75 | 72 | 76 | TRUE |  |  | FALSE | FALSE | Gas-fired storage | High | 0.59 | 0.59 | 2019-02-27 |  | 2019-04-04
Bradford White Corporation | Jetglas | RG255H*X | Federally-Regulated Commercial & Industrial Equipment | LPG | 55 | 55 | 78 | TRUE |  |  | FALSE | FALSE | Gas-fired storage | High | 0.61 | 0.61 | 2019-02-27 |  | 2019-04-04
Bradford White Corporation | Jetglas | RG255H*N | Federally-Regulated Commercial & Industrial Equipment | Natural gas | 55 | 55 | 78 | TRUE |  |  | FALSE | FALSE | Gas-fired storage | High | 0.61 | 0.61 | 2019-02-27 |  | 2019-04-04
Bradford White Corporation | Jetglas | RG2100H*X | Federally-Regulated Commercial & Industrial Equipment | LPG | 100 | 95 | 80 | TRUE |  |  | FALSE | FALSE | Gas-fired storage | High | 0.57 | 0.57 | 2019-02-27 |  | 2019-04-04
Bradford White Corporation | Jetglas | RG2100H*N | Federally-Regulated Commercial & Industrial Equipment | Natural gas | 100 | 95 | 80 | TRUE |  |  | FALSE | FALSE | Gas-fired storage | High | 0.57 | 0.57 | 2019-02-27 |  | 2019-04-04
Bradford White Corporation | Jetglas | RG1PV55H*N | Federally-Regulated Commercial & Industrial Equipment | Natural gas | 55 | 55 | 78 | TRUE |  |  | TRUE | FALSE | Gas-fired storage | High | 0.68 | 0.61 | 2019-02-27 |  | 2019-04-04
Bradford White Corporation | Jetglas | RG1PV55H*X | Federally-Regulated Commercial & Industrial Equipment | LPG | 55 | 55 | 78 | TRUE |  |  | TRUE | FALSE | Gas-fired storage | High | 0.68 | 0.61 | 2019-02-27 |  | 2019-04-04
Bradford White Corporation | Jetglas | RC2PV50H*X | Federally-Regulated Commercial & Industrial Equipment | LPG | 50 | 48 | 76 | TRUE |  |  | TRUE | FALSE | Gas-fired storage | High | 0.8 | 0.61 | 2019-02-27 |  | 2019-04-04
Bradford White Corporation | Jetglas | RC2PV50H*N | Federally-Regulated Commercial & Industrial Equipment | Natural gas | 50 | 48 | 76 | TRUE |  |  | TRUE | FALSE | Gas-fired storage | High | 0.8 | 0.61 | 2019-02-27 |  | 2019-04-04
Bradford White Corporation | Jetglas | LG2PV75H76*X | Federally-Regulated Commercial & Industrial Equipment | LPG | 75 | 72 | 76 | TRUE |  |  | TRUE | FALSE | Gas-fired storage | High | 0.69 | 0.59 | 2019-02-27 |  | 2019-04-04
Bradford White Corporation | Jetglas | LG2PV75H76*N | Federally-Regulated Commercial & Industrial Equipment | Natural gas | 75 | 72 | 76 | TRUE |  |  | TRUE | FALSE | Gas-fired storage | High | 0.69 | 0.59 | 2019-02-27 |  | 2019-04-04
Bradford White Corporation | Jetglas | LG2PDV75H80*X | Federally-Regulated Commercial & Industrial Equipment | LPG | 75 | 72 | 78 | TRUE |  |  | TRUE | FALSE | Gas-fired storage | High | 0.69 | 0.59 | 2019-02-27 |  | 2019-04-04
Bradford White Corporation | Jetglas | LG2PDV75H80*N | Federally-Regulated Commercial & Industrial Equipment | Natural gas | 75 | 72 | 80 | TRUE |  |  | TRUE | FALSE | Gas-fired storage | High | 0.69 | 0.59 | 2019-02-27 |  | 2019-04-04
Bradford White Corporation | Jetglas | LG275H76*X | Federally-Regulated Commercial & Industrial Equipment | LPG | 75 | 72 | 76 | TRUE |  |  | FALSE | FALSE | Gas-fired storage | High | 0.59 | 0.59 | 2019-02-27 |  | 2019-04-04
Bradford White Corporation | Jetglas | LG255H78*X | Federally-Regulated Commercial & Industrial Equipment | LPG | 55 | 55 | 78 | TRUE |  |  | FALSE | FALSE | Gas-fired storage | High | 0.61 | 0.61 | 2019-02-27 |  | 2019-04-04
Bradford White Corporation | Jetglas | LG255H78*N | Federally-Regulated Commercial & Industrial Equipment | Natural gas | 55 | 55 | 78 | TRUE |  |  | FALSE | FALSE | Gas-fired storage | High | 0.61 | 0.61 | 2019-02-27 |  | 2019-04-04
Bradford White Corporation | Jetglas | LG275H76*N | Federally-Regulated Commercial & Industrial Equipment | Natural gas | 75 | 72 | 76 | TRUE |  |  | FALSE | FALSE | Gas-fired storage | High | 0.59 | 0.59 | 2019-02-27 |  | 2019-04-04
Bradford White Corporation | Jetglas | LG2100H80*X | Federally-Regulated Commercial & Industrial Equipment | LPG | 100 | 95 | 80 | TRUE |  |  | FALSE | FALSE | Gas-fired storage | High | 0.57 | 0.57 | 2019-02-27 |  | 2019-04-04
Bradford White Corporation | Jetglas | LG2100H80*N | Federally-Regulated Commercial & Industrial Equipment | Natural gas | 100 | 95 | 80 | TRUE |  |  | FALSE | FALSE | Gas-fired storage | High | 0.57 | 0.57 | 2019-02-27 |  | 2019-04-04
Bradford White Corporation | Jetglas | LG1PV55H78*X | Federally-Regulated Commercial & Industrial Equipment | LPG | 55 | 55 | 78 | TRUE |  |  | TRUE | FALSE | Gas-fired storage | High | 0.68 | 0.61 | 2019-02-27 |  | 2019-04-04
Bradford White Corporation | Jetglas | LG1PV55H78*N | Federally-Regulated Commercial & Industrial Equipment | Natural gas | 55 | 55 | 78 | TRUE |  |  | TRUE | FALSE | Gas-fired storage | High | 0.68 | 0.61 | 2019-02-27 |  | 2019-04-04
Bradford White Corporation | Jetglas | LC2PV50H76*X | Federally-Regulated Commercial & Industrial Equipment | LPG | 50 | 48 | 76 | TRUE |  |  | TRUE | FALSE | Gas-fired storage | High | 0.8 | 0.61 | 2019-02-27 |  | 2019-04-04
Bradford White Corporation | Jetglas | LC2PV50H76*N | Federally-Regulated Commercial & Industrial Equipment | Natural gas | 50 | 48 | 76 | TRUE |  |  | TRUE | FALSE | Gas-fired storage | High | 0.8 | 0.61 | 2019-02-27 |  | 2019-04-04
Ariston USA LLC | Westinghouse | WGRGH40**100F | Federally-Regulated Commercial & Industrial Equipment | LPG | 40 | 39 | 100 | FALSE |  |  | TRUE | FALSE | Gas-fired storage | High | 0.87 | 0.6237 | 2019-02-26 |  | 2019-04-04
Ariston USA LLC | Westinghouse | WGRGH40**100F | Federally-Regulated Commercial & Industrial Equipment | Natural gas | 40 | 39 | 100 | FALSE |  |  | TRUE | FALSE | Gas-fired storage | High | 0.87 | 0.6237 | 2019-02-26 |  | 2019-04-04
Lochinvar, LLC. | Lochinvar | CDN075075 210 | Federally-Regulated Commercial & Industrial Equipment | Natural gas | 75 | 72 | 76 | TRUE |  |  | TRUE | FALSE | Gas-fired storage | High | 0.68 | 0.5922 | 2019-02-26 |  | 2019-04-04
Lochinvar, LLC. | Lochinvar | PRN075 75ESST 210 | Federally-Regulated Commercial & Industrial Equipment | Natural gas | 75 | 72 | 76 | TRUE |  |  | TRUE | FALSE | Gas-fired storage | High | 0.68 | 0.5922 | 2019-02-26 |  | 2019-04-04
Lochinvar, LLC. | Lochinvar | CVN075075 310 | Federally-Regulated Commercial & Industrial Equipment | LPG | 75 | 72 | 76 | TRUE |  |  | TRUE | FALSE | Gas-fired storage | High | 0.69 | 0.5922 | 2019-02-26 |  | 2019-04-04
Lochinvar, LLC. | Lochinvar | CVN075075 310 | Federally-Regulated Commercial & Industrial Equipment | Natural gas | 75 | 72 | 76 | TRUE |  |  | TRUE | FALSE | Gas-fired storage | High | 0.69 | 0.5922 | 2019-02-26 |  | 2019-04-04
Lochinvar, LLC. | Lochinvar | PVN075 75ST 310 | Federally-Regulated Commercial & Industrial Equipment | LPG | 75 | 72 | 76 | TRUE |  |  | TRUE | FALSE | Gas-fired storage | High | 0.69 | 0.5922 | 2019-02-26 |  | 2019-04-04
Lochinvar, LLC. | Lochinvar | PVN075 75ST 310 | Federally-Regulated Commercial & Industrial Equipment | Natural gas | 75 | 72 | 76 | TRUE |  |  | TRUE | FALSE | Gas-fired storage | High | 0.69 | 0.5922 | 2019-02-26 |  | 2019-04-04
Lochinvar, LLC. | Lochinvar | CDN075075 310 | Federally-Regulated Commercial & Industrial Equipment | LPG | 75 | 72 | 76 | TRUE |  |  | TRUE | FALSE | Gas-fired storage | High | 0.68 | 0.5922 | 2019-02-26 |  | 2019-04-04
Lochinvar, LLC. | Lochinvar | CDN075075 310 | Federally-Regulated Commercial & Industrial Equipment | Natural gas | 75 | 72 | 76 | TRUE |  |  | TRUE | FALSE | Gas-fired storage | High | 0.68 | 0.5922 | 2019-02-26 |  | 2019-04-04
Lochinvar, LLC. | Lochinvar | PRN075 75ESST 310 | Federally-Regulated Commercial & Industrial Equipment | LPG | 75 | 72 | 76 | TRUE |  |  | TRUE | FALSE | Gas-fired storage | High | 0.68 | 0.5922 | 2019-02-26 |  | 2019-04-04
Lochinvar, LLC. | Lochinvar | PRN075 75ESST 310 | Federally-Regulated Commercial & Industrial Equipment | Natural gas | 75 | 72 | 76 | TRUE |  |  | TRUE | FALSE | Gas-fired storage | High | 0.68 | 0.5922 | 2019-02-26 |  | 2019-04-04
Lochinvar, LLC. | Lochinvar | SWL100 035 201 | Federally-Regulated Commercial & Industrial Equipment | LPG | 34 | 33 | 100 | TRUE |  |  | TRUE | FALSE | Gas-fired storage | High | 0.9 | 0.6291 | 2019-02-26 |  | 2019-04-04
Lochinvar, LLC. | Lochinvar | SWN100 035 200 | Federally-Regulated Commercial & Industrial Equipment | Natural gas | 34 | 33 | 100 | TRUE |  |  | TRUE | FALSE | Gas-fired storage | High | 0.9 | 0.6291 | 2019-02-26 |  | 2019-04-04
Ariston USA LLC | HTP | RGH40-100F | Federally-Regulated Commercial & Industrial Equipment | LPG | 40 | 39 | 100 | FALSE |  |  | TRUE | FALSE | Gas-fired storage | High | 0.87 | 0.6237 | 2019-02-26 |  | 2019-04-04
Ariston USA LLC | HTP | RGH40-100F | Federally-Regulated Commercial & Industrial Equipment | Natural gas | 40 | 39 | 100 | FALSE |  |  | TRUE | FALSE | Gas-fired storage | High | 0.87 | 0.6237 | 2019-02-26 |  | 2019-04-04
A.O. Smith Water Products Company | RELIANCE WATER HEATERS | 6 75 HTPDT** | Federally-Regulated Commercial & Industrial Equipment | LPG | 75 | 74 | 100 | FALSE |  |  | TRUE | FALSE | Gas-fired storage | High | 0.86 | 0.5922 | 2019-02-26 |  | 2019-04-04
A.O. Smith Water Products Company | RELIANCE WATER HEATERS | 6 75 YTPDT* | Federally-Regulated Commercial & Industrial Equipment | Natural gas | 75 | 74 | 100 | FALSE |  |  | TRUE | FALSE | Gas-fired storage | High | 0.86 | 0.5922 | 2019-02-26 |  | 2019-04-04
A.O. Smith Water Products Company | RELIANCE WATER HEATERS | 6 50 HTPDT** | Federally-Regulated Commercial & Industrial Equipment | LPG | 50 | 49 | 100 | FALSE |  |  | TRUE | FALSE | Gas-fired storage | High | 0.88 | 0.6147 | 2019-02-26 |  | 2019-04-04
A.O. Smith Water Products Company | RELIANCE WATER HEATERS | 6 50 YTPDT* | Federally-Regulated Commercial & Industrial Equipment | Natural gas | 50 | 49 | 100 | FALSE |  |  | TRUE | FALSE | Gas-fired storage | High | 0.88 | 0.6147 | 2019-02-26 |  | 2019-04-04
A.O. Smith Water Products Company | RELIANCE WATER HEATERS | 6 50 YTVIT* | Federally-Regulated Commercial & Industrial Equipment | Natural gas | 50 | 48 | 76 | FALSE |  |  | TRUE | FALSE | Gas-fired storage | High | 0.88 | 0.6147 | 2019-02-26 |  | 2019-04-04
A.O. Smith Water Products Company | RELIANCE WATER HEATERS | 6 75 YRVHTL 310 | Federally-Regulated Commercial & Industrial Equipment | LPG | 75 | 72 | 76 | TRUE |  |  | TRUE | FALSE | Gas-fired storage | High | 0.69 | 0.5922 | 2019-02-26 |  | 2019-04-04
A.O. Smith Water Products Company | RELIANCE WATER HEATERS | 6 75 YRVHTL 310 | Federally-Regulated Commercial & Industrial Equipment | Natural gas | 75 | 72 | 76 | TRUE |  |  | TRUE | FALSE | Gas-fired storage | High | 0.69 | 0.5922 | 2019-02-26 |  | 2019-04-04
A.O. Smith Water Products Company | RELIANCE WATER HEATERS | 6 75 YRPDT L 310 | Federally-Regulated Commercial & Industrial Equipment | LPG | 75 | 72 | 76 | TRUE |  |  | TRUE | FALSE | Gas-fired storage | High | 0.68 | 0.5922 | 2019-02-26 |  | 2019-04-04
A.O. Smith Water Products Company | RELIANCE WATER HEATERS | 6 75 YRPDT L 310 | Federally-Regulated Commercial & Industrial Equipment | Natural gas | 75 | 72 | 76 | TRUE |  |  | TRUE | FALSE | Gas-fired storage | High | 0.68 | 0.5922 | 2019-02-26 |  | 2019-04-04
A.O. Smith Water Products Company | State | GP6 75 HTPDT** | Federally-Regulated Commercial & Industrial Equipment | LPG | 75 | 74 | 100 | FALSE |  |  | TRUE | FALSE | Gas-fired storage | High | 0.86 | 0.5922 | 2019-02-26 |  | 2019-04-04
A.O. Smith Water Products Company | State | GP6 75 YTPDT* | Federally-Regulated Commercial & Industrial Equipment | Natural gas | 75 | 74 | 100 | FALSE |  |  | TRUE | FALSE | Gas-fired storage | High | 0.86 | 0.5922 | 2019-02-26 |  | 2019-04-04
A.O. Smith Water Products Company | State | GP6 50 HTPDT** | Federally-Regulated Commercial & Industrial Equipment | LPG | 50 | 49 | 100 | FALSE |  |  | TRUE | FALSE | Gas-fired storage | High | 0.88 | 0.6147 | 2019-02-26 |  | 2019-04-04
A.O. Smith Water Products Company | State | GP6 50 YTPDT* | Federally-Regulated Commercial & Industrial Equipment | Natural gas | 50 | 49 | 100 | FALSE |  |  | TRUE | FALSE | Gas-fired storage | High | 0.88 | 0.6147 | 2019-02-26 |  | 2019-04-04
A.O. Smith Water Products Company | State | GP6 50 YTVIT* | Federally-Regulated Commercial & Industrial Equipment | Natural gas | 50 | 48 | 76 | FALSE |  |  | TRUE | FALSE | Gas-fired storage | High | 0.88 | 0.6147 | 2019-02-26 |  | 2019-04-04
A.O. Smith Water Products Company | State | GS 6 75YRVHTL 310 | Federally-Regulated Commercial & Industrial Equipment | LPG | 75 | 72 | 76 | TRUE |  |  | TRUE | FALSE | Gas-fired storage | High | 0.69 | 0.5922 | 2019-02-26 |  | 2019-04-04
A.O. Smith Water Products Company | State | GS 6 75YRVHTL 310 | Federally-Regulated Commercial & Industrial Equipment | Natural gas | 75 | 72 | 76 | TRUE |  |  | TRUE | FALSE | Gas-fired storage | High | 0.69 | 0.5922 | 2019-02-26 |  | 2019-04-04
A.O. Smith Water Products Company | State | SDV 75 76N E 310 | Federally-Regulated Commercial & Industrial Equipment | LPG | 75 | 72 | 76 | TRUE |  |  | TRUE | FALSE | Gas-fired storage | High | 0.68 | 0.5922 | 2019-02-26 |  | 2019-04-04
A.O. Smith Water Products Company | State | SDV 75 76N E 310 | Federally-Regulated Commercial & Industrial Equipment | Natural gas | 75 | 72 | 76 | TRUE |  |  | TRUE | FALSE | Gas-fired storage | High | 0.68 | 0.5922 | 2019-02-26 |  | 2019-04-04
A.O. Smith Water Products Company | State | GS 6 75YRPDT L 310 | Federally-Regulated Commercial & Industrial Equipment | LPG | 75 | 72 | 76 | TRUE |  |  | TRUE | FALSE | Gas-fired storage | High | 0.68 | 0.5922 | 2019-02-26 |  | 2019-04-04
A.O. Smith Water Products Company | State | GS 6 75YRPDT L 310 | Federally-Regulated Commercial & Industrial Equipment | Natural gas | 75 | 72 | 76 | TRUE |  |  | TRUE | FALSE | Gas-fired storage | High | 0.68 | 0.5922 | 2019-02-26 |  | 2019-04-04
A.O. Smith Corporation | A. O. SMITH | G6-T10076NV | Federally-Regulated Commercial & Industrial Equipment | Natural gas | 98 | 95 | 75.1 | FALSE |  |  | FALSE | FALSE | Gas-fired storage | High | 0.58 | 0.5715 | 2019-02-26 |  | 2019-04-05
A.O. Smith Corporation | A. O. SMITH | PCG 100* 400 | Federally-Regulated Commercial & Industrial Equipment | Natural gas | 98 | 95 | 75.1 | FALSE |  |  | FALSE | FALSE | Gas-fired storage | High | 0.58 | 0.5715 | 2019-02-26 |  | 2019-04-05
A.O. Smith Corporation | A. O. SMITH | FCG 75* 400 | Federally-Regulated Commercial & Industrial Equipment | Natural gas | 74 | 71 | 75.1 | FALSE |  |  | FALSE | FALSE | Gas-fired storage | High | 0.6 | 0.5931 | 2019-02-26 |  | 2019-04-05
A.O. Smith Corporation | A. O. SMITH | G6-US7576NV 100 | Federally-Regulated Commercial & Industrial Equipment | Natural gas | 74 | 71 | 75.1 | FALSE |  |  | FALSE | FALSE | Gas-fired storage | High | 0.64 | 0.5931 | 2019-02-26 |  | 2019-04-05
A.O. Smith Corporation | A. O. SMITH | PCG 75* 400 | Federally-Regulated Commercial & Industrial Equipment | Natural gas | 74 | 71 | 75.1 | FALSE |  |  | FALSE | FALSE | Gas-fired storage | High | 0.6 | 0.5931 | 2019-02-26 |  | 2019-04-05
A.O. Smith Corporation | A. O. SMITH | G6-T10076PV | Federally-Regulated Commercial & Industrial Equipment | LPG | 98 | 95 | 75.1 | FALSE |  |  | FALSE | FALSE | Gas-fired storage | High | 0.58 | 0.5715 | 2019-02-26 |  | 2019-04-05
A.O. Smith Corporation | A. O. SMITH | G6-S7576PV | Federally-Regulated Commercial & Industrial Equipment | LPG | 74 | 71 | 75.1 | FALSE |  |  | FALSE | FALSE | Gas-fired storage | High | 0.6 | 0.5931 | 2019-02-26 |  | 2019-04-05
A.O. Smith Corporation | A. O. SMITH | G6-S7576NV | Federally-Regulated Commercial & Industrial Equipment | Natural gas | 74 | 71 | 75.1 | FALSE |  |  | FALSE | FALSE | Gas-fired storage | High | 0.6 | 0.5931 | 2019-02-26 |  | 2019-04-05
A.O. Smith Corporation | A. O. SMITH | PCG 75* 401 | Federally-Regulated Commercial & Industrial Equipment | LPG | 74 | 71 | 75.1 | FALSE |  |  | FALSE | FALSE | Gas-fired storage | High | 0.6 | 0.5931 | 2019-02-26 |  | 2019-04-05
A.O. Smith Corporation | A. O. SMITH | FCG 75* 401 | Federally-Regulated Commercial & Industrial Equipment | LPG | 74 | 71 | 75.1 | FALSE |  |  | FALSE | FALSE | Gas-fired storage | High | 0.6 | 0.5931 | 2019-02-26 |  | 2019-04-05
A.O. Smith Corporation | A. O. SMITH | PCG 100* 401 | Federally-Regulated Commercial & Industrial Equipment | LPG | 98 | 95 | 75.1 | FALSE |  |  | FALSE | FALSE | Gas-fired storage | High | 0.58 | 0.5715 | 2019-02-26 |  | 2019-04-05
A.O. Smith Corporation | A. O. SMITH | FCG 100* 401 | Federally-Regulated Commercial & Industrial Equipment | LPG | 98 | 95 | 75.1 | FALSE |  |  | FALSE | FALSE | Gas-fired storage | High | 0.58 | 0.5715 | 2019-02-26 |  | 2019-04-05
A.O. Smith Corporation | A. O. SMITH | (R,C)4L(A,R)-***(E,X)*** | Federally-Regulated Commercial & Industrial Equipment | Electric resistance | 1 | 1 | 28 |  |  |  |  | FALSE | Electric instantaneous | Low | 0.92 | 0.8 | 2019-02-26 |  | 2019-04-05
A.O. Smith Corporation | A. O. SMITH | (C,R)2V(A,R)-***(E,X)*** | Federally-Regulated Commercial & Industrial Equipment | Electric resistance | 1 | 1 | 18 |  |  |  |  | FALSE | Electric instantaneous | Very small | 0.84 | 0.8 | 2019-02-26 |  | 2019-04-05
A.O. Smith Corporation | A. O. SMITH | (R,C)4M(A,R)-***E*** | Federally-Regulated Commercial & Industrial Equipment | Electric resistance | 1 | 1 | 32 |  |  |  |  | FALSE | Electric instantaneous | Medium | 0.93 | 0.8 | 2019-02-26 |  | 2019-04-05
A.O. Smith Corporation | A. O. SMITH | GCN 75 100 | Federally-Regulated Commercial & Industrial Equipment | Natural gas | 74 | 71 | 75.1 | FALSE |  |  | FALSE | FALSE | Gas-fired storage | High | 0.64 | 0.5931 | 2019-02-26 |  | 2019-04-05
A.O. Smith Corporation | A. O. SMITH | G6-UT10076NV 100 | Federally-Regulated Commercial & Industrial Equipment | Natural gas | 98 | 95 | 75.1 | FALSE |  |  | FALSE | FALSE | Gas-fired storage | High | 0.58 | 0.5715 | 2019-02-26 |  | 2019-04-05
A.O. Smith Corporation | A. O. SMITH | GCN 100 100 | Federally-Regulated Commercial & Industrial Equipment | Natural gas | 98 | 95 | 75.1 | FALSE |  |  | FALSE | FALSE | Gas-fired storage | High | 0.58 | 0.5715 | 2019-02-26 |  | 2019-04-05
A.O. Smith Corporation | A. O. SMITH | FCG 100* 400 | Federally-Regulated Commercial & Industrial Equipment | Natural gas | 98 | 95 | 75.1 | FALSE |  |  | FALSE | FALSE | Gas-fired storage | High | 0.58 | 0.5715 | 2019-02-26 |  | 2019-04-05
A.O. Smith Corporation | GSW WATER HEATERS | 6G5076NVC* | Federally-Regulated Commercial & Industrial Equipment | Natural gas | 50 | 48 | 76 | FALSE |  |  | TRUE | FALSE | Gas-fired storage | High | 0.88 | 0.6147 | 2019-02-26 |  | 2019-04-05
A.O. Smith Corporation | GSW WATER HEATERS | 6G75100NPDVH02* | Federally-Regulated Commercial & Industrial Equipment | Natural gas | 75 | 74 | 100 | FALSE |  |  | TRUE | FALSE | Gas-fired storage | High | 0.86 | 0.5922 | 2019-02-26 |  | 2019-04-05
A.O. Smith Corporation | GSW WATER HEATERS | 6G75100PPDVH05** | Federally-Regulated Commercial & Industrial Equipment | LPG | 75 | 74 | 100 | FALSE |  |  | TRUE | FALSE | Gas-fired storage | High | 0.86 | 0.5922 | 2019-02-26 |  | 2019-04-05
A.O. Smith Corporation | GSW WATER HEATERS | 6G50100PPDVH* | Federally-Regulated Commercial & Industrial Equipment | LPG | 50 | 49 | 100 | FALSE |  |  | TRUE | FALSE | Gas-fired storage | High | 0.88 | 0.6147 | 2019-02-26 |  | 2019-04-05
A.O. Smith Corporation | GSW WATER HEATERS | 6G50100NPDVH* | Federally-Regulated Commercial & Industrial Equipment | Natural gas | 50 | 49 | 100 | FALSE |  |  | TRUE | FALSE | Gas-fired storage | High | 0.88 | 0.6147 | 2019-02-26 |  | 2019-04-05
A.O. Smith Corporation | State | (R,C)4MS-***E*** | Federally-Regulated Commercial & Industrial Equipment | Electric resistance | 1 | 1 | 32 |  |  |  |  | FALSE | Electric instantaneous | Medium | 0.93 | 0.8 | 2019-02-26 |  | 2019-04-05
A.O. Smith Corporation | State | (R,C)4LS-***(E,X)*** | Federally-Regulated Commercial & Industrial Equipment | Electric resistance | 1 | 1 | 28 |  |  |  |  | FALSE | Electric instantaneous | Low | 0.92 | 0.8 | 2019-02-26 |  | 2019-04-05
A.O. Smith Corporation | State | (C,R)2VS-***(E,X)*** | Federally-Regulated Commercial & Industrial Equipment | Electric resistance | 1 | 1 | 18 |  |  |  |  | FALSE | Electric instantaneous | Very small | 0.84 | 0.8 | 2019-02-26 |  | 2019-04-05
A.O. Smith Corporation | Kenmore | 153.3318 | Federally-Regulated Commercial & Industrial Equipment | Natural gas | 74 | 71 | 75.1 | FALSE |  |  | FALSE | FALSE | Gas-fired storage | High | 0.6 | 0.5931 | 2019-02-26 |  | 2019-04-05
A.O. Smith Corporation | RELIANCE WATER HEATERS | R4LX-***(E,X)*** | Federally-Regulated Commercial & Industrial Equipment | Electric resistance | 1 | 1 | 28 |  |  |  |  | FALSE | Electric instantaneous | Low | 0.92 | 0.8 | 2019-02-26 |  | 2019-04-05
A.O. Smith Corporation | RELIANCE WATER HEATERS | R2VX-***(E,X)*** | Federally-Regulated Commercial & Industrial Equipment | Electric resistance | 1 | 1 | 18 |  |  |  |  | FALSE | Electric instantaneous | Very small | 0.84 | 0.8 | 2019-02-26 |  | 2019-04-05
A.O. Smith Corporation | RELIANCE WATER HEATERS | R4MX-***E*** | Federally-Regulated Commercial & Industrial Equipment | Electric resistance | 1 | 1 | 32 |  |  |  |  | FALSE | Electric instantaneous | Medium | 0.93 | 0.8 | 2019-02-26 |  | 2019-04-05
A.O. Smith Corporation | RELIANCE WATER HEATERS | 6 100 XRRT* 400 | Federally-Regulated Commercial & Industrial Equipment | Natural gas | 98 | 95 | 75.1 | FALSE |  |  | FALSE | FALSE | Gas-fired storage | High | 0.58 | 0.5715 | 2019-02-26 |  | 2019-04-05
A.O. Smith Corporation | RELIANCE WATER HEATERS | 6 75 XRRS* 400 | Federally-Regulated Commercial & Industrial Equipment | Natural gas | 74 | 71 | 75.1 | FALSE |  |  | FALSE | FALSE | Gas-fired storage | High | 0.6 | 0.5931 | 2019-02-26 |  | 2019-04-05
A.O. Smith Corporation | RELIANCE WATER HEATERS | 6 75 URRS 100 | Federally-Regulated Commercial & Industrial Equipment | Natural gas | 74 | 71 | 75.1 | FALSE |  |  | FALSE | FALSE | Gas-fired storage | High | 0.64 | 0.5931 | 2019-02-26 |  | 2019-04-05
A.O. Smith Corporation | RELIANCE WATER HEATERS | 6 100 URRT 100 | Federally-Regulated Commercial & Industrial Equipment | Natural gas | 98 | 95 | 75.1 | FALSE |  |  | FALSE | FALSE | Gas-fired storage | High | 0.58 | 0.5715 | 2019-02-26 |  | 2019-04-05
A.O. Smith Corporation | RELIANCE WATER HEATERS | 6 75 CRRS* 401 | Federally-Regulated Commercial & Industrial Equipment | LPG | 74 | 71 | 75.1 | FALSE |  |  | FALSE | FALSE | Gas-fired storage | High | 0.6 | 0.5931 | 2019-02-26 |  | 2019-04-05
A.O. Smith Corporation | RELIANCE WATER HEATERS | 6 100 CRRT* 401 | Federally-Regulated Commercial & Industrial Equipment | LPG | 98 | 95 | 75.1 | FALSE |  |  | FALSE | FALSE | Gas-fired storage | High | 0.58 | 0.5715 | 2019-02-26 |  | 2019-04-05
A.O. Smith Corporation | State | GSX 100 XRRT* 400 | Federally-Regulated Commercial & Industrial Equipment | Natural gas | 98 | 95 | 75.1 | FALSE |  |  | FALSE | FALSE | Gas-fired storage | High | 0.58 | 0.5715 | 2019-02-26 |  | 2019-04-05
A.O. Smith Corporation | State | GS6 100 XRRT* 400 | Federally-Regulated Commercial & Industrial Equipment | Natural gas | 98 | 95 | 75.1 | FALSE |  |  | FALSE | FALSE | Gas-fired storage | High | 0.58 | 0.5715 | 2019-02-26 |  | 2019-04-05
A.O. Smith Corporation | State | GS6 75 URRS 100 | Federally-Regulated Commercial & Industrial Equipment | Natural gas | 74 | 71 | 75.1 | FALSE |  |  | FALSE | FALSE | Gas-fired storage | High | 0.64 | 0.5931 | 2019-02-26 |  | 2019-04-05
A.O. Smith Corporation | State | GS6 100 URRT 100 | Federally-Regulated Commercial & Industrial Equipment | Natural gas | 98 | 95 | 75.1 | FALSE |  |  | FALSE | FALSE | Gas-fired storage | High | 0.58 | 0.5715 | 2019-02-26 |  | 2019-04-05
A.O. Smith Corporation | State | GSX 75 XRRS* 400 | Federally-Regulated Commercial & Industrial Equipment | Natural gas | 74 | 71 | 75.1 | FALSE |  |  | FALSE | FALSE | Gas-fired storage | High | 0.6 | 0.5931 | 2019-02-26 |  | 2019-04-05
A.O. Smith Corporation | State | GS6 75 XRRS* 400 | Federally-Regulated Commercial & Industrial Equipment | Natural gas | 74 | 71 | 75.1 | FALSE |  |  | FALSE | FALSE | Gas-fired storage | High | 0.6 | 0.5931 | 2019-02-26 |  | 2019-04-05
A.O. Smith Corporation | State | GS6 75 CRRS* 401 | Federally-Regulated Commercial & Industrial Equipment | LPG | 74 | 71 | 75.1 | FALSE |  |  | FALSE | FALSE | Gas-fired storage | High | 0.6 | 0.5931 | 2019-02-26 |  | 2019-04-05
A.O. Smith Corporation | State | GSX 100 CRRT* 401 | Federally-Regulated Commercial & Industrial Equipment | LPG | 98 | 95 | 75.1 | FALSE |  |  | FALSE | FALSE | Gas-fired storage | High | 0.58 | 0.5715 | 2019-02-26 |  | 2019-04-05
A.O. Smith Corporation | State | GS6 100 CRRT* 401 | Federally-Regulated Commercial & Industrial Equipment | LPG | 98 | 95 | 75.1 | FALSE |  |  | FALSE | FALSE | Gas-fired storage | High | 0.58 | 0.5715 | 2019-02-26 |  | 2019-04-05
A.O. Smith Corporation | State | GSX 75 CRRS* 401 | Federally-Regulated Commercial & Industrial Equipment | LPG | 74 | 71 | 75.1 | FALSE |  |  | FALSE | FALSE | Gas-fired storage | High | 0.6 | 0.5931 | 2019-02-26 |  | 2019-04-05
A.O. Smith Corporation | U.S. Craftmaster | G2F7575T4NOV 400 | Federally-Regulated Commercial & Industrial Equipment | Natural gas | 74 | 71 | 75.1 | FALSE |  |  | FALSE | FALSE | Gas-fired storage | High | 0.6 | 0.5931 | 2019-02-26 |  | 2019-04-05
A.O. Smith Corporation | U.S. Craftmaster | G2F7575T4PV 401 | Federally-Regulated Commercial & Industrial Equipment | LPG | 74 | 71 | 75.1 | FALSE |  |  | FALSE | FALSE | Gas-fired storage | High | 0.6 | 0.5931 | 2019-02-26 |  | 2019-04-05
A.O. Smith Corporation | U.S. Craftmaster | PVG2F-7576T PV | Federally-Regulated Commercial & Industrial Equipment | LPG | 75 | 72 | 76 | TRUE |  |  | TRUE | FALSE | Gas-fired storage | High | 0.69 | 0.5922 | 2019-02-26 |  | 2019-04-05
A.O. Smith Corporation | U.S. Craftmaster | PDVG2F-7576T-PV | Federally-Regulated Commercial & Industrial Equipment | LPG | 75 | 72 | 76 | TRUE |  |  | TRUE | FALSE | Gas-fired storage | High | 0.68 | 0.5922 | 2019-02-26 |  | 2019-04-05
A.O. Smith Corporation | U.S. Craftmaster | PDVG2F-7576T-NV | Federally-Regulated Commercial & Industrial Equipment | Natural gas | 75 | 72 | 76 | TRUE |  |  | TRUE | FALSE | Gas-fired storage | High | 0.68 | 0.5922 | 2019-02-26 |  | 2019-04-05
A.O. Smith Corporation | U.S. Craftmaster | PVG2F-7576T NV | Federally-Regulated Commercial & Industrial Equipment | Natural gas | 75 | 72 | 76 | TRUE |  |  | TRUE | FALSE | Gas-fired storage | High | 0.69 | 0.5922 | 2019-02-26 |  | 2019-04-05
A.O. Smith Corporation | A. O. SMITH | GDHE 75** | Federally-Regulated Commercial & Industrial Equipment | LPG | 75 | 74 | 100 | FALSE |  |  | TRUE | FALSE | Gas-fired storage | High | 0.86 | 0.59 | 2019-04-04 |  | 2019-04-05
A.O. Smith Corporation | A. O. SMITH | GDHE 50** | Federally-Regulated Commercial & Industrial Equipment | LPG | 50 | 49 | 100 | FALSE |  |  | TRUE | FALSE | Gas-fired storage | High | 0.88 | 0.61 | 2019-04-04 |  | 2019-04-05
A.O. Smith Corporation | A. O. SMITH | GDHE 75* | Federally-Regulated Commercial & Industrial Equipment | Natural gas | 75 | 74 | 100 | FALSE |  |  | TRUE | FALSE | Gas-fired storage | High | 0.86 | 0.59 | 2019-04-04 |  | 2019-04-05
A.O. Smith Corporation | A. O. SMITH | GDHE 50* | Federally-Regulated Commercial & Industrial Equipment | Natural gas | 50 | 49 | 100 | FALSE |  |  | TRUE | FALSE | Gas-fired storage | High | 0.88 | 0.61 | 2019-04-04 |  | 2019-04-05
A.O. Smith Corporation | A. O. SMITH | GPHE 50* | Federally-Regulated Commercial & Industrial Equipment | Natural gas | 50 | 48 | 76 | FALSE |  |  | TRUE | FALSE | Gas-fired storage | High | 0.88 | 0.61 | 2019-04-04 |  | 2019-04-05
A.O. Smith Corporation | A. O. SMITH | G6-PVT7576NV 310 | Federally-Regulated Commercial & Industrial Equipment | LPG | 75 | 72 | 76 | TRUE |  |  | TRUE | FALSE | Gas-fired storage | High | 0.69 | 0.59 | 2019-04-04 |  | 2019-04-05
A.O. Smith Corporation | A. O. SMITH | G6-PVT7576NV 310 | Federally-Regulated Commercial & Industrial Equipment | Natural gas | 75 | 72 | 76 | TRUE |  |  | TRUE | FALSE | Gas-fired storage | High | 0.69 | 0.59 | 2019-04-04 |  | 2019-04-05
A.O. Smith Corporation | A. O. SMITH | BTF 80 310 | Federally-Regulated Commercial & Industrial Equipment | LPG | 75 | 72 | 76 | TRUE |  |  | TRUE | FALSE | Gas-fired storage | High | 0.69 | 0.59 | 2019-04-04 |  | 2019-04-05
A.O. Smith Corporation | A. O. SMITH | BTF 80 310 | Federally-Regulated Commercial & Industrial Equipment | Natural gas | 75 | 72 | 76 | TRUE |  |  | TRUE | FALSE | Gas-fired storage | High | 0.69 | 0.59 | 2019-04-04 |  | 2019-04-05
A.O. Smith Corporation | A. O. SMITH | G6-PDT7576NV 310 | Federally-Regulated Commercial & Industrial Equipment | LPG | 75 | 72 | 76 | TRUE |  |  | TRUE | FALSE | Gas-fired storage | High | 0.68 | 0.59 | 2019-04-04 |  | 2019-04-05
A.O. Smith Corporation | A. O. SMITH | G6-PDT7576NV 310 | Federally-Regulated Commercial & Industrial Equipment | Natural gas | 75 | 72 | 76 | TRUE |  |  | TRUE | FALSE | Gas-fired storage | High | 0.68 | 0.59 | 2019-04-04 |  | 2019-04-05
A.O. Smith Corporation | A. O. SMITH | BPD 80 310 | Federally-Regulated Commercial & Industrial Equipment | LPG | 75 | 72 | 76 | TRUE |  |  | TRUE | FALSE | Gas-fired storage | High | 0.68 | 0.59 | 2019-04-04 |  | 2019-04-05
A.O. Smith Corporation | A. O. SMITH | BPD 80 310 | Federally-Regulated Commercial & Industrial Equipment | Natural gas | 75 | 72 | 76 | TRUE |  |  | TRUE | FALSE | Gas-fired storage | High | 0.68 | 0.59 | 2019-04-04 |  | 2019-04-05
A.O. Smith Corporation | A. O. SMITH | GPVX 75L 310 | Federally-Regulated Commercial & Industrial Equipment | LPG | 75 | 72 | 76 | TRUE |  |  | TRUE | FALSE | Gas-fired storage | High | 0.69 | 0.59 | 2019-04-04 |  | 2019-04-05
A.O. Smith Corporation | A. O. SMITH | GPVX 75L 310 | Federally-Regulated Commercial & Industrial Equipment | Natural gas | 75 | 72 | 76 | TRUE |  |  | TRUE | FALSE | Gas-fired storage | High | 0.69 | 0.59 | 2019-04-04 |  | 2019-04-05
A.O. Smith Corporation | A. O. SMITH | GPDX 75L 310 | Federally-Regulated Commercial & Industrial Equipment | LPG | 75 | 72 | 76 | TRUE |  |  | TRUE | FALSE | Gas-fired storage | High | 0.68 | 0.59 | 2019-04-04 |  | 2019-04-05
A.O. Smith Corporation | A. O. SMITH | GPDX 75L 310 | Federally-Regulated Commercial & Industrial Equipment | Natural gas | 75 | 72 | 76 | TRUE |  |  | TRUE | FALSE | Gas-fired storage | High | 0.68 | 0.59 | 2019-04-04 |  | 2019-04-05
A.O. Smith Corporation | A. O. SMITH | GSP 100 201 | Federally-Regulated Commercial & Industrial Equipment | LPG | 34 | 33 | 100 | TRUE |  |  | TRUE | FALSE | Gas-fired storage | High | 0.9 | 0.63 | 2019-04-04 |  | 2019-04-05
A.O. Smith Corporation | A. O. SMITH | GSP 100 200 | Federally-Regulated Commercial & Industrial Equipment | Natural gas | 34 | 33 | 100 | TRUE |  |  | TRUE | FALSE | Gas-fired storage | High | 0.9 | 0.63 | 2019-04-04 |  | 2019-04-05
A.O. Smith Corporation | RELIANCE WATER HEATERS | 6 75 HTPDT** | Federally-Regulated Commercial & Industrial Equipment | LPG | 75 | 74 | 100 | FALSE |  |  | TRUE | FALSE | Gas-fired storage | High | 0.86 | 0.59 | 2019-04-04 |  | 2019-04-05
A.O. Smith Corporation | RELIANCE WATER HEATERS | 6 75 YTPDT* | Federally-Regulated Commercial & Industrial Equipment | Natural gas | 75 | 74 | 100 | FALSE |  |  | TRUE | FALSE | Gas-fired storage | High | 0.86 | 0.59 | 2019-04-04 |  | 2019-04-05
A.O. Smith Corporation | RELIANCE WATER HEATERS | 6 50 HTPDT** | Federally-Regulated Commercial & Industrial Equipment | LPG | 50 | 49 | 100 | FALSE |  |  | TRUE | FALSE | Gas-fired storage | High | 0.88 | 0.61 | 2019-04-04 |  | 2019-04-05
A.O. Smith Corporation | RELIANCE WATER HEATERS | 6 50 YTPDT* | Federally-Regulated Commercial & Industrial Equipment | Natural gas | 50 | 49 | 100 | FALSE |  |  | TRUE | FALSE | Gas-fired storage | High | 0.88 | 0.61 | 2019-04-04 |  | 2019-04-05
A.O. Smith Corporation | RELIANCE WATER HEATERS | 6 50 YTVIT* | Federally-Regulated Commercial & Industrial Equipment | Natural gas | 50 | 48 | 76 | FALSE |  |  | TRUE | FALSE | Gas-fired storage | High | 0.88 | 0.61 | 2019-04-04 |  | 2019-04-05
A.O. Smith Corporation | RELIANCE WATER HEATERS | 6 75 YRVHTL 310 | Federally-Regulated Commercial & Industrial Equipment | LPG | 75 | 72 | 76 | TRUE |  |  | TRUE | FALSE | Gas-fired storage | High | 0.69 | 0.59 | 2019-04-04 |  | 2019-04-05
A.O. Smith Corporation | RELIANCE WATER HEATERS | 6 75 YRVHTL 310 | Federally-Regulated Commercial & Industrial Equipment | Natural gas | 75 | 72 | 76 | TRUE |  |  | TRUE | FALSE | Gas-fired storage | High | 0.69 | 0.59 | 2019-04-04 |  | 2019-04-05
A.O. Smith Corporation | RELIANCE WATER HEATERS | 6 75 YRPDT L 310 | Federally-Regulated Commercial & Industrial Equipment | LPG | 75 | 72 | 76 | TRUE |  |  | TRUE | FALSE | Gas-fired storage | High | 0.68 | 0.59 | 2019-04-04 |  | 2019-04-05
A.O. Smith Corporation | RELIANCE WATER HEATERS | 6 75 YRPDT L 310 | Federally-Regulated Commercial & Industrial Equipment | Natural gas | 75 | 72 | 76 | TRUE |  |  | TRUE | FALSE | Gas-fired storage | High | 0.68 | 0.59 | 2019-04-04 |  | 2019-04-05
A.O. Smith Corporation | State | GP6 75 HTPDT** | Federally-Regulated Commercial & Industrial Equipment | LPG | 75 | 74 | 100 | FALSE |  |  | TRUE | FALSE | Gas-fired storage | High | 0.86 | 0.59 | 2019-04-04 |  | 2019-04-05
A.O. Smith Corporation | State | GP6 75 YTPDT* | Federally-Regulated Commercial & Industrial Equipment | Natural gas | 75 | 74 | 100 | FALSE |  |  | TRUE | FALSE | Gas-fired storage | High | 0.86 | 0.59 | 2019-04-04 |  | 2019-04-05
A.O. Smith Corporation | State | GP6 50 HTPDT** | Federally-Regulated Commercial & Industrial Equipment | LPG | 50 | 49 | 100 | FALSE |  |  | TRUE | FALSE | Gas-fired storage | High | 0.88 | 0.61 | 2019-04-04 |  | 2019-04-05
A.O. Smith Corporation | State | GP6 50 YTPDT* | Federally-Regulated Commercial & Industrial Equipment | Natural gas | 50 | 49 | 100 | FALSE |  |  | TRUE | FALSE | Gas-fired storage | High | 0.88 | 0.61 | 2019-04-04 |  | 2019-04-05
A.O. Smith Corporation | State | GP6 50 YTVIT* | Federally-Regulated Commercial & Industrial Equipment | Natural gas | 50 | 48 | 76 | FALSE |  |  | TRUE | FALSE | Gas-fired storage | High | 0.88 | 0.61 | 2019-04-04 |  | 2019-04-05
A.O. Smith Corporation | State | GS 6 75YRVHTL 310 | Federally-Regulated Commercial & Industrial Equipment | LPG | 75 | 72 | 76 | TRUE |  |  | TRUE | FALSE | Gas-fired storage | High | 0.69 | 0.59 | 2019-04-04 |  | 2019-04-05
A.O. Smith Corporation | State | GS 6 75YRVHTL 310 | Federally-Regulated Commercial & Industrial Equipment | Natural gas | 75 | 72 | 76 | TRUE |  |  | TRUE | FALSE | Gas-fired storage | High | 0.69 | 0.59 | 2019-04-04 |  | 2019-04-05
A.O. Smith Corporation | State | SDV 75 76N E 310 | Federally-Regulated Commercial & Industrial Equipment | LPG | 75 | 72 | 76 | TRUE |  |  | TRUE | FALSE | Gas-fired storage | High | 0.68 | 0.59 | 2019-04-04 |  | 2019-04-05
A.O. Smith Corporation | State | SDV 75 76N E 310 | Federally-Regulated Commercial & Industrial Equipment | Natural gas | 75 | 72 | 76 | TRUE |  |  | TRUE | FALSE | Gas-fired storage | High | 0.68 | 0.59 | 2019-04-04 |  | 2019-04-05
A.O. Smith Corporation | State | GS 6 75YRPDT L 310 | Federally-Regulated Commercial & Industrial Equipment | LPG | 75 | 72 | 76 | TRUE |  |  | TRUE | FALSE | Gas-fired storage | High | 0.68 | 0.59 | 2019-04-04 |  | 2019-04-05
A.O. Smith Corporation | State | GS 6 75YRPDT L 310 | Federally-Regulated Commercial & Industrial Equipment | Natural gas | 75 | 72 | 76 | TRUE |  |  | TRUE | FALSE | Gas-fired storage | High | 0.68 | 0.59 | 2019-04-04 |  | 2019-04-05
Rheem Sales Company, Inc. | RHEEM/RUUD | G100-80N | Federally-Regulated Commercial & Industrial Equipment | Natural gas | 100 | 95 | 76 | FALSE |  |  | FALSE | FALSE | Gas-fired storage | High | 0.57 | 0.57 | 2019-02-27 |  | 2019-05-16
A.O. Smith Water Products Company | State | GS6 100 URRT 100 | Federally-Regulated Commercial & Industrial Equipment | Natural gas | 98 | 95 | 75.1 | FALSE |  |  | FALSE | FALSE | Gas-fired storage | High | 0.58 | 0.5715 | 2019-02-26 |  | 2019-05-16
A.O. Smith Water Products Company | State | GSX 100 CRRT* 401 | Federally-Regulated Commercial & Industrial Equipment | LPG | 98 | 95 | 75.1 | FALSE |  |  | FALSE | FALSE | Gas-fired storage | High | 0.58 | 0.5715 | 2019-02-26 |  | 2019-05-16
A.O. Smith Water Products Company | State | GSX 100 XRRT* 400 | Federally-Regulated Commercial & Industrial Equipment | Natural gas | 98 | 95 | 75.1 | FALSE |  |  | FALSE | FALSE | Gas-fired storage | High | 0.58 | 0.5715 | 2019-02-26 |  | 2019-05-16
A.O. Smith Water Products Company | State | GS6 100 XRRT* 400 | Federally-Regulated Commercial & Industrial Equipment | Natural gas | 98 | 95 | 75.1 | FALSE |  |  | FALSE | FALSE | Gas-fired storage | High | 0.58 | 0.5715 | 2019-02-26 |  | 2019-05-16
A.O. Smith Water Products Company | State | GSX 75 CRRS* 401 | Federally-Regulated Commercial & Industrial Equipment | LPG | 74 | 71 | 75.1 | FALSE |  |  | FALSE | FALSE | Gas-fired storage | High | 0.6 | 0.5931 | 2019-02-26 |  | 2019-05-16
A.O. Smith Water Products Company | State | GS6 75 CRRS* 401 | Federally-Regulated Commercial & Industrial Equipment | LPG | 74 | 71 | 75.1 | FALSE |  |  | FALSE | FALSE | Gas-fired storage | High | 0.6 | 0.5931 | 2019-02-26 |  | 2019-05-16
A.O. Smith Water Products Company | State | GSX 75 XRRS* 400 | Federally-Regulated Commercial & Industrial Equipment | Natural gas | 74 | 71 | 75.1 | FALSE |  |  | FALSE | FALSE | Gas-fired storage | High | 0.6 | 0.5931 | 2019-02-26 |  | 2019-05-16
A.O. Smith Water Products Company | State | GS6 75 XRRS* 400 | Federally-Regulated Commercial & Industrial Equipment | Natural gas | 74 | 71 | 75.1 | FALSE |  |  | FALSE | FALSE | Gas-fired storage | High | 0.6 | 0.5931 | 2019-02-26 |  | 2019-05-16
A.O. Smith Water Products Company | State | GS6 75 URRS 100 | Federally-Regulated Commercial & Industrial Equipment | Natural gas | 74 | 71 | 75.1 | FALSE |  |  | FALSE | FALSE | Gas-fired storage | High | 0.64 | 0.5931 | 2019-02-26 |  | 2019-05-16
A.O. Smith Water Products Company | State | GP6 75 HTPDT** | Federally-Regulated Commercial & Industrial Equipment | LPG | 75 | 74 | 100 | FALSE |  |  | TRUE | FALSE | Gas-fired storage | High | 0.86 | 0.59 | 2019-04-04 |  | 2019-05-16
A.O. Smith Water Products Company | State | GP6 75 YTPDT* | Federally-Regulated Commercial & Industrial Equipment | Natural gas | 75 | 74 | 100 | FALSE |  |  | TRUE | FALSE | Gas-fired storage | High | 0.86 | 0.59 | 2019-04-04 |  | 2019-05-16
A.O. Smith Water Products Company | State | GP6 50 HTPDT** | Federally-Regulated Commercial & Industrial Equipment | LPG | 50 | 49 | 100 | FALSE |  |  | TRUE | FALSE | Gas-fired storage | High | 0.88 | 0.61 | 2019-04-04 |  | 2019-05-16
Rheem Sales Company, Inc. | Richmond | 6G75PDV-75 * | Federally-Regulated Commercial & Industrial Equipment | Natural gas | 75 | 73 | 75.1 | TRUE |  |  | TRUE | FALSE | Gas-fired storage | High | 0.63 | 0.59 | 2019-04-04 |  | 2019-05-16
Rheem Sales Company, Inc. | Rheem | PRO+G98-75U RH | Federally-Regulated Commercial & Industrial Equipment | Natural gas | 98 | 93 | 75.1 | TRUE |  |  | TRUE | FALSE | Gas-fired storage | High | 0.65 | 0.57 | 2019-02-27 |  | 2019-05-16
Rheem Sales Company, Inc. | Rheem | PRO+G75-76N RH PV | Federally-Regulated Commercial & Industrial Equipment | Natural gas | 75 | 73 | 75.1 | TRUE |  |  | TRUE | FALSE | Gas-fired storage | High | 0.59 | 0.59 | 2019-02-27 |  | 2019-05-16
Rheem Sales Company, Inc. | Rheem | PRO+G75-75U RH | Federally-Regulated Commercial & Industrial Equipment | Natural gas | 75 | 73 | 75.1 | TRUE |  |  | TRUE | FALSE | Gas-fired storage | High | 0.68 | 0.59 | 2019-02-27 |  | 2019-05-16
Lochinvar, LLC. | Lochinvar | UTN 10075 100 | Federally-Regulated Commercial & Industrial Equipment | Natural gas | 98 | 95 | 75.1 | FALSE |  |  | FALSE | FALSE | Gas-fired storage | High | 0.58 | 0.5715 | 2019-02-26 |  | 2019-05-16
Lochinvar, LLC. | Lochinvar | XTL10075 401 | Federally-Regulated Commercial & Industrial Equipment | LPG | 98 | 95 | 75.1 | FALSE |  |  | FALSE | FALSE | Gas-fired storage | High | 0.58 | 0.5715 | 2019-02-26 |  | 2019-05-16
Lochinvar, LLC. | Lochinvar | LTL10075 401 | Federally-Regulated Commercial & Industrial Equipment | LPG | 98 | 95 | 75.1 | FALSE |  |  | FALSE | FALSE | Gas-fired storage | High | 0.58 | 0.5715 | 2019-02-26 |  | 2019-05-16
Lochinvar, LLC. | Lochinvar | XTN10075 400 | Federally-Regulated Commercial & Industrial Equipment | Natural gas | 98 | 95 | 75.1 | FALSE |  |  | FALSE | FALSE | Gas-fired storage | High | 0.58 | 0.5715 | 2019-02-26 |  | 2019-05-16
Lochinvar, LLC. | Lochinvar | LTN10075 400 | Federally-Regulated Commercial & Industrial Equipment | Natural gas | 98 | 95 | 75.1 | FALSE |  |  | FALSE | FALSE | Gas-fired storage | High | 0.58 | 0.5715 | 2019-02-26 |  | 2019-05-16
Lochinvar, LLC. | Lochinvar | XTL07575* 401 | Federally-Regulated Commercial & Industrial Equipment | LPG | 74 | 71 | 75.1 | FALSE |  |  | FALSE | FALSE | Gas-fired storage | High | 0.6 | 0.5931 | 2019-02-26 |  | 2019-05-16
Lochinvar, LLC. | Lochinvar | LTL07575* 401 | Federally-Regulated Commercial & Industrial Equipment | LPG | 74 | 71 | 75.1 | FALSE |  |  | FALSE | FALSE | Gas-fired storage | High | 0.6 | 0.5931 | 2019-02-26 |  | 2019-05-16
Lochinvar, LLC. | Lochinvar | XTN07575* 400 | Federally-Regulated Commercial & Industrial Equipment | Natural gas | 74 | 71 | 75.1 | FALSE |  |  | FALSE | FALSE | Gas-fired storage | High | 0.6 | 0.5931 | 2019-02-26 |  | 2019-05-16
Lochinvar, LLC. | Lochinvar | LTN07575* 400 | Federally-Regulated Commercial & Industrial Equipment | Natural gas | 74 | 71 | 75.1 | FALSE |  |  | FALSE | FALSE | Gas-fired storage | High | 0.6 | 0.5931 | 2019-02-26 |  | 2019-05-16
Lochinvar, LLC. | Lochinvar | UTN 07575 100 | Federally-Regulated Commercial & Industrial Equipment | Natural gas | 74 | 71 | 75.1 | FALSE |  |  | FALSE | FALSE | Gas-fired storage | High | 0.64 | 0.5931 | 2019-02-26 |  | 2019-05-16
Lochinvar, LLC. | Lochinvar | SWL100 035 201 | Federally-Regulated Commercial & Industrial Equipment | LPG | 34 | 33 | 100 | TRUE |  |  | TRUE | FALSE | Gas-fired storage | High | 0.9 | 0.63 | 2019-04-04 |  | 2019-05-16
Lochinvar, LLC. | Lochinvar | SWN100 035 200 | Federally-Regulated Commercial & Industrial Equipment | Natural gas | 34 | 33 | 100 | TRUE |  |  | TRUE | FALSE | Gas-fired storage | High | 0.9 | 0.63 | 2019-04-04 |  | 2019-05-16
Ariston USA LLC | Westinghouse | WGRGH40**100F | Federally-Regulated Commercial & Industrial Equipment | LPG | 40 | 39 | 100 | FALSE |  |  | TRUE | FALSE | Gas-fired storage | High | 0.87 | 0.62 | 2019-04-04 |  | 2019-05-16
Ariston USA LLC | Westinghouse | WGRGH40**100F | Federally-Regulated Commercial & Industrial Equipment | Natural gas | 40 | 39 | 100 | FALSE |  |  | TRUE | FALSE | Gas-fired storage | High | 0.87 | 0.62 | 2019-04-04 |  | 2019-05-16
A.O. Smith Water Products Company | A. O. SMITH | G6-UT10076NV 100 | Federally-Regulated Commercial & Industrial Equipment | Natural gas | 98 | 95 | 75.1 | FALSE |  |  | FALSE | FALSE | Gas-fired storage | High | 0.58 | 0.5715 | 2019-02-26 |  | 2019-05-16
A.O. Smith Water Products Company | A. O. SMITH | GCN 100 100 | Federally-Regulated Commercial & Industrial Equipment | Natural gas | 98 | 95 | 75.1 | FALSE |  |  | FALSE | FALSE | Gas-fired storage | High | 0.58 | 0.5715 | 2019-02-26 |  | 2019-05-16
A.O. Smith Water Products Company | A. O. SMITH | G6-S7576PV | Federally-Regulated Commercial & Industrial Equipment | LPG | 74 | 71 | 75.1 | FALSE |  |  | FALSE | FALSE | Gas-fired storage | High | 0.6 | 0.5931 | 2019-02-26 |  | 2019-05-16
A.O. Smith Water Products Company | A. O. SMITH | G6-S7576NV | Federally-Regulated Commercial & Industrial Equipment | Natural gas | 74 | 71 | 75.1 | FALSE |  |  | FALSE | FALSE | Gas-fired storage | High | 0.6 | 0.5931 | 2019-02-26 |  | 2019-05-16
A.O. Smith Water Products Company | A. O. SMITH | G6-T10076NV | Federally-Regulated Commercial & Industrial Equipment | Natural gas | 98 | 95 | 75.1 | FALSE |  |  | FALSE | FALSE | Gas-fired storage | High | 0.58 | 0.5715 | 2019-02-26 |  | 2019-05-16
A.O. Smith Water Products Company | A. O. SMITH | PCG 100* 400 | Federally-Regulated Commercial & Industrial Equipment | Natural gas | 98 | 95 | 75.1 | FALSE |  |  | FALSE | FALSE | Gas-fired storage | High | 0.58 | 0.5715 | 2019-02-26 |  | 2019-05-16
A.O. Smith Water Products Company | A. O. SMITH | FCG 100* 401 | Federally-Regulated Commercial & Industrial Equipment | LPG | 98 | 95 | 75.1 | FALSE |  |  | FALSE | FALSE | Gas-fired storage | High | 0.58 | 0.5715 | 2019-02-26 |  | 2019-05-16
A.O. Smith Water Products Company | A. O. SMITH | FCG 100* 400 | Federally-Regulated Commercial & Industrial Equipment | Natural gas | 98 | 95 | 75.1 | FALSE |  |  | FALSE | FALSE | Gas-fired storage | High | 0.58 | 0.5715 | 2019-02-26 |  | 2019-05-16
A.O. Smith Water Products Company | A. O. SMITH | PCG 75* 401 | Federally-Regulated Commercial & Industrial Equipment | LPG | 74 | 71 | 75.1 | FALSE |  |  | FALSE | FALSE | Gas-fired storage | High | 0.6 | 0.5931 | 2019-02-26 |  | 2019-05-16
A.O. Smith Water Products Company | A. O. SMITH | FCG 75* 401 | Federally-Regulated Commercial & Industrial Equipment | LPG | 74 | 71 | 75.1 | FALSE |  |  | FALSE | FALSE | Gas-fired storage | High | 0.6 | 0.5931 | 2019-02-26 |  | 2019-05-16
A.O. Smith Water Products Company | A. O. SMITH | PCG 75* 400 | Federally-Regulated Commercial & Industrial Equipment | Natural gas | 74 | 71 | 75.1 | FALSE |  |  | FALSE | FALSE | Gas-fired storage | High | 0.6 | 0.5931 | 2019-02-26 |  | 2019-05-16
A.O. Smith Water Products Company | A. O. SMITH | FCG 75* 400 | Federally-Regulated Commercial & Industrial Equipment | Natural gas | 74 | 71 | 75.1 | FALSE |  |  | FALSE | FALSE | Gas-fired storage | High | 0.6 | 0.5931 | 2019-02-26 |  | 2019-05-16
A.O. Smith Water Products Company | A. O. SMITH | G6-US7576NV 100 | Federally-Regulated Commercial & Industrial Equipment | Natural gas | 74 | 71 | 75.1 | FALSE |  |  | FALSE | FALSE | Gas-fired storage | High | 0.64 | 0.5931 | 2019-02-26 |  | 2019-05-16
A.O. Smith Water Products Company | A. O. SMITH | GCN 75 100 | Federally-Regulated Commercial & Industrial Equipment | Natural gas | 74 | 71 | 75.1 | FALSE |  |  | FALSE | FALSE | Gas-fired storage | High | 0.64 | 0.5931 | 2019-02-26 |  | 2019-05-16
A.O. Smith Water Products Company | A. O. SMITH | GSP 100 201 | Federally-Regulated Commercial & Industrial Equipment | LPG | 34 | 33 | 100 | TRUE |  |  | TRUE | FALSE | Gas-fired storage | High | 0.9 | 0.63 | 2019-04-04 |  | 2019-05-16
A.O. Smith Water Products Company | A. O. SMITH | GSP 100 200 | Federally-Regulated Commercial & Industrial Equipment | Natural gas | 34 | 33 | 100 | TRUE |  |  | TRUE | FALSE | Gas-fired storage | High | 0.9 | 0.63 | 2019-04-04 |  | 2019-05-16
A.O. Smith Water Products Company | A. O. SMITH | GDHE 75** | Federally-Regulated Commercial & Industrial Equipment | LPG | 75 | 74 | 100 | FALSE |  |  | TRUE | FALSE | Gas-fired storage | High | 0.86 | 0.59 | 2019-04-04 |  | 2019-05-16
American Water Heater Co. | American | UG62 100T75 4NV 100 | Federally-Regulated Commercial & Industrial Equipment | Natural gas | 98 | 95 | 75.1 | FALSE |  |  | FALSE | FALSE | Gas-fired storage | High | 0.58 | 0.5715 | 2019-02-26 |  | 2019-05-16
American Water Heater Co. | American | G62-100T77-4PV* 401 | Federally-Regulated Commercial & Industrial Equipment | LPG | 98 | 95 | 75.1 | FALSE |  |  | FALSE | FALSE | Gas-fired storage | High | 0.58 | 0.5715 | 2019-02-26 |  | 2019-05-16
American Water Heater Co. | American | G122-100T77-4NOV* 400 | Federally-Regulated Commercial & Industrial Equipment | Natural gas | 98 | 95 | 75.1 | FALSE |  |  | FALSE | FALSE | Gas-fired storage | High | 0.58 | 0.5715 | 2019-02-26 |  | 2019-05-16
American Water Heater Co. | American | G62-100T77-4NOV* 400 | Federally-Regulated Commercial & Industrial Equipment | Natural gas | 98 | 95 | 75.1 | FALSE |  |  | FALSE | FALSE | Gas-fired storage | High | 0.58 | 0.5715 | 2019-02-26 |  | 2019-05-16
American Water Heater Co. | American | G62-75T77-PVLAT 401 | Federally-Regulated Commercial & Industrial Equipment | LPG | 74 | 71 | 75.1 | FALSE |  |  | FALSE | FALSE | Gas-fired storage | High | 0.6 | 0.5931 | 2019-02-26 |  | 2019-05-16
American Water Heater Co. | American | G62-75T75-4PV* 401 | Federally-Regulated Commercial & Industrial Equipment | LPG | 74 | 71 | 75.1 | FALSE |  |  | FALSE | FALSE | Gas-fired storage | High | 0.6 | 0.5931 | 2019-02-26 |  | 2019-05-16
American Water Heater Co. | American | G112-75T75-4PV* 401 | Federally-Regulated Commercial & Industrial Equipment | LPG | 74 | 71 | 75.1 | FALSE |  |  | FALSE | FALSE | Gas-fired storage | High | 0.6 | 0.5931 | 2019-02-26 |  | 2019-05-16
American Water Heater Co. | American | G102-75T75-4PV* 401 | Federally-Regulated Commercial & Industrial Equipment | LPG | 74 | 71 | 75.1 | FALSE |  |  | FALSE | FALSE | Gas-fired storage | High | 0.6 | 0.5931 | 2019-02-26 |  | 2019-05-16
American Water Heater Co. | American | G122-75T75-4PV* 400 | Federally-Regulated Commercial & Industrial Equipment | Natural gas | 74 | 71 | 75.1 | FALSE |  |  | FALSE | FALSE | Gas-fired storage | High | 0.6 | 0.5931 | 2019-02-26 |  | 2019-05-16
American Water Heater Co. | American | G62-75T75-4NOV* 400 | Federally-Regulated Commercial & Industrial Equipment | Natural gas | 74 | 71 | 75.1 | FALSE |  |  | FALSE | FALSE | Gas-fired storage | High | 0.6 | 0.5931 | 2019-02-26 |  | 2019-05-16
American Water Heater Co. | American | G102-75T75-4NOV* 400 | Federally-Regulated Commercial & Industrial Equipment | Natural gas | 74 | 71 | 75.1 | FALSE |  |  | FALSE | FALSE | Gas-fired storage | High | 0.6 | 0.5931 | 2019-02-26 |  | 2019-05-16
American Water Heater Co. | American | UG62 75T75 4NV 100 | Federally-Regulated Commercial & Industrial Equipment | Natural gas | 74 | 71 | 75.1 | FALSE |  |  | FALSE | FALSE | Gas-fired storage | High | 0.64 | 0.5931 | 2019-02-26 |  | 2019-05-16
American Water Heater Co. | American | PR 34 100 P 201 | Federally-Regulated Commercial & Industrial Equipment | LPG | 34 | 33 | 100 | TRUE |  |  | TRUE | FALSE | Gas-fired storage | High | 0.9 | 0.63 | 2019-04-04 |  | 2019-05-16
American Water Heater Co. | American | PG10 34 100 2PV 201 | Federally-Regulated Commercial & Industrial Equipment | LPG | 34 | 33 | 100 | TRUE |  |  | TRUE | FALSE | Gas-fired storage | High | 0.9 | 0.63 | 2019-04-04 |  | 2019-05-16
American Water Heater Co. | American | PR 34 100 N 200 | Federally-Regulated Commercial & Industrial Equipment | Natural gas | 34 | 33 | 100 | TRUE |  |  | TRUE | FALSE | Gas-fired storage | High | 0.9 | 0.63 | 2019-04-04 |  | 2019-05-16
American Water Heater Co. | American | PG10 34 100 2NV 200 | Federally-Regulated Commercial & Industrial Equipment | Natural gas | 34 | 33 | 100 | TRUE |  |  | TRUE | FALSE | Gas-fired storage | High | 0.9 | 0.63 | 2019-04-04 |  | 2019-05-16
Bradford White Corporation | BRADFORD WHITE | RC2PV50H*N | Federally-Regulated Commercial & Industrial Equipment | Natural gas | 50 | 48 | 76 | TRUE |  |  | TRUE | FALSE | Gas-fired storage | High | 0.8 | 0.61 | 2019-04-03 |  | 2019-05-16
Bradford White Corporation | Jetglas | RC2PV50H*N | Federally-Regulated Commercial & Industrial Equipment | Natural gas | 50 | 48 | 76 | TRUE |  |  | TRUE | FALSE | Gas-fired storage | High | 0.8 | 0.61 | 2019-04-04 |  | 2019-05-16
Ariston USA LLC | HTP | RGH40-100F | Federally-Regulated Commercial & Industrial Equipment | LPG | 40 | 39 | 100 | FALSE |  |  | TRUE | FALSE | Gas-fired storage | High | 0.87 | 0.62 | 2019-04-04 |  | 2019-05-16
Ariston USA LLC | HTP | RGH40-100F | Federally-Regulated Commercial & Industrial Equipment | Natural gas | 40 | 39 | 100 | FALSE |  |  | TRUE | FALSE | Gas-fired storage | High | 0.87 | 0.62 | 2019-04-04 |  | 2019-05-16
A.O. Smith Water Products Company | U.S. Craftmaster | G2F7575T4PV 401 | Federally-Regulated Commercial & Industrial Equipment | LPG | 74 | 71 | 75.1 | FALSE |  |  | FALSE | FALSE | Gas-fired storage | High | 0.6 | 0.5931 | 2019-02-26 |  | 2019-05-16
A.O. Smith Water Products Company | U.S. Craftmaster | G2F7575T4NOV 400 | Federally-Regulated Commercial & Industrial Equipment | Natural gas | 74 | 71 | 75.1 | FALSE |  |  | FALSE | FALSE | Gas-fired storage | High | 0.6 | 0.5931 | 2019-02-26 |  | 2019-05-16
A.O. Smith Water Products Company | RELIANCE WATER HEATERS | 6 100 URRT 100 | Federally-Regulated Commercial & Industrial Equipment | Natural gas | 98 | 95 | 75.1 | FALSE |  |  | FALSE | FALSE | Gas-fired storage | High | 0.58 | 0.5715 | 2019-02-26 |  | 2019-05-16
A.O. Smith Water Products Company | RELIANCE WATER HEATERS | 6 100 CRRT* 401 | Federally-Regulated Commercial & Industrial Equipment | LPG | 98 | 95 | 75.1 | FALSE |  |  | FALSE | FALSE | Gas-fired storage | High | 0.58 | 0.5715 | 2019-02-26 |  | 2019-05-16
A.O. Smith Water Products Company | RELIANCE WATER HEATERS | 6 100 XRRT* 400 | Federally-Regulated Commercial & Industrial Equipment | Natural gas | 98 | 95 | 75.1 | FALSE |  |  | FALSE | FALSE | Gas-fired storage | High | 0.58 | 0.5715 | 2019-02-26 |  | 2019-05-16
A.O. Smith Water Products Company | RELIANCE WATER HEATERS | 6 75 CRRS* 401 | Federally-Regulated Commercial & Industrial Equipment | LPG | 74 | 71 | 75.1 | FALSE |  |  | FALSE | FALSE | Gas-fired storage | High | 0.6 | 0.5931 | 2019-02-26 |  | 2019-05-16
A.O. Smith Water Products Company | RELIANCE WATER HEATERS | 6 75 XRRS* 400 | Federally-Regulated Commercial & Industrial Equipment | Natural gas | 74 | 71 | 75.1 | FALSE |  |  | FALSE | FALSE | Gas-fired storage | High | 0.6 | 0.5931 | 2019-02-26 |  | 2019-05-16
A.O. Smith Water Products Company | RELIANCE WATER HEATERS | 6 75 URRS 100 | Federally-Regulated Commercial & Industrial Equipment | Natural gas | 74 | 71 | 75.1 | FALSE |  |  | FALSE | FALSE | Gas-fired storage | High | 0.64 | 0.5931 | 2019-02-26 |  | 2019-05-16
A.O. Smith Water Products Company | RELIANCE WATER HEATERS | 6 75 HTPDT** | Federally-Regulated Commercial & Industrial Equipment | LPG | 75 | 74 | 100 | FALSE |  |  | TRUE | FALSE | Gas-fired storage | High | 0.86 | 0.59 | 2019-04-04 |  | 2019-05-16
A.O. Smith Water Products Company | RELIANCE WATER HEATERS | 6 75 YTPDT* | Federally-Regulated Commercial & Industrial Equipment | Natural gas | 75 | 74 | 100 | FALSE |  |  | TRUE | FALSE | Gas-fired storage | High | 0.86 | 0.59 | 2019-04-04 |  | 2019-05-16
A.O. Smith Water Products Company | RELIANCE WATER HEATERS | 6 50 HTPDT** | Federally-Regulated Commercial & Industrial Equipment | LPG | 50 | 49 | 100 | FALSE |  |  | TRUE | FALSE | Gas-fired storage | High | 0.88 | 0.61 | 2019-04-04 |  | 2019-05-16
Lochinvar, LLC. | Lochinvar | CDN075075 210 | Federally-Regulated Commercial & Industrial Equipment | Natural gas | 75 | 72 | 76 | TRUE |  |  | TRUE | FALSE | Gas-fired storage | High | 0.68 | 0.59 | 2019-04-04 |  | 2019-06-10
Lochinvar, LLC. | Lochinvar | PRN075 75ESST 210 | Federally-Regulated Commercial & Industrial Equipment | Natural gas | 75 | 72 | 76 | TRUE |  |  | TRUE | FALSE | Gas-fired storage | High | 0.68 | 0.59 | 2019-04-04 |  | 2019-06-10
Rheem Sales Company, Inc. | Rheem | XG75T06ST76U0 | Federally-Regulated Commercial & Industrial Equipment | Natural gas | 75 | 73 | 75.1 | TRUE |  |  | FALSE | FALSE | Gas-fired storage | High | 0.61 | 0.59 | 2019-02-27 |  | 2019-06-10
American Water Heater Co. | American | PVCG32-75T76-NV 210 | Federally-Regulated Commercial & Industrial Equipment | Natural gas | 75 | 72 | 76 | TRUE |  |  | TRUE | FALSE | Gas-fired storage | High | 0.69 | 0.59 | 2019-04-04 |  | 2019-06-10
American Water Heater Co. | American | PVG62-75T76-NV 210 | Federally-Regulated Commercial & Industrial Equipment | Natural gas | 75 | 72 | 76 | TRUE |  |  | TRUE | FALSE | Gas-fired storage | High | 0.69 | 0.59 | 2019-04-04 |  | 2019-06-10
American Water Heater Co. | American | PDVCG32-75T76-NV 210 | Federally-Regulated Commercial & Industrial Equipment | Natural gas | 75 | 72 | 76 | TRUE |  |  | TRUE | FALSE | Gas-fired storage | High | 0.68 | 0.59 | 2019-04-04 |  | 2019-06-10
American Water Heater Co. | American | PDVG62-75T76-NV 210 | Federally-Regulated Commercial & Industrial Equipment | Natural gas | 75 | 72 | 76 | TRUE |  |  | TRUE | FALSE | Gas-fired storage | High | 0.68 | 0.59 | 2019-04-04 |  | 2019-06-10
American Water Heater Co. | American | PVCG32-75T76-LV 211 | Federally-Regulated Commercial & Industrial Equipment | LPG | 75 | 72 | 76 | TRUE |  |  | TRUE | FALSE | Gas-fired storage | High | 0.69 | 0.59 | 2019-04-04 |  | 2019-06-10
American Water Heater Co. | American | PVG62-75T76-LV 211 | Federally-Regulated Commercial & Industrial Equipment | LPG | 75 | 72 | 76 | TRUE |  |  | TRUE | FALSE | Gas-fired storage | High | 0.69 | 0.59 | 2019-04-04 |  | 2019-06-10
American Water Heater Co. | American | PDVCG32-75T76-LV 211 | Federally-Regulated Commercial & Industrial Equipment | LPG | 75 | 72 | 76 | TRUE |  |  | TRUE | FALSE | Gas-fired storage | High | 0.68 | 0.59 | 2019-04-04 |  | 2019-06-10
American Water Heater Co. | American | PDVG62-75T76-LV 211 | Federally-Regulated Commercial & Industrial Equipment | LPG | 75 | 72 | 76 | TRUE |  |  | TRUE | FALSE | Gas-fired storage | High | 0.68 | 0.59 | 2019-04-04 |  | 2019-06-10
Rheem Sales Company, Inc. | Rheem | XG75T12ST76U0 | Federally-Regulated Commercial & Industrial Equipment | Natural gas | 75 | 73 | 75.1 | TRUE |  |  | FALSE | FALSE | Gas-fired storage | High | 0.61 | 0.59 | 2019-02-27 |  | 2019-06-10
American Water Heater Co. | American | VG6250T76NV* | Federally-Regulated Commercial & Industrial Equipment | Natural gas | 50 | 48 | 76 | FALSE |  |  | TRUE | FALSE | Gas-fired storage | High | 0.88 | 0.6147 | 2019-02-26 |  | 2019-09-20
Rinnai America | Rinnai | RH180 | Federally-Regulated Commercial & Industrial Equipment | LPG | 40 | 38 | 91.3 | FALSE |  |  | TRUE | TRUE | Gas-fired storage | High | 0.72 | 0.6237 | 2019-02-26 |  | 2019-09-20
Rinnai America | Rinnai | RH180 | Federally-Regulated Commercial & Industrial Equipment | Natural gas | 40 | 38 | 91.3 | FALSE |  |  | TRUE | TRUE | Gas-fired storage | High | 0.72 | 0.6237 | 2019-02-26 |  | 2019-09-20
A.O. Smith Corporation (American Water Heaters) | A. O. SMITH | GPHE 50* | Federally-Regulated Commercial & Industrial Equipment | Natural gas | 50 | 48 | 76 | FALSE |  |  | TRUE | FALSE | Gas-fired storage | High | 0.88 | 0.61 | 2019-07-22 |  | 2019-10-17
Bradford White Corporation | BRADFORD WHITE | URG2100H**N | Federally-Regulated Commercial & Industrial Equipment | Natural gas | 100 | 95 | 80 | TRUE |  |  | FALSE | FALSE | Gas-fired storage | High | 0.57 | 0.57 | 2019-04-03 |  | 2019-10-17
Bradford White Corporation | BRADFORD WHITE | ULG2100H80*N | Federally-Regulated Commercial & Industrial Equipment | Natural gas | 100 | 95 | 80 | TRUE |  |  | FALSE | FALSE | Gas-fired storage | High | 0.57 | 0.57 | 2019-04-03 |  | 2019-10-17
Bradford White Corporation | BRADFORD WHITE | LG2100H80*N | Federally-Regulated Commercial & Industrial Equipment | Natural gas | 100 | 95 | 80 | TRUE |  |  | FALSE | FALSE | Gas-fired storage | High | 0.57 | 0.57 | 2019-04-03 |  | 2019-10-17
Bradford White Corporation | BRADFORD WHITE | LG255H78*N | Federally-Regulated Commercial & Industrial Equipment | Natural gas | 55 | 55 | 78 | TRUE |  |  | FALSE | FALSE | Gas-fired storage | High | 0.61 | 0.61 | 2019-04-03 |  | 2019-10-17
Bradford White Corporation | BRADFORD WHITE | RG255H*N | Federally-Regulated Commercial & Industrial Equipment | Natural gas | 55 | 55 | 78 | TRUE |  |  | FALSE | FALSE | Gas-fired storage | High | 0.61 | 0.61 | 2019-04-03 |  | 2019-10-17
Bradford White Corporation | BRADFORD WHITE | LG1PV55H78*N | Federally-Regulated Commercial & Industrial Equipment | Natural gas | 55 | 55 | 78 | TRUE |  |  | TRUE | FALSE | Gas-fired storage | High | 0.68 | 0.61 | 2019-04-03 |  | 2019-10-17
Bradford White Corporation | BRADFORD WHITE | RG1PV55H*N | Federally-Regulated Commercial & Industrial Equipment | Natural gas | 55 | 55 | 78 | TRUE |  |  | TRUE | FALSE | Gas-fired storage | High | 0.68 | 0.61 | 2019-04-03 |  | 2019-10-17
Bradford White Corporation | BRADFORD WHITE | RG2100H*N | Federally-Regulated Commercial & Industrial Equipment | Natural gas | 100 | 95 | 80 | TRUE |  |  | FALSE | FALSE | Gas-fired storage | High | 0.57 | 0.57 | 2019-04-03 |  | 2019-10-17
Bradford White Corporation | BRADFORD WHITE | LC2PV50H76*N | Federally-Regulated Commercial & Industrial Equipment | Natural gas | 50 | 48 | 76 | TRUE |  |  | TRUE | FALSE | Gas-fired storage | High | 0.8 | 0.61 | 2019-04-03 |  | 2019-10-17
Bradford White Corporation | BRADFORD WHITE | RC2PV50H*N | Federally-Regulated Commercial & Industrial Equipment | Natural gas | 50 | 48 | 76 | TRUE |  |  | TRUE | FALSE | Gas-fired storage | High | 0.8 | 0.61 | 2019-05-16 |  | 2019-10-17
Bradford White Corporation | BRADFORD WHITE | RG255H*X | Federally-Regulated Commercial & Industrial Equipment | LPG | 55 | 55 | 78 | TRUE |  |  | FALSE | FALSE | Gas-fired storage | High | 0.61 | 0.61 | 2019-04-03 |  | 2019-10-17
Bradford White Corporation | BRADFORD WHITE | RG2100H*X | Federally-Regulated Commercial & Industrial Equipment | LPG | 100 | 95 | 80 | TRUE |  |  | FALSE | FALSE | Gas-fired storage | High | 0.57 | 0.57 | 2019-04-03 |  | 2019-10-17
Bradford White Corporation | BRADFORD WHITE | RG1PV55H*X | Federally-Regulated Commercial & Industrial Equipment | LPG | 55 | 55 | 78 | TRUE |  |  | TRUE | FALSE | Gas-fired storage | High | 0.68 | 0.61 | 2019-04-03 |  | 2019-10-17
Bradford White Corporation | BRADFORD WHITE | RC2PV50H*X | Federally-Regulated Commercial & Industrial Equipment | LPG | 50 | 48 | 76 | TRUE |  |  | TRUE | FALSE | Gas-fired storage | High | 0.8 | 0.61 | 2019-04-03 |  | 2019-10-17
Bradford White Corporation | BRADFORD WHITE | LG255H78*X | Federally-Regulated Commercial & Industrial Equipment | LPG | 55 | 55 | 78 | TRUE |  |  | FALSE | FALSE | Gas-fired storage | High | 0.61 | 0.61 | 2019-04-03 |  | 2019-10-17
Bradford White Corporation | BRADFORD WHITE | LG2100H80*X | Federally-Regulated Commercial & Industrial Equipment | LPG | 100 | 95 | 80 | TRUE |  |  | FALSE | FALSE | Gas-fired storage | High | 0.57 | 0.57 | 2019-04-03 |  | 2019-10-17
Bradford White Corporation | BRADFORD WHITE | LG1PV55H78*X | Federally-Regulated Commercial & Industrial Equipment | LPG | 55 | 55 | 78 | TRUE |  |  | TRUE | FALSE | Gas-fired storage | High | 0.68 | 0.61 | 2019-04-03 |  | 2019-10-17
Bradford White Corporation | BRADFORD WHITE | LC2PV50H76*X | Federally-Regulated Commercial & Industrial Equipment | LPG | 50 | 48 | 76 | TRUE |  |  | TRUE | FALSE | Gas-fired storage | High | 0.8 | 0.61 | 2019-04-03 |  | 2019-10-17
Bradford White Corporation | BRADFORD WHITE | RG2PV75H*N | Federally-Regulated Commercial & Industrial Equipment | Natural gas | 75 | 72 | 76 | TRUE |  |  | TRUE | FALSE | Gas-fired storage | High | 0.69 | 0.59 | 2019-04-03 |  | 2019-10-17
Bradford White Corporation | Jetglas | URG2100H**N | Federally-Regulated Commercial & Industrial Equipment | Natural gas | 100 | 95 | 80 | TRUE |  |  | FALSE | FALSE | Gas-fired storage | High | 0.57 | 0.57 | 2019-04-04 |  | 2019-10-17
Bradford White Corporation | Jetglas | ULG2100H80*N | Federally-Regulated Commercial & Industrial Equipment | Natural gas | 100 | 95 | 80 | TRUE |  |  | FALSE | FALSE | Gas-fired storage | High | 0.57 | 0.57 | 2019-04-04 |  | 2019-10-17
Bradford White Corporation | Jetglas | LG2100H80*N | Federally-Regulated Commercial & Industrial Equipment | Natural gas | 100 | 95 | 80 | TRUE |  |  | FALSE | FALSE | Gas-fired storage | High | 0.57 | 0.57 | 2019-04-04 |  | 2019-10-17
Bradford White Corporation | Jetglas | LG255H78*N | Federally-Regulated Commercial & Industrial Equipment | Natural gas | 55 | 55 | 78 | TRUE |  |  | FALSE | FALSE | Gas-fired storage | High | 0.61 | 0.61 | 2019-04-04 |  | 2019-10-17
Bradford White Corporation | Jetglas | RG255H*N | Federally-Regulated Commercial & Industrial Equipment | Natural gas | 55 | 55 | 78 | TRUE |  |  | FALSE | FALSE | Gas-fired storage | High | 0.61 | 0.61 | 2019-04-04 |  | 2019-10-17
Bradford White Corporation | Jetglas | LG1PV55H78*N | Federally-Regulated Commercial & Industrial Equipment | Natural gas | 55 | 55 | 78 | TRUE |  |  | TRUE | FALSE | Gas-fired storage | High | 0.68 | 0.61 | 2019-04-04 |  | 2019-10-17
Bradford White Corporation | Jetglas | RG1PV55H*N | Federally-Regulated Commercial & Industrial Equipment | Natural gas | 55 | 55 | 78 | TRUE |  |  | TRUE | FALSE | Gas-fired storage | High | 0.68 | 0.61 | 2019-04-04 |  | 2019-10-17
Bradford White Corporation | Jetglas | RG2100H*N | Federally-Regulated Commercial & Industrial Equipment | Natural gas | 100 | 95 | 80 | TRUE |  |  | FALSE | FALSE | Gas-fired storage | High | 0.57 | 0.57 | 2019-04-04 |  | 2019-10-17
Bradford White Corporation | Jetglas | RC2PV50H*N | Federally-Regulated Commercial & Industrial Equipment | Natural gas | 50 | 48 | 76 | TRUE |  |  | TRUE | FALSE | Gas-fired storage | High | 0.8 | 0.61 | 2019-05-16 |  | 2019-10-17
Bradford White Corporation | Jetglas | LC2PV50H76*N | Federally-Regulated Commercial & Industrial Equipment | Natural gas | 50 | 48 | 76 | TRUE |  |  | TRUE | FALSE | Gas-fired storage | High | 0.8 | 0.61 | 2019-04-04 |  | 2019-10-17
Bradford White Corporation | Jetglas | RG255H*X | Federally-Regulated Commercial & Industrial Equipment | LPG | 55 | 55 | 78 | TRUE |  |  | FALSE | FALSE | Gas-fired storage | High | 0.61 | 0.61 | 2019-04-04 |  | 2019-10-17
Bradford White Corporation | Jetglas | RG2100H*X | Federally-Regulated Commercial & Industrial Equipment | LPG | 100 | 95 | 80 | TRUE |  |  | FALSE | FALSE | Gas-fired storage | High | 0.57 | 0.57 | 2019-04-04 |  | 2019-10-17
Bradford White Corporation | Jetglas | RG1PV55H*X | Federally-Regulated Commercial & Industrial Equipment | LPG | 55 | 55 | 78 | TRUE |  |  | TRUE | FALSE | Gas-fired storage | High | 0.68 | 0.61 | 2019-04-04 |  | 2019-10-17
Bradford White Corporation | Jetglas | RC2PV50H*X | Federally-Regulated Commercial & Industrial Equipment | LPG | 50 | 48 | 76 | TRUE |  |  | TRUE | FALSE | Gas-fired storage | High | 0.8 | 0.61 | 2019-04-04 |  | 2019-10-17
Bradford White Corporation | Jetglas | LG255H78*X | Federally-Regulated Commercial & Industrial Equipment | LPG | 55 | 55 | 78 | TRUE |  |  | FALSE | FALSE | Gas-fired storage | High | 0.61 | 0.61 | 2019-04-04 |  | 2019-10-17
Bradford White Corporation | Jetglas | LG2100H80*X | Federally-Regulated Commercial & Industrial Equipment | LPG | 100 | 95 | 80 | TRUE |  |  | FALSE | FALSE | Gas-fired storage | High | 0.57 | 0.57 | 2019-04-04 |  | 2019-10-17
Bradford White Corporation | Jetglas | LG1PV55H78*X | Federally-Regulated Commercial & Industrial Equipment | LPG | 55 | 55 | 78 | TRUE |  |  | TRUE | FALSE | Gas-fired storage | High | 0.68 | 0.61 | 2019-04-04 |  | 2019-10-17
Bradford White Corporation | Jetglas | LC2PV50H76*X | Federally-Regulated Commercial & Industrial Equipment | LPG | 50 | 48 | 76 | TRUE |  |  | TRUE | FALSE | Gas-fired storage | High | 0.8 | 0.61 | 2019-04-04 |  | 2019-10-17
Bradford White Corporation | Jetglas | RG2PV75H*N | Federally-Regulated Commercial & Industrial Equipment | Natural gas | 75 | 72 | 76 | TRUE |  |  | TRUE | FALSE | Gas-fired storage | High | 0.69 | 0.59 | 2019-04-04 |  | 2019-10-17
Rinnai America | Rinnai | RH180 | Federally-Regulated Commercial & Industrial Equipment | LPG | 40 | 38 | 91.3 | FALSE |  |  | TRUE | TRUE | Gas-fired storage | High | 0.72 |  | 2019-09-20 |  | 2019-10-17
Rinnai America | Rinnai | RH180 | Federally-Regulated Commercial & Industrial Equipment | Natural gas | 40 | 38 | 91.3 | FALSE |  |  | TRUE | TRUE | Gas-fired storage | High | 0.72 |  | 2019-09-20 |  | 2019-10-17
A.O. Smith Corporation (American Water Heaters) | A. O. SMITH | GPHE 50* | Federally-Regulated Commercial & Industrial Equipment | Natural gas | 50 | 48 | 76 | FALSE |  |  | TRUE | FALSE | Gas-fired storage | High | 0.88 | 0.61 | 2019-10-17 |  | 2019-12-03
A.O. Smith Corporation (American Water Heaters) | A. O. SMITH | GDHE 75** | Federally-Regulated Commercial & Industrial Equipment | LPG | 75 | 74 | 100 | FALSE |  |  | TRUE | FALSE | Gas-fired storage | High | 0.86 | 0.59 | 2019-10-17 |  | 2019-12-03
A.O. Smith Corporation (American Water Heaters) | A. O. SMITH | GDHE 75* | Federally-Regulated Commercial & Industrial Equipment | Natural gas | 75 | 74 | 100 | FALSE |  |  | TRUE | FALSE | Gas-fired storage | High | 0.86 | 0.59 | 2019-10-17 |  | 2019-12-03
A.O. Smith Corporation (American Water Heaters) | A. O. SMITH | GDHE 50** | Federally-Regulated Commercial & Industrial Equipment | LPG | 50 | 49 | 100 | FALSE |  |  | TRUE | FALSE | Gas-fired storage | High | 0.88 | 0.61 | 2019-10-17 |  | 2019-12-03
A.O. Smith Corporation (American Water Heaters) | A. O. SMITH | GDHE 50* | Federally-Regulated Commercial & Industrial Equipment | Natural gas | 50 | 49 | 100 | FALSE |  |  | TRUE | FALSE | Gas-fired storage | High | 0.88 | 0.61 | 2019-10-17 |  | 2019-12-03
Bradford White Corporation | BRADFORD WHITE | ULG2100H80*N | Federally-Regulated Commercial & Industrial Equipment | Natural gas | 100 | 95 | 80 | TRUE |  |  | FALSE | FALSE | Gas-fired storage | High | 0.57 | 0.57 | 2019-10-17 |  | 2019-12-03
Bradford White Corporation | BRADFORD WHITE | URG2100H**N | Federally-Regulated Commercial & Industrial Equipment | Natural gas | 100 | 95 | 80 | TRUE |  |  | FALSE | FALSE | Gas-fired storage | High | 0.57 | 0.57 | 2019-10-17 |  | 2019-12-03
Bradford White Corporation | BRADFORD WHITE | LG2100H80*X | Federally-Regulated Commercial & Industrial Equipment | LPG | 100 | 95 | 80 | TRUE |  |  | FALSE | FALSE | Gas-fired storage | High | 0.57 | 0.57 | 2019-10-17 |  | 2019-12-03
Bradford White Corporation | BRADFORD WHITE | LG2100H80*N | Federally-Regulated Commercial & Industrial Equipment | Natural gas | 100 | 95 | 80 | TRUE |  |  | FALSE | FALSE | Gas-fired storage | High | 0.57 | 0.57 | 2019-10-17 |  | 2019-12-03
Bradford White Corporation | BRADFORD WHITE | LG255H78*X | Federally-Regulated Commercial & Industrial Equipment | LPG | 55 | 55 | 78 | TRUE |  |  | FALSE | FALSE | Gas-fired storage | High | 0.61 | 0.61 | 2019-10-17 |  | 2019-12-03
Bradford White Corporation | BRADFORD WHITE | LG255H78*N | Federally-Regulated Commercial & Industrial Equipment | Natural gas | 55 | 55 | 78 | TRUE |  |  | FALSE | FALSE | Gas-fired storage | High | 0.61 | 0.61 | 2019-10-17 |  | 2019-12-03
Bradford White Corporation | BRADFORD WHITE | RG255H*X | Federally-Regulated Commercial & Industrial Equipment | LPG | 55 | 55 | 78 | TRUE |  |  | FALSE | FALSE | Gas-fired storage | High | 0.61 | 0.61 | 2019-10-17 |  | 2019-12-03
Bradford White Corporation | BRADFORD WHITE | ULG275H76*N | Federally-Regulated Commercial & Industrial Equipment | Natural gas | 75 | 72 | 76 | TRUE |  |  | FALSE | FALSE | Gas-fired storage | High | 0.59 | 0.59 | 2019-04-03 |  | 2019-12-03
Bradford White Corporation | BRADFORD WHITE | ULG2PV75H76*N | Federally-Regulated Commercial & Industrial Equipment | Natural gas | 75 | 72 | 76 | TRUE |  |  | TRUE | FALSE | Gas-fired storage | High | 0.69 | 0.59 | 2019-04-03 |  | 2019-12-03
Bradford White Corporation | BRADFORD WHITE | URG275H*N | Federally-Regulated Commercial & Industrial Equipment | Natural gas | 75 | 72 | 76 | TRUE |  |  | FALSE | FALSE | Gas-fired storage | High | 0.59 | 0.59 | 2019-04-03 |  | 2019-12-03
Bradford White Corporation | BRADFORD WHITE | LG2PDV75H80*X | Federally-Regulated Commercial & Industrial Equipment | LPG | 75 | 72 | 78 | TRUE |  |  | TRUE | FALSE | Gas-fired storage | High | 0.69 | 0.59 | 2019-04-03 |  | 2019-12-03
Bradford White Corporation | BRADFORD WHITE | LG2PDV75H80*N | Federally-Regulated Commercial & Industrial Equipment | Natural gas | 75 | 72 | 80 | TRUE |  |  | TRUE | FALSE | Gas-fired storage | High | 0.69 | 0.59 | 2019-04-03 |  | 2019-12-03
Bradford White Corporation | BRADFORD WHITE | RG2PDV75H*X | Federally-Regulated Commercial & Industrial Equipment | LPG | 75 | 72 | 78 | TRUE |  |  | TRUE | FALSE | Gas-fired storage | High | 0.69 | 0.59 | 2019-04-03 |  | 2019-12-03
Bradford White Corporation | BRADFORD WHITE | LG1PV55H78*X | Federally-Regulated Commercial & Industrial Equipment | LPG | 55 | 55 | 78 | TRUE |  |  | TRUE | FALSE | Gas-fired storage | High | 0.68 | 0.61 | 2019-10-17 |  | 2019-12-03
Bradford White Corporation | BRADFORD WHITE | LG1PV55H78*N | Federally-Regulated Commercial & Industrial Equipment | Natural gas | 55 | 55 | 78 | TRUE |  |  | TRUE | FALSE | Gas-fired storage | High | 0.68 | 0.61 | 2019-10-17 |  | 2019-12-03
Bradford White Corporation | BRADFORD WHITE | RG1PV55H*X | Federally-Regulated Commercial & Industrial Equipment | LPG | 55 | 55 | 78 | TRUE |  |  | TRUE | FALSE | Gas-fired storage | High | 0.68 | 0.61 | 2019-10-17 |  | 2019-12-03
Bradford White Corporation | BRADFORD WHITE | LG2PV75H76*X | Federally-Regulated Commercial & Industrial Equipment | LPG | 75 | 72 | 76 | TRUE |  |  | TRUE | FALSE | Gas-fired storage | High | 0.69 | 0.59 | 2019-04-03 |  | 2019-12-03
Bradford White Corporation | BRADFORD WHITE | LG2PV75H76*N | Federally-Regulated Commercial & Industrial Equipment | Natural gas | 75 | 72 | 76 | TRUE |  |  | TRUE | FALSE | Gas-fired storage | High | 0.69 | 0.59 | 2019-04-03 |  | 2019-12-03
Bradford White Corporation | BRADFORD WHITE | RG2100H*X | Federally-Regulated Commercial & Industrial Equipment | LPG | 100 | 95 | 80 | TRUE |  |  | FALSE | FALSE | Gas-fired storage | High | 0.57 | 0.57 | 2019-10-17 |  | 2019-12-03
Bradford White Corporation | BRADFORD WHITE | LG275H76*X | Federally-Regulated Commercial & Industrial Equipment | LPG | 75 | 72 | 76 | TRUE |  |  | FALSE | FALSE | Gas-fired storage | High | 0.59 | 0.59 | 2019-04-03 |  | 2019-12-03
Bradford White Corporation | BRADFORD WHITE | LG275H76*N | Federally-Regulated Commercial & Industrial Equipment | Natural gas | 75 | 72 | 76 | TRUE |  |  | FALSE | FALSE | Gas-fired storage | High | 0.59 | 0.59 | 2019-04-03 |  | 2019-12-03
Bradford White Corporation | BRADFORD WHITE | RG275H*X | Federally-Regulated Commercial & Industrial Equipment | LPG | 75 | 72 | 76 | TRUE |  |  | FALSE | FALSE | Gas-fired storage | High | 0.59 | 0.59 | 2019-04-03 |  | 2019-12-03
Bradford White Corporation | BRADFORD WHITE | LC2PV50H76*X | Federally-Regulated Commercial & Industrial Equipment | LPG | 50 | 48 | 76 | TRUE |  |  | TRUE | FALSE | Gas-fired storage | High | 0.8 | 0.61 | 2019-10-17 |  | 2019-12-03
Bradford White Corporation | BRADFORD WHITE | LC2PV50H76*N | Federally-Regulated Commercial & Industrial Equipment | Natural gas | 50 | 48 | 76 | TRUE |  |  | TRUE | FALSE | Gas-fired storage | High | 0.8 | 0.61 | 2019-10-17 |  | 2019-12-03
Bradford White Corporation | BRADFORD WHITE | RC2PV50H*X | Federally-Regulated Commercial & Industrial Equipment | LPG | 50 | 48 | 76 | TRUE |  |  | TRUE | FALSE | Gas-fired storage | High | 0.8 | 0.61 | 2019-10-17 |  | 2019-12-03
Bradford White Corporation | BRADFORD WHITE | URG2PV75H*N | Federally-Regulated Commercial & Industrial Equipment | Natural gas | 75 | 72 | 76 | TRUE |  |  | TRUE | FALSE | Gas-fired storage | High | 0.69 | 0.59 | 2019-04-03 |  | 2019-12-03
Bradford White Corporation | BRADFORD WHITE | RG2PV75H*X | Federally-Regulated Commercial & Industrial Equipment | LPG | 75 | 72 | 76 | TRUE |  |  | TRUE | FALSE | Gas-fired storage | High | 0.69 | 0.59 | 2019-04-03 |  | 2019-12-03
Bradford White Corporation | BRADFORD WHITE | RG2PV75H*N | Federally-Regulated Commercial & Industrial Equipment | Natural gas | 100 | 95 | 80 | TRUE |  |  | FALSE | FALSE | Gas-fired storage | High | 0.57 | 0.57 | 2019-10-17 |  | 2019-12-03
Bradford White Corporation | BRADFORD WHITE | RC2PV50H*N | Federally-Regulated Commercial & Industrial Equipment | Natural gas | 50 | 48 | 76 | TRUE |  |  | TRUE | FALSE | Gas-fired storage | High | 0.8 | 0.61 | 2019-10-17 |  | 2019-12-03
Bradford White Corporation | BRADFORD WHITE | RG255H*N | Federally-Regulated Commercial & Industrial Equipment | Natural gas | 55 | 55 | 78 | TRUE |  |  | FALSE | FALSE | Gas-fired storage | High | 0.61 | 0.61 | 2019-10-17 |  | 2019-12-03
Bradford White Corporation | BRADFORD WHITE | RG1PV55H*N | Federally-Regulated Commercial & Industrial Equipment | Natural gas | 55 | 55 | 78 | TRUE |  |  | TRUE | FALSE | Gas-fired storage | High | 0.68 | 0.61 | 2019-10-17 |  | 2019-12-03
Bradford White Corporation | Jetglas | URG2100H**N | Federally-Regulated Commercial & Industrial Equipment | Natural gas | 100 | 95 | 80 | TRUE |  |  | FALSE | FALSE | Gas-fired storage | High | 0.57 |  | 2019-10-17 |  | 2019-12-03
Bradford White Corporation | Jetglas | ULG2100H80*N | Federally-Regulated Commercial & Industrial Equipment | Natural gas | 100 | 95 | 80 | TRUE |  |  | FALSE | FALSE | Gas-fired storage | High | 0.57 |  | 2019-10-17 |  | 2019-12-03
Bradford White Corporation | Jetglas | LG2100H80*X | Federally-Regulated Commercial & Industrial Equipment | LPG | 100 | 95 | 80 | TRUE |  |  | FALSE | FALSE | Gas-fired storage | High | 0.57 |  | 2019-10-17 |  | 2019-12-03
Bradford White Corporation | Jetglas | LG2100H80*N | Federally-Regulated Commercial & Industrial Equipment | Natural gas | 100 | 95 | 80 | TRUE |  |  | FALSE | FALSE | Gas-fired storage | High | 0.57 |  | 2019-10-17 |  | 2019-12-03
Bradford White Corporation | Jetglas | LG255H78*X | Federally-Regulated Commercial & Industrial Equipment | LPG | 55 | 55 | 78 | TRUE |  |  | FALSE | FALSE | Gas-fired storage | High | 0.61 |  | 2019-10-17 |  | 2019-12-03
Bradford White Corporation | Jetglas | LG255H78*N | Federally-Regulated Commercial & Industrial Equipment | Natural gas | 55 | 55 | 78 | TRUE |  |  | FALSE | FALSE | Gas-fired storage | High | 0.61 |  | 2019-10-17 |  | 2019-12-03
Bradford White Corporation | Jetglas | RG255H*X | Federally-Regulated Commercial & Industrial Equipment | LPG | 55 | 55 | 78 | TRUE |  |  | FALSE | FALSE | Gas-fired storage | High | 0.61 |  | 2019-10-17 |  | 2019-12-03
Bradford White Corporation | Jetglas | ULG2PV75H76*N | Federally-Regulated Commercial & Industrial Equipment | Natural gas | 75 | 72 | 76 | TRUE |  |  | TRUE | FALSE | Gas-fired storage | High | 0.69 | 0.59 | 2019-04-04 |  | 2019-12-03
Bradford White Corporation | Jetglas | RG255H*N | Federally-Regulated Commercial & Industrial Equipment | Natural gas | 55 | 55 | 78 | TRUE |  |  | FALSE | FALSE | Gas-fired storage | High | 0.61 |  | 2019-10-17 |  | 2019-12-03
Bradford White Corporation | Jetglas | ULG275H76*N | Federally-Regulated Commercial & Industrial Equipment | Natural gas | 75 | 72 | 76 | TRUE |  |  | FALSE | FALSE | Gas-fired storage | High | 0.59 | 0.59 | 2019-04-04 |  | 2019-12-03
Bradford White Corporation | Jetglas | URG275H*N | Federally-Regulated Commercial & Industrial Equipment | Natural gas | 75 | 72 | 76 | TRUE |  |  | FALSE | FALSE | Gas-fired storage | High | 0.59 | 0.59 | 2019-04-04 |  | 2019-12-03
Bradford White Corporation | Jetglas | LG2PDV75H80*X | Federally-Regulated Commercial & Industrial Equipment | LPG | 75 | 72 | 78 | TRUE |  |  | TRUE | FALSE | Gas-fired storage | High | 0.69 | 0.59 | 2019-04-04 |  | 2019-12-03
Bradford White Corporation | Jetglas | LG2PDV75H80*N | Federally-Regulated Commercial & Industrial Equipment | Natural gas | 75 | 72 | 80 | TRUE |  |  | TRUE | FALSE | Gas-fired storage | High | 0.69 | 0.59 | 2019-04-04 |  | 2019-12-03
Bradford White Corporation | Jetglas | RG2PDV75H*X | Federally-Regulated Commercial & Industrial Equipment | LPG | 75 | 72 | 78 | TRUE |  |  | TRUE | FALSE | Gas-fired storage | High | 0.69 | 0.59 | 2019-04-04 |  | 2019-12-03
Bradford White Corporation | Jetglas | RG2PDV75H*N | Federally-Regulated Commercial & Industrial Equipment | Natural gas | 75 | 72 | 80 | TRUE |  |  | TRUE | FALSE | Gas-fired storage | High | 0.69 | 0.59 | 2019-04-04 |  | 2019-12-03
Bradford White Corporation | Jetglas | LG1PV55H78*X | Federally-Regulated Commercial & Industrial Equipment | LPG | 55 | 55 | 78 | TRUE |  |  | TRUE | FALSE | Gas-fired storage | High | 0.68 |  | 2019-10-17 |  | 2019-12-03
Bradford White Corporation | Jetglas | RG1PV55H*X | Federally-Regulated Commercial & Industrial Equipment | LPG | 55 | 55 | 78 | TRUE |  |  | TRUE | FALSE | Gas-fired storage | High | 0.68 |  | 2019-10-17 |  | 2019-12-03
Bradford White Corporation | Jetglas | LG1PV55H78*N | Federally-Regulated Commercial & Industrial Equipment | Natural gas | 55 | 55 | 78 | TRUE |  |  | TRUE | FALSE | Gas-fired storage | High | 0.68 |  | 2019-10-17 |  | 2019-12-03
Bradford White Corporation | Jetglas | LG2PV75H76*X | Federally-Regulated Commercial & Industrial Equipment | LPG | 75 | 72 | 76 | TRUE |  |  | TRUE | FALSE | Gas-fired storage | High | 0.69 | 0.59 | 2019-04-04 |  | 2019-12-03
Bradford White Corporation | Jetglas | LG2PV75H76*N | Federally-Regulated Commercial & Industrial Equipment | Natural gas | 75 | 72 | 76 | TRUE |  |  | TRUE | FALSE | Gas-fired storage | High | 0.69 | 0.59 | 2019-04-04 |  | 2019-12-03
Bradford White Corporation | Jetglas | RG2100H*X | Federally-Regulated Commercial & Industrial Equipment | LPG | 100 | 95 | 80 | TRUE |  |  | FALSE | FALSE | Gas-fired storage | High | 0.57 |  | 2019-10-17 |  | 2019-12-03
Bradford White Corporation | Jetglas | RG2100H*N | Federally-Regulated Commercial & Industrial Equipment | Natural gas | 100 | 95 | 80 | TRUE |  |  | FALSE | FALSE | Gas-fired storage | High | 0.57 |  | 2019-10-17 |  | 2019-12-03
Bradford White Corporation | Jetglas | LG275H76*X | Federally-Regulated Commercial & Industrial Equipment | LPG | 75 | 72 | 76 | TRUE |  |  | FALSE | FALSE | Gas-fired storage | High | 0.59 | 0.59 | 2019-04-04 |  | 2019-12-03
Bradford White Corporation | Jetglas | LG275H76*N | Federally-Regulated Commercial & Industrial Equipment | Natural gas | 75 | 72 | 76 | TRUE |  |  | FALSE | FALSE | Gas-fired storage | High | 0.59 | 0.59 | 2019-04-04 |  | 2019-12-03
Bradford White Corporation | Jetglas | RG275H*X | Federally-Regulated Commercial & Industrial Equipment | LPG | 75 | 72 | 76 | TRUE |  |  | FALSE | FALSE | Gas-fired storage | High | 0.59 | 0.59 | 2019-04-04 |  | 2019-12-03
Bradford White Corporation | Jetglas | RG275H*N | Federally-Regulated Commercial & Industrial Equipment | Natural gas | 75 | 72 | 76 | TRUE |  |  | FALSE | FALSE | Gas-fired storage | High | 0.59 | 0.59 | 2019-02-27 |  | 2019-12-03
Bradford White Corporation | Jetglas | LC2PV50H76*X | Federally-Regulated Commercial & Industrial Equipment | LPG | 50 | 48 | 76 | TRUE |  |  | TRUE | FALSE | Gas-fired storage | High | 0.8 |  | 2019-10-17 |  | 2019-12-03
Bradford White Corporation | Jetglas | LC2PV50H76*N | Federally-Regulated Commercial & Industrial Equipment | Natural gas | 50 | 48 | 76 | TRUE |  |  | TRUE | FALSE | Gas-fired storage | High | 0.8 |  | 2019-10-17 |  | 2019-12-03
Bradford White Corporation | Jetglas | RC2PV50H*X | Federally-Regulated Commercial & Industrial Equipment | LPG | 50 | 48 | 76 | TRUE |  |  | TRUE | FALSE | Gas-fired storage | High | 0.8 |  | 2019-10-17 |  | 2019-12-03
Bradford White Corporation | Jetglas | URG2PV75H*N | Federally-Regulated Commercial & Industrial Equipment | Natural gas | 75 | 72 | 76 | TRUE |  |  | TRUE | FALSE | Gas-fired storage | High | 0.69 | 0.59 | 2019-04-04 |  | 2019-12-03
Bradford White Corporation | Jetglas | RG2PV75H*X | Federally-Regulated Commercial & Industrial Equipment | LPG | 75 | 72 | 76 | TRUE |  |  | TRUE | FALSE | Gas-fired storage | High | 0.69 | 0.59 | 2019-04-04 |  | 2019-12-03
Bradford White Corporation | Jetglas | RG2PV75H*N | Federally-Regulated Commercial & Industrial Equipment | Natural gas | 100 | 95 | 80 | TRUE |  |  | FALSE | FALSE | Gas-fired storage | High | 0.57 |  | 2019-10-17 |  | 2019-12-03
Bradford White Corporation | Jetglas | RG1PV55H*N | Federally-Regulated Commercial & Industrial Equipment | Natural gas | 55 | 55 | 78 | TRUE |  |  | TRUE | FALSE | Gas-fired storage | High | 0.68 |  | 2019-10-17 |  | 2019-12-03
Bradford White Corporation | Jetglas | RC2PV50H*N | Federally-Regulated Commercial & Industrial Equipment | Natural gas | 50 | 48 | 76 | TRUE |  |  | TRUE | FALSE | Gas-fired storage | High | 0.8 |  | 2019-10-17 |  | 2019-12-03
A.O. Smith Corporation (American Water Heaters) | RELIANCE WATER HEATERS | 6 50 YTVIT* | Federally-Regulated Commercial & Industrial Equipment | Natural gas | 50 | 48 | 76 | FALSE |  |  | TRUE | FALSE | Gas-fired storage | High | 0.88 | 0.61 | 2019-07-22 |  | 2019-12-03
Rheem Sales Company, Inc. | Rheem | PRO+G75-75N RH PDV | Federally-Regulated Commercial & Industrial Equipment | Natural gas | 75 | 73 | 75.1 | TRUE |  |  | TRUE | FALSE | Gas-fired storage | High | 0.63 | 0.59 | 2019-02-27 |  | 2019-12-03
Rheem Sales Company, Inc. | Rheem | XG75T06EN75U0 | Federally-Regulated Commercial & Industrial Equipment | Natural gas | 75 | 73 | 75.1 | TRUE |  |  | TRUE | FALSE | Gas-fired storage | High | 0.68 | 0.59 | 2019-02-27 |  | 2019-12-03
Rheem Sales Company, Inc. | Rheem | PRO+G75-75U RH | Federally-Regulated Commercial & Industrial Equipment | Natural gas | 75 | 73 | 75.1 | TRUE |  |  | TRUE | FALSE | Gas-fired storage | High | 0.68 | 0.59 | 2019-05-16 |  | 2019-12-03
Rheem Sales Company, Inc. | Richmond | 6G75PDV-75 * | Federally-Regulated Commercial & Industrial Equipment | Natural gas | 75 | 73 | 75.1 | TRUE |  |  | TRUE | FALSE | Gas-fired storage | High | 0.63 | 0.59 | 2019-05-16 |  | 2019-12-03
Rheem Sales Company, Inc. | Richmond | T100-80 | Federally-Regulated Commercial & Industrial Equipment | Natural gas | 100 | 96 | 80 | FALSE |  |  | FALSE | FALSE | Gas-fired storage | High | 0.57 | 0.5697 | 2019-02-26 |  | 2019-12-03
Rheem Sales Company, Inc. | Richmond | T100-80N | Federally-Regulated Commercial & Industrial Equipment | Natural gas | 100 | 95 | 76 | FALSE |  |  | FALSE | FALSE | Gas-fired storage | High | 0.57 | 0.5697 | 2019-02-26 |  | 2019-12-03
Rheem Sales Company, Inc. | Richmond | TPDV75-75 | Federally-Regulated Commercial & Industrial Equipment | Natural gas | 75 | 73 | 75.1 | TRUE |  |  | TRUE | FALSE | Gas-fired storage | High | 0.63 | 0.5922 | 2019-02-26 |  | 2019-12-03
Rheem Sales Company, Inc. | Richmond | TPDV75-76LP | Federally-Regulated Commercial & Industrial Equipment | LPG | 75 | 73 | 75.1 | TRUE |  |  | TRUE | FALSE | Gas-fired storage | High | 0.63 | 0.5922 | 2019-02-26 |  | 2019-12-03
Rheem Sales Company, Inc. | Richmond | T75UN | Federally-Regulated Commercial & Industrial Equipment | Natural gas | 75 | 73 | 75.1 | TRUE |  |  | TRUE | FALSE | Gas-fired storage | High | 0.68 | 0.5922 | 2019-02-26 |  | 2019-12-03
Rheem Sales Company, Inc. | Ruud | PRO+G75-75N RU PDV | Federally-Regulated Commercial & Industrial Equipment | Natural gas | 75 | 73 | 75.1 | TRUE |  |  | TRUE | FALSE | Gas-fired storage | High | 0.63 | 0.59 | 2019-02-27 |  | 2019-12-03
Rheem Sales Company, Inc. | Ruud | PRO+G75-75U RU | Federally-Regulated Commercial & Industrial Equipment | Natural gas | 75 | 73 | 75.1 | TRUE |  |  | TRUE | FALSE | Gas-fired storage | High | 0.68 | 0.59 | 2019-02-27 |  | 2019-12-03
A.O. Smith Corporation (American Water Heaters) | State | GP6 50 YTVIT* | Federally-Regulated Commercial & Industrial Equipment | Natural gas | 50 | 48 | 76 | FALSE |  |  | TRUE | FALSE | Gas-fired storage | High | 0.88 | 0.61 | 2019-07-22 |  | 2019-12-03
Rheem Sales Company, Inc. | RHEEM/RUUD | G100-80 | Federally-Regulated Commercial & Industrial Equipment | Natural gas | 100 | 96 | 80 | FALSE |  |  | FALSE | FALSE | Gas-fired storage | High | 0.57 | 0.57 | 2019-02-27 |  | 2019-12-03
Rheem Sales Company, Inc. | RHEEM/RUUD | GPDV75-76LP | Federally-Regulated Commercial & Industrial Equipment | LPG | 75 | 73 | 75.1 | TRUE |  |  | TRUE | FALSE | Gas-fired storage | High | 0.63 | 0.59 | 2019-02-27 |  | 2019-12-03
Rheem Sales Company, Inc. | RHEEM/RUUD | GPDV75-75 | Federally-Regulated Commercial & Industrial Equipment | Natural gas | 75 | 73 | 75.1 | TRUE |  |  | TRUE | FALSE | Gas-fired storage | High | 0.63 | 0.59 | 2019-02-27 |  | 2019-12-03
Rheem Sales Company, Inc. | RHEEM/RUUD | G75UN | Federally-Regulated Commercial & Industrial Equipment | Natural gas | 75 | 73 | 75.1 | TRUE |  |  | TRUE | FALSE | Gas-fired storage | High | 0.68 | 0.59 | 2019-02-27 |  | 2019-12-03
Rheem Sales Company, Inc. | RHEEM/RUUD | G100-80N | Federally-Regulated Commercial & Industrial Equipment | Natural gas | 100 | 95 | 76 | FALSE |  |  | FALSE | FALSE | Gas-fired storage | High | 0.57 | 0.57 | 2019-05-16 |  | 2019-12-03
American Water Heater Co. | American | UG62 75T75 4NV 100 | Federally-Regulated Commercial & Industrial Equipment | Natural gas | 74 | 71 | 75.1 | FALSE |  |  | FALSE | FALSE | Gas-fired storage | High | 0.64 | 0.59 | 2019-05-16 |  | 2020-01-27
American Water Heater Co. | American | UG62 100T75 4NV 100 | Federally-Regulated Commercial & Industrial Equipment | Natural gas | 98 | 95 | 75.1 | FALSE |  |  | FALSE | FALSE | Gas-fired storage | High | 0.58 | 0.57 | 2019-05-16 |  | 2020-01-27
American Water Heater Co. | American | G62-100T77-4PV* 401 | Federally-Regulated Commercial & Industrial Equipment | LPG | 98 | 95 | 75.1 | FALSE |  |  | FALSE | FALSE | Gas-fired storage | High | 0.58 | 0.57 | 2019-05-16 |  | 2020-01-27
American Water Heater Co. | American | G122-100T77-4NOV* 400 | Federally-Regulated Commercial & Industrial Equipment | Natural gas | 98 | 95 | 75.1 | FALSE |  |  | FALSE | FALSE | Gas-fired storage | High | 0.58 | 0.57 | 2019-05-16 |  | 2020-01-27
American Water Heater Co. | American | G62-100T77-4NOV* 400 | Federally-Regulated Commercial & Industrial Equipment | Natural gas | 98 | 95 | 75.1 | FALSE |  |  | FALSE | FALSE | Gas-fired storage | High | 0.58 | 0.57 | 2019-05-16 |  | 2020-01-27
American Water Heater Co. | American | G62-75T75-4PV* 401 | Federally-Regulated Commercial & Industrial Equipment | LPG | 74 | 71 | 75.1 | FALSE |  |  | FALSE | FALSE | Gas-fired storage | High | 0.6 | 0.59 | 2019-05-16 |  | 2020-01-27
American Water Heater Co. | American | G62-75T77-PVLAT 401 | Federally-Regulated Commercial & Industrial Equipment | LPG | 74 | 71 | 75.1 | FALSE |  |  | FALSE | FALSE | Gas-fired storage | High | 0.6 | 0.59 | 2019-05-16 |  | 2020-01-27
American Water Heater Co. | American | G112-75T75-4PV* 401 | Federally-Regulated Commercial & Industrial Equipment | LPG | 74 | 71 | 75.1 | FALSE |  |  | FALSE | FALSE | Gas-fired storage | High | 0.6 | 0.59 | 2019-05-16 |  | 2020-01-27
American Water Heater Co. | American | G102-75T75-4PV* 401 | Federally-Regulated Commercial & Industrial Equipment | LPG | 74 | 71 | 75.1 | FALSE |  |  | FALSE | FALSE | Gas-fired storage | High | 0.6 | 0.59 | 2019-05-16 |  | 2020-01-27
American Water Heater Co. | American | G122-75T75-4PV* 400 | Federally-Regulated Commercial & Industrial Equipment | Natural gas | 74 | 71 | 75.1 | FALSE |  |  | FALSE | FALSE | Gas-fired storage | High | 0.6 | 0.59 | 2019-05-16 |  | 2020-01-27
American Water Heater Co. | American | G102-75T75-4NOV* 400 | Federally-Regulated Commercial & Industrial Equipment | Natural gas | 74 | 71 | 75.1 | FALSE |  |  | FALSE | FALSE | Gas-fired storage | High | 0.6 | 0.59 | 2019-05-16 |  | 2020-01-27
American Water Heater Co. | American | G62-75T75-4NOV* 400 | Federally-Regulated Commercial & Industrial Equipment | Natural gas | 74 | 71 | 75.1 | FALSE |  |  | FALSE | FALSE | Gas-fired storage | High | 0.6 | 0.59 | 2019-05-16 |  | 2020-01-27
American Water Heater Co. | American | VG6250T76NV* | Federally-Regulated Commercial & Industrial Equipment | Natural gas | 50 | 48 | 76 | FALSE |  |  | TRUE | FALSE | Gas-fired storage | High | 0.88 | 0.61 | 2019-09-20 |  | 2020-01-27
American Water Heater Co. | State | GHX 34 100 P 201 | Federally-Regulated Commercial & Industrial Equipment | LPG | 34 | 33 | 100 | TRUE |  |  | TRUE | FALSE | Gas-fired storage | High | 0.9 | 0.6291 | 2019-02-26 |  | 2020-01-27
Lochinvar, LLC. | Lochinvar | UTN 07575 100 | Federally-Regulated Commercial & Industrial Equipment | Natural gas | 74 | 71 | 75.1 | FALSE |  |  | FALSE | FALSE | Gas-fired storage | High | 0.64 | 0.59 | 2019-05-16 |  | 2020-01-27
Lochinvar, LLC. | Lochinvar | UTN 10075 100 | Federally-Regulated Commercial & Industrial Equipment | Natural gas | 98 | 95 | 75.1 | FALSE |  |  | FALSE | FALSE | Gas-fired storage | High | 0.58 | 0.57 | 2019-05-16 |  | 2020-01-27
Lochinvar, LLC. | Lochinvar | XTL10075 401 | Federally-Regulated Commercial & Industrial Equipment | LPG | 98 | 95 | 75.1 | FALSE |  |  | FALSE | FALSE | Gas-fired storage | High | 0.58 | 0.57 | 2019-05-16 |  | 2020-01-27
Lochinvar, LLC. | Lochinvar | LTL10075 401 | Federally-Regulated Commercial & Industrial Equipment | LPG | 98 | 95 | 75.1 | FALSE |  |  | FALSE | FALSE | Gas-fired storage | High | 0.58 | 0.57 | 2019-05-16 |  | 2020-01-27
Lochinvar, LLC. | Lochinvar | XTN10075 400 | Federally-Regulated Commercial & Industrial Equipment | Natural gas | 98 | 95 | 75.1 | FALSE |  |  | FALSE | FALSE | Gas-fired storage | High | 0.58 | 0.57 | 2019-05-16 |  | 2020-01-27
Lochinvar, LLC. | Lochinvar | LTN10075 400 | Federally-Regulated Commercial & Industrial Equipment | Natural gas | 98 | 95 | 75.1 | FALSE |  |  | FALSE | FALSE | Gas-fired storage | High | 0.58 | 0.57 | 2019-05-16 |  | 2020-01-27
Lochinvar, LLC. | Lochinvar | XTL07575* 401 | Federally-Regulated Commercial & Industrial Equipment | LPG | 74 | 71 | 75.1 | FALSE |  |  | FALSE | FALSE | Gas-fired storage | High | 0.6 | 0.59 | 2019-05-16 |  | 2020-01-27
Lochinvar, LLC. | Lochinvar | LTL07575* 401 | Federally-Regulated Commercial & Industrial Equipment | LPG | 74 | 71 | 75.1 | FALSE |  |  | FALSE | FALSE | Gas-fired storage | High | 0.6 | 0.59 | 2019-05-16 |  | 2020-01-27
Lochinvar, LLC. | Lochinvar | XTN07575* 400 | Federally-Regulated Commercial & Industrial Equipment | Natural gas | 74 | 71 | 75.1 | FALSE |  |  | FALSE | FALSE | Gas-fired storage | High | 0.6 | 0.59 | 2019-05-16 |  | 2020-01-27
Lochinvar, LLC. | Lochinvar | LTN07575* 400 | Federally-Regulated Commercial & Industrial Equipment | Natural gas | 74 | 71 | 75.1 | FALSE |  |  | FALSE | FALSE | Gas-fired storage | High | 0.6 | 0.59 | 2019-05-16 |  | 2020-01-27
A.O. Smith Corporation (American Water Heaters) | U.S. Craftmaster | PVG2F-7576T PV | Federally-Regulated Commercial & Industrial Equipment | LPG | 75 | 72 | 76 | TRUE |  |  | TRUE | FALSE | Gas-fired storage | High | 0.69 | 0.59 | 2019-09-20 |  | 2020-01-27
A.O. Smith Corporation (American Water Heaters) | U.S. Craftmaster | PVG2F-7576T NV | Federally-Regulated Commercial & Industrial Equipment | Natural gas | 75 | 72 | 76 | TRUE |  |  | TRUE | FALSE | Gas-fired storage | High | 0.69 | 0.59 | 2019-09-20 |  | 2020-01-27
A.O. Smith Corporation (American Water Heaters) | RELIANCE WATER HEATERS | 6 50 YTVIT* | Federally-Regulated Commercial & Industrial Equipment | Natural gas | 50 | 48 | 76 | FALSE |  |  | TRUE | FALSE | Gas-fired storage | High | 0.88 | 0.61 | 2019-12-03 |  | 2020-01-27
A.O. Smith Corporation (American Water Heaters) | State | GP6 50 YTVIT* | Federally-Regulated Commercial & Industrial Equipment | Natural gas | 50 | 48 | 76 | FALSE |  |  | TRUE | FALSE | Gas-fired storage | High | 0.88 |  | 2019-12-03 |  | 2020-01-27
A.O. Smith Corporation (American Water Heaters) | A. O. SMITH | GPHE 50* | Federally-Regulated Commercial & Industrial Equipment | Natural gas | 50 | 48 | 76 | FALSE |  |  | TRUE | FALSE | Gas-fired storage | High | 0.88 |  | 2019-12-03 |  | 2020-01-27
A.O. Smith Corporation (American Water Heaters) | GSW WATER HEATERS | 6G5076NVC* | Federally-Regulated Commercial & Industrial Equipment | Natural gas | 50 | 48 | 76 | FALSE |  |  | TRUE | FALSE | Gas-fired storage | High | 0.88 |  | 2019-09-20 |  | 2020-02-18
A.O. Smith Corporation (American Water Heaters) | GSW WATER HEATERS | 6G5076NVC* | Federally-Regulated Commercial & Industrial Equipment | Natural gas | 50 | 48 | 76 | FALSE |  |  | TRUE | FALSE | Gas-fired storage | High | 0.88 | 0.61 | 2020-02-18 |  | 2020-02-18
American Water Heater Co. | American | VG6250T76NV* | Federally-Regulated Commercial & Industrial Equipment | Natural gas | 50 | 48 | 76 | FALSE |  |  | TRUE | FALSE | Gas-fired storage | High | 0.88 | 0.61 | 2020-01-27 |  | 2020-02-18
Ariston USA LLC | Westinghouse | WGRGH**76 | Federally-Regulated Commercial & Industrial Equipment | LPG | 20 | 20 | 76 | FALSE |  |  | TRUE | FALSE | Gas-fired storage | High | 0.89 | 0.6417 | 2019-02-26 |  | 2020-02-18
Ariston USA LLC | Westinghouse | WGRGH**76 | Federally-Regulated Commercial & Industrial Equipment | Natural gas | 20 | 20 | 76 | FALSE |  |  | TRUE | FALSE | Gas-fired storage | High | 0.89 | 0.6417 | 2019-02-26 |  | 2020-02-18
Rinnai America | Rinnai | RH180 | Federally-Regulated Commercial & Industrial Equipment | Natural gas | 40 | 38 | 91.3 | FALSE |  |  | TRUE | TRUE | Gas-fired storage | High | 0.72 |  | 2019-10-17 |  | 2020-05-20
Rinnai America | Rinnai | RH180 | Federally-Regulated Commercial & Industrial Equipment | LPG | 40 | 38 | 91.3 | FALSE |  |  | TRUE | TRUE | Gas-fired storage | High | 0.72 |  | 2019-10-17 |  | 2020-05-20
A.O. Smith Water Products Company | State | GP6 75 HTPDT** | Federally-Regulated Commercial & Industrial Equipment | LPG | 75 | 74 | 100 | FALSE |  |  | TRUE | FALSE | Gas-fired storage | High | 0.86 | 0.59 | 2019-05-16 |  | 2020-11-25
A.O. Smith Water Products Company | State | GP6 50 YTPDT* | Federally-Regulated Commercial & Industrial Equipment | Natural gas | 50 | 49 | 100 | FALSE |  |  | TRUE | FALSE | Gas-fired storage | High | 0.88 | 0.61 | 2019-04-04 |  | 2020-11-25
A.O. Smith Water Products Company | State | GP6 50 HTPDT** | Federally-Regulated Commercial & Industrial Equipment | LPG | 50 | 49 | 100 | FALSE |  |  | TRUE | FALSE | Gas-fired storage | High | 0.88 | 0.61 | 2019-05-16 |  | 2020-11-25
A.O. Smith Water Products Company | State | GP6 50 YTVIT* | Federally-Regulated Commercial & Industrial Equipment | Natural gas | 50 | 48 | 76 | FALSE |  |  | TRUE | FALSE | Gas-fired storage | High | 0.88 | 0.61 | 2019-04-04 |  | 2020-11-25
A.O. Smith Water Products Company | State | GP6 75 YTPDT* | Federally-Regulated Commercial & Industrial Equipment | Natural gas | 75 | 74 | 100 | FALSE |  |  | TRUE | FALSE | Gas-fired storage | High | 0.86 | 0.59 | 2019-05-16 |  | 2020-11-25
American Water Heater Co. | American | VG6250T76NV* | Federally-Regulated Commercial & Industrial Equipment | Natural gas | 50 | 48 | 76 | FALSE |  |  | TRUE | FALSE | Gas-fired storage | High | 0.88 |  | 2020-02-18 |  | 2020-11-25
American Water Heater Co. | American | VG6250T100NV* | Federally-Regulated Commercial & Industrial Equipment | Natural gas | 50 | 49 | 100 | FALSE |  |  | TRUE | FALSE | Gas-fired storage | High | 0.88 | 0.6147 | 2019-02-26 |  | 2020-11-25
American Water Heater Co. | American | VG6275T100PV** | Federally-Regulated Commercial & Industrial Equipment | LPG | 75 | 74 | 100 | FALSE |  |  | TRUE | FALSE | Gas-fired storage | High | 0.86 | 0.5922 | 2019-02-26 |  | 2020-11-25
American Water Heater Co. | American | VG6250T100PV** | Federally-Regulated Commercial & Industrial Equipment | LPG | 50 | 49 | 100 | FALSE |  |  | TRUE | FALSE | Gas-fired storage | High | 0.88 | 0.6147 | 2019-02-26 |  | 2020-11-25
American Water Heater Co. | American | VG6275T100NV* | Federally-Regulated Commercial & Industrial Equipment | Natural gas | 75 | 74 | 100 | FALSE |  |  | TRUE | FALSE | Gas-fired storage | High | 0.86 | 0.5922 | 2019-02-26 |  | 2020-11-25
A.O. Smith Water Products Company | RELIANCE WATER HEATERS | 6 75 HTPDT** | Federally-Regulated Commercial & Industrial Equipment | LPG | 75 | 74 | 100 | FALSE |  |  | TRUE | FALSE | Gas-fired storage | High | 0.86 | 0.59 | 2019-05-16 |  | 2020-11-25
A.O. Smith Water Products Company | RELIANCE WATER HEATERS | 6 50 YTVIT* | Federally-Regulated Commercial & Industrial Equipment | Natural gas | 50 | 48 | 76 | FALSE |  |  | TRUE | FALSE | Gas-fired storage | High | 0.88 | 0.61 | 2019-04-04 |  | 2020-11-25
A.O. Smith Water Products Company | RELIANCE WATER HEATERS | 6 75 YTPDT* | Federally-Regulated Commercial & Industrial Equipment | Natural gas | 75 | 74 | 100 | FALSE |  |  | TRUE | FALSE | Gas-fired storage | High | 0.86 | 0.59 | 2019-05-16 |  | 2020-11-25
A.O. Smith Water Products Company | RELIANCE WATER HEATERS | 6 50 YTPDT* | Federally-Regulated Commercial & Industrial Equipment | Natural gas | 50 | 49 | 100 | FALSE |  |  | TRUE | FALSE | Gas-fired storage | High | 0.88 | 0.61 | 2019-04-04 |  | 2020-11-25
A.O. Smith Water Products Company | RELIANCE WATER HEATERS | 6 50 HTPDT** | Federally-Regulated Commercial & Industrial Equipment | LPG | 50 | 49 | 100 | FALSE |  |  | TRUE | FALSE | Gas-fired storage | High | 0.88 | 0.61 | 2019-05-16 |  | 2020-11-25
A.O. Smith Water Products Company | A. O. SMITH | GDHE 75* | Federally-Regulated Commercial & Industrial Equipment | Natural gas | 75 | 74 | 100 | FALSE |  |  | TRUE | FALSE | Gas-fired storage | High | 0.86 | 0.59 | 2019-04-04 |  | 2020-11-25
A.O. Smith Water Products Company | A. O. SMITH | GDHE 50* | Federally-Regulated Commercial & Industrial Equipment | Natural gas | 50 | 49 | 100 | FALSE |  |  | TRUE | FALSE | Gas-fired storage | High | 0.88 | 0.61 | 2019-04-04 |  | 2020-11-25
A.O. Smith Water Products Company | A. O. SMITH | GPHE 50* | Federally-Regulated Commercial & Industrial Equipment | Natural gas | 50 | 48 | 76 | FALSE |  |  | TRUE | FALSE | Gas-fired storage | High | 0.88 | 0.61 | 2019-04-04 |  | 2020-11-25
A.O. Smith Water Products Company | A. O. SMITH | GDHE 50** | Federally-Regulated Commercial & Industrial Equipment | LPG | 50 | 49 | 100 | FALSE |  |  | TRUE | FALSE | Gas-fired storage | High | 0.88 | 0.61 | 2019-04-04 |  | 2020-11-25
A.O. Smith Water Products Company | A. O. SMITH | GDHE 75** | Federally-Regulated Commercial & Industrial Equipment | LPG | 75 | 74 | 100 | FALSE |  |  | TRUE | FALSE | Gas-fired storage | High | 0.86 | 0.59 | 2019-05-16 |  | 2020-11-25
A.O. Smith Water Products Company | GSW WATER HEATERS | 6G50100NPDVH* | Federally-Regulated Commercial & Industrial Equipment | Natural gas | 50 | 49 | 100 | FALSE |  |  | TRUE | FALSE | Gas-fired storage | High | 0.88 | 0.6147 | 2019-02-26 |  | 2020-11-25
A.O. Smith Water Products Company | GSW WATER HEATERS | 6G5076NVC* | Federally-Regulated Commercial & Industrial Equipment | Natural gas | 50 | 48 | 76 | FALSE |  |  | TRUE | FALSE | Gas-fired storage | High | 0.88 | 0.6147 | 2019-02-26 |  | 2020-11-25
A.O. Smith Water Products Company | GSW WATER HEATERS | 6G50100PPDVH* | Federally-Regulated Commercial & Industrial Equipment | LPG | 50 | 49 | 100 | FALSE |  |  | TRUE | FALSE | Gas-fired storage | High | 0.88 | 0.6147 | 2019-02-26 |  | 2020-11-25
A.O. Smith Water Products Company | GSW WATER HEATERS | 6G75100NPDVH02* | Federally-Regulated Commercial & Industrial Equipment | Natural gas | 75 | 74 | 100 | FALSE |  |  | TRUE | FALSE | Gas-fired storage | High | 0.86 | 0.5922 | 2019-02-26 |  | 2020-11-25
A.O. Smith Water Products Company | GSW WATER HEATERS | 6G75100PPDVH05** | Federally-Regulated Commercial & Industrial Equipment | LPG | 75 | 74 | 100 | FALSE |  |  | TRUE | FALSE | Gas-fired storage | High | 0.86 | 0.5922 | 2019-02-26 |  | 2020-11-25
American Water Heater Co. | American | PG10 34 100 2NV 200 | Federally-Regulated Commercial & Industrial Equipment | Natural gas | 34 | 33 | 100 | TRUE |  |  | TRUE | FALSE | Gas-fired storage | High | 0.9 | 0.63 | 2019-05-16 |  | 2020-12-02
American Water Heater Co. | State | GHX 34 100 N 200 | Federally-Regulated Commercial & Industrial Equipment | Natural gas | 34 | 33 | 100 | TRUE |  |  | TRUE | FALSE | Gas-fired storage | High | 0.9 | 0.6291 | 2019-02-26 |  | 2020-12-02
American Water Heater Co. | American | G62-75T75-4PV* 401 | Federally-Regulated Commercial & Industrial Equipment | LPG | 74 | 71 | 75.1 | FALSE |  |  | FALSE | FALSE | Gas-fired storage | High | 0.6 | 0.59 | 2020-01-27 |  | 2021-02-24
American Water Heater Co. | American | UG62 100T75 4NV 100 | Federally-Regulated Commercial & Industrial Equipment | Natural gas | 98 | 95 | 75.1 | FALSE |  |  | FALSE | FALSE | Gas-fired storage | High | 0.58 | 0.57 | 2020-01-27 |  | 2021-02-24
American Water Heater Co. | American | G62-75T77-PVLAT 401 | Federally-Regulated Commercial & Industrial Equipment | LPG | 74 | 71 | 75.1 | FALSE |  |  | FALSE | FALSE | Gas-fired storage | High | 0.6 | 0.59 | 2020-01-27 |  | 2021-02-24
American Water Heater Co. | American | UG62 75T75 4NV 100 | Federally-Regulated Commercial & Industrial Equipment | Natural gas | 74 | 71 | 75.1 | FALSE |  |  | FALSE | FALSE | Gas-fired storage | High | 0.64 | 0.59 | 2020-01-27 |  | 2021-02-24
American Water Heater Co. | American | G102-75T75-4PV* 401 | Federally-Regulated Commercial & Industrial Equipment | LPG | 74 | 71 | 75.1 | FALSE |  |  | FALSE | FALSE | Gas-fired storage | High | 0.6 | 0.59 | 2020-01-27 |  | 2021-02-24
American Water Heater Co. | American | G62-75T75-4NOV* 400 | Federally-Regulated Commercial & Industrial Equipment | Natural gas | 74 | 71 | 75.1 | FALSE |  |  | FALSE | FALSE | Gas-fired storage | High | 0.6 | 0.59 | 2020-01-27 |  | 2021-02-24
American Water Heater Co. | American | G122-100T77-4NOV* 400 | Federally-Regulated Commercial & Industrial Equipment | Natural gas | 98 | 95 | 75.1 | FALSE |  |  | FALSE | FALSE | Gas-fired storage | High | 0.58 | 0.57 | 2020-01-27 |  | 2021-02-24
American Water Heater Co. | American | G62-100T77-4NOV* 400 | Federally-Regulated Commercial & Industrial Equipment | Natural gas | 98 | 95 | 75.1 | FALSE |  |  | FALSE | FALSE | Gas-fired storage | High | 0.58 | 0.57 | 2020-01-27 |  | 2021-02-24
American Water Heater Co. | American | G122-75T75-4PV* 400 | Federally-Regulated Commercial & Industrial Equipment | Natural gas | 74 | 71 | 75.1 | FALSE |  |  | FALSE | FALSE | Gas-fired storage | High | 0.6 | 0.59 | 2020-01-27 |  | 2021-02-24
American Water Heater Co. | American | G102-75T75-4NOV* 400 | Federally-Regulated Commercial & Industrial Equipment | Natural gas | 74 | 71 | 75.1 | FALSE |  |  | FALSE | FALSE | Gas-fired storage | High | 0.6 | 0.59 | 2020-01-27 |  | 2021-02-24
American Water Heater Co. | American | G62-100T77-4PV* 401 | Federally-Regulated Commercial & Industrial Equipment | LPG | 98 | 95 | 75.1 | FALSE |  |  | FALSE | FALSE | Gas-fired storage | High | 0.58 | 0.57 | 2020-01-27 |  | 2021-02-24
American Water Heater Co. | American | G112-75T75-4PV* 401 | Federally-Regulated Commercial & Industrial Equipment | LPG | 74 | 71 | 75.1 | FALSE |  |  | FALSE | FALSE | Gas-fired storage | High | 0.6 | 0.59 | 2020-01-27 |  | 2021-02-24
A.O. Smith Water Products Company | RELIANCE WATER HEATERS | 6 100 URRT 100 | Federally-Regulated Commercial & Industrial Equipment | Natural gas | 98 | 95 | 75.1 | FALSE |  |  | FALSE | FALSE | Gas-fired storage | High | 0.58 | 0.57 | 2019-05-16 |  | 2021-02-24
A.O. Smith Water Products Company | RELIANCE WATER HEATERS | 6 75 URRS 100 | Federally-Regulated Commercial & Industrial Equipment | Natural gas | 74 | 71 | 75.1 | FALSE |  |  | FALSE | FALSE | Gas-fired storage | High | 0.64 | 0.59 | 2019-05-16 |  | 2021-02-24
A.O. Smith Water Products Company | RELIANCE WATER HEATERS | 6 100 XRRT* 400 | Federally-Regulated Commercial & Industrial Equipment | Natural gas | 98 | 95 | 75.1 | FALSE |  |  | FALSE | FALSE | Gas-fired storage | High | 0.58 | 0.57 | 2019-05-16 |  | 2021-02-24
A.O. Smith Water Products Company | RELIANCE WATER HEATERS | 6 100 CRRT* 401 | Federally-Regulated Commercial & Industrial Equipment | LPG | 98 | 95 | 75.1 | FALSE |  |  | FALSE | FALSE | Gas-fired storage | High | 0.58 | 0.57 | 2019-05-16 |  | 2021-02-24
A.O. Smith Water Products Company | RELIANCE WATER HEATERS | 6 75 CRRS* 401 | Federally-Regulated Commercial & Industrial Equipment | LPG | 74 | 71 | 75.1 | FALSE |  |  | FALSE | FALSE | Gas-fired storage | High | 0.6 | 0.59 | 2019-05-16 |  | 2021-02-24
A.O. Smith Water Products Company | RELIANCE WATER HEATERS | 6 75 XRRS* 400 | Federally-Regulated Commercial & Industrial Equipment | Natural gas | 74 | 71 | 75.1 | FALSE |  |  | FALSE | FALSE | Gas-fired storage | High | 0.6 | 0.59 | 2019-05-16 |  | 2021-02-24
A.O. Smith Water Products Company | A. O. SMITH | G6-T10076NV | Federally-Regulated Commercial & Industrial Equipment | Natural gas | 98 | 95 | 75.1 | FALSE |  |  | FALSE | FALSE | Gas-fired storage | High | 0.58 | 0.57 | 2019-05-16 |  | 2021-02-24
A.O. Smith Water Products Company | A. O. SMITH | PCG 100* 401 | Federally-Regulated Commercial & Industrial Equipment | LPG | 98 | 95 | 75.1 | FALSE |  |  | FALSE | FALSE | Gas-fired storage | High | 0.58 | 0.5715 | 2019-02-26 |  | 2021-02-24
A.O. Smith Water Products Company | A. O. SMITH | FCG 100* 400 | Federally-Regulated Commercial & Industrial Equipment | Natural gas | 98 | 95 | 75.1 | FALSE |  |  | FALSE | FALSE | Gas-fired storage | High | 0.58 | 0.57 | 2019-05-16 |  | 2021-02-24
A.O. Smith Water Products Company | A. O. SMITH | GCN 100 100 | Federally-Regulated Commercial & Industrial Equipment | Natural gas | 98 | 95 | 75.1 | FALSE |  |  | FALSE | FALSE | Gas-fired storage | High | 0.58 | 0.57 | 2019-05-16 |  | 2021-02-24
A.O. Smith Water Products Company | A. O. SMITH | G6-S7576PV | Federally-Regulated Commercial & Industrial Equipment | LPG | 74 | 71 | 75.1 | FALSE |  |  | FALSE | FALSE | Gas-fired storage | High | 0.6 | 0.59 | 2019-05-16 |  | 2021-02-24
A.O. Smith Water Products Company | A. O. SMITH | G6-US7576NV 100 | Federally-Regulated Commercial & Industrial Equipment | Natural gas | 74 | 71 | 75.1 | FALSE |  |  | FALSE | FALSE | Gas-fired storage | High | 0.64 | 0.59 | 2019-05-16 |  | 2021-02-24
A.O. Smith Water Products Company | A. O. SMITH | GCN 75 100 | Federally-Regulated Commercial & Industrial Equipment | Natural gas | 74 | 71 | 75.1 | FALSE |  |  | FALSE | FALSE | Gas-fired storage | High | 0.64 | 0.59 | 2019-05-16 |  | 2021-02-24
A.O. Smith Water Products Company | A. O. SMITH | G6-UT10076NV 100 | Federally-Regulated Commercial & Industrial Equipment | Natural gas | 98 | 95 | 75.1 | FALSE |  |  | FALSE | FALSE | Gas-fired storage | High | 0.58 | 0.57 | 2019-05-16 |  | 2021-02-24
A.O. Smith Water Products Company | A. O. SMITH | G6-T10076PV | Federally-Regulated Commercial & Industrial Equipment | LPG | 98 | 95 | 75.1 | FALSE |  |  | FALSE | FALSE | Gas-fired storage | High | 0.58 | 0.5715 | 2019-02-26 |  | 2021-02-24
A.O. Smith Water Products Company | A. O. SMITH | PCG 100* 400 | Federally-Regulated Commercial & Industrial Equipment | Natural gas | 98 | 95 | 75.1 | FALSE |  |  | FALSE | FALSE | Gas-fired storage | High | 0.58 | 0.57 | 2019-05-16 |  | 2021-02-24
A.O. Smith Water Products Company | A. O. SMITH | G6-S7576NV | Federally-Regulated Commercial & Industrial Equipment | Natural gas | 74 | 71 | 75.1 | FALSE |  |  | FALSE | FALSE | Gas-fired storage | High | 0.6 | 0.59 | 2019-05-16 |  | 2021-02-24
A.O. Smith Water Products Company | A. O. SMITH | FCG 75* 401 | Federally-Regulated Commercial & Industrial Equipment | LPG | 74 | 71 | 75.1 | FALSE |  |  | FALSE | FALSE | Gas-fired storage | High | 0.6 | 0.59 | 2019-05-16 |  | 2021-02-24
A.O. Smith Water Products Company | A. O. SMITH | PCG 75* 401 | Federally-Regulated Commercial & Industrial Equipment | LPG | 74 | 71 | 75.1 | FALSE |  |  | FALSE | FALSE | Gas-fired storage | High | 0.6 | 0.59 | 2019-05-16 |  | 2021-02-24
A.O. Smith Water Products Company | A. O. SMITH | FCG 75* 400 | Federally-Regulated Commercial & Industrial Equipment | Natural gas | 74 | 71 | 75.1 | FALSE |  |  | FALSE | FALSE | Gas-fired storage | High | 0.6 | 0.59 | 2019-05-16 |  | 2021-02-24
A.O. Smith Water Products Company | A. O. SMITH | PCG 75* 400 | Federally-Regulated Commercial & Industrial Equipment | Natural gas | 74 | 71 | 75.1 | FALSE |  |  | FALSE | FALSE | Gas-fired storage | High | 0.6 | 0.59 | 2019-05-16 |  | 2021-02-24
A.O. Smith Water Products Company | A. O. SMITH | FCG 100* 401 | Federally-Regulated Commercial & Industrial Equipment | LPG | 98 | 95 | 75.1 | FALSE |  |  | FALSE | FALSE | Gas-fired storage | High | 0.58 | 0.57 | 2019-05-16 |  | 2021-02-24
A.O. Smith Water Products Company | State | GS6 75 XRRS* 400 | Federally-Regulated Commercial & Industrial Equipment | Natural gas | 74 | 71 | 75.1 | FALSE |  |  | FALSE | FALSE | Gas-fired storage | High | 0.6 | 0.59 | 2019-05-16 |  | 2021-02-24
A.O. Smith Water Products Company | State | GS6 100 CRRT* 401 | Federally-Regulated Commercial & Industrial Equipment | LPG | 98 | 95 | 75.1 | FALSE |  |  | FALSE | FALSE | Gas-fired storage | High | 0.58 | 0.5715 | 2019-02-26 |  | 2021-02-24
A.O. Smith Water Products Company | State | GSX 75 CRRS* 401 | Federally-Regulated Commercial & Industrial Equipment | LPG | 74 | 71 | 75.1 | FALSE |  |  | FALSE | FALSE | Gas-fired storage | High | 0.6 | 0.59 | 2019-05-16 |  | 2021-02-24
A.O. Smith Water Products Company | State | GSX 75 XRRS* 400 | Federally-Regulated Commercial & Industrial Equipment | Natural gas | 74 | 71 | 75.1 | FALSE |  |  | FALSE | FALSE | Gas-fired storage | High | 0.6 | 0.59 | 2019-05-16 |  | 2021-02-24
A.O. Smith Water Products Company | State | GSX 100 CRRT* 401 | Federally-Regulated Commercial & Industrial Equipment | LPG | 98 | 95 | 75.1 | FALSE |  |  | FALSE | FALSE | Gas-fired storage | High | 0.58 | 0.57 | 2019-05-16 |  | 2021-02-24
A.O. Smith Water Products Company | State | GS6 100 XRRT* 400 | Federally-Regulated Commercial & Industrial Equipment | Natural gas | 98 | 95 | 75.1 | FALSE |  |  | FALSE | FALSE | Gas-fired storage | High | 0.58 | 0.57 | 2019-05-16 |  | 2021-02-24
A.O. Smith Water Products Company | State | GS6 75 URRS 100 | Federally-Regulated Commercial & Industrial Equipment | Natural gas | 74 | 71 | 75.1 | FALSE |  |  | FALSE | FALSE | Gas-fired storage | High | 0.64 | 0.59 | 2019-05-16 |  | 2021-02-24
A.O. Smith Water Products Company | State | GS6 75 CRRS* 401 | Federally-Regulated Commercial & Industrial Equipment | LPG | 74 | 71 | 75.1 | FALSE |  |  | FALSE | FALSE | Gas-fired storage | High | 0.6 | 0.59 | 2019-05-16 |  | 2021-02-24
A.O. Smith Water Products Company | State | GS6 100 URRT 100 | Federally-Regulated Commercial & Industrial Equipment | Natural gas | 98 | 95 | 75.1 | FALSE |  |  | FALSE | FALSE | Gas-fired storage | High | 0.58 | 0.57 | 2019-05-16 |  | 2021-02-24
A.O. Smith Water Products Company | State | GSX 100 XRRT* 400 | Federally-Regulated Commercial & Industrial Equipment | Natural gas | 98 | 95 | 75.1 | FALSE |  |  | FALSE | FALSE | Gas-fired storage | High | 0.58 | 0.57 | 2019-05-16 |  | 2021-02-24
A.O. Smith Water Products Company | U.S. Craftmaster | G2F7575T4NOV 400 | Federally-Regulated Commercial & Industrial Equipment | Natural gas | 74 | 71 | 75.1 | FALSE |  |  | FALSE | FALSE | Gas-fired storage | High | 0.6 | 0.59 | 2019-05-16 |  | 2021-02-24
A.O. Smith Water Products Company | U.S. Craftmaster | G2F7575T4PV 401 | Federally-Regulated Commercial & Industrial Equipment | LPG | 74 | 71 | 75.1 | FALSE |  |  | FALSE | FALSE | Gas-fired storage | High | 0.6 | 0.59 | 2019-05-16 |  | 2021-02-24
Ariston USA LLC | Westinghouse | WGRGH20**76F | Federally-Regulated Commercial & Industrial Equipment | LPG | 20 | 20 | 76 | FALSE |  |  | TRUE | FALSE | Gas-fired storage | High | 0.89 |  | 2021-02-17 | 10324773 | 2021-03-17
Ariston USA LLC | Westinghouse | WGRGH20**76F | Federally-Regulated Commercial & Industrial Equipment | Natural gas | 20 | 20 | 76 | FALSE |  |  | TRUE | FALSE | Gas-fired storage | High | 0.89 |  | 2021-02-17 | 10324773 | 2021-03-17
A.O. Smith Water Products Company | U.S. Craftmaster | PVG2F-7576T PV | Federally-Regulated Commercial & Industrial Equipment | LPG | 75 | 72 | 76 | TRUE |  |  | TRUE | FALSE | Gas-fired storage | High | 0.69 | 0.5922 | 2019-02-26 |  | 2021-03-17
A.O. Smith Water Products Company | U.S. Craftmaster | PDVG2F-7576T-NV | Federally-Regulated Commercial & Industrial Equipment | Natural gas | 75 | 72 | 76 | TRUE |  |  | TRUE | FALSE | Gas-fired storage | High | 0.68 | 0.5922 | 2019-02-26 |  | 2021-03-17
A.O. Smith Water Products Company | U.S. Craftmaster | PDVG2F-7576T-PV | Federally-Regulated Commercial & Industrial Equipment | LPG | 75 | 72 | 76 | TRUE |  |  | TRUE | FALSE | Gas-fired storage | High | 0.68 | 0.5922 | 2019-02-26 |  | 2021-03-17
A.O. Smith Water Products Company | U.S. Craftmaster | PVG2F-7576T NV | Federally-Regulated Commercial & Industrial Equipment | Natural gas | 75 | 72 | 76 | TRUE |  |  | TRUE | FALSE | Gas-fired storage | High | 0.69 | 0.5922 | 2019-02-26 |  | 2021-03-17
Ariston USA LLC | Westinghouse | WGRGH20**76F | Federally-Regulated Commercial & Industrial Equipment | LPG | 20 | 20 | 76 | FALSE |  |  | TRUE | FALSE | Gas-fired storage | High | 0.89 |  | 2021-03-17 | 10324773 | 2021-03-17
Ariston USA LLC | Westinghouse | WGRGH20**76F | Federally-Regulated Commercial & Industrial Equipment | Natural gas | 20 | 20 | 76 | FALSE |  |  | TRUE | FALSE | Gas-fired storage | High | 0.89 |  | 2021-03-17 | 10324773 | 2021-03-17
A.O. Smith Water Products Company | U.S. Craftmaster | PVG2F-7576T PV | Federally-Regulated Commercial & Industrial Equipment | LPG | 75 | 72 | 76 | TRUE |  |  | TRUE | FALSE | Gas-fired storage | High | 0.69 |  | 2021-03-17 | 10619660 | 2021-03-17
A.O. Smith Water Products Company | U.S. Craftmaster | PDVG2F-7576T-NV | Federally-Regulated Commercial & Industrial Equipment | Natural gas | 75 | 72 | 76 | TRUE |  |  | TRUE | FALSE | Gas-fired storage | High | 0.68 |  | 2021-03-17 | 10619669 | 2021-03-17
A.O. Smith Water Products Company | U.S. Craftmaster | PDVG2F-7576T-PV | Federally-Regulated Commercial & Industrial Equipment | LPG | 75 | 72 | 76 | TRUE |  |  | TRUE | FALSE | Gas-fired storage | High | 0.68 |  | 2021-03-17 | 10619670 | 2021-03-17
A.O. Smith Water Products Company | U.S. Craftmaster | PVG2F-7576T NV | Federally-Regulated Commercial & Industrial Equipment | Natural gas | 75 | 72 | 76 | TRUE |  |  | TRUE | FALSE | Gas-fired storage | High | 0.69 |  | 2021-03-17 | 10619659 | 2021-03-17
Ariston USA LLC | Westinghouse | WGRGH40**100F | Federally-Regulated Commercial & Industrial Equipment | LPG | 40 | 39 | 100 | FALSE |  |  | TRUE | FALSE | Gas-fired storage | High | 0.87 |  | 2021-02-17 | 10498627 | 2021-04-07
Ariston USA LLC | Westinghouse | WGRGH40**100F | Federally-Regulated Commercial & Industrial Equipment | Natural gas | 40 | 39 | 100 | FALSE |  |  | TRUE | FALSE | Gas-fired storage | High | 0.87 |  | 2021-02-17 | 10498627 | 2021-04-07
Ariston USA LLC | HTP | RGH20-76F | Federally-Regulated Commercial & Industrial Equipment | Natural gas | 20 | 20 | 76 | FALSE |  |  | TRUE | FALSE | Gas-fired storage | High | 0.89 | 0.64 | 2021-02-17 | 10324702 | 2021-04-07
Ariston USA LLC | HTP | RGH20-76F | Federally-Regulated Commercial & Industrial Equipment | LPG | 20 | 20 | 76 | FALSE |  |  | TRUE | FALSE | Gas-fired storage | High | 0.89 | 0.64 | 2021-02-17 | 10324702 | 2021-04-07
Ariston USA LLC | HTP | RGH40-100F | Federally-Regulated Commercial & Industrial Equipment | Natural gas | 40 | 39 | 100 | FALSE |  |  | TRUE | FALSE | Gas-fired storage | High | 0.87 | 0.62 | 2021-02-17 | 10498626 | 2021-04-07
Ariston USA LLC | HTP | RGH40-100F | Federally-Regulated Commercial & Industrial Equipment | LPG | 40 | 39 | 100 | FALSE |  |  | TRUE | FALSE | Gas-fired storage | High | 0.87 | 0.62 | 2021-02-17 | 10498626 | 2021-04-07
A.O. Smith Water Products Company | A. O. SMITH | GSP 100 200 | Federally-Regulated Commercial & Industrial Equipment | Natural gas | 34 | 33 | 100 | TRUE |  |  | TRUE | FALSE | Gas-fired storage | High | 0.9 | 0.63 | 2019-05-16 |  | 2021-04-14
A.O. Smith Water Products Company | A. O. SMITH | GSP 100 201 | Federally-Regulated Commercial & Industrial Equipment | LPG | 34 | 33 | 100 | TRUE |  |  | TRUE | FALSE | Gas-fired storage | High | 0.9 | 0.63 | 2019-05-16 |  | 2021-04-14
American Water Heater Co. | State | GHX 34 100 P 201 | Federally-Regulated Commercial & Industrial Equipment | LPG | 34 | 33 | 100 | TRUE |  |  | TRUE | FALSE | Gas-fired storage | High | 0.9 |  | 2020-01-27 |  | 2021-04-14
EcoSmart US, LLC | EcoSmart | ECO18 | Federally-Regulated Commercial & Industrial Equipment | Electric resistance | 1 | 1 | 18 |  |  |  |  | FALSE | Electric instantaneous | Low | 0.94 |  | 2021-04-21 | 206903639 | 2021-04-28
EcoSmart US, LLC | EcoSmart | ECO36 | Federally-Regulated Commercial & Industrial Equipment | Electric resistance | 1 | 1 | 36 |  |  |  |  | FALSE | Electric instantaneous | Medium | 0.94 |  | 2021-04-21 | 206903641 | 2021-04-28
EcoSmart US, LLC | EcoSmart | ECO24 | Federally-Regulated Commercial & Industrial Equipment | Electric resistance | 1 | 1 | 24 |  |  |  |  | FALSE | Electric instantaneous | Low | 0.93 |  | 2021-04-21 | 206903640 | 2021-04-28
EcoSmart US, LLC | EcoSmart | ECO27 | Federally-Regulated Commercial & Industrial Equipment | Electric resistance | 1 | 1 | 27 |  |  |  |  | FALSE | Electric instantaneous | Low | 0.93 |  | 2021-04-14 | 206900541 | 2021-04-28
EcoSmart US, LLC | Rheem | RTEX-13 | Federally-Regulated Commercial & Industrial Equipment | Electric resistance | 1 | 1 | 13 |  |  |  |  | FALSE | Electric instantaneous | Very small | 0.88 |  | 2021-04-21 | 206903642 | 2021-04-28
EcoSmart US, LLC | EcoSmart | ECO18 | Federally-Regulated Commercial & Industrial Equipment | Electric resistance | 1 | 1 | 18 |  |  |  |  | FALSE | Electric instantaneous | Low | 0.94 |  | 2021-04-28 | 206903639 | 2021-04-28
EcoSmart US, LLC | EcoSmart | ECO36 | Federally-Regulated Commercial & Industrial Equipment | Electric resistance | 1 | 1 | 36 |  |  |  |  | FALSE | Electric instantaneous | Medium | 0.94 |  | 2021-04-28 | 206903641 | 2021-04-28
EcoSmart US, LLC | EcoSmart | ECO24 | Federally-Regulated Commercial & Industrial Equipment | Electric resistance | 1 | 1 | 24 |  |  |  |  | FALSE | Electric instantaneous | Low | 0.93 |  | 2021-04-28 | 206903640 | 2021-04-28
EcoSmart US, LLC | EcoSmart | ECO27 | Federally-Regulated Commercial & Industrial Equipment | Electric resistance | 1 | 1 | 27 |  |  |  |  | FALSE | Electric instantaneous | Low | 0.93 |  | 2021-04-28 | 206900541 | 2021-04-28
EcoSmart US, LLC | Rheem | RTEX-13 | Federally-Regulated Commercial & Industrial Equipment | Electric resistance | 1 | 1 | 13 |  |  |  |  | FALSE | Electric instantaneous | Very small | 0.88 |  | 2021-04-28 | 206903642 | 2021-04-28
A.O. Smith Water Products Company | A. O. SMITH | G6-PDT7576NV 310 | Federally-Regulated Commercial & Industrial Equipment | LPG | 75 | 72 | 76 | TRUE |  |  | TRUE | FALSE | Gas-fired storage | High | 0.68 | 0.59 | 2019-04-04 |  | 2021-05-26
A.O. Smith Water Products Company | A. O. SMITH | G6-PDT7576NV 310 | Federally-Regulated Commercial & Industrial Equipment | Natural gas | 75 | 72 | 76 | TRUE |  |  | TRUE | FALSE | Gas-fired storage | High | 0.68 | 0.59 | 2019-04-04 |  | 2021-05-26
A.O. Smith Water Products Company | A. O. SMITH | GPVX 75L 310 | Federally-Regulated Commercial & Industrial Equipment | Natural gas | 75 | 72 | 76 | TRUE |  |  | TRUE | FALSE | Gas-fired storage | High | 0.69 | 0.59 | 2019-04-04 |  | 2021-05-26
A.O. Smith Water Products Company | A. O. SMITH | BTF 80 310 | Federally-Regulated Commercial & Industrial Equipment | LPG | 75 | 72 | 76 | TRUE |  |  | TRUE | FALSE | Gas-fired storage | High | 0.69 | 0.59 | 2019-04-04 |  | 2021-05-26
A.O. Smith Water Products Company | A. O. SMITH | G6-PVT7576NV 310 | Federally-Regulated Commercial & Industrial Equipment | Natural gas | 75 | 72 | 76 | TRUE |  |  | TRUE | FALSE | Gas-fired storage | High | 0.69 | 0.59 | 2019-04-04 |  | 2021-05-26
A.O. Smith Water Products Company | A. O. SMITH | G6-PVT7576NV 310 | Federally-Regulated Commercial & Industrial Equipment | LPG | 75 | 72 | 76 | TRUE |  |  | TRUE | FALSE | Gas-fired storage | High | 0.69 | 0.59 | 2019-04-04 |  | 2021-05-26
A.O. Smith Water Products Company | A. O. SMITH | GPVX 75L 310 | Federally-Regulated Commercial & Industrial Equipment | LPG | 75 | 72 | 76 | TRUE |  |  | TRUE | FALSE | Gas-fired storage | High | 0.69 | 0.59 | 2019-04-04 |  | 2021-05-26
A.O. Smith Water Products Company | A. O. SMITH | GPDX 75L 310 | Federally-Regulated Commercial & Industrial Equipment | LPG | 75 | 72 | 76 | TRUE |  |  | TRUE | FALSE | Gas-fired storage | High | 0.68 | 0.59 | 2019-04-04 |  | 2021-05-26
A.O. Smith Water Products Company | A. O. SMITH | GPDX 75L 310 | Federally-Regulated Commercial & Industrial Equipment | Natural gas | 75 | 72 | 76 | TRUE |  |  | TRUE | FALSE | Gas-fired storage | High | 0.68 | 0.59 | 2019-04-04 |  | 2021-05-26
A.O. Smith Water Products Company | A. O. SMITH | BPD 80 310 | Federally-Regulated Commercial & Industrial Equipment | LPG | 75 | 72 | 76 | TRUE |  |  | TRUE | FALSE | Gas-fired storage | High | 0.68 | 0.59 | 2019-04-04 |  | 2021-05-26
A.O. Smith Water Products Company | A. O. SMITH | BTF 80 310 | Federally-Regulated Commercial & Industrial Equipment | Natural gas | 75 | 72 | 76 | TRUE |  |  | TRUE | FALSE | Gas-fired storage | High | 0.69 | 0.59 | 2019-04-04 |  | 2021-05-26
A.O. Smith Water Products Company | A. O. SMITH | BPD 80 310 | Federally-Regulated Commercial & Industrial Equipment | Natural gas | 75 | 72 | 76 | TRUE |  |  | TRUE | FALSE | Gas-fired storage | High | 0.68 | 0.59 | 2019-04-04 |  | 2021-05-26
A.O. Smith Water Products Company | U.S. Craftmaster | PDVG2F-7576T-NV | Federally-Regulated Commercial & Industrial Equipment | Natural gas | 75 | 72 | 76 | TRUE |  |  | TRUE | FALSE | Gas-fired storage | High | 0.68 |  | 2021-03-17 | 10619669 | 2021-05-26
A.O. Smith Water Products Company | U.S. Craftmaster | PVG2F-7576T NV | Federally-Regulated Commercial & Industrial Equipment | Natural gas | 75 | 72 | 76 | TRUE |  |  | TRUE | FALSE | Gas-fired storage | High | 0.69 |  | 2021-03-17 | 10619659 | 2021-05-26
A.O. Smith Water Products Company | U.S. Craftmaster | PVG2F-7576T PV | Federally-Regulated Commercial & Industrial Equipment | LPG | 75 | 72 | 76 | TRUE |  |  | TRUE | FALSE | Gas-fired storage | High | 0.69 |  | 2021-03-17 | 10619660 | 2021-05-26
A.O. Smith Water Products Company | U.S. Craftmaster | PDVG2F-7576T-PV | Federally-Regulated Commercial & Industrial Equipment | LPG | 75 | 72 | 76 | TRUE |  |  | TRUE | FALSE | Gas-fired storage | High | 0.68 |  | 2021-03-17 | 10619670 | 2021-05-26
A.O. Smith Water Products Company | Lochinvar | PVN075 75ST 310 | Federally-Regulated Commercial & Industrial Equipment | LPG | 75 | 72 | 76 | TRUE |  |  | TRUE | FALSE | Gas-fired storage | High | 0.69 |  | 2021-02-24 | 202576022 | 2021-05-26
A.O. Smith Water Products Company | Lochinvar | CDN075075 310 | Federally-Regulated Commercial & Industrial Equipment | Natural gas | 75 | 72 | 76 | TRUE |  |  | TRUE | FALSE | Gas-fired storage | High | 0.68 |  | 2021-02-24 | 202576016 | 2021-05-26
A.O. Smith Water Products Company | Lochinvar | CDN075075 310 | Federally-Regulated Commercial & Industrial Equipment | LPG | 75 | 72 | 76 | TRUE |  |  | TRUE | FALSE | Gas-fired storage | High | 0.68 |  | 2021-02-24 | 202576016 | 2021-05-26
A.O. Smith Water Products Company | Lochinvar | CVN075075 310 | Federally-Regulated Commercial & Industrial Equipment | LPG | 75 | 72 | 76 | TRUE |  |  | TRUE | FALSE | Gas-fired storage | High | 0.69 |  | 2021-02-24 | 202576023 | 2021-05-26
A.O. Smith Water Products Company | Lochinvar | CVN075075 310 | Federally-Regulated Commercial & Industrial Equipment | Natural gas | 75 | 72 | 76 | TRUE |  |  | TRUE | FALSE | Gas-fired storage | High | 0.69 |  | 2021-02-24 | 202576023 | 2021-05-26
A.O. Smith Water Products Company | Lochinvar | PRN075 75ESST 310 | Federally-Regulated Commercial & Industrial Equipment | Natural gas | 75 | 72 | 76 | TRUE |  |  | TRUE | FALSE | Gas-fired storage | High | 0.68 |  | 2021-02-24 | 202576015 | 2021-05-26
A.O. Smith Water Products Company | Lochinvar | PRN075 75ESST 310 | Federally-Regulated Commercial & Industrial Equipment | LPG | 75 | 72 | 76 | TRUE |  |  | TRUE | FALSE | Gas-fired storage | High | 0.68 |  | 2021-02-24 | 202576015 | 2021-05-26
A.O. Smith Water Products Company | Lochinvar | PVN075 75ST 310 | Federally-Regulated Commercial & Industrial Equipment | Natural gas | 75 | 72 | 76 | TRUE |  |  | TRUE | FALSE | Gas-fired storage | High | 0.69 |  | 2021-02-24 | 202576022 | 2021-05-26
A.O. Smith Water Products Company | State | GS 6 75YRPDT L 310 | Federally-Regulated Commercial & Industrial Equipment | Natural gas | 75 | 72 | 76 | TRUE |  |  | TRUE | FALSE | Gas-fired storage | High | 0.68 | 0.59 | 2019-04-04 |  | 2021-05-26
A.O. Smith Water Products Company | State | GS 6 75YRPDT L 310 | Federally-Regulated Commercial & Industrial Equipment | LPG | 75 | 72 | 76 | TRUE |  |  | TRUE | FALSE | Gas-fired storage | High | 0.68 | 0.59 | 2019-04-04 |  | 2021-05-26
A.O. Smith Water Products Company | State | SDV 75 76N E 310 | Federally-Regulated Commercial & Industrial Equipment | LPG | 75 | 72 | 76 | TRUE |  |  | TRUE | FALSE | Gas-fired storage | High | 0.68 | 0.59 | 2019-04-04 |  | 2021-05-26
A.O. Smith Water Products Company | State | GS 6 75YRVHTL 310 | Federally-Regulated Commercial & Industrial Equipment | Natural gas | 75 | 72 | 76 | TRUE |  |  | TRUE | FALSE | Gas-fired storage | High | 0.69 | 0.59 | 2019-04-04 |  | 2021-05-26
A.O. Smith Water Products Company | State | SDV 75 76N E 310 | Federally-Regulated Commercial & Industrial Equipment | Natural gas | 75 | 72 | 76 | TRUE |  |  | TRUE | FALSE | Gas-fired storage | High | 0.68 | 0.59 | 2019-04-04 |  | 2021-05-26
A.O. Smith Water Products Company | State | GS 6 75YRVHTL 310 | Federally-Regulated Commercial & Industrial Equipment | LPG | 75 | 72 | 76 | TRUE |  |  | TRUE | FALSE | Gas-fired storage | High | 0.69 | 0.59 | 2019-04-04 |  | 2021-05-26
A.O. Smith Water Products Company | RELIANCE WATER HEATERS | 6 75 YRVHTL 310 | Federally-Regulated Commercial & Industrial Equipment | Natural gas | 75 | 72 | 76 | TRUE |  |  | TRUE | FALSE | Gas-fired storage | High | 0.69 | 0.59 | 2019-04-04 |  | 2021-05-26
A.O. Smith Water Products Company | RELIANCE WATER HEATERS | 6 75 YRPDT L 310 | Federally-Regulated Commercial & Industrial Equipment | Natural gas | 75 | 72 | 76 | TRUE |  |  | TRUE | FALSE | Gas-fired storage | High | 0.68 | 0.59 | 2019-04-04 |  | 2021-05-26
A.O. Smith Water Products Company | RELIANCE WATER HEATERS | 6 75 YRPDT L 310 | Federally-Regulated Commercial & Industrial Equipment | LPG | 75 | 72 | 76 | TRUE |  |  | TRUE | FALSE | Gas-fired storage | High | 0.68 | 0.59 | 2019-04-04 |  | 2021-05-26
A.O. Smith Water Products Company | RELIANCE WATER HEATERS | 6 75 YRVHTL 310 | Federally-Regulated Commercial & Industrial Equipment | LPG | 75 | 72 | 76 | TRUE |  |  | TRUE | FALSE | Gas-fired storage | High | 0.69 | 0.59 | 2019-04-04 |  | 2021-05-26
American Water Heater Co. | American | PDVCG32-75T76-NV 310 | Federally-Regulated Commercial & Industrial Equipment | Natural gas | 75 | 72 | 76 | TRUE |  |  | TRUE | FALSE | Gas-fired storage | High | 0.68 | 0.59 | 2019-04-04 |  | 2021-05-26
American Water Heater Co. | American | PDVG62-75T76-NV 210 | Federally-Regulated Commercial & Industrial Equipment | Natural gas | 75 | 72 | 76 | TRUE |  |  | TRUE | FALSE | Gas-fired storage | High | 0.68 | 0.59 | 2019-06-10 |  | 2021-05-26
American Water Heater Co. | American | PDVG62-75T76-LV 211 | Federally-Regulated Commercial & Industrial Equipment | LPG | 75 | 72 | 76 | TRUE |  |  | TRUE | FALSE | Gas-fired storage | High | 0.68 | 0.59 | 2019-06-10 |  | 2021-05-26
American Water Heater Co. | American | PVCG32-75T76-LV 211 | Federally-Regulated Commercial & Industrial Equipment | LPG | 75 | 72 | 76 | TRUE |  |  | TRUE | FALSE | Gas-fired storage | High | 0.69 | 0.59 | 2019-06-10 |  | 2021-05-26
American Water Heater Co. | American | PVG62-75T76-NV 310 | Federally-Regulated Commercial & Industrial Equipment | LPG | 75 | 72 | 76 | TRUE |  |  | TRUE | FALSE | Gas-fired storage | High | 0.69 | 0.59 | 2019-04-04 |  | 2021-05-26
American Water Heater Co. | American | PVG62-75T76-NV 310 | Federally-Regulated Commercial & Industrial Equipment | Natural gas | 75 | 72 | 76 | TRUE |  |  | TRUE | FALSE | Gas-fired storage | High | 0.69 | 0.59 | 2019-04-04 |  | 2021-05-26
American Water Heater Co. | American | PDVG62-75T76-NV 310 | Federally-Regulated Commercial & Industrial Equipment | Natural gas | 75 | 72 | 76 | TRUE |  |  | TRUE | FALSE | Gas-fired storage | High | 0.68 | 0.59 | 2019-04-04 |  | 2021-05-26
American Water Heater Co. | American | PDVCG32-75T76-NV 310 | Federally-Regulated Commercial & Industrial Equipment | LPG | 75 | 72 | 76 | TRUE |  |  | TRUE | FALSE | Gas-fired storage | High | 0.68 | 0.59 | 2019-04-04 |  | 2021-05-26
American Water Heater Co. | American | PDVCG32-75T76-NV 210 | Federally-Regulated Commercial & Industrial Equipment | Natural gas | 75 | 72 | 76 | TRUE |  |  | TRUE | FALSE | Gas-fired storage | High | 0.68 | 0.59 | 2019-06-10 |  | 2021-05-26
American Water Heater Co. | American | PVCG32-75T76-NV 210 | Federally-Regulated Commercial & Industrial Equipment | Natural gas | 75 | 72 | 76 | TRUE |  |  | TRUE | FALSE | Gas-fired storage | High | 0.69 | 0.59 | 2019-06-10 |  | 2021-05-26
American Water Heater Co. | American | PVCG32-75T76-NV 310 | Federally-Regulated Commercial & Industrial Equipment | Natural gas | 75 | 72 | 76 | TRUE |  |  | TRUE | FALSE | Gas-fired storage | High | 0.69 | 0.59 | 2019-04-04 |  | 2021-05-26
American Water Heater Co. | American | PDVCG32-75T76-LV 211 | Federally-Regulated Commercial & Industrial Equipment | LPG | 75 | 72 | 76 | TRUE |  |  | TRUE | FALSE | Gas-fired storage | High | 0.68 | 0.59 | 2019-06-10 |  | 2021-05-26
American Water Heater Co. | American | PDVG62-75T76-NV 310 | Federally-Regulated Commercial & Industrial Equipment | LPG | 75 | 72 | 76 | TRUE |  |  | TRUE | FALSE | Gas-fired storage | High | 0.68 | 0.59 | 2019-04-04 |  | 2021-05-26
American Water Heater Co. | American | PVCG32-75T76-NV 310 | Federally-Regulated Commercial & Industrial Equipment | LPG | 75 | 72 | 76 | TRUE |  |  | TRUE | FALSE | Gas-fired storage | High | 0.69 | 0.59 | 2019-04-04 |  | 2021-05-26
American Water Heater Co. | American | PVG62-75T76-NV 210 | Federally-Regulated Commercial & Industrial Equipment | Natural gas | 75 | 72 | 76 | TRUE |  |  | TRUE | FALSE | Gas-fired storage | High | 0.69 | 0.59 | 2019-06-10 |  | 2021-05-26
American Water Heater Co. | American | PVG62-75T76-LV 211 | Federally-Regulated Commercial & Industrial Equipment | LPG | 75 | 72 | 76 | TRUE |  |  | TRUE | FALSE | Gas-fired storage | High | 0.69 | 0.59 | 2019-06-10 |  | 2021-05-26
Heatworks Technologies | Heatworks Technologies | MODEL 3 | Federally-Regulated Commercial & Industrial Equipment | Electric resistance | 1 | 0.8 | 24 |  |  |  |  | TRUE | Electric instantaneous | Low | 0.94 | 0.8 | 2019-04-25 |  | 2021-06-02
Heatworks Technologies | Heatworks Technologies | MODEL 3 | Federally-Regulated Commercial & Industrial Equipment | Electric resistance | 0.8 | 0.8 | 24 |  |  |  |  | FALSE | Electric instantaneous | Low | 0.94 | 0.8 | 2021-06-02 |  | 2021-06-02
American Water Heater Co. | American | VG6250T100*V 3** | Federally-Regulated Commercial & Industrial Equipment | LPG | 50 | 49 | 100 | FALSE |  |  | TRUE | FALSE | Gas-fired storage | High | 0.88 |  | 2021-02-24 | 206340219 | 2021-07-31
American Water Heater Co. | American | VG6250T76NV 1** | Federally-Regulated Commercial & Industrial Equipment | Natural gas | 50 | 48 | 76 | FALSE |  |  | TRUE | FALSE | Gas-fired storage | High | 0.88 |  | 2021-02-24 | 206340215 | 2021-07-31
American Water Heater Co. | American | VG6250T100*V 3** | Federally-Regulated Commercial & Industrial Equipment | Natural gas | 50 | 49 | 100 | FALSE |  |  | TRUE | FALSE | Gas-fired storage | High | 0.88 |  | 2021-02-24 | 206340219 | 2021-07-31
Bradford White Corporation | Jetglas | ULG2PV75H76*N | Federally-Regulated Commercial & Industrial Equipment | Natural gas | 75 | 72 | 76 | TRUE |  |  | TRUE | FALSE | Gas-fired storage | High | 0.69 |  | 2019-12-03 |  | 2021-07-31
Bradford White Corporation | Jetglas | URG2100H**N | Federally-Regulated Commercial & Industrial Equipment | Natural gas | 100 | 95 | 80 | TRUE |  |  | FALSE | FALSE | Gas-fired storage | High | 0.57 |  | 2019-12-03 |  | 2021-07-31
Bradford White Corporation | Jetglas | LG1PV55H78*X | Federally-Regulated Commercial & Industrial Equipment | LPG | 55 | 55 | 78 | TRUE |  |  | TRUE | FALSE | Gas-fired storage | High | 0.68 |  | 2019-12-03 |  | 2021-07-31
Bradford White Corporation | Jetglas | LG1PV55H78*N | Federally-Regulated Commercial & Industrial Equipment | Natural gas | 55 | 55 | 78 | TRUE |  |  | TRUE | FALSE | Gas-fired storage | High | 0.68 |  | 2019-12-03 |  | 2021-07-31
Bradford White Corporation | Jetglas | RG2100H*N | Federally-Regulated Commercial & Industrial Equipment | Natural gas | 100 | 95 | 80 | TRUE |  |  | FALSE | FALSE | Gas-fired storage | High | 0.57 |  | 2019-12-03 |  | 2021-07-31
Bradford White Corporation | Jetglas | RG1PV55H*X | Federally-Regulated Commercial & Industrial Equipment | LPG | 55 | 55 | 78 | TRUE |  |  | TRUE | FALSE | Gas-fired storage | High | 0.68 |  | 2019-12-03 |  | 2021-07-31
Bradford White Corporation | Jetglas | LG255H78*X | Federally-Regulated Commercial & Industrial Equipment | LPG | 55 | 55 | 78 | TRUE |  |  | FALSE | FALSE | Gas-fired storage | High | 0.61 |  | 2019-12-03 |  | 2021-07-31
Bradford White Corporation | Jetglas | URG275H*N | Federally-Regulated Commercial & Industrial Equipment | Natural gas | 75 | 72 | 76 | TRUE |  |  | FALSE | FALSE | Gas-fired storage | High | 0.59 |  | 2019-12-03 |  | 2021-07-31
Bradford White Corporation | Jetglas | URG2PV75H*N | Federally-Regulated Commercial & Industrial Equipment | Natural gas | 75 | 72 | 76 | TRUE |  |  | TRUE | FALSE | Gas-fired storage | High | 0.69 |  | 2019-12-03 |  | 2021-07-31
Bradford White Corporation | Jetglas | LG275H76*X | Federally-Regulated Commercial & Industrial Equipment | LPG | 75 | 72 | 76 | TRUE |  |  | FALSE | FALSE | Gas-fired storage | High | 0.59 |  | 2019-12-03 |  | 2021-07-31
Bradford White Corporation | Jetglas | LG2100H80*X | Federally-Regulated Commercial & Industrial Equipment | LPG | 100 | 95 | 80 | TRUE |  |  | FALSE | FALSE | Gas-fired storage | High | 0.57 |  | 2019-12-03 |  | 2021-07-31
Bradford White Corporation | Jetglas | RG275H*N | Federally-Regulated Commercial & Industrial Equipment | Natural gas | 75 | 72 | 76 | TRUE |  |  | FALSE | FALSE | Gas-fired storage | High | 0.59 |  | 2019-12-03 |  | 2021-07-31
Bradford White Corporation | Jetglas | RG2PDV75H*X | Federally-Regulated Commercial & Industrial Equipment | LPG | 75 | 72 | 78 | TRUE |  |  | TRUE | FALSE | Gas-fired storage | High | 0.69 |  | 2019-12-03 |  | 2021-07-31
Bradford White Corporation | Jetglas | RG275H*X | Federally-Regulated Commercial & Industrial Equipment | LPG | 75 | 72 | 76 | TRUE |  |  | FALSE | FALSE | Gas-fired storage | High | 0.59 |  | 2019-12-03 |  | 2021-07-31
Bradford White Corporation | Jetglas | LG2PV75H76*N | Federally-Regulated Commercial & Industrial Equipment | Natural gas | 75 | 72 | 76 | TRUE |  |  | TRUE | FALSE | Gas-fired storage | High | 0.69 |  | 2019-12-03 |  | 2021-07-31
Bradford White Corporation | Jetglas | ULG275H76*N | Federally-Regulated Commercial & Industrial Equipment | Natural gas | 75 | 72 | 76 | TRUE |  |  | FALSE | FALSE | Gas-fired storage | High | 0.59 |  | 2019-12-03 |  | 2021-07-31
Bradford White Corporation | Jetglas | RG255H*X | Federally-Regulated Commercial & Industrial Equipment | LPG | 55 | 55 | 78 | TRUE |  |  | FALSE | FALSE | Gas-fired storage | High | 0.61 |  | 2019-12-03 |  | 2021-07-31
Bradford White Corporation | Jetglas | RG2PV75H*N | Federally-Regulated Commercial & Industrial Equipment | Natural gas | 75 | 72 | 76 | TRUE |  |  | TRUE | FALSE | Gas-fired storage | High | 0.69 |  | 2019-12-03 |  | 2021-07-31
Bradford White Corporation | Jetglas | RG2PV75H*X | Federally-Regulated Commercial & Industrial Equipment | LPG | 75 | 72 | 76 | TRUE |  |  | TRUE | FALSE | Gas-fired storage | High | 0.69 |  | 2019-12-03 |  | 2021-07-31
Bradford White Corporation | Jetglas | RG2100H*X | Federally-Regulated Commercial & Industrial Equipment | LPG | 100 | 95 | 80 | TRUE |  |  | FALSE | FALSE | Gas-fired storage | High | 0.57 |  | 2019-12-03 |  | 2021-07-31
Bradford White Corporation | Jetglas | LG2PDV75H80*N | Federally-Regulated Commercial & Industrial Equipment | Natural gas | 75 | 72 | 80 | TRUE |  |  | TRUE | FALSE | Gas-fired storage | High | 0.69 |  | 2019-12-03 |  | 2021-07-31
Bradford White Corporation | Jetglas | LG2PDV75H80*X | Federally-Regulated Commercial & Industrial Equipment | LPG | 75 | 72 | 78 | TRUE |  |  | TRUE | FALSE | Gas-fired storage | High | 0.69 |  | 2019-12-03 |  | 2021-07-31
Bradford White Corporation | Jetglas | LG275H76*N | Federally-Regulated Commercial & Industrial Equipment | Natural gas | 75 | 72 | 76 | TRUE |  |  | FALSE | FALSE | Gas-fired storage | High | 0.59 |  | 2019-12-03 |  | 2021-07-31
Bradford White Corporation | Jetglas | RG255H*N | Federally-Regulated Commercial & Industrial Equipment | Natural gas | 55 | 55 | 78 | TRUE |  |  | FALSE | FALSE | Gas-fired storage | High | 0.61 |  | 2019-12-03 |  | 2021-07-31
Bradford White Corporation | Jetglas | RG2PDV75H*N | Federally-Regulated Commercial & Industrial Equipment | Natural gas | 75 | 72 | 80 | TRUE |  |  | TRUE | FALSE | Gas-fired storage | High | 0.69 |  | 2019-12-03 |  | 2021-07-31
Bradford White Corporation | Jetglas | LG2PV75H76*X | Federally-Regulated Commercial & Industrial Equipment | LPG | 75 | 72 | 76 | TRUE |  |  | TRUE | FALSE | Gas-fired storage | High | 0.69 |  | 2019-12-03 |  | 2021-07-31
Bradford White Corporation | Jetglas | LG2100H80*N | Federally-Regulated Commercial & Industrial Equipment | Natural gas | 100 | 95 | 80 | TRUE |  |  | FALSE | FALSE | Gas-fired storage | High | 0.57 |  | 2019-12-03 |  | 2021-07-31
Bradford White Corporation | Jetglas | LC2PV50H76*N | Federally-Regulated Commercial & Industrial Equipment | Natural gas | 50 | 48 | 76 | TRUE |  |  | TRUE | FALSE | Gas-fired storage | High | 0.8 |  | 2019-12-03 |  | 2021-07-31
Bradford White Corporation | Jetglas | LG255H78*N | Federally-Regulated Commercial & Industrial Equipment | Natural gas | 55 | 55 | 78 | TRUE |  |  | FALSE | FALSE | Gas-fired storage | High | 0.61 |  | 2019-12-03 |  | 2021-07-31
Bradford White Corporation | Jetglas | LC2PV50H76*X | Federally-Regulated Commercial & Industrial Equipment | LPG | 50 | 48 | 76 | TRUE |  |  | TRUE | FALSE | Gas-fired storage | High | 0.8 |  | 2019-12-03 |  | 2021-07-31
Bradford White Corporation | Jetglas | RG1PV55H*N | Federally-Regulated Commercial & Industrial Equipment | Natural gas | 55 | 55 | 78 | TRUE |  |  | TRUE | FALSE | Gas-fired storage | High | 0.68 |  | 2019-12-03 |  | 2021-07-31
Bradford White Corporation | Jetglas | ULG2100H80*N | Federally-Regulated Commercial & Industrial Equipment | Natural gas | 100 | 95 | 80 | TRUE |  |  | FALSE | FALSE | Gas-fired storage | High | 0.57 |  | 2019-12-03 |  | 2021-07-31
A.O. Smith Water Products Company | A. O. SMITH | GDHE-50 3** | Federally-Regulated Commercial & Industrial Equipment | Natural gas | 50 | 49 | 100 | FALSE |  |  | TRUE | FALSE | Gas-fired storage | High | 0.88 |  | 2021-02-24 | 206362098 | 2021-07-31
A.O. Smith Water Products Company | A. O. SMITH | GDHE-50 3** | Federally-Regulated Commercial & Industrial Equipment | LPG | 50 | 49 | 100 | FALSE |  |  | TRUE | FALSE | Gas-fired storage | High | 0.88 |  | 2021-02-24 | 206362098 | 2021-07-31
A.O. Smith Water Products Company | A. O. SMITH | GPHE-50 1** | Federally-Regulated Commercial & Industrial Equipment | Natural gas | 50 | 48 | 76 | FALSE |  |  | TRUE | FALSE | Gas-fired storage | High | 0.88 |  | 2021-02-24 | 206340207 | 2021-07-31
A.O. Smith Water Products Company | RELIANCE WATER HEATERS | 6-50-*TPDT 3** | Federally-Regulated Commercial & Industrial Equipment | LPG | 50 | 49 | 100 | FALSE |  |  | TRUE | FALSE | Gas-fired storage | High | 0.88 |  | 2021-02-24 | 206340220 | 2021-07-31
A.O. Smith Water Products Company | RELIANCE WATER HEATERS | 6-50-YTVIT 1** | Federally-Regulated Commercial & Industrial Equipment | Natural gas | 50 | 48 | 76 | FALSE |  |  | TRUE | FALSE | Gas-fired storage | High | 0.88 |  | 2021-02-24 | 206340216 | 2021-07-31
A.O. Smith Water Products Company | RELIANCE WATER HEATERS | 6-50-*TPDT 3** | Federally-Regulated Commercial & Industrial Equipment | Natural gas | 50 | 49 | 100 | FALSE |  |  | TRUE | FALSE | Gas-fired storage | High | 0.88 |  | 2021-02-24 | 206340220 | 2021-07-31
A.O. Smith Water Products Company | GSW WATER HEATERS | 6G5076NVC 1** | Federally-Regulated Commercial & Industrial Equipment | Natural gas | 50 | 48 | 76 | FALSE |  |  | TRUE | FALSE | Gas-fired storage | High | 0.88 |  | 2021-02-24 | 206340214 | 2021-07-31
A.O. Smith Water Products Company | GSW WATER HEATERS | 6G50100*PDVH 3** | Federally-Regulated Commercial & Industrial Equipment | LPG | 50 | 49 | 100 | FALSE |  |  | TRUE | FALSE | Gas-fired storage | High | 0.88 |  | 2021-02-24 | 206340218 | 2021-07-31
A.O. Smith Water Products Company | GSW WATER HEATERS | 6G50100*PDVH 3** | Federally-Regulated Commercial & Industrial Equipment | Natural gas | 50 | 49 | 100 | FALSE |  |  | TRUE | FALSE | Gas-fired storage | High | 0.88 |  | 2021-02-24 | 206340218 | 2021-07-31
Rheem Sales Company, Inc. | Richmond | 5V100F-76P | Federally-Regulated Commercial & Industrial Equipment | LPG | 98 | 93 | 75.1 | TRUE |  |  | FALSE | FALSE | Gas-fired storage | High | 0.58 | 0.5715 | 2019-02-26 |  | 2021-07-31
Rheem Sales Company, Inc. | Richmond | 6G75-76F | Federally-Regulated Commercial & Industrial Equipment | Natural gas | 75 | 73 | 75.1 | TRUE |  |  | FALSE | FALSE | Gas-fired storage | High | 0.61 | 0.5922 | 2019-02-26 |  | 2021-07-31
Rheem Sales Company, Inc. | Richmond | 5V100F-76N | Federally-Regulated Commercial & Industrial Equipment | Natural gas | 98 | 93 | 75.1 | TRUE |  |  | FALSE | FALSE | Gas-fired storage | High | 0.58 | 0.5715 | 2019-02-26 |  | 2021-07-31
Rheem Sales Company, Inc. | Richmond | 6G75-76PF | Federally-Regulated Commercial & Industrial Equipment | LPG | 75 | 73 | 75.1 | TRUE |  |  | FALSE | FALSE | Gas-fired storage | High | 0.61 | 0.5922 | 2019-02-26 |  | 2021-07-31
Rheem Sales Company, Inc. | Richmond | 6G75PDVP-76 | Federally-Regulated Commercial & Industrial Equipment | LPG | 75 | 73 | 75.1 | TRUE |  |  | TRUE | FALSE | Gas-fired storage | High | 0.63 | 0.5922 | 2019-02-26 |  | 2021-07-31
Rheem Sales Company, Inc. | Rheem | PRO+G75-76P RH PDV | Federally-Regulated Commercial & Industrial Equipment | LPG | 75 | 73 | 75.1 | TRUE |  |  | TRUE | FALSE | Gas-fired storage | High | 0.63 | 0.59 | 2019-02-27 |  | 2021-07-31
Ariston USA LLC | Westinghouse | WGRGH20**76F | Federally-Regulated Commercial & Industrial Equipment | Natural gas | 20 | 20 | 76 | FALSE |  |  | TRUE | FALSE | Gas-fired storage | High | 0.89 |  | 2021-03-17 | 10324773 | 2021-07-31
Ariston USA LLC | Westinghouse | WGRGH20**76F | Federally-Regulated Commercial & Industrial Equipment | LPG | 20 | 20 | 76 | FALSE |  |  | TRUE | FALSE | Gas-fired storage | High | 0.89 |  | 2021-03-17 | 10324773 | 2021-07-31
Rheem Sales Company, Inc. | Ruud | PRO+G75-76P RU PDV | Federally-Regulated Commercial & Industrial Equipment | LPG | 75 | 73 | 75.1 | TRUE |  |  | TRUE | FALSE | Gas-fired storage | High | 0.63 | 0.59 | 2019-02-27 |  | 2021-07-31
Rheem Sales Company, Inc. | RHEEM/RUUD | G75-76LP | Federally-Regulated Commercial & Industrial Equipment | LPG | 75 | 73 | 75.1 | TRUE |  |  | FALSE | FALSE | Gas-fired storage | High | 0.61 | 0.59 | 2019-02-27 |  | 2021-07-31
Rheem Sales Company, Inc. | RHEEM/RUUD | G100-76LP | Federally-Regulated Commercial & Industrial Equipment | LPG | 98 | 93 | 75.1 | TRUE |  |  | FALSE | FALSE | Gas-fired storage | High | 0.58 | 0.57 | 2019-02-27 |  | 2021-07-31
Rheem Sales Company, Inc. | RHEEM/RUUD | GPV75-76FV | Federally-Regulated Commercial & Industrial Equipment | Natural gas | 75 | 73 | 75.1 | TRUE |  |  | TRUE | FALSE | Gas-fired storage | High | 0.59 | 0.59 | 2019-02-27 |  | 2021-07-31
Bradford White Corporation | Jetglas | ULG2PV75H76*N | Federally-Regulated Commercial & Industrial Equipment | Natural gas | 75 | 72 | 76 | TRUE |  |  | TRUE | FALSE | Gas-fired storage | High | 0.69 |  | 2021-07-31 | 200094619 | 2021-07-31
Bradford White Corporation | Jetglas | URG2100H**N | Federally-Regulated Commercial & Industrial Equipment | Natural gas | 100 | 95 | 80 | TRUE |  |  | FALSE | FALSE | Gas-fired storage | High | 0.57 |  | 2021-07-31 | 200094642 | 2021-07-31
Bradford White Corporation | Jetglas | LG1PV55H78*X | Federally-Regulated Commercial & Industrial Equipment | LPG | 55 | 55 | 78 | TRUE |  |  | TRUE | FALSE | Gas-fired storage | High | 0.68 |  | 2021-07-31 | 200094601 | 2021-07-31
Bradford White Corporation | Jetglas | LG1PV55H78*N | Federally-Regulated Commercial & Industrial Equipment | Natural gas | 55 | 55 | 78 | TRUE |  |  | TRUE | FALSE | Gas-fired storage | High | 0.68 |  | 2021-07-31 | 200094599 | 2021-07-31
Bradford White Corporation | Jetglas | RG2100H*N | Federally-Regulated Commercial & Industrial Equipment | Natural gas | 100 | 95 | 80 | TRUE |  |  | FALSE | FALSE | Gas-fired storage | High | 0.57 |  | 2021-07-31 | 200094583 | 2021-07-31
Bradford White Corporation | Jetglas | RG1PV55H*X | Federally-Regulated Commercial & Industrial Equipment | LPG | 55 | 55 | 78 | TRUE |  |  | TRUE | FALSE | Gas-fired storage | High | 0.68 |  | 2021-07-31 | 200094597 | 2021-07-31
Bradford White Corporation | Jetglas | LG255H78*X | Federally-Regulated Commercial & Industrial Equipment | LPG | 55 | 55 | 78 | TRUE |  |  | FALSE | FALSE | Gas-fired storage | High | 0.61 |  | 2021-07-31 | 200094634 | 2021-07-31
Bradford White Corporation | Jetglas | URG275H*N | Federally-Regulated Commercial & Industrial Equipment | Natural gas | 75 | 72 | 76 | TRUE |  |  | FALSE | FALSE | Gas-fired storage | High | 0.59 |  | 2021-07-31 | 200094611 | 2021-07-31
Bradford White Corporation | Jetglas | URG2PV75H*N | Federally-Regulated Commercial & Industrial Equipment | Natural gas | 75 | 72 | 76 | TRUE |  |  | TRUE | FALSE | Gas-fired storage | High | 0.69 |  | 2021-07-31 | 200094557 | 2021-07-31
Bradford White Corporation | Jetglas | LG275H76*X | Federally-Regulated Commercial & Industrial Equipment | LPG | 75 | 72 | 76 | TRUE |  |  | FALSE | FALSE | Gas-fired storage | High | 0.59 |  | 2021-07-31 | 200094581 | 2021-07-31
Bradford White Corporation | Jetglas | LG2100H80*X | Federally-Regulated Commercial & Industrial Equipment | LPG | 100 | 95 | 80 | TRUE |  |  | FALSE | FALSE | Gas-fired storage | High | 0.57 |  | 2021-07-31 | 200094638 | 2021-07-31
Bradford White Corporation | Jetglas | RG275H*N | Federally-Regulated Commercial & Industrial Equipment | Natural gas | 75 | 72 | 76 | TRUE |  |  | FALSE | FALSE | Gas-fired storage | High | 0.59 |  | 2021-07-31 | 200094575 | 2021-07-31
Bradford White Corporation | Jetglas | RG2PDV75H*X | Federally-Regulated Commercial & Industrial Equipment | LPG | 75 | 72 | 78 | TRUE |  |  | TRUE | FALSE | Gas-fired storage | High | 0.69 |  | 2021-07-31 | 200094605 | 2021-07-31
Bradford White Corporation | Jetglas | RG275H*X | Federally-Regulated Commercial & Industrial Equipment | LPG | 75 | 72 | 76 | TRUE |  |  | FALSE | FALSE | Gas-fired storage | High | 0.59 |  | 2021-07-31 | 200094577 | 2021-07-31
Bradford White Corporation | Jetglas | LG2PV75H76*N | Federally-Regulated Commercial & Industrial Equipment | Natural gas | 75 | 72 | 76 | TRUE |  |  | TRUE | FALSE | Gas-fired storage | High | 0.69 |  | 2021-07-31 | 200094591 | 2021-07-31
Bradford White Corporation | Jetglas | ULG275H76*N | Federally-Regulated Commercial & Industrial Equipment | Natural gas | 75 | 72 | 76 | TRUE |  |  | FALSE | FALSE | Gas-fired storage | High | 0.59 |  | 2021-07-31 | 200094613 | 2021-07-31
Bradford White Corporation | Jetglas | RG255H*X | Federally-Regulated Commercial & Industrial Equipment | LPG | 55 | 55 | 78 | TRUE |  |  | FALSE | FALSE | Gas-fired storage | High | 0.61 |  | 2021-07-31 | 200094626 | 2021-07-31
Bradford White Corporation | Jetglas | RG2PV75H*N | Federally-Regulated Commercial & Industrial Equipment | Natural gas | 75 | 72 | 76 | TRUE |  |  | TRUE | FALSE | Gas-fired storage | High | 0.69 |  | 2021-07-31 | 200094553 | 2021-07-31
Bradford White Corporation | Jetglas | RG2PV75H*X | Federally-Regulated Commercial & Industrial Equipment | LPG | 75 | 72 | 76 | TRUE |  |  | TRUE | FALSE | Gas-fired storage | High | 0.69 |  | 2021-07-31 | 200094555 | 2021-07-31
Bradford White Corporation | Jetglas | RG2100H*X | Federally-Regulated Commercial & Industrial Equipment | LPG | 100 | 95 | 80 | TRUE |  |  | FALSE | FALSE | Gas-fired storage | High | 0.57 |  | 2021-07-31 | 200094585 | 2021-07-31
Bradford White Corporation | Jetglas | LG2PDV75H80*N | Federally-Regulated Commercial & Industrial Equipment | Natural gas | 75 | 72 | 80 | TRUE |  |  | TRUE | FALSE | Gas-fired storage | High | 0.69 |  | 2021-07-31 | 200094607 | 2021-07-31
Bradford White Corporation | Jetglas | LG2PDV75H80*X | Federally-Regulated Commercial & Industrial Equipment | LPG | 75 | 72 | 78 | TRUE |  |  | TRUE | FALSE | Gas-fired storage | High | 0.69 |  | 2021-07-31 | 200094609 | 2021-07-31
Bradford White Corporation | Jetglas | LG275H76*N | Federally-Regulated Commercial & Industrial Equipment | Natural gas | 75 | 72 | 76 | TRUE |  |  | FALSE | FALSE | Gas-fired storage | High | 0.59 |  | 2021-07-31 | 200094579 | 2021-07-31
Bradford White Corporation | Jetglas | RG255H*N | Federally-Regulated Commercial & Industrial Equipment | Natural gas | 55 | 55 | 78 | TRUE |  |  | FALSE | FALSE | Gas-fired storage | High | 0.61 |  | 2021-07-31 | 200094624 | 2021-07-31
Bradford White Corporation | Jetglas | RG2PDV75H*N | Federally-Regulated Commercial & Industrial Equipment | Natural gas | 75 | 72 | 80 | TRUE |  |  | TRUE | FALSE | Gas-fired storage | High | 0.69 |  | 2021-07-31 | 200094603 | 2021-07-31
Bradford White Corporation | Jetglas | LG2PV75H76*X | Federally-Regulated Commercial & Industrial Equipment | LPG | 75 | 72 | 76 | TRUE |  |  | TRUE | FALSE | Gas-fired storage | High | 0.69 |  | 2021-07-31 | 200094593 | 2021-07-31
Bradford White Corporation | Jetglas | LG2100H80*N | Federally-Regulated Commercial & Industrial Equipment | Natural gas | 100 | 95 | 80 | TRUE |  |  | FALSE | FALSE | Gas-fired storage | High | 0.57 |  | 2021-07-31 | 200094636 | 2021-07-31
Bradford White Corporation | Jetglas | LC2PV50H76*N | Federally-Regulated Commercial & Industrial Equipment | Natural gas | 50 | 48 | 76 | TRUE |  |  | TRUE | FALSE | Gas-fired storage | High | 0.8 |  | 2021-07-31 | 200094563 | 2021-07-31
Bradford White Corporation | Jetglas | LG255H78*N | Federally-Regulated Commercial & Industrial Equipment | Natural gas | 55 | 55 | 78 | TRUE |  |  | FALSE | FALSE | Gas-fired storage | High | 0.61 |  | 2021-07-31 | 200094632 | 2021-07-31
Bradford White Corporation | Jetglas | LC2PV50H76*X | Federally-Regulated Commercial & Industrial Equipment | LPG | 50 | 48 | 76 | TRUE |  |  | TRUE | FALSE | Gas-fired storage | High | 0.8 |  | 2021-07-31 | 200094565 | 2021-07-31
Bradford White Corporation | Jetglas | RG1PV55H*N | Federally-Regulated Commercial & Industrial Equipment | Natural gas | 55 | 55 | 78 | TRUE |  |  | TRUE | FALSE | Gas-fired storage | High | 0.68 |  | 2021-07-31 | 200094595 | 2021-07-31
Bradford White Corporation | Jetglas | ULG2100H80*N | Federally-Regulated Commercial & Industrial Equipment | Natural gas | 100 | 95 | 80 | TRUE |  |  | FALSE | FALSE | Gas-fired storage | High | 0.57 |  | 2021-07-31 | 200094640 | 2021-07-31
American Water Heater Co. | American | VG6250T100*V 3** | Federally-Regulated Commercial & Industrial Equipment | LPG | 50 | 49 | 100 | FALSE |  |  | TRUE | FALSE | Gas-fired storage | High | 0.88 |  | 2021-07-31 | 206340219 | 2021-07-31
American Water Heater Co. | American | VG6250T76NV 1** | Federally-Regulated Commercial & Industrial Equipment | Natural gas | 50 | 48 | 76 | FALSE |  |  | TRUE | FALSE | Gas-fired storage | High | 0.88 |  | 2021-07-31 | 206340215 | 2021-07-31
American Water Heater Co. | American | VG6250T100*V 3** | Federally-Regulated Commercial & Industrial Equipment | Natural gas | 50 | 49 | 100 | FALSE |  |  | TRUE | FALSE | Gas-fired storage | High | 0.88 |  | 2021-07-31 | 206340219 | 2021-07-31
A.O. Smith Water Products Company | RELIANCE WATER HEATERS | 6-50-*TPDT 3** | Federally-Regulated Commercial & Industrial Equipment | LPG | 50 | 49 | 100 | FALSE |  |  | TRUE | FALSE | Gas-fired storage | High | 0.88 |  | 2021-07-31 | 206340220 | 2021-07-31
A.O. Smith Water Products Company | RELIANCE WATER HEATERS | 6-50-YTVIT 1** | Federally-Regulated Commercial & Industrial Equipment | Natural gas | 50 | 48 | 76 | FALSE |  |  | TRUE | FALSE | Gas-fired storage | High | 0.88 |  | 2021-07-31 | 206340216 | 2021-07-31
A.O. Smith Water Products Company | RELIANCE WATER HEATERS | 6-50-*TPDT 3** | Federally-Regulated Commercial & Industrial Equipment | Natural gas | 50 | 49 | 100 | FALSE |  |  | TRUE | FALSE | Gas-fired storage | High | 0.88 |  | 2021-07-31 | 206340220 | 2021-07-31
Rheem Sales Company, Inc. | Ruud | PRO+G75-76P RU PDV | Federally-Regulated Commercial & Industrial Equipment | LPG | 75 | 73 | 75.1 | TRUE |  |  | TRUE | FALSE | Gas-fired storage | High | 0.63 |  | 2021-07-31 | 10333827 | 2021-07-31
A.O. Smith Water Products Company | A. O. SMITH | GDHE-50 3** | Federally-Regulated Commercial & Industrial Equipment | Natural gas | 50 | 49 | 100 | FALSE |  |  | TRUE | FALSE | Gas-fired storage | High | 0.88 |  | 2021-07-31 | 206362098 | 2021-07-31
A.O. Smith Water Products Company | A. O. SMITH | GDHE-50 3** | Federally-Regulated Commercial & Industrial Equipment | LPG | 50 | 49 | 100 | FALSE |  |  | TRUE | FALSE | Gas-fired storage | High | 0.88 |  | 2021-07-31 | 206362098 | 2021-07-31
A.O. Smith Water Products Company | A. O. SMITH | GPHE-50 1** | Federally-Regulated Commercial & Industrial Equipment | Natural gas | 50 | 48 | 76 | FALSE |  |  | TRUE | FALSE | Gas-fired storage | High | 0.88 |  | 2021-07-31 | 206340207 | 2021-07-31
Rheem Sales Company, Inc. | Rheem | PRO+G75-76P RH PDV | Federally-Regulated Commercial & Industrial Equipment | LPG | 75 | 73 | 75.1 | TRUE |  |  | TRUE | FALSE | Gas-fired storage | High | 0.63 |  | 2021-07-31 | 10333826 | 2021-07-31
Rheem Sales Company, Inc. | RHEEM/RUUD | G75-76LP | Federally-Regulated Commercial & Industrial Equipment | LPG | 75 | 73 | 75.1 | TRUE |  |  | FALSE | FALSE | Gas-fired storage | High | 0.61 |  | 2021-07-31 | 10333803 | 2021-07-31
Rheem Sales Company, Inc. | RHEEM/RUUD | G100-76LP | Federally-Regulated Commercial & Industrial Equipment | LPG | 98 | 93 | 75.1 | TRUE |  |  | FALSE | FALSE | Gas-fired storage | High | 0.58 |  | 2021-07-31 | 10333802 | 2021-07-31
Rheem Sales Company, Inc. | RHEEM/RUUD | GPV75-76FV | Federally-Regulated Commercial & Industrial Equipment | Natural gas | 75 | 73 | 75.1 | TRUE |  |  | TRUE | FALSE | Gas-fired storage | High | 0.59 |  | 2021-07-31 | 10333823 | 2021-07-31
Ariston USA LLC | Westinghouse | WGRGH20**76F | Federally-Regulated Commercial & Industrial Equipment | Natural gas | 20 | 20 | 76 | FALSE |  |  | TRUE | FALSE | Gas-fired storage | High | 0.89 |  | 2021-07-31 | 10324773 | 2021-07-31
Ariston USA LLC | Westinghouse | WGRGH20**76F | Federally-Regulated Commercial & Industrial Equipment | LPG | 20 | 20 | 76 | FALSE |  |  | TRUE | FALSE | Gas-fired storage | High | 0.89 |  | 2021-07-31 | 10324773 | 2021-07-31
Rheem Sales Company, Inc. | Richmond | 5V100F-76P | Federally-Regulated Commercial & Industrial Equipment | LPG | 98 | 93 | 75.1 | TRUE |  |  | FALSE | FALSE | Gas-fired storage | High | 0.58 |  | 2021-07-31 | 10333799 | 2021-07-31
Rheem Sales Company, Inc. | Richmond | 6G75-76F | Federally-Regulated Commercial & Industrial Equipment | Natural gas | 75 | 73 | 75.1 | TRUE |  |  | FALSE | FALSE | Gas-fired storage | High | 0.61 |  | 2021-07-31 | 10333800 | 2021-07-31
Rheem Sales Company, Inc. | Richmond | 5V100F-76N | Federally-Regulated Commercial & Industrial Equipment | Natural gas | 98 | 93 | 75.1 | TRUE |  |  | FALSE | FALSE | Gas-fired storage | High | 0.58 |  | 2021-07-31 | 10333798 | 2021-07-31
Rheem Sales Company, Inc. | Richmond | 6G75-76PF | Federally-Regulated Commercial & Industrial Equipment | LPG | 75 | 73 | 75.1 | TRUE |  |  | FALSE | FALSE | Gas-fired storage | High | 0.61 |  | 2021-07-31 | 10333801 | 2021-07-31
Rheem Sales Company, Inc. | Richmond | 6G75PDVP-76 | Federally-Regulated Commercial & Industrial Equipment | LPG | 75 | 73 | 75.1 | TRUE |  |  | TRUE | FALSE | Gas-fired storage | High | 0.63 |  | 2021-07-31 | 10333820 | 2021-07-31
A.O. Smith Water Products Company | GSW WATER HEATERS | 6G5076NVC 1** | Federally-Regulated Commercial & Industrial Equipment | Natural gas | 50 | 48 | 76 | FALSE |  |  | TRUE | FALSE | Gas-fired storage | High | 0.88 |  | 2021-07-31 | 206340214 | 2021-07-31
A.O. Smith Water Products Company | GSW WATER HEATERS | 6G50100*PDVH 3** | Federally-Regulated Commercial & Industrial Equipment | LPG | 50 | 49 | 100 | FALSE |  |  | TRUE | FALSE | Gas-fired storage | High | 0.88 |  | 2021-07-31 | 206340218 | 2021-07-31
A.O. Smith Water Products Company | GSW WATER HEATERS | 6G50100*PDVH 3** | Federally-Regulated Commercial & Industrial Equipment | Natural gas | 50 | 49 | 100 | FALSE |  |  | TRUE | FALSE | Gas-fired storage | High | 0.88 |  | 2021-07-31 | 206340218 | 2021-07-31
Bradford White Corporation | Jetglas | RC2PV50H*X | Federally-Regulated Commercial & Industrial Equipment | LPG | 50 | 48 | 76 | TRUE |  |  | TRUE | FALSE | Gas-fired storage | High | 0.8 |  | 2019-12-03 |  | 2021-08-25
Bradford White Corporation | Jetglas | RC2PV50H*N | Federally-Regulated Commercial & Industrial Equipment | Natural gas | 50 | 48 | 76 | TRUE |  |  | TRUE | FALSE | Gas-fired storage | High | 0.8 |  | 2019-12-03 |  | 2021-08-25
Bradford White Corporation | BRADFORD WHITE | RC2PV50H*X | Federally-Regulated Commercial & Industrial Equipment | LPG | 50 | 48 | 76 | TRUE |  |  | TRUE | FALSE | Gas-fired storage | High | 0.8 | 0.61 | 2019-12-03 |  | 2021-08-25
Bradford White Corporation | BRADFORD WHITE | RC2PV50H*N | Federally-Regulated Commercial & Industrial Equipment | Natural gas | 50 | 48 | 76 | TRUE |  |  | TRUE | FALSE | Gas-fired storage | High | 0.8 | 0.61 | 2019-12-03 |  | 2021-08-25
Bradford White Corporation | Jetglas | RC2PV50H*X | Federally-Regulated Commercial & Industrial Equipment | LPG | 50 | 48 | 76 | TRUE |  |  | TRUE | FALSE | Gas-fired storage | High | 0.8 |  | 2021-08-25 | 200094561 | 2021-08-25
Bradford White Corporation | Jetglas | RC2PV50H*N | Federally-Regulated Commercial & Industrial Equipment | Natural gas | 50 | 48 | 76 | TRUE |  |  | TRUE | FALSE | Gas-fired storage | High | 0.8 |  | 2021-08-25 | 200094559 | 2021-08-25
Bradford White Corporation | BRADFORD WHITE | RC2PV50H*X | Federally-Regulated Commercial & Industrial Equipment | LPG | 50 | 48 | 76 | TRUE |  |  | TRUE | FALSE | Gas-fired storage | High | 0.8 |  | 2021-08-25 | 200094560 | 2021-08-25
Bradford White Corporation | BRADFORD WHITE | RC2PV50H*N | Federally-Regulated Commercial & Industrial Equipment | Natural gas | 50 | 48 | 76 | TRUE |  |  | TRUE | FALSE | Gas-fired storage | High | 0.8 |  | 2021-08-25 | 200094558 | 2021-08-25
Bradford White Corporation | Jetglas | LC2PV50H76*X | Federally-Regulated Commercial & Industrial Equipment | LPG | 50 | 48 | 76 | TRUE |  |  | TRUE | FALSE | Gas-fired storage | High | 0.8 |  | 2021-07-31 | 200094565 | 2021-09-01
Bradford White Corporation | Jetglas | LG255H78*X | Federally-Regulated Commercial & Industrial Equipment | LPG | 55 | 55 | 78 | TRUE |  |  | FALSE | FALSE | Gas-fired storage | High | 0.61 |  | 2021-07-31 | 200094634 | 2021-09-01
Bradford White Corporation | Jetglas | LC2PV50H76*N | Federally-Regulated Commercial & Industrial Equipment | Natural gas | 50 | 48 | 76 | TRUE |  |  | TRUE | FALSE | Gas-fired storage | High | 0.8 |  | 2021-07-31 | 200094563 | 2021-09-01
Bradford White Corporation | Jetglas | RG1PV55H*N | Federally-Regulated Commercial & Industrial Equipment | Natural gas | 55 | 55 | 78 | TRUE |  |  | TRUE | FALSE | Gas-fired storage | High | 0.68 |  | 2021-07-31 | 200094595 | 2021-09-01
Bradford White Corporation | Jetglas | LG1PV55H78*N | Federally-Regulated Commercial & Industrial Equipment | Natural gas | 55 | 55 | 78 | TRUE |  |  | TRUE | FALSE | Gas-fired storage | High | 0.68 |  | 2021-07-31 | 200094599 | 2021-09-01
Bradford White Corporation | Jetglas | LG2100H80*X | Federally-Regulated Commercial & Industrial Equipment | LPG | 100 | 95 | 80 | TRUE |  |  | FALSE | FALSE | Gas-fired storage | High | 0.57 |  | 2021-07-31 | 200094638 | 2021-09-01
Bradford White Corporation | Jetglas | LG255H78*N | Federally-Regulated Commercial & Industrial Equipment | Natural gas | 55 | 55 | 78 | TRUE |  |  | FALSE | FALSE | Gas-fired storage | High | 0.61 |  | 2021-07-31 | 200094632 | 2021-09-01
Bradford White Corporation | Jetglas | ULG2100H80*N | Federally-Regulated Commercial & Industrial Equipment | Natural gas | 100 | 95 | 80 | TRUE |  |  | FALSE | FALSE | Gas-fired storage | High | 0.57 |  | 2021-07-31 | 200094640 | 2021-09-01
Bradford White Corporation | Jetglas | RG2100H*X | Federally-Regulated Commercial & Industrial Equipment | LPG | 100 | 95 | 80 | TRUE |  |  | FALSE | FALSE | Gas-fired storage | High | 0.57 |  | 2021-07-31 | 200094585 | 2021-09-01
Bradford White Corporation | Jetglas | LG1PV55H78*X | Federally-Regulated Commercial & Industrial Equipment | LPG | 55 | 55 | 78 | TRUE |  |  | TRUE | FALSE | Gas-fired storage | High | 0.68 |  | 2021-07-31 | 200094601 | 2021-09-01
Bradford White Corporation | Jetglas | LG2100H80*N | Federally-Regulated Commercial & Industrial Equipment | Natural gas | 100 | 95 | 80 | TRUE |  |  | FALSE | FALSE | Gas-fired storage | High | 0.57 |  | 2021-07-31 | 200094636 | 2021-09-01
Bradford White Corporation | Jetglas | RG2100H*N | Federally-Regulated Commercial & Industrial Equipment | Natural gas | 100 | 95 | 80 | TRUE |  |  | FALSE | FALSE | Gas-fired storage | High | 0.57 |  | 2021-07-31 | 200094583 | 2021-09-01
Bradford White Corporation | Jetglas | URG2100H**N | Federally-Regulated Commercial & Industrial Equipment | Natural gas | 100 | 95 | 80 | TRUE |  |  | FALSE | FALSE | Gas-fired storage | High | 0.57 |  | 2021-07-31 | 200094642 | 2021-09-01
Bradford White Corporation | Jetglas | RG255H*X | Federally-Regulated Commercial & Industrial Equipment | LPG | 55 | 55 | 78 | TRUE |  |  | FALSE | FALSE | Gas-fired storage | High | 0.61 |  | 2021-07-31 | 200094626 | 2021-09-01
Bradford White Corporation | Jetglas | RG1PV55H*X | Federally-Regulated Commercial & Industrial Equipment | LPG | 55 | 55 | 78 | TRUE |  |  | TRUE | FALSE | Gas-fired storage | High | 0.68 |  | 2021-07-31 | 200094597 | 2021-09-01
Bradford White Corporation | Jetglas | RG255H*N | Federally-Regulated Commercial & Industrial Equipment | Natural gas | 55 | 55 | 78 | TRUE |  |  | FALSE | FALSE | Gas-fired storage | High | 0.61 |  | 2021-07-31 | 200094624 | 2021-09-01
Bradford White Corporation | BRADFORD WHITE | LG255H78*X | Federally-Regulated Commercial & Industrial Equipment | LPG | 55 | 55 | 78 | TRUE |  |  | FALSE | FALSE | Gas-fired storage | High | 0.61 | 0.61 | 2019-12-03 |  | 2021-09-01
Bradford White Corporation | BRADFORD WHITE | LG1PV55H78*N | Federally-Regulated Commercial & Industrial Equipment | Natural gas | 55 | 55 | 78 | TRUE |  |  | TRUE | FALSE | Gas-fired storage | High | 0.68 | 0.61 | 2019-12-03 |  | 2021-09-01
Bradford White Corporation | BRADFORD WHITE | RG2100H*N | Federally-Regulated Commercial & Industrial Equipment | Natural gas | 100 | 95 | 80 | TRUE |  |  | FALSE | FALSE | Gas-fired storage | High | 0.57 | 0.57 | 2019-10-17 |  | 2021-09-01
Bradford White Corporation | BRADFORD WHITE | RG2100H*X | Federally-Regulated Commercial & Industrial Equipment | LPG | 100 | 95 | 80 | TRUE |  |  | FALSE | FALSE | Gas-fired storage | High | 0.57 | 0.57 | 2019-12-03 |  | 2021-09-01
Bradford White Corporation | BRADFORD WHITE | RG1PV55H*X | Federally-Regulated Commercial & Industrial Equipment | LPG | 55 | 55 | 78 | TRUE |  |  | TRUE | FALSE | Gas-fired storage | High | 0.68 | 0.61 | 2019-12-03 |  | 2021-09-01
Bradford White Corporation | BRADFORD WHITE | RG255H*X | Federally-Regulated Commercial & Industrial Equipment | LPG | 55 | 55 | 78 | TRUE |  |  | FALSE | FALSE | Gas-fired storage | High | 0.61 | 0.61 | 2019-12-03 |  | 2021-09-01
Bradford White Corporation | BRADFORD WHITE | URG2100H**N | Federally-Regulated Commercial & Industrial Equipment | Natural gas | 100 | 95 | 80 | TRUE |  |  | FALSE | FALSE | Gas-fired storage | High | 0.57 | 0.57 | 2019-12-03 |  | 2021-09-01
Bradford White Corporation | BRADFORD WHITE | LC2PV50H76*X | Federally-Regulated Commercial & Industrial Equipment | LPG | 50 | 48 | 76 | TRUE |  |  | TRUE | FALSE | Gas-fired storage | High | 0.8 | 0.61 | 2019-12-03 |  | 2021-09-01
Bradford White Corporation | BRADFORD WHITE | LG2100H80*X | Federally-Regulated Commercial & Industrial Equipment | LPG | 100 | 95 | 80 | TRUE |  |  | FALSE | FALSE | Gas-fired storage | High | 0.57 | 0.57 | 2019-12-03 |  | 2021-09-01
Bradford White Corporation | BRADFORD WHITE | ULG2100H80*N | Federally-Regulated Commercial & Industrial Equipment | Natural gas | 100 | 95 | 80 | TRUE |  |  | FALSE | FALSE | Gas-fired storage | High | 0.57 | 0.57 | 2019-12-03 |  | 2021-09-01
Bradford White Corporation | BRADFORD WHITE | LC2PV50H76*N | Federally-Regulated Commercial & Industrial Equipment | Natural gas | 50 | 48 | 76 | TRUE |  |  | TRUE | FALSE | Gas-fired storage | High | 0.8 | 0.61 | 2019-12-03 |  | 2021-09-01
Bradford White Corporation | BRADFORD WHITE | LG255H78*N | Federally-Regulated Commercial & Industrial Equipment | Natural gas | 55 | 55 | 78 | TRUE |  |  | FALSE | FALSE | Gas-fired storage | High | 0.61 | 0.61 | 2019-12-03 |  | 2021-09-01
Bradford White Corporation | BRADFORD WHITE | LG1PV55H78*X | Federally-Regulated Commercial & Industrial Equipment | LPG | 55 | 55 | 78 | TRUE |  |  | TRUE | FALSE | Gas-fired storage | High | 0.68 | 0.61 | 2019-12-03 |  | 2021-09-01
Bradford White Corporation | BRADFORD WHITE | LG2100H80*N | Federally-Regulated Commercial & Industrial Equipment | Natural gas | 100 | 95 | 80 | TRUE |  |  | FALSE | FALSE | Gas-fired storage | High | 0.57 | 0.57 | 2019-12-03 |  | 2021-09-01
Bradford White Corporation | BRADFORD WHITE | RG1PV55H*N | Federally-Regulated Commercial & Industrial Equipment | Natural gas | 55 | 55 | 78 | TRUE |  |  | TRUE | FALSE | Gas-fired storage | High | 0.68 | 0.61 | 2019-12-03 |  | 2021-09-01
Bradford White Corporation | BRADFORD WHITE | LG255H78*X | Federally-Regulated Commercial & Industrial Equipment | LPG | 55 | 55 | 78 | TRUE |  |  | FALSE | FALSE | Gas-fired storage | High | 0.61 |  | 2021-09-01 | 200094633 | 2021-09-01
Bradford White Corporation | BRADFORD WHITE | LG1PV55H78*N | Federally-Regulated Commercial & Industrial Equipment | Natural gas | 55 | 55 | 78 | TRUE |  |  | TRUE | FALSE | Gas-fired storage | High | 0.68 |  | 2021-09-01 | 200094598 | 2021-09-01
Bradford White Corporation | BRADFORD WHITE | RG2100H*N | Federally-Regulated Commercial & Industrial Equipment | Natural gas | 100 | 95 | 80 | TRUE |  |  | FALSE | FALSE | Gas-fired storage | High | 0.57 |  | 2021-09-01 | 200094582 | 2021-09-01
Bradford White Corporation | BRADFORD WHITE | RG2100H*X | Federally-Regulated Commercial & Industrial Equipment | LPG | 100 | 95 | 80 | TRUE |  |  | FALSE | FALSE | Gas-fired storage | High | 0.57 |  | 2021-09-01 | 200094584 | 2021-09-01
Bradford White Corporation | BRADFORD WHITE | RG1PV55H*X | Federally-Regulated Commercial & Industrial Equipment | LPG | 55 | 55 | 78 | TRUE |  |  | TRUE | FALSE | Gas-fired storage | High | 0.68 |  | 2021-09-01 | 200094596 | 2021-09-01
Bradford White Corporation | BRADFORD WHITE | RG255H*X | Federally-Regulated Commercial & Industrial Equipment | LPG | 55 | 55 | 78 | TRUE |  |  | FALSE | FALSE | Gas-fired storage | High | 0.61 |  | 2021-09-01 | 200094625 | 2021-09-01
Bradford White Corporation | BRADFORD WHITE | URG2100H**N | Federally-Regulated Commercial & Industrial Equipment | Natural gas | 100 | 95 | 80 | TRUE |  |  | FALSE | FALSE | Gas-fired storage | High | 0.57 |  | 2021-09-01 | 200094641 | 2021-09-01
Bradford White Corporation | BRADFORD WHITE | LC2PV50H76*X | Federally-Regulated Commercial & Industrial Equipment | LPG | 50 | 48 | 76 | TRUE |  |  | TRUE | FALSE | Gas-fired storage | High | 0.8 |  | 2021-09-01 | 200094564 | 2021-09-01
Bradford White Corporation | BRADFORD WHITE | LG2100H80*X | Federally-Regulated Commercial & Industrial Equipment | LPG | 100 | 95 | 80 | TRUE |  |  | FALSE | FALSE | Gas-fired storage | High | 0.57 |  | 2021-09-01 | 200094637 | 2021-09-01
Bradford White Corporation | BRADFORD WHITE | ULG2100H80*N | Federally-Regulated Commercial & Industrial Equipment | Natural gas | 100 | 95 | 80 | TRUE |  |  | FALSE | FALSE | Gas-fired storage | High | 0.57 |  | 2021-09-01 | 200094639 | 2021-09-01
Bradford White Corporation | BRADFORD WHITE | LC2PV50H76*N | Federally-Regulated Commercial & Industrial Equipment | Natural gas | 50 | 48 | 76 | TRUE |  |  | TRUE | FALSE | Gas-fired storage | High | 0.8 |  | 2021-09-01 | 200094562 | 2021-09-01
Bradford White Corporation | BRADFORD WHITE | LG255H78*N | Federally-Regulated Commercial & Industrial Equipment | Natural gas | 55 | 55 | 78 | TRUE |  |  | FALSE | FALSE | Gas-fired storage | High | 0.61 |  | 2021-09-01 | 200094631 | 2021-09-01
Bradford White Corporation | BRADFORD WHITE | LG1PV55H78*X | Federally-Regulated Commercial & Industrial Equipment | LPG | 55 | 55 | 78 | TRUE |  |  | TRUE | FALSE | Gas-fired storage | High | 0.68 |  | 2021-09-01 | 200094600 | 2021-09-01
Bradford White Corporation | BRADFORD WHITE | LG2100H80*N | Federally-Regulated Commercial & Industrial Equipment | Natural gas | 100 | 95 | 80 | TRUE |  |  | FALSE | FALSE | Gas-fired storage | High | 0.57 |  | 2021-09-01 | 200094635 | 2021-09-01
Bradford White Corporation | BRADFORD WHITE | RG1PV55H*N | Federally-Regulated Commercial & Industrial Equipment | Natural gas | 55 | 55 | 78 | TRUE |  |  | TRUE | FALSE | Gas-fired storage | High | 0.68 |  | 2021-09-01 | 200094594 | 2021-09-01
Bradford White Corporation | Jetglas | LC2PV50H76*X | Federally-Regulated Commercial & Industrial Equipment | LPG | 50 | 48 | 76 | TRUE |  |  | TRUE | FALSE | Gas-fired storage | High | 0.8 |  | 2021-09-01 | 200094565 | 2021-09-01
Bradford White Corporation | Jetglas | LG255H78*X | Federally-Regulated Commercial & Industrial Equipment | LPG | 55 | 55 | 78 | TRUE |  |  | FALSE | FALSE | Gas-fired storage | High | 0.61 |  | 2021-09-01 | 200094634 | 2021-09-01
Bradford White Corporation | Jetglas | LC2PV50H76*N | Federally-Regulated Commercial & Industrial Equipment | Natural gas | 50 | 48 | 76 | TRUE |  |  | TRUE | FALSE | Gas-fired storage | High | 0.8 |  | 2021-09-01 | 200094563 | 2021-09-01
Bradford White Corporation | Jetglas | RG1PV55H*N | Federally-Regulated Commercial & Industrial Equipment | Natural gas | 55 | 55 | 78 | TRUE |  |  | TRUE | FALSE | Gas-fired storage | High | 0.68 |  | 2021-09-01 | 200094595 | 2021-09-01
Bradford White Corporation | Jetglas | LG1PV55H78*N | Federally-Regulated Commercial & Industrial Equipment | Natural gas | 55 | 55 | 78 | TRUE |  |  | TRUE | FALSE | Gas-fired storage | High | 0.68 |  | 2021-09-01 | 200094599 | 2021-09-01
Bradford White Corporation | Jetglas | LG2100H80*X | Federally-Regulated Commercial & Industrial Equipment | LPG | 100 | 95 | 80 | TRUE |  |  | FALSE | FALSE | Gas-fired storage | High | 0.57 |  | 2021-09-01 | 200094638 | 2021-09-01
Bradford White Corporation | Jetglas | LG255H78*N | Federally-Regulated Commercial & Industrial Equipment | Natural gas | 55 | 55 | 78 | TRUE |  |  | FALSE | FALSE | Gas-fired storage | High | 0.61 |  | 2021-09-01 | 200094632 | 2021-09-01
Bradford White Corporation | Jetglas | ULG2100H80*N | Federally-Regulated Commercial & Industrial Equipment | Natural gas | 100 | 95 | 80 | TRUE |  |  | FALSE | FALSE | Gas-fired storage | High | 0.57 |  | 2021-09-01 | 200094640 | 2021-09-01
Bradford White Corporation | Jetglas | RG2100H*X | Federally-Regulated Commercial & Industrial Equipment | LPG | 100 | 95 | 80 | TRUE |  |  | FALSE | FALSE | Gas-fired storage | High | 0.57 |  | 2021-09-01 | 200094585 | 2021-09-01
Bradford White Corporation | Jetglas | LG1PV55H78*X | Federally-Regulated Commercial & Industrial Equipment | LPG | 55 | 55 | 78 | TRUE |  |  | TRUE | FALSE | Gas-fired storage | High | 0.68 |  | 2021-09-01 | 200094601 | 2021-09-01
Bradford White Corporation | Jetglas | LG2100H80*N | Federally-Regulated Commercial & Industrial Equipment | Natural gas | 100 | 95 | 80 | TRUE |  |  | FALSE | FALSE | Gas-fired storage | High | 0.57 |  | 2021-09-01 | 200094636 | 2021-09-01
Bradford White Corporation | Jetglas | RG2100H*N | Federally-Regulated Commercial & Industrial Equipment | Natural gas | 100 | 95 | 80 | TRUE |  |  | FALSE | FALSE | Gas-fired storage | High | 0.57 |  | 2021-09-01 | 200094583 | 2021-09-01
Bradford White Corporation | Jetglas | URG2100H**N | Federally-Regulated Commercial & Industrial Equipment | Natural gas | 100 | 95 | 80 | TRUE |  |  | FALSE | FALSE | Gas-fired storage | High | 0.57 |  | 2021-09-01 | 200094642 | 2021-09-01
Bradford White Corporation | Jetglas | RG255H*X | Federally-Regulated Commercial & Industrial Equipment | LPG | 55 | 55 | 78 | TRUE |  |  | FALSE | FALSE | Gas-fired storage | High | 0.61 |  | 2021-09-01 | 200094626 | 2021-09-01
Bradford White Corporation | Jetglas | RG1PV55H*X | Federally-Regulated Commercial & Industrial Equipment | LPG | 55 | 55 | 78 | TRUE |  |  | TRUE | FALSE | Gas-fired storage | High | 0.68 |  | 2021-09-01 | 200094597 | 2021-09-01
Bradford White Corporation | Jetglas | RG255H*N | Federally-Regulated Commercial & Industrial Equipment | Natural gas | 55 | 55 | 78 | TRUE |  |  | FALSE | FALSE | Gas-fired storage | High | 0.61 |  | 2021-09-01 | 200094624 | 2021-09-01
Ariston USA LLC | Westinghouse | WGR080**076 | Federally-Regulated Commercial & Industrial Equipment | LPG | 80 | 77 | 76 | FALSE |  |  | TRUE | FALSE | Gas-fired storage | High | 0.87 |  | 2021-02-17 | 10324102 | 2021-10-13
Ariston USA LLC | Westinghouse | WGR060**076 | Federally-Regulated Commercial & Industrial Equipment | Natural gas | 60 | 58 | 76 | FALSE |  |  | TRUE | FALSE | Gas-fired storage | High | 0.88 |  | 2021-02-17 | 10324090 | 2021-10-13
Ariston USA LLC | Westinghouse | WGC080**100 | Federally-Regulated Commercial & Industrial Equipment | LPG | 80 | 75 | 100 | FALSE |  |  | TRUE | FALSE | Gas-fired storage | High | 0.93 |  | 2021-02-17 | 10324153 | 2021-10-13
Ariston USA LLC | Westinghouse | WGRGH20**76F | Federally-Regulated Commercial & Industrial Equipment | Natural gas | 20 | 20 | 76 | FALSE |  |  | TRUE | FALSE | Gas-fired storage | High | 0.89 |  | 2021-07-31 | 10324773 | 2021-10-13
Ariston USA LLC | Westinghouse | WGC119**100 | Federally-Regulated Commercial & Industrial Equipment | Natural gas | 119 | 112 | 100 | FALSE |  |  | TRUE | FALSE | Gas-fired storage | High | 0.9 |  | 2021-02-17 | 10324155 | 2021-10-13
Ariston USA LLC | Westinghouse | WGR080**076 | Federally-Regulated Commercial & Industrial Equipment | Natural gas | 80 | 77 | 76 | FALSE |  |  | TRUE | FALSE | Gas-fired storage | High | 0.87 |  | 2021-02-17 | 10324102 | 2021-10-13
Ariston USA LLC | Westinghouse | WGR060**076 | Federally-Regulated Commercial & Industrial Equipment | LPG | 60 | 58 | 76 | FALSE |  |  | TRUE | FALSE | Gas-fired storage | High | 0.88 |  | 2021-02-17 | 10324090 | 2021-10-13
Ariston USA LLC | Westinghouse | WGC055**100 | Federally-Regulated Commercial & Industrial Equipment | LPG | 55 | 53 | 100 | FALSE |  |  | TRUE | FALSE | Gas-fired storage | High | 0.89 |  | 2021-02-17 | 10324151 | 2021-10-13
Ariston USA LLC | Westinghouse | WGC119**100 | Federally-Regulated Commercial & Industrial Equipment | LPG | 119 | 112 | 100 | FALSE |  |  | TRUE | FALSE | Gas-fired storage | High | 0.9 |  | 2021-02-17 | 10324155 | 2021-10-13
Ariston USA LLC | Westinghouse | WGC080**100 | Federally-Regulated Commercial & Industrial Equipment | Natural gas | 80 | 75 | 100 | FALSE |  |  | TRUE | FALSE | Gas-fired storage | High | 0.93 |  | 2021-02-17 | 10324153 | 2021-10-13
Ariston USA LLC | Westinghouse | WGR050**076 | Federally-Regulated Commercial & Industrial Equipment | Natural gas | 50 | 48 | 76 | FALSE |  |  | TRUE | FALSE | Gas-fired storage | High | 0.9 |  | 2021-02-17 | 10324078 | 2021-10-13
Ariston USA LLC | Westinghouse | WGC055**100 | Federally-Regulated Commercial & Industrial Equipment | Natural gas | 55 | 53 | 100 | FALSE |  |  | TRUE | FALSE | Gas-fired storage | High | 0.89 |  | 2021-02-17 | 10324151 | 2021-10-13
Ariston USA LLC | Westinghouse | WGRGH20**76F | Federally-Regulated Commercial & Industrial Equipment | LPG | 20 | 20 | 76 | FALSE |  |  | TRUE | FALSE | Gas-fired storage | High | 0.89 |  | 2021-07-31 | 10324773 | 2021-10-13
Ariston USA LLC | Westinghouse | WGR050**076 | Federally-Regulated Commercial & Industrial Equipment | LPG | 50 | 48 | 76 | FALSE |  |  | TRUE | FALSE | Gas-fired storage | High | 0.9 |  | 2021-02-17 | 10324078 | 2021-10-13
Ariston USA LLC | GIANT | UGC80S-100 | Federally-Regulated Commercial & Industrial Equipment | Natural gas | 80 | 75 | 100 | FALSE |  |  | TRUE | FALSE | Gas-fired storage | High | 0.93 |  | 2021-02-24 | 206597534 | 2021-10-13
Ariston USA LLC | GIANT | UGC55S-100 | Federally-Regulated Commercial & Industrial Equipment | Natural gas | 55 | 53 | 100 | FALSE |  |  | TRUE | FALSE | Gas-fired storage | High | 0.89 |  | 2021-02-24 | 206597533 | 2021-10-13
Ariston USA LLC | GIANT | UGC120S-100 | Federally-Regulated Commercial & Industrial Equipment | Natural gas | 119 | 112 | 100 | FALSE |  |  | TRUE | FALSE | Gas-fired storage | High | 0.9 |  | 2021-02-24 | 206597535 | 2021-10-13
Ariston USA LLC | GIANT | UGC80S-100 | Federally-Regulated Commercial & Industrial Equipment | LPG | 80 | 75 | 100 | FALSE |  |  | TRUE | FALSE | Gas-fired storage | High | 0.93 |  | 2021-02-24 | 206597534 | 2021-10-13
Ariston USA LLC | GIANT | UGC120S-100 | Federally-Regulated Commercial & Industrial Equipment | LPG | 119 | 112 | 100 | FALSE |  |  | TRUE | FALSE | Gas-fired storage | High | 0.9 |  | 2021-02-24 | 206597535 | 2021-10-13
Ariston USA LLC | GIANT | UGC55S-100 | Federally-Regulated Commercial & Industrial Equipment | LPG | 55 | 53 | 100 | FALSE |  |  | TRUE | FALSE | Gas-fired storage | High | 0.89 |  | 2021-02-24 | 206597533 | 2021-10-13
Bradford White Corporation | BRADFORD WHITE | RC2PV50H*X | Federally-Regulated Commercial & Industrial Equipment | LPG | 50 | 48 | 76 | TRUE |  |  | TRUE | FALSE | Gas-fired storage | High | 0.8 |  | 2021-08-25 | 200094560 | 2021-10-13
Bradford White Corporation | BRADFORD WHITE | RC2PV50H*N | Federally-Regulated Commercial & Industrial Equipment | Natural gas | 50 | 48 | 76 | TRUE |  |  | TRUE | FALSE | Gas-fired storage | High | 0.8 |  | 2021-08-25 | 200094558 | 2021-10-13
Ariston USA LLC | HTP | RGH20-76F | Federally-Regulated Commercial & Industrial Equipment | Natural gas | 20 | 20 | 76 | FALSE |  |  | TRUE | FALSE | Gas-fired storage | High | 0.89 |  | 2021-04-07 | 10324702 | 2021-10-13
Ariston USA LLC | HTP | PH76-80**** | Federally-Regulated Commercial & Industrial Equipment | Natural gas | 80 | 77 | 76 | FALSE |  |  | TRUE | FALSE | Gas-fired storage | High | 0.87 | 0.59 | 2021-02-17 | 10324101 | 2021-10-13
Ariston USA LLC | HTP | PH100-55**** | Federally-Regulated Commercial & Industrial Equipment | LPG | 55 | 53 | 100 | FALSE |  |  | TRUE | FALSE | Gas-fired storage | High | 0.89 | 0.61 | 2021-02-17 | 10324150 | 2021-10-13
Ariston USA LLC | HTP | PH100-80**** | Federally-Regulated Commercial & Industrial Equipment | LPG | 80 | 75 | 100 | FALSE |  |  | TRUE | FALSE | Gas-fired storage | High | 0.93 | 0.59 | 2021-02-17 | 10324152 | 2021-10-13
Ariston USA LLC | HTP | PH76-50**** | Federally-Regulated Commercial & Industrial Equipment | Natural gas | 50 | 48 | 76 | FALSE |  |  | TRUE | FALSE | Gas-fired storage | High | 0.9 | 0.61 | 2021-02-17 | 10324028 | 2021-10-13
Ariston USA LLC | HTP | PH76-80**** | Federally-Regulated Commercial & Industrial Equipment | LPG | 80 | 77 | 76 | FALSE |  |  | TRUE | FALSE | Gas-fired storage | High | 0.87 | 0.59 | 2021-02-17 | 10324101 | 2021-10-13
Ariston USA LLC | HTP | PH100-55**** | Federally-Regulated Commercial & Industrial Equipment | Natural gas | 55 | 53 | 100 | FALSE |  |  | TRUE | FALSE | Gas-fired storage | High | 0.89 | 0.61 | 2021-02-17 | 10324150 | 2021-10-13
Ariston USA LLC | HTP | PH76-50**** | Federally-Regulated Commercial & Industrial Equipment | LPG | 50 | 48 | 76 | FALSE |  |  | TRUE | FALSE | Gas-fired storage | High | 0.9 | 0.61 | 2021-02-17 | 10324028 | 2021-10-13
Ariston USA LLC | HTP | PH76-60**** | Federally-Regulated Commercial & Industrial Equipment | LPG | 60 | 58 | 76 | FALSE |  |  | TRUE | FALSE | Gas-fired storage | High | 0.88 | 0.61 | 2021-02-17 | 10324085 | 2021-10-13
Ariston USA LLC | HTP | PH100-119**** | Federally-Regulated Commercial & Industrial Equipment | Natural gas | 119 | 112 | 100 | FALSE |  |  | TRUE | FALSE | Gas-fired storage | High | 0.9 | 0.55 | 2021-02-17 | 10324154 | 2021-10-13
Ariston USA LLC | HTP | PH76-60**** | Federally-Regulated Commercial & Industrial Equipment | Natural gas | 60 | 58 | 76 | FALSE |  |  | TRUE | FALSE | Gas-fired storage | High | 0.88 | 0.61 | 2021-02-17 | 10324085 | 2021-10-13
Ariston USA LLC | HTP | PH100-119**** | Federally-Regulated Commercial & Industrial Equipment | LPG | 119 | 112 | 100 | FALSE |  |  | TRUE | FALSE | Gas-fired storage | High | 0.9 | 0.55 | 2021-02-17 | 10324154 | 2021-10-13
Ariston USA LLC | HTP | RGH20-76F | Federally-Regulated Commercial & Industrial Equipment | LPG | 20 | 20 | 76 | FALSE |  |  | TRUE | FALSE | Gas-fired storage | High | 0.89 |  | 2021-04-07 | 10324702 | 2021-10-13
Ariston USA LLC | HTP | PH100-80**** | Federally-Regulated Commercial & Industrial Equipment | Natural gas | 80 | 75 | 100 | FALSE |  |  | TRUE | FALSE | Gas-fired storage | High | 0.93 | 0.59 | 2021-02-17 | 10324152 | 2021-10-13
Ariston USA LLC | ADVANTAGE PLUS | HE55-100 | Federally-Regulated Commercial & Industrial Equipment | LPG | 55 | 53 | 100 | FALSE |  |  | TRUE | FALSE | Gas-fired storage | High | 0.89 |  | 2021-02-24 | 202102741 | 2021-10-13
Ariston USA LLC | ADVANTAGE PLUS | HE55-100 | Federally-Regulated Commercial & Industrial Equipment | Natural gas | 55 | 53 | 100 | FALSE |  |  | TRUE | FALSE | Gas-fired storage | High | 0.89 |  | 2021-02-24 | 202102741 | 2021-10-13
Ariston USA LLC | Westinghouse | WGR080**076 | Federally-Regulated Commercial & Industrial Equipment | LPG | 80 | 77 | 76 | FALSE |  |  | TRUE | FALSE | Gas-fired storage | High | 0.87 |  | 2021-10-13 | 10324102 | 2021-10-13
Ariston USA LLC | Westinghouse | WGR060**076 | Federally-Regulated Commercial & Industrial Equipment | Natural gas | 60 | 58 | 76 | FALSE |  |  | TRUE | FALSE | Gas-fired storage | High | 0.88 |  | 2021-10-13 | 10324090 | 2021-10-13
Ariston USA LLC | Westinghouse | WGC080**100 | Federally-Regulated Commercial & Industrial Equipment | LPG | 80 | 75 | 100 | FALSE |  |  | TRUE | FALSE | Gas-fired storage | High | 0.93 |  | 2021-10-13 | 10324153 | 2021-10-13
Ariston USA LLC | Westinghouse | WGRGH20**76F | Federally-Regulated Commercial & Industrial Equipment | Natural gas | 20 | 20 | 76 | FALSE |  |  | TRUE | FALSE | Gas-fired storage | High | 0.89 |  | 2021-10-13 | 10324773 | 2021-10-13
Ariston USA LLC | Westinghouse | WGC119**100 | Federally-Regulated Commercial & Industrial Equipment | Natural gas | 119 | 112 | 100 | FALSE |  |  | TRUE | FALSE | Gas-fired storage | High | 0.9 |  | 2021-10-13 | 10324155 | 2021-10-13
Ariston USA LLC | Westinghouse | WGR080**076 | Federally-Regulated Commercial & Industrial Equipment | Natural gas | 80 | 77 | 76 | FALSE |  |  | TRUE | FALSE | Gas-fired storage | High | 0.87 |  | 2021-10-13 | 10324102 | 2021-10-13
Ariston USA LLC | Westinghouse | WGR060**076 | Federally-Regulated Commercial & Industrial Equipment | LPG | 60 | 58 | 76 | FALSE |  |  | TRUE | FALSE | Gas-fired storage | High | 0.88 |  | 2021-10-13 | 10324090 | 2021-10-13
Ariston USA LLC | Westinghouse | WGC055**100 | Federally-Regulated Commercial & Industrial Equipment | LPG | 55 | 53 | 100 | FALSE |  |  | TRUE | FALSE | Gas-fired storage | High | 0.89 |  | 2021-10-13 | 10324151 | 2021-10-13
Ariston USA LLC | Westinghouse | WGC119**100 | Federally-Regulated Commercial & Industrial Equipment | LPG | 119 | 112 | 100 | FALSE |  |  | TRUE | FALSE | Gas-fired storage | High | 0.9 |  | 2021-10-13 | 10324155 | 2021-10-13
Ariston USA LLC | Westinghouse | WGC080**100 | Federally-Regulated Commercial & Industrial Equipment | Natural gas | 80 | 75 | 100 | FALSE |  |  | TRUE | FALSE | Gas-fired storage | High | 0.93 |  | 2021-10-13 | 10324153 | 2021-10-13
Ariston USA LLC | Westinghouse | WGR050**076 | Federally-Regulated Commercial & Industrial Equipment | Natural gas | 50 | 48 | 76 | FALSE |  |  | TRUE | FALSE | Gas-fired storage | High | 0.9 |  | 2021-10-13 | 10324078 | 2021-10-13
Ariston USA LLC | Westinghouse | WGC055**100 | Federally-Regulated Commercial & Industrial Equipment | Natural gas | 55 | 53 | 100 | FALSE |  |  | TRUE | FALSE | Gas-fired storage | High | 0.89 |  | 2021-10-13 | 10324151 | 2021-10-13
Ariston USA LLC | Westinghouse | WGRGH20**76F | Federally-Regulated Commercial & Industrial Equipment | LPG | 20 | 20 | 76 | FALSE |  |  | TRUE | FALSE | Gas-fired storage | High | 0.89 |  | 2021-10-13 | 10324773 | 2021-10-13
Ariston USA LLC | Westinghouse | WGR050**076 | Federally-Regulated Commercial & Industrial Equipment | LPG | 50 | 48 | 76 | FALSE |  |  | TRUE | FALSE | Gas-fired storage | High | 0.9 |  | 2021-10-13 | 10324078 | 2021-10-13
Bradford White Corporation | Jetglas | RC2PV50H*X | Federally-Regulated Commercial & Industrial Equipment | LPG | 50 | 48 | 76 | TRUE |  |  | TRUE | FALSE | Gas-fired storage | High | 0.8 |  | 2021-08-25 | 200094561 | 2021-10-13
Bradford White Corporation | Jetglas | RC2PV50H*N | Federally-Regulated Commercial & Industrial Equipment | Natural gas | 50 | 48 | 76 | TRUE |  |  | TRUE | FALSE | Gas-fired storage | High | 0.8 |  | 2021-08-25 | 200094559 | 2021-10-13
Bradford White Corporation | Jetglas | RC2PV50H*X | Federally-Regulated Commercial & Industrial Equipment | LPG | 50 | 48 | 76 | TRUE |  |  | TRUE | FALSE | Gas-fired storage | High | 0.8 |  | 2021-10-13 | 200094561 | 2021-10-13
Bradford White Corporation | Jetglas | RC2PV50H*N | Federally-Regulated Commercial & Industrial Equipment | Natural gas | 50 | 48 | 76 | TRUE |  |  | TRUE | FALSE | Gas-fired storage | High | 0.8 |  | 2021-10-13 | 200094559 | 2021-10-13
Ariston USA LLC | GIANT | UGC80S-100 | Federally-Regulated Commercial & Industrial Equipment | Natural gas | 80 | 75 | 100 | FALSE |  |  | TRUE | FALSE | Gas-fired storage | High | 0.93 |  | 2021-10-13 | 206597534 | 2021-10-13
Ariston USA LLC | GIANT | UGC55S-100 | Federally-Regulated Commercial & Industrial Equipment | Natural gas | 55 | 53 | 100 | FALSE |  |  | TRUE | FALSE | Gas-fired storage | High | 0.89 |  | 2021-10-13 | 206597533 | 2021-10-13
Ariston USA LLC | GIANT | UGC120S-100 | Federally-Regulated Commercial & Industrial Equipment | Natural gas | 119 | 112 | 100 | FALSE |  |  | TRUE | FALSE | Gas-fired storage | High | 0.9 |  | 2021-10-13 | 206597535 | 2021-10-13
Ariston USA LLC | GIANT | UGC80S-100 | Federally-Regulated Commercial & Industrial Equipment | LPG | 80 | 75 | 100 | FALSE |  |  | TRUE | FALSE | Gas-fired storage | High | 0.93 |  | 2021-10-13 | 206597534 | 2021-10-13
Ariston USA LLC | GIANT | UGC120S-100 | Federally-Regulated Commercial & Industrial Equipment | LPG | 119 | 112 | 100 | FALSE |  |  | TRUE | FALSE | Gas-fired storage | High | 0.9 |  | 2021-10-13 | 206597535 | 2021-10-13
Ariston USA LLC | GIANT | UGC55S-100 | Federally-Regulated Commercial & Industrial Equipment | LPG | 55 | 53 | 100 | FALSE |  |  | TRUE | FALSE | Gas-fired storage | High | 0.89 |  | 2021-10-13 | 206597533 | 2021-10-13
Bradford White Corporation | BRADFORD WHITE | RC2PV50H*X | Federally-Regulated Commercial & Industrial Equipment | LPG | 50 | 48 | 76 | TRUE |  |  | TRUE | FALSE | Gas-fired storage | High | 0.8 |  | 2021-10-13 | 200094560 | 2021-10-13
Bradford White Corporation | BRADFORD WHITE | RC2PV50H*N | Federally-Regulated Commercial & Industrial Equipment | Natural gas | 50 | 48 | 76 | TRUE |  |  | TRUE | FALSE | Gas-fired storage | High | 0.8 |  | 2021-10-13 | 200094558 | 2021-10-13
Ariston USA LLC | ADVANTAGE PLUS | HE55-100 | Federally-Regulated Commercial & Industrial Equipment | LPG | 55 | 53 | 100 | FALSE |  |  | TRUE | FALSE | Gas-fired storage | High | 0.89 |  | 2021-10-13 | 202102741 | 2021-10-13
Ariston USA LLC | ADVANTAGE PLUS | HE55-100 | Federally-Regulated Commercial & Industrial Equipment | Natural gas | 55 | 53 | 100 | FALSE |  |  | TRUE | FALSE | Gas-fired storage | High | 0.89 |  | 2021-10-13 | 202102741 | 2021-10-13
Ariston USA LLC | HTP | RGH20-76F | Federally-Regulated Commercial & Industrial Equipment | Natural gas | 20 | 20 | 76 | FALSE |  |  | TRUE | FALSE | Gas-fired storage | High | 0.89 |  | 2021-10-13 | 10324702 | 2021-10-13
Ariston USA LLC | HTP | PH76-80**** | Federally-Regulated Commercial & Industrial Equipment | Natural gas | 80 | 77 | 76 | FALSE |  |  | TRUE | FALSE | Gas-fired storage | High | 0.87 |  | 2021-10-13 | 10324101 | 2021-10-13
Ariston USA LLC | HTP | PH100-55**** | Federally-Regulated Commercial & Industrial Equipment | LPG | 55 | 53 | 100 | FALSE |  |  | TRUE | FALSE | Gas-fired storage | High | 0.89 |  | 2021-10-13 | 10324150 | 2021-10-13
Ariston USA LLC | HTP | PH100-80**** | Federally-Regulated Commercial & Industrial Equipment | LPG | 80 | 75 | 100 | FALSE |  |  | TRUE | FALSE | Gas-fired storage | High | 0.93 |  | 2021-10-13 | 10324152 | 2021-10-13
Ariston USA LLC | HTP | PH76-50**** | Federally-Regulated Commercial & Industrial Equipment | Natural gas | 50 | 48 | 76 | FALSE |  |  | TRUE | FALSE | Gas-fired storage | High | 0.9 |  | 2021-10-13 | 10324028 | 2021-10-13
Ariston USA LLC | HTP | PH76-80**** | Federally-Regulated Commercial & Industrial Equipment | LPG | 80 | 77 | 76 | FALSE |  |  | TRUE | FALSE | Gas-fired storage | High | 0.87 |  | 2021-10-13 | 10324101 | 2021-10-13
Ariston USA LLC | HTP | PH100-55**** | Federally-Regulated Commercial & Industrial Equipment | Natural gas | 55 | 53 | 100 | FALSE |  |  | TRUE | FALSE | Gas-fired storage | High | 0.89 |  | 2021-10-13 | 10324150 | 2021-10-13
Ariston USA LLC | HTP | PH76-50**** | Federally-Regulated Commercial & Industrial Equipment | LPG | 50 | 48 | 76 | FALSE |  |  | TRUE | FALSE | Gas-fired storage | High | 0.9 |  | 2021-10-13 | 10324028 | 2021-10-13
Ariston USA LLC | HTP | PH76-60**** | Federally-Regulated Commercial & Industrial Equipment | LPG | 60 | 58 | 76 | FALSE |  |  | TRUE | FALSE | Gas-fired storage | High | 0.88 |  | 2021-10-13 | 10324085 | 2021-10-13
Ariston USA LLC | HTP | PH100-119**** | Federally-Regulated Commercial & Industrial Equipment | Natural gas | 119 | 112 | 100 | FALSE |  |  | TRUE | FALSE | Gas-fired storage | High | 0.9 |  | 2021-10-13 | 10324154 | 2021-10-13
Ariston USA LLC | HTP | PH76-60**** | Federally-Regulated Commercial & Industrial Equipment | Natural gas | 60 | 58 | 76 | FALSE |  |  | TRUE | FALSE | Gas-fired storage | High | 0.88 |  | 2021-10-13 | 10324085 | 2021-10-13
Ariston USA LLC | HTP | PH100-119**** | Federally-Regulated Commercial & Industrial Equipment | LPG | 119 | 112 | 100 | FALSE |  |  | TRUE | FALSE | Gas-fired storage | High | 0.9 |  | 2021-10-13 | 10324154 | 2021-10-13
Ariston USA LLC | HTP | RGH20-76F | Federally-Regulated Commercial & Industrial Equipment | LPG | 20 | 20 | 76 | FALSE |  |  | TRUE | FALSE | Gas-fired storage | High | 0.89 |  | 2021-10-13 | 10324702 | 2021-10-13
Ariston USA LLC | HTP | PH100-80**** | Federally-Regulated Commercial & Industrial Equipment | Natural gas | 80 | 75 | 100 | FALSE |  |  | TRUE | FALSE | Gas-fired storage | High | 0.93 |  | 2021-10-13 | 10324152 | 2021-10-13
Ariston USA LLC | HTP | RGH20-76F | Federally-Regulated Commercial & Industrial Equipment | Natural gas | 20 | 20 | 76 | FALSE |  |  | TRUE | FALSE | Gas-fired storage | High | 0.89 |  | 2021-10-13 | 10324702 | 2021-10-27
Ariston USA LLC | HTP | RGH20-76F | Federally-Regulated Commercial & Industrial Equipment | LPG | 20 | 20 | 76 | FALSE |  |  | TRUE | FALSE | Gas-fired storage | High | 0.89 |  | 2021-10-13 | 10324702 | 2021-10-27
Ariston USA LLC | Westinghouse | WGRGH20**76F | Federally-Regulated Commercial & Industrial Equipment | Natural gas | 20 | 20 | 76 | FALSE |  |  | TRUE | FALSE | Gas-fired storage | High | 0.89 |  | 2021-10-13 | 10324773 | 2021-10-27
Ariston USA LLC | Westinghouse | WGRGH20**76F | Federally-Regulated Commercial & Industrial Equipment | LPG | 20 | 20 | 76 | FALSE |  |  | TRUE | FALSE | Gas-fired storage | High | 0.89 |  | 2021-10-13 | 10324773 | 2021-10-27
Ariston USA LLC | ADVANTAGE PLUS | HE55-100 | Federally-Regulated Commercial & Industrial Equipment | Natural gas | 55 | 53 | 100 | FALSE |  |  | TRUE | FALSE | Gas-fired storage | High | 0.89 |  | 2021-10-13 | 202102741 | 2021-11-03
Ariston USA LLC | ADVANTAGE PLUS | HE55-100 | Federally-Regulated Commercial & Industrial Equipment | LPG | 55 | 53 | 100 | FALSE |  |  | TRUE | FALSE | Gas-fired storage | High | 0.89 |  | 2021-10-13 | 202102741 | 2021-11-03
A.O. Smith Water Products Company | GSW WATER HEATERS | 6G50100*PDVH 3** | Federally-Regulated Commercial & Industrial Equipment | Natural gas | 50 | 49 | 100 | FALSE |  |  | TRUE | FALSE | Gas-fired storage | High | 0.88 |  | 2021-07-31 | 206340218 | 2021-11-17
A.O. Smith Water Products Company | GSW WATER HEATERS | 6G75100*PDVH0* 3** | Federally-Regulated Commercial & Industrial Equipment | LPG | 75 | 74 | 100 | FALSE |  |  | TRUE | FALSE | Gas-fired storage | High | 0.86 |  | 2021-02-24 | 206340222 | 2021-11-17
A.O. Smith Water Products Company | GSW WATER HEATERS | 6G50100*PDVH 3** | Federally-Regulated Commercial & Industrial Equipment | LPG | 50 | 49 | 100 | FALSE |  |  | TRUE | FALSE | Gas-fired storage | High | 0.88 |  | 2021-07-31 | 206340218 | 2021-11-17
A.O. Smith Water Products Company | GSW WATER HEATERS | 6G75100*PDVH0* 3** | Federally-Regulated Commercial & Industrial Equipment | Natural gas | 75 | 74 | 100 | FALSE |  |  | TRUE | FALSE | Gas-fired storage | High | 0.86 |  | 2021-02-24 | 206340222 | 2021-11-17
A.O. Smith Water Products Company | GSW WATER HEATERS | 6G5076NVC 1** | Federally-Regulated Commercial & Industrial Equipment | Natural gas | 50 | 48 | 76 | FALSE |  |  | TRUE | FALSE | Gas-fired storage | High | 0.88 |  | 2021-07-31 | 206340214 | 2021-11-17
A.O. Smith Water Products Company | Lochinvar | SWN100035 2** | Federally-Regulated Commercial & Industrial Equipment | LPG | 34 | 33 | 100 | TRUE |  |  | TRUE | FALSE | Gas-fired storage | High | 0.9 |  | 2021-02-24 | 206340870 | 2021-11-17
A.O. Smith Water Products Company | Lochinvar | SWL100035 2** | Federally-Regulated Commercial & Industrial Equipment | LPG | 34 | 33 | 100 | TRUE |  |  | TRUE | FALSE | Gas-fired storage | High | 0.9 |  | 2021-02-24 | 206340871 | 2021-11-17
A.O. Smith Water Products Company | Lochinvar | SWN100035 2** | Federally-Regulated Commercial & Industrial Equipment | Natural gas | 34 | 33 | 100 | TRUE |  |  | TRUE | FALSE | Gas-fired storage | High | 0.9 |  | 2021-02-24 | 206340870 | 2021-11-17
A.O. Smith Water Products Company | Lochinvar | SWL100035 2** | Federally-Regulated Commercial & Industrial Equipment | Natural gas | 34 | 33 | 100 | TRUE |  |  | TRUE | FALSE | Gas-fired storage | High | 0.9 |  | 2021-02-24 | 206340871 | 2021-11-17
A.O. Smith Water Products Company | A. O. SMITH | GSP-100 2** | Federally-Regulated Commercial & Industrial Equipment | Natural gas | 34 | 33 | 100 | TRUE |  |  | TRUE | FALSE | Gas-fired storage | High | 0.9 |  | 2021-02-24 | 206340869 | 2021-11-17
A.O. Smith Water Products Company | A. O. SMITH | GDHE-75 3** | Federally-Regulated Commercial & Industrial Equipment | Natural gas | 75 | 74 | 100 | FALSE |  |  | TRUE | FALSE | Gas-fired storage | High | 0.86 |  | 2021-02-24 | 206362099 | 2021-11-17
A.O. Smith Water Products Company | A. O. SMITH | GDHE-75 3** | Federally-Regulated Commercial & Industrial Equipment | LPG | 75 | 74 | 100 | FALSE |  |  | TRUE | FALSE | Gas-fired storage | High | 0.86 |  | 2021-02-24 | 206362099 | 2021-11-17
A.O. Smith Water Products Company | A. O. SMITH | GDHE-50 3** | Federally-Regulated Commercial & Industrial Equipment | LPG | 50 | 49 | 100 | FALSE |  |  | TRUE | FALSE | Gas-fired storage | High | 0.88 |  | 2021-07-31 | 206362098 | 2021-11-17
A.O. Smith Water Products Company | A. O. SMITH | GDHE-50 3** | Federally-Regulated Commercial & Industrial Equipment | Natural gas | 50 | 49 | 100 | FALSE |  |  | TRUE | FALSE | Gas-fired storage | High | 0.88 |  | 2021-07-31 | 206362098 | 2021-11-17
A.O. Smith Water Products Company | A. O. SMITH | GPHE-50 1** | Federally-Regulated Commercial & Industrial Equipment | Natural gas | 50 | 48 | 76 | FALSE |  |  | TRUE | FALSE | Gas-fired storage | High | 0.88 |  | 2021-07-31 | 206340207 | 2021-11-17
A.O. Smith Water Products Company | A. O. SMITH | GSP-100 2** | Federally-Regulated Commercial & Industrial Equipment | LPG | 34 | 33 | 100 | TRUE |  |  | TRUE | FALSE | Gas-fired storage | High | 0.9 |  | 2021-02-24 | 206340869 | 2021-11-17
Bradford White Corporation | Jetglas | RG2PV75H*N | Federally-Regulated Commercial & Industrial Equipment | Natural gas | 75 | 72 | 76 | TRUE |  |  | TRUE | FALSE | Gas-fired storage | High | 0.69 |  | 2021-07-31 | 200094553 | 2021-11-17
Bradford White Corporation | Jetglas | RC2PV50H*N | Federally-Regulated Commercial & Industrial Equipment | Natural gas | 50 | 48 | 76 | TRUE |  |  | TRUE | FALSE | Gas-fired storage | High | 0.8 |  | 2021-10-13 | 200094559 | 2021-11-17
Bradford White Corporation | Jetglas | RG1PV55H*X | Federally-Regulated Commercial & Industrial Equipment | LPG | 55 | 55 | 78 | TRUE |  |  | TRUE | FALSE | Gas-fired storage | High | 0.68 |  | 2021-09-01 | 200094597 | 2021-11-17
Bradford White Corporation | Jetglas | LG1PV55H78*N | Federally-Regulated Commercial & Industrial Equipment | Natural gas | 55 | 55 | 78 | TRUE |  |  | TRUE | FALSE | Gas-fired storage | High | 0.68 |  | 2021-09-01 | 200094599 | 2021-11-17
Bradford White Corporation | Jetglas | LG1PV55H78*X | Federally-Regulated Commercial & Industrial Equipment | LPG | 55 | 55 | 78 | TRUE |  |  | TRUE | FALSE | Gas-fired storage | High | 0.68 |  | 2021-09-01 | 200094601 | 2021-11-17
Bradford White Corporation | Jetglas | LC2PV50H76*X | Federally-Regulated Commercial & Industrial Equipment | LPG | 50 | 48 | 76 | TRUE |  |  | TRUE | FALSE | Gas-fired storage | High | 0.8 |  | 2021-09-01 | 200094565 | 2021-11-17
Bradford White Corporation | Jetglas | RC2PV50H*X | Federally-Regulated Commercial & Industrial Equipment | LPG | 50 | 48 | 76 | TRUE |  |  | TRUE | FALSE | Gas-fired storage | High | 0.8 |  | 2021-10-13 | 200094561 | 2021-11-17
Bradford White Corporation | Jetglas | RG2PV75H*X | Federally-Regulated Commercial & Industrial Equipment | LPG | 75 | 72 | 76 | TRUE |  |  | TRUE | FALSE | Gas-fired storage | High | 0.69 |  | 2021-07-31 | 200094555 | 2021-11-17
Bradford White Corporation | Jetglas | LC2PV50H76*N | Federally-Regulated Commercial & Industrial Equipment | Natural gas | 50 | 48 | 76 | TRUE |  |  | TRUE | FALSE | Gas-fired storage | High | 0.8 |  | 2021-09-01 | 200094563 | 2021-11-17
Bradford White Corporation | Jetglas | URG2PV75H*N | Federally-Regulated Commercial & Industrial Equipment | Natural gas | 75 | 72 | 76 | TRUE |  |  | TRUE | FALSE | Gas-fired storage | High | 0.69 |  | 2021-07-31 | 200094557 | 2021-11-17
Bradford White Corporation | Jetglas | RG1PV55H*N | Federally-Regulated Commercial & Industrial Equipment | Natural gas | 55 | 55 | 78 | TRUE |  |  | TRUE | FALSE | Gas-fired storage | High | 0.68 |  | 2021-09-01 | 200094595 | 2021-11-17
A.O. Smith Water Products Company | RELIANCE WATER HEATERS | 6-50-*TPDT 3** | Federally-Regulated Commercial & Industrial Equipment | Natural gas | 50 | 49 | 100 | FALSE |  |  | TRUE | FALSE | Gas-fired storage | High | 0.88 |  | 2021-07-31 | 206340220 | 2021-11-17
A.O. Smith Water Products Company | RELIANCE WATER HEATERS | 6-50-*TPDT 3** | Federally-Regulated Commercial & Industrial Equipment | LPG | 50 | 49 | 100 | FALSE |  |  | TRUE | FALSE | Gas-fired storage | High | 0.88 |  | 2021-07-31 | 206340220 | 2021-11-17
A.O. Smith Water Products Company | RELIANCE WATER HEATERS | 6-50-YTVIT 1** | Federally-Regulated Commercial & Industrial Equipment | Natural gas | 50 | 48 | 76 | FALSE |  |  | TRUE | FALSE | Gas-fired storage | High | 0.88 |  | 2021-07-31 | 206340216 | 2021-11-17
A.O. Smith Water Products Company | RELIANCE WATER HEATERS | 6-75- *TPDT 3** | Federally-Regulated Commercial & Industrial Equipment | Natural gas | 75 | 74 | 100 | FALSE |  |  | TRUE | FALSE | Gas-fired storage | High | 0.86 |  | 2021-02-24 | 206340224 | 2021-11-17
A.O. Smith Water Products Company | RELIANCE WATER HEATERS | 6-75- *TPDT 3** | Federally-Regulated Commercial & Industrial Equipment | LPG | 75 | 74 | 100 | FALSE |  |  | TRUE | FALSE | Gas-fired storage | High | 0.86 |  | 2021-02-24 | 206340224 | 2021-11-17
A.O. Smith Water Products Company | State | GP6-50-YTVIT 1** | Federally-Regulated Commercial & Industrial Equipment | Natural gas | 50 | 48 | 76 | FALSE |  |  | TRUE | FALSE | Gas-fired storage | High | 0.88 |  | 2021-02-24 | 206340217 | 2021-11-17
American Water Heater Co. | American | PR-34-100 * 2** | Federally-Regulated Commercial & Industrial Equipment | Natural gas | 34 | 33 | 100 | TRUE |  |  | TRUE | FALSE | Gas-fired storage | High | 0.9 |  | 2021-02-24 | 206340868 | 2021-11-17
American Water Heater Co. | American | PG10 34 100 2*V 2** | Federally-Regulated Commercial & Industrial Equipment | Natural gas | 34 | 33 | 100 | TRUE |  |  | TRUE | FALSE | Gas-fired storage | High | 0.9 |  | 2021-02-24 | 206340847 | 2021-11-17
American Water Heater Co. | American | VG6275T100*V 3** | Federally-Regulated Commercial & Industrial Equipment | LPG | 75 | 74 | 100 | FALSE |  |  | TRUE | FALSE | Gas-fired storage | High | 0.86 |  | 2021-02-24 | 206340223 | 2021-11-17
American Water Heater Co. | American | PR-34-100 * 2** | Federally-Regulated Commercial & Industrial Equipment | LPG | 34 | 33 | 100 | TRUE |  |  | TRUE | FALSE | Gas-fired storage | High | 0.9 |  | 2021-02-24 | 206340868 | 2021-11-17
American Water Heater Co. | American | VG6250T100*V 3** | Federally-Regulated Commercial & Industrial Equipment | Natural gas | 50 | 49 | 100 | FALSE |  |  | TRUE | FALSE | Gas-fired storage | High | 0.88 |  | 2021-07-31 | 206340219 | 2021-11-17
American Water Heater Co. | American | PG10 34 100 2*V 2** | Federally-Regulated Commercial & Industrial Equipment | LPG | 34 | 33 | 100 | TRUE |  |  | TRUE | FALSE | Gas-fired storage | High | 0.9 |  | 2021-02-24 | 206340847 | 2021-11-17
American Water Heater Co. | American | VG6250T100*V 3** | Federally-Regulated Commercial & Industrial Equipment | LPG | 50 | 49 | 100 | FALSE |  |  | TRUE | FALSE | Gas-fired storage | High | 0.88 |  | 2021-07-31 | 206340219 | 2021-11-17
American Water Heater Co. | American | VG6275T100*V 3** | Federally-Regulated Commercial & Industrial Equipment | Natural gas | 75 | 74 | 100 | FALSE |  |  | TRUE | FALSE | Gas-fired storage | High | 0.86 |  | 2021-02-24 | 206340223 | 2021-11-17
American Water Heater Co. | American | VG6250T76NV 1** | Federally-Regulated Commercial & Industrial Equipment | Natural gas | 50 | 48 | 76 | FALSE |  |  | TRUE | FALSE | Gas-fired storage | High | 0.88 |  | 2021-07-31 | 206340215 | 2021-11-17
Bradford White Corporation | BRADFORD WHITE | RC2PV50H*N | Federally-Regulated Commercial & Industrial Equipment | Natural gas | 50 | 48 | 76 | TRUE |  |  | TRUE | FALSE | Gas-fired storage | High | 0.8 |  | 2021-10-13 | 200094558 | 2021-11-17
Bradford White Corporation | BRADFORD WHITE | RG2PV75H*X | Federally-Regulated Commercial & Industrial Equipment | LPG | 75 | 72 | 76 | TRUE |  |  | TRUE | FALSE | Gas-fired storage | High | 0.69 | 0.59 | 2019-12-03 |  | 2021-11-17
Bradford White Corporation | BRADFORD WHITE | RG1PV55H*N | Federally-Regulated Commercial & Industrial Equipment | Natural gas | 55 | 55 | 78 | TRUE |  |  | TRUE | FALSE | Gas-fired storage | High | 0.68 |  | 2021-09-01 | 200094594 | 2021-11-17
Bradford White Corporation | BRADFORD WHITE | RG1PV55H*X | Federally-Regulated Commercial & Industrial Equipment | LPG | 55 | 55 | 78 | TRUE |  |  | TRUE | FALSE | Gas-fired storage | High | 0.68 |  | 2021-09-01 | 200094596 | 2021-11-17
Bradford White Corporation | BRADFORD WHITE | RG2PV75H*N | Federally-Regulated Commercial & Industrial Equipment | Natural gas | 75 | 72 | 76 | TRUE |  |  | TRUE | FALSE | Gas-fired storage | High | 0.69 | 0.59 | 2019-12-03 |  | 2021-11-17
Bradford White Corporation | BRADFORD WHITE | LG1PV55H78*N | Federally-Regulated Commercial & Industrial Equipment | Natural gas | 55 | 55 | 78 | TRUE |  |  | TRUE | FALSE | Gas-fired storage | High | 0.68 |  | 2021-09-01 | 200094598 | 2021-11-17
Bradford White Corporation | BRADFORD WHITE | LC2PV50H76*X | Federally-Regulated Commercial & Industrial Equipment | LPG | 50 | 48 | 76 | TRUE |  |  | TRUE | FALSE | Gas-fired storage | High | 0.8 |  | 2021-09-01 | 200094564 | 2021-11-17
Bradford White Corporation | BRADFORD WHITE | RC2PV50H*X | Federally-Regulated Commercial & Industrial Equipment | LPG | 50 | 48 | 76 | TRUE |  |  | TRUE | FALSE | Gas-fired storage | High | 0.8 |  | 2021-10-13 | 200094560 | 2021-11-17
Bradford White Corporation | BRADFORD WHITE | LG1PV55H78*X | Federally-Regulated Commercial & Industrial Equipment | LPG | 55 | 55 | 78 | TRUE |  |  | TRUE | FALSE | Gas-fired storage | High | 0.68 |  | 2021-09-01 | 200094600 | 2021-11-17
Bradford White Corporation | BRADFORD WHITE | LC2PV50H76*N | Federally-Regulated Commercial & Industrial Equipment | Natural gas | 50 | 48 | 76 | TRUE |  |  | TRUE | FALSE | Gas-fired storage | High | 0.8 |  | 2021-09-01 | 200094562 | 2021-11-17
Bradford White Corporation | BRADFORD WHITE | URG2PV75H*N | Federally-Regulated Commercial & Industrial Equipment | Natural gas | 75 | 72 | 76 | TRUE |  |  | TRUE | FALSE | Gas-fired storage | High | 0.69 | 0.59 | 2019-12-03 |  | 2021-11-17
A.O. Smith Water Products Company | Lochinvar | SWN100035 2** | Federally-Regulated Commercial & Industrial Equipment | LPG | 34 | 33 | 100 | TRUE |  |  | TRUE | FALSE | Gas-fired storage | High | 0.9 |  | 2021-11-17 | 206340870 | 2021-11-17
A.O. Smith Water Products Company | Lochinvar | SWL100035 2** | Federally-Regulated Commercial & Industrial Equipment | LPG | 34 | 33 | 100 | TRUE |  |  | TRUE | FALSE | Gas-fired storage | High | 0.9 |  | 2021-11-17 | 206340871 | 2021-11-17
A.O. Smith Water Products Company | Lochinvar | SWN100035 2** | Federally-Regulated Commercial & Industrial Equipment | Natural gas | 34 | 33 | 100 | TRUE |  |  | TRUE | FALSE | Gas-fired storage | High | 0.9 |  | 2021-11-17 | 206340870 | 2021-11-17
A.O. Smith Water Products Company | Lochinvar | SWL100035 2** | Federally-Regulated Commercial & Industrial Equipment | Natural gas | 34 | 33 | 100 | TRUE |  |  | TRUE | FALSE | Gas-fired storage | High | 0.9 |  | 2021-11-17 | 206340871 | 2021-11-17
A.O. Smith Water Products Company | A. O. SMITH | GSP-100 2** | Federally-Regulated Commercial & Industrial Equipment | Natural gas | 34 | 33 | 100 | TRUE |  |  | TRUE | FALSE | Gas-fired storage | High | 0.9 |  | 2021-11-17 | 206340869 | 2021-11-17
A.O. Smith Water Products Company | A. O. SMITH | GDHE-75 3** | Federally-Regulated Commercial & Industrial Equipment | Natural gas | 75 | 74 | 100 | FALSE |  |  | TRUE | FALSE | Gas-fired storage | High | 0.86 |  | 2021-11-17 | 206362099 | 2021-11-17
A.O. Smith Water Products Company | A. O. SMITH | GDHE-75 3** | Federally-Regulated Commercial & Industrial Equipment | LPG | 75 | 74 | 100 | FALSE |  |  | TRUE | FALSE | Gas-fired storage | High | 0.86 |  | 2021-11-17 | 206362099 | 2021-11-17
A.O. Smith Water Products Company | A. O. SMITH | GDHE-50 3** | Federally-Regulated Commercial & Industrial Equipment | LPG | 50 | 49 | 100 | FALSE |  |  | TRUE | FALSE | Gas-fired storage | High | 0.88 |  | 2021-11-17 | 206362098 | 2021-11-17
A.O. Smith Water Products Company | A. O. SMITH | GDHE-50 3** | Federally-Regulated Commercial & Industrial Equipment | Natural gas | 50 | 49 | 100 | FALSE |  |  | TRUE | FALSE | Gas-fired storage | High | 0.88 |  | 2021-11-17 | 206362098 | 2021-11-17
A.O. Smith Water Products Company | A. O. SMITH | GPHE-50 1** | Federally-Regulated Commercial & Industrial Equipment | Natural gas | 50 | 48 | 76 | FALSE |  |  | TRUE | FALSE | Gas-fired storage | High | 0.88 |  | 2021-11-17 | 206340207 | 2021-11-17
A.O. Smith Water Products Company | A. O. SMITH | GSP-100 2** | Federally-Regulated Commercial & Industrial Equipment | LPG | 34 | 33 | 100 | TRUE |  |  | TRUE | FALSE | Gas-fired storage | High | 0.9 |  | 2021-11-17 | 206340869 | 2021-11-17
A.O. Smith Water Products Company | RELIANCE WATER HEATERS | 6-50-*TPDT 3** | Federally-Regulated Commercial & Industrial Equipment | Natural gas | 50 | 49 | 100 | FALSE |  |  | TRUE | FALSE | Gas-fired storage | High | 0.88 |  | 2021-11-17 | 206340220 | 2021-11-17
A.O. Smith Water Products Company | RELIANCE WATER HEATERS | 6-50-*TPDT 3** | Federally-Regulated Commercial & Industrial Equipment | LPG | 50 | 49 | 100 | FALSE |  |  | TRUE | FALSE | Gas-fired storage | High | 0.88 |  | 2021-11-17 | 206340220 | 2021-11-17
A.O. Smith Water Products Company | RELIANCE WATER HEATERS | 6-50-YTVIT 1** | Federally-Regulated Commercial & Industrial Equipment | Natural gas | 50 | 48 | 76 | FALSE |  |  | TRUE | FALSE | Gas-fired storage | High | 0.88 |  | 2021-11-17 | 206340216 | 2021-11-17
A.O. Smith Water Products Company | RELIANCE WATER HEATERS | 6-75- *TPDT 3** | Federally-Regulated Commercial & Industrial Equipment | Natural gas | 75 | 74 | 100 | FALSE |  |  | TRUE | FALSE | Gas-fired storage | High | 0.86 |  | 2021-11-17 | 206340224 | 2021-11-17
A.O. Smith Water Products Company | RELIANCE WATER HEATERS | 6-75- *TPDT 3** | Federally-Regulated Commercial & Industrial Equipment | LPG | 75 | 74 | 100 | FALSE |  |  | TRUE | FALSE | Gas-fired storage | High | 0.86 |  | 2021-11-17 | 206340224 | 2021-11-17
Bradford White Corporation | Jetglas | RG2PV75H*N | Federally-Regulated Commercial & Industrial Equipment | Natural gas | 75 | 72 | 76 | TRUE |  |  | TRUE | FALSE | Gas-fired storage | High | 0.69 |  | 2021-11-17 | 200094553 | 2021-11-17
Bradford White Corporation | Jetglas | RC2PV50H*N | Federally-Regulated Commercial & Industrial Equipment | Natural gas | 50 | 48 | 76 | TRUE |  |  | TRUE | FALSE | Gas-fired storage | High | 0.8 |  | 2021-11-17 | 200094559 | 2021-11-17
Bradford White Corporation | Jetglas | RG1PV55H*X | Federally-Regulated Commercial & Industrial Equipment | LPG | 55 | 55 | 78 | TRUE |  |  | TRUE | FALSE | Gas-fired storage | High | 0.68 |  | 2021-11-17 | 200094597 | 2021-11-17
Bradford White Corporation | Jetglas | LG1PV55H78*N | Federally-Regulated Commercial & Industrial Equipment | Natural gas | 55 | 55 | 78 | TRUE |  |  | TRUE | FALSE | Gas-fired storage | High | 0.68 |  | 2021-11-17 | 200094599 | 2021-11-17
Bradford White Corporation | Jetglas | LG1PV55H78*X | Federally-Regulated Commercial & Industrial Equipment | LPG | 55 | 55 | 78 | TRUE |  |  | TRUE | FALSE | Gas-fired storage | High | 0.68 |  | 2021-11-17 | 200094601 | 2021-11-17
Bradford White Corporation | Jetglas | LC2PV50H76*X | Federally-Regulated Commercial & Industrial Equipment | LPG | 50 | 48 | 76 | TRUE |  |  | TRUE | FALSE | Gas-fired storage | High | 0.8 |  | 2021-11-17 | 200094565 | 2021-11-17
Bradford White Corporation | Jetglas | RC2PV50H*X | Federally-Regulated Commercial & Industrial Equipment | LPG | 50 | 48 | 76 | TRUE |  |  | TRUE | FALSE | Gas-fired storage | High | 0.8 |  | 2021-11-17 | 200094561 | 2021-11-17
Bradford White Corporation | Jetglas | RG2PV75H*X | Federally-Regulated Commercial & Industrial Equipment | LPG | 75 | 72 | 76 | TRUE |  |  | TRUE | FALSE | Gas-fired storage | High | 0.69 |  | 2021-11-17 | 200094555 | 2021-11-17
Bradford White Corporation | Jetglas | LC2PV50H76*N | Federally-Regulated Commercial & Industrial Equipment | Natural gas | 50 | 48 | 76 | TRUE |  |  | TRUE | FALSE | Gas-fired storage | High | 0.8 |  | 2021-11-17 | 200094563 | 2021-11-17
Bradford White Corporation | Jetglas | URG2PV75H*N | Federally-Regulated Commercial & Industrial Equipment | Natural gas | 75 | 72 | 76 | TRUE |  |  | TRUE | FALSE | Gas-fired storage | High | 0.69 |  | 2021-11-17 | 200094557 | 2021-11-17
Bradford White Corporation | Jetglas | RG1PV55H*N | Federally-Regulated Commercial & Industrial Equipment | Natural gas | 55 | 55 | 78 | TRUE |  |  | TRUE | FALSE | Gas-fired storage | High | 0.68 |  | 2021-11-17 | 200094595 | 2021-11-17
American Water Heater Co. | American | PR-34-100 * 2** | Federally-Regulated Commercial & Industrial Equipment | Natural gas | 34 | 33 | 100 | TRUE |  |  | TRUE | FALSE | Gas-fired storage | High | 0.9 |  | 2021-11-17 | 206340868 | 2021-11-17
American Water Heater Co. | American | PG10 34 100 2*V 2** | Federally-Regulated Commercial & Industrial Equipment | Natural gas | 34 | 33 | 100 | TRUE |  |  | TRUE | FALSE | Gas-fired storage | High | 0.9 |  | 2021-11-17 | 206340847 | 2021-11-17
American Water Heater Co. | American | VG6275T100*V 3** | Federally-Regulated Commercial & Industrial Equipment | LPG | 75 | 74 | 100 | FALSE |  |  | TRUE | FALSE | Gas-fired storage | High | 0.86 |  | 2021-11-17 | 206340223 | 2021-11-17
American Water Heater Co. | American | PR-34-100 * 2** | Federally-Regulated Commercial & Industrial Equipment | LPG | 34 | 33 | 100 | TRUE |  |  | TRUE | FALSE | Gas-fired storage | High | 0.9 |  | 2021-11-17 | 206340868 | 2021-11-17
American Water Heater Co. | American | VG6250T100*V 3** | Federally-Regulated Commercial & Industrial Equipment | Natural gas | 50 | 49 | 100 | FALSE |  |  | TRUE | FALSE | Gas-fired storage | High | 0.88 |  | 2021-11-17 | 206340219 | 2021-11-17
American Water Heater Co. | American | PG10 34 100 2*V 2** | Federally-Regulated Commercial & Industrial Equipment | LPG | 34 | 33 | 100 | TRUE |  |  | TRUE | FALSE | Gas-fired storage | High | 0.9 |  | 2021-11-17 | 206340847 | 2021-11-17
American Water Heater Co. | American | VG6250T100*V 3** | Federally-Regulated Commercial & Industrial Equipment | LPG | 50 | 49 | 100 | FALSE |  |  | TRUE | FALSE | Gas-fired storage | High | 0.88 |  | 2021-11-17 | 206340219 | 2021-11-17
American Water Heater Co. | American | VG6275T100*V 3** | Federally-Regulated Commercial & Industrial Equipment | Natural gas | 75 | 74 | 100 | FALSE |  |  | TRUE | FALSE | Gas-fired storage | High | 0.86 |  | 2021-11-17 | 206340223 | 2021-11-17
American Water Heater Co. | American | VG6250T76NV 1** | Federally-Regulated Commercial & Industrial Equipment | Natural gas | 50 | 48 | 76 | FALSE |  |  | TRUE | FALSE | Gas-fired storage | High | 0.88 |  | 2021-11-17 | 206340215 | 2021-11-17
A.O. Smith Water Products Company | State | GP6-50-YTVIT 1** | Federally-Regulated Commercial & Industrial Equipment | Natural gas | 50 | 48 | 76 | FALSE |  |  | TRUE | FALSE | Gas-fired storage | High | 0.88 |  | 2021-11-17 | 206340217 | 2021-11-17
Bradford White Corporation | BRADFORD WHITE | RC2PV50H*N | Federally-Regulated Commercial & Industrial Equipment | Natural gas | 50 | 48 | 76 | TRUE |  |  | TRUE | FALSE | Gas-fired storage | High | 0.8 |  | 2021-11-17 | 200094558 | 2021-11-17
Bradford White Corporation | BRADFORD WHITE | RG2PV75H*X | Federally-Regulated Commercial & Industrial Equipment | LPG | 75 | 72 | 76 | TRUE |  |  | TRUE | FALSE | Gas-fired storage | High | 0.69 |  | 2021-11-17 | 200094554 | 2021-11-17
Bradford White Corporation | BRADFORD WHITE | RG1PV55H*N | Federally-Regulated Commercial & Industrial Equipment | Natural gas | 55 | 55 | 78 | TRUE |  |  | TRUE | FALSE | Gas-fired storage | High | 0.68 |  | 2021-11-17 | 200094594 | 2021-11-17
Bradford White Corporation | BRADFORD WHITE | RG1PV55H*X | Federally-Regulated Commercial & Industrial Equipment | LPG | 55 | 55 | 78 | TRUE |  |  | TRUE | FALSE | Gas-fired storage | High | 0.68 |  | 2021-11-17 | 200094596 | 2021-11-17
Bradford White Corporation | BRADFORD WHITE | RG2PV75H*N | Federally-Regulated Commercial & Industrial Equipment | Natural gas | 75 | 72 | 76 | TRUE |  |  | TRUE | FALSE | Gas-fired storage | High | 0.69 |  | 2021-11-17 | 200094552 | 2021-11-17
Bradford White Corporation | BRADFORD WHITE | LG1PV55H78*N | Federally-Regulated Commercial & Industrial Equipment | Natural gas | 55 | 55 | 78 | TRUE |  |  | TRUE | FALSE | Gas-fired storage | High | 0.68 |  | 2021-11-17 | 200094598 | 2021-11-17
Bradford White Corporation | BRADFORD WHITE | LC2PV50H76*X | Federally-Regulated Commercial & Industrial Equipment | LPG | 50 | 48 | 76 | TRUE |  |  | TRUE | FALSE | Gas-fired storage | High | 0.8 |  | 2021-11-17 | 200094564 | 2021-11-17
Bradford White Corporation | BRADFORD WHITE | RC2PV50H*X | Federally-Regulated Commercial & Industrial Equipment | LPG | 50 | 48 | 76 | TRUE |  |  | TRUE | FALSE | Gas-fired storage | High | 0.8 |  | 2021-11-17 | 200094560 | 2021-11-17
Bradford White Corporation | BRADFORD WHITE | LG1PV55H78*X | Federally-Regulated Commercial & Industrial Equipment | LPG | 55 | 55 | 78 | TRUE |  |  | TRUE | FALSE | Gas-fired storage | High | 0.68 |  | 2021-11-17 | 200094600 | 2021-11-17
Bradford White Corporation | BRADFORD WHITE | LC2PV50H76*N | Federally-Regulated Commercial & Industrial Equipment | Natural gas | 50 | 48 | 76 | TRUE |  |  | TRUE | FALSE | Gas-fired storage | High | 0.8 |  | 2021-11-17 | 200094562 | 2021-11-17
Bradford White Corporation | BRADFORD WHITE | URG2PV75H*N | Federally-Regulated Commercial & Industrial Equipment | Natural gas | 75 | 72 | 76 | TRUE |  |  | TRUE | FALSE | Gas-fired storage | High | 0.69 |  | 2021-11-17 | 200094556 | 2021-11-17
A.O. Smith Water Products Company | GSW WATER HEATERS | 6G50100*PDVH 3** | Federally-Regulated Commercial & Industrial Equipment | Natural gas | 50 | 49 | 100 | FALSE |  |  | TRUE | FALSE | Gas-fired storage | High | 0.88 |  | 2021-11-17 | 206340218 | 2021-11-17
A.O. Smith Water Products Company | GSW WATER HEATERS | 6G75100*PDVH0* 3** | Federally-Regulated Commercial & Industrial Equipment | LPG | 75 | 74 | 100 | FALSE |  |  | TRUE | FALSE | Gas-fired storage | High | 0.86 |  | 2021-11-17 | 206340222 | 2021-11-17
A.O. Smith Water Products Company | GSW WATER HEATERS | 6G50100*PDVH 3** | Federally-Regulated Commercial & Industrial Equipment | LPG | 50 | 49 | 100 | FALSE |  |  | TRUE | FALSE | Gas-fired storage | High | 0.88 |  | 2021-11-17 | 206340218 | 2021-11-17
A.O. Smith Water Products Company | GSW WATER HEATERS | 6G75100*PDVH0* 3** | Federally-Regulated Commercial & Industrial Equipment | Natural gas | 75 | 74 | 100 | FALSE |  |  | TRUE | FALSE | Gas-fired storage | High | 0.86 |  | 2021-11-17 | 206340222 | 2021-11-17
A.O. Smith Water Products Company | GSW WATER HEATERS | 6G5076NVC 1** | Federally-Regulated Commercial & Industrial Equipment | Natural gas | 50 | 48 | 76 | FALSE |  |  | TRUE | FALSE | Gas-fired storage | High | 0.88 |  | 2021-11-17 | 206340214 | 2021-11-17
American Water Heater Co. | American | VG6250T76NV 1** | Federally-Regulated Commercial & Industrial Equipment | Natural gas | 50 | 48 | 76 | FALSE |  |  | TRUE | FALSE | Gas-fired storage | High | 0.88 |  | 2021-11-17 | 206340215 | 2021-11-24
A.O. Smith Water Products Company | RELIANCE WATER HEATERS | 6-50-YTVIT 1** | Federally-Regulated Commercial & Industrial Equipment | Natural gas | 50 | 48 | 76 | FALSE |  |  | TRUE | FALSE | Gas-fired storage | High | 0.88 |  | 2021-11-17 | 206340216 | 2021-11-24
A.O. Smith Water Products Company | GSW WATER HEATERS | 6G5076NVC 1** | Federally-Regulated Commercial & Industrial Equipment | Natural gas | 50 | 48 | 76 | FALSE |  |  | TRUE | FALSE | Gas-fired storage | High | 0.88 |  | 2021-11-17 | 206340214 | 2021-11-24
A.O. Smith Water Products Company | State | GP6-50-YTVIT 1** | Federally-Regulated Commercial & Industrial Equipment | Natural gas | 50 | 48 | 76 | FALSE |  |  | TRUE | FALSE | Gas-fired storage | High | 0.88 |  | 2021-11-17 | 206340217 | 2021-11-24
American Water Heater Co. | American | VG6250T76NV 1** | Federally-Regulated Commercial & Industrial Equipment | Natural gas | 50 | 48 | 76 | FALSE |  |  | TRUE | FALSE | Gas-fired storage | High | 0.88 |  | 2021-11-24 | 206340215 | 2021-11-24
A.O. Smith Water Products Company | RELIANCE WATER HEATERS | 6-50-YTVIT 1** | Federally-Regulated Commercial & Industrial Equipment | Natural gas | 50 | 48 | 76 | FALSE |  |  | TRUE | FALSE | Gas-fired storage | High | 0.88 |  | 2021-11-24 | 206340216 | 2021-11-24
A.O. Smith Water Products Company | GSW WATER HEATERS | 6G5076NVC 1** | Federally-Regulated Commercial & Industrial Equipment | Natural gas | 50 | 48 | 76 | FALSE |  |  | TRUE | FALSE | Gas-fired storage | High | 0.88 |  | 2021-11-24 | 206340214 | 2021-11-24
A.O. Smith Water Products Company | State | GP6-50-YTVIT 1** | Federally-Regulated Commercial & Industrial Equipment | Natural gas | 50 | 48 | 76 | FALSE |  |  | TRUE | FALSE | Gas-fired storage | High | 0.88 |  | 2021-11-24 | 206340217 | 2021-11-24
American Water Heater Co. | American | PG10 34 100 2*V 2** | Federally-Regulated Commercial & Industrial Equipment | LPG | 34 | 33 | 100 | TRUE |  |  | TRUE | FALSE | Gas-fired storage | High | 0.9 |  | 2021-11-17 | 206340847 | 2021-12-01
American Water Heater Co. | American | PR-34-100 * 2** | Federally-Regulated Commercial & Industrial Equipment | Natural gas | 34 | 33 | 100 | TRUE |  |  | TRUE | FALSE | Gas-fired storage | High | 0.9 |  | 2021-11-17 | 206340868 | 2021-12-01
American Water Heater Co. | American | PG10 34 100 2*V 2** | Federally-Regulated Commercial & Industrial Equipment | Natural gas | 34 | 33 | 100 | TRUE |  |  | TRUE | FALSE | Gas-fired storage | High | 0.9 |  | 2021-11-17 | 206340847 | 2021-12-01
American Water Heater Co. | American | PR-34-100 * 2** | Federally-Regulated Commercial & Industrial Equipment | LPG | 34 | 33 | 100 | TRUE |  |  | TRUE | FALSE | Gas-fired storage | High | 0.9 |  | 2021-11-17 | 206340868 | 2021-12-01
A.O. Smith Water Products Company | A. O. SMITH | GSP-100 2** | Federally-Regulated Commercial & Industrial Equipment | Natural gas | 34 | 33 | 100 | TRUE |  |  | TRUE | FALSE | Gas-fired storage | High | 0.9 |  | 2021-11-17 | 206340869 | 2021-12-01
A.O. Smith Water Products Company | A. O. SMITH | GSP-100 2** | Federally-Regulated Commercial & Industrial Equipment | LPG | 34 | 33 | 100 | TRUE |  |  | TRUE | FALSE | Gas-fired storage | High | 0.9 |  | 2021-11-17 | 206340869 | 2021-12-01
A.O. Smith Water Products Company | A. O. SMITH | GSP-100 2** | Federally-Regulated Commercial & Industrial Equipment | Natural gas | 34 | 33 | 100 | TRUE |  |  | TRUE | FALSE | Gas-fired storage | High | 0.9 |  | 2021-12-01 | 206340869 | 2021-12-01
A.O. Smith Water Products Company | A. O. SMITH | GSP-100 2** | Federally-Regulated Commercial & Industrial Equipment | LPG | 34 | 33 | 100 | TRUE |  |  | TRUE | FALSE | Gas-fired storage | High | 0.9 |  | 2021-12-01 | 206340869 | 2021-12-01
American Water Heater Co. | American | PG10 34 100 2*V 2** | Federally-Regulated Commercial & Industrial Equipment | LPG | 34 | 33 | 100 | TRUE |  |  | TRUE | FALSE | Gas-fired storage | High | 0.9 |  | 2021-12-01 | 206340847 | 2021-12-01
American Water Heater Co. | American | PR-34-100 * 2** | Federally-Regulated Commercial & Industrial Equipment | Natural gas | 34 | 33 | 100 | TRUE |  |  | TRUE | FALSE | Gas-fired storage | High | 0.9 |  | 2021-12-01 | 206340868 | 2021-12-01
American Water Heater Co. | American | PG10 34 100 2*V 2** | Federally-Regulated Commercial & Industrial Equipment | Natural gas | 34 | 33 | 100 | TRUE |  |  | TRUE | FALSE | Gas-fired storage | High | 0.9 |  | 2021-12-01 | 206340847 | 2021-12-01
American Water Heater Co. | American | PR-34-100 * 2** | Federally-Regulated Commercial & Industrial Equipment | LPG | 34 | 33 | 100 | TRUE |  |  | TRUE | FALSE | Gas-fired storage | High | 0.9 |  | 2021-12-01 | 206340868 | 2021-12-01
Rheem Sales Company, Inc. | Rheem | PROP G50-76 (*) RH HE EC3 | Federally-Regulated Commercial & Industrial Equipment | LPG | 50 | 50 | 76 | TRUE |  |  | TRUE | FALSE | Gas-fired storage | High | 0.9 |  | 2021-10-27 | 207524717 | 2021-12-08
Rheem Sales Company, Inc. | Rheem | PROP G50-100 (*) RH HE EC3 | Federally-Regulated Commercial & Industrial Equipment | Natural gas | 50 | 50 | 100 | TRUE |  |  | TRUE | FALSE | Gas-fired storage | High | 0.9 |  | 2021-10-27 | 207524716 | 2021-12-08
Rheem Sales Company, Inc. | Rheem | PROP G50-76 (*) RH HE EC3 | Federally-Regulated Commercial & Industrial Equipment | Natural gas | 50 | 50 | 76 | TRUE |  |  | TRUE | FALSE | Gas-fired storage | High | 0.9 |  | 2021-10-27 | 207524717 | 2021-12-08
Rheem Sales Company, Inc. | Rheem | PROP G50-100 (*) RH HE EC3 | Federally-Regulated Commercial & Industrial Equipment | LPG | 50 | 50 | 100 | TRUE |  |  | TRUE | FALSE | Gas-fired storage | High | 0.9 |  | 2021-10-27 | 207524716 | 2021-12-08
Ariston USA LLC | GIANT | UGC80S-100 | Federally-Regulated Commercial & Industrial Equipment | Natural gas | 80 | 75 | 100 | FALSE |  |  | TRUE | FALSE | Gas-fired storage | High | 0.93 |  | 2021-10-13 | 206597534 | 2021-12-08
Ariston USA LLC | GIANT | UGC120S-100 | Federally-Regulated Commercial & Industrial Equipment | LPG | 119 | 112 | 100 | FALSE |  |  | TRUE | FALSE | Gas-fired storage | High | 0.9 |  | 2021-10-13 | 206597535 | 2021-12-08
Ariston USA LLC | GIANT | UGC55S-100 | Federally-Regulated Commercial & Industrial Equipment | LPG | 55 | 53 | 100 | FALSE |  |  | TRUE | FALSE | Gas-fired storage | High | 0.89 |  | 2021-10-13 | 206597533 | 2021-12-08
Ariston USA LLC | GIANT | UGC55S-100 | Federally-Regulated Commercial & Industrial Equipment | Natural gas | 55 | 53 | 100 | FALSE |  |  | TRUE | FALSE | Gas-fired storage | High | 0.89 |  | 2021-10-13 | 206597533 | 2021-12-08
Ariston USA LLC | GIANT | UGC120S-100 | Federally-Regulated Commercial & Industrial Equipment | Natural gas | 119 | 112 | 100 | FALSE |  |  | TRUE | FALSE | Gas-fired storage | High | 0.9 |  | 2021-10-13 | 206597535 | 2021-12-08
Ariston USA LLC | GIANT | UGC80S-100 | Federally-Regulated Commercial & Industrial Equipment | LPG | 80 | 75 | 100 | FALSE |  |  | TRUE | FALSE | Gas-fired storage | High | 0.93 |  | 2021-10-13 | 206597534 | 2021-12-08
Rheem Sales Company, Inc. | Rheem | PROP G50-76 (*) RH HE EC3 | Federally-Regulated Commercial & Industrial Equipment | LPG | 50 | 50 | 76 | TRUE |  |  | TRUE | FALSE | Gas-fired storage | High | 0.9 |  | 2021-12-08 | 207524717 | 2021-12-08
Rheem Sales Company, Inc. | Rheem | PROP G50-100 (*) RH HE EC3 | Federally-Regulated Commercial & Industrial Equipment | Natural gas | 50 | 50 | 100 | TRUE |  |  | TRUE | FALSE | Gas-fired storage | High | 0.9 |  | 2021-12-08 | 207524716 | 2021-12-08
Rheem Sales Company, Inc. | Rheem | PROP G50-76 (*) RH HE EC3 | Federally-Regulated Commercial & Industrial Equipment | Natural gas | 50 | 50 | 76 | TRUE |  |  | TRUE | FALSE | Gas-fired storage | High | 0.9 |  | 2021-12-08 | 207524717 | 2021-12-08
Rheem Sales Company, Inc. | Rheem | PROP G50-100 (*) RH HE EC3 | Federally-Regulated Commercial & Industrial Equipment | LPG | 50 | 50 | 100 | TRUE |  |  | TRUE | FALSE | Gas-fired storage | High | 0.9 |  | 2021-12-08 | 207524716 | 2021-12-08
Rheem Sales Company, Inc. | Richmond | T75UN | Federally-Regulated Commercial & Industrial Equipment | Natural gas | 75 | 73 | 75.1 | TRUE |  |  | TRUE | FALSE | Gas-fired storage | High | 0.68 |  | 2019-12-03 |  | 2021-12-22
Rheem Sales Company, Inc. | Richmond | T100UN | Federally-Regulated Commercial & Industrial Equipment | Natural gas | 98 | 93 | 75.1 | TRUE |  |  | TRUE | FALSE | Gas-fired storage | High | 0.65 | 0.5715 | 2019-02-26 |  | 2021-12-22
Rheem Sales Company, Inc. | Ruud | PRO+G75-75U RU | Federally-Regulated Commercial & Industrial Equipment | Natural gas | 75 | 73 | 75.1 | TRUE |  |  | TRUE | FALSE | Gas-fired storage | High | 0.68 |  | 2019-12-03 |  | 2021-12-22
Rheem Sales Company, Inc. | RHEEM/RUUD | G75UN | Federally-Regulated Commercial & Industrial Equipment | Natural gas | 75 | 73 | 75.1 | TRUE |  |  | TRUE | FALSE | Gas-fired storage | High | 0.68 | 0.59 | 2019-12-03 |  | 2021-12-22
Rheem Sales Company, Inc. | RHEEM/RUUD | G100UN | Federally-Regulated Commercial & Industrial Equipment | Natural gas | 98 | 93 | 75.1 | TRUE |  |  | TRUE | FALSE | Gas-fired storage | High | 0.65 | 0.57 | 2019-02-27 |  | 2021-12-22
Rheem Sales Company, Inc. | Rheem | PRO+G75-75U RH | Federally-Regulated Commercial & Industrial Equipment | Natural gas | 75 | 73 | 75.1 | TRUE |  |  | TRUE | FALSE | Gas-fired storage | High | 0.68 |  | 2019-12-03 |  | 2021-12-22
Rheem Sales Company, Inc. | Rheem | PRO+G98-75U RH | Federally-Regulated Commercial & Industrial Equipment | Natural gas | 98 | 93 | 75.1 | TRUE |  |  | TRUE | FALSE | Gas-fired storage | High | 0.65 | 0.57 | 2019-05-16 |  | 2021-12-22
Rheem Sales Company, Inc. | Rheem | XG75T06EN75U0 | Federally-Regulated Commercial & Industrial Equipment | Natural gas | 75 | 73 | 75.1 | TRUE |  |  | TRUE | FALSE | Gas-fired storage | High | 0.68 |  | 2019-12-03 |  | 2021-12-22
Ariston USA LLC | Westinghouse | WGC119**100 | Federally-Regulated Commercial & Industrial Equipment | Natural gas | 119 | 112 | 100 | FALSE |  |  | TRUE | FALSE | Gas-fired storage | High | 0.9 |  | 2021-10-13 | 10324155 | 2022-01-05
Ariston USA LLC | Westinghouse | WGC119**100 | Federally-Regulated Commercial & Industrial Equipment | LPG | 119 | 112 | 100 | FALSE |  |  | TRUE | FALSE | Gas-fired storage | High | 0.9 |  | 2021-10-13 | 10324155 | 2022-01-05
Ariston USA LLC | Westinghouse | WGR080**076 | Federally-Regulated Commercial & Industrial Equipment | LPG | 80 | 77 | 76 | FALSE |  |  | TRUE | FALSE | Gas-fired storage | High | 0.87 |  | 2021-10-13 | 10324102 | 2022-01-05
Ariston USA LLC | Westinghouse | WGR080**076 | Federally-Regulated Commercial & Industrial Equipment | Natural gas | 80 | 77 | 76 | FALSE |  |  | TRUE | FALSE | Gas-fired storage | High | 0.87 |  | 2021-10-13 | 10324102 | 2022-01-05
Ariston USA LLC | Westinghouse | WGR050**076 | Federally-Regulated Commercial & Industrial Equipment | Natural gas | 50 | 48 | 76 | FALSE |  |  | TRUE | FALSE | Gas-fired storage | High | 0.9 |  | 2021-10-13 | 10324078 | 2022-01-05
Ariston USA LLC | Westinghouse | WGC080**100 | Federally-Regulated Commercial & Industrial Equipment | LPG | 80 | 75 | 100 | FALSE |  |  | TRUE | FALSE | Gas-fired storage | High | 0.93 |  | 2021-10-13 | 10324153 | 2022-01-05
Ariston USA LLC | Westinghouse | WGC055**100 | Federally-Regulated Commercial & Industrial Equipment | LPG | 55 | 53 | 100 | FALSE |  |  | TRUE | FALSE | Gas-fired storage | High | 0.89 |  | 2021-10-13 | 10324151 | 2022-01-05
Ariston USA LLC | Westinghouse | WGC080**100 | Federally-Regulated Commercial & Industrial Equipment | Natural gas | 80 | 75 | 100 | FALSE |  |  | TRUE | FALSE | Gas-fired storage | High | 0.93 |  | 2021-10-13 | 10324153 | 2022-01-05
Ariston USA LLC | Westinghouse | WGC055**100 | Federally-Regulated Commercial & Industrial Equipment | Natural gas | 55 | 53 | 100 | FALSE |  |  | TRUE | FALSE | Gas-fired storage | High | 0.89 |  | 2021-10-13 | 10324151 | 2022-01-05
Ariston USA LLC | Westinghouse | WGR050**076 | Federally-Regulated Commercial & Industrial Equipment | LPG | 50 | 48 | 76 | FALSE |  |  | TRUE | FALSE | Gas-fired storage | High | 0.9 |  | 2021-10-13 | 10324078 | 2022-01-05
Ariston USA LLC | Westinghouse | WGR060**076 | Federally-Regulated Commercial & Industrial Equipment | Natural gas | 60 | 58 | 76 | FALSE |  |  | TRUE | FALSE | Gas-fired storage | High | 0.88 |  | 2021-10-13 | 10324090 | 2022-01-05
Ariston USA LLC | Westinghouse | WGR060**076 | Federally-Regulated Commercial & Industrial Equipment | LPG | 60 | 58 | 76 | FALSE |  |  | TRUE | FALSE | Gas-fired storage | High | 0.88 |  | 2021-10-13 | 10324090 | 2022-01-05
Heatworks Technologies | Heatworks Technologies | MODEL 3 | Federally-Regulated Commercial & Industrial Equipment | Electric resistance | 0.8 | 0.8 | 24 |  |  |  |  | FALSE | Electric instantaneous | Low | 0.93 | 0.8 | 2021-06-02 |  | 2022-01-13
Bradford White Corporation | Jetglas | RC2PV50H*X | Federally-Regulated Commercial & Industrial Equipment | LPG | 50 | 48 | 76 | TRUE |  |  | TRUE | FALSE | Gas-fired storage | High | 0.8 |  | 2021-11-17 | 200094561 | 2022-02-09
Bradford White Corporation | Jetglas | RC2PV50H*N | Federally-Regulated Commercial & Industrial Equipment | Natural gas | 50 | 48 | 76 | TRUE |  |  | TRUE | FALSE | Gas-fired storage | High | 0.8 |  | 2021-11-17 | 200094559 | 2022-02-09
Bradford White Corporation | Jetglas | RC2PV50H*X | Federally-Regulated Commercial & Industrial Equipment | LPG | 50 | 48 | 76 | TRUE |  |  | TRUE | FALSE | Gas-fired storage | High | 0.8 |  | 2022-02-09 | 200094561 | 2022-02-09
Bradford White Corporation | Jetglas | RC2PV50H*N | Federally-Regulated Commercial & Industrial Equipment | Natural gas | 50 | 48 | 76 | TRUE |  |  | TRUE | FALSE | Gas-fired storage | High | 0.8 |  | 2022-02-09 | 200094559 | 2022-02-09
A.O. Smith Water Products Company | A. O. SMITH | GPHE-50 1** | Federally-Regulated Commercial & Industrial Equipment | Natural gas | 50 | 48 | 76 | FALSE |  |  | TRUE | FALSE | Gas-fired storage | High | 0.88 |  | 2021-11-17 | 206340207 | 2022-02-09
A.O. Smith Water Products Company | A. O. SMITH | GDHE-50 3** | Federally-Regulated Commercial & Industrial Equipment | Natural gas | 50 | 49 | 100 | FALSE |  |  | TRUE | FALSE | Gas-fired storage | High | 0.88 |  | 2021-11-17 | 206362098 | 2022-02-09
A.O. Smith Water Products Company | A. O. SMITH | GSP-100 2** | Federally-Regulated Commercial & Industrial Equipment | Natural gas | 34 | 33 | 100 | TRUE |  |  | TRUE | FALSE | Gas-fired storage | High | 0.9 |  | 2021-12-01 | 206340869 | 2022-02-09
A.O. Smith Water Products Company | A. O. SMITH | GDHE-75 3** | Federally-Regulated Commercial & Industrial Equipment | Natural gas | 75 | 74 | 100 | FALSE |  |  | TRUE | FALSE | Gas-fired storage | High | 0.86 |  | 2021-11-17 | 206362099 | 2022-02-09
A.O. Smith Water Products Company | A. O. SMITH | GDHE-75 3** | Federally-Regulated Commercial & Industrial Equipment | LPG | 75 | 74 | 100 | FALSE |  |  | TRUE | FALSE | Gas-fired storage | High | 0.86 |  | 2021-11-17 | 206362099 | 2022-02-09
A.O. Smith Water Products Company | A. O. SMITH | GSP-100 2** | Federally-Regulated Commercial & Industrial Equipment | LPG | 34 | 33 | 100 | TRUE |  |  | TRUE | FALSE | Gas-fired storage | High | 0.9 |  | 2021-12-01 | 206340869 | 2022-02-09
A.O. Smith Water Products Company | A. O. SMITH | GDHE-50 3** | Federally-Regulated Commercial & Industrial Equipment | LPG | 50 | 49 | 100 | FALSE |  |  | TRUE | FALSE | Gas-fired storage | High | 0.88 |  | 2021-11-17 | 206362098 | 2022-02-09
A.O. Smith Water Products Company | GSW WATER HEATERS | 6G50100*PDVH 3** | Federally-Regulated Commercial & Industrial Equipment | Natural gas | 50 | 49 | 100 | FALSE |  |  | TRUE | FALSE | Gas-fired storage | High | 0.88 |  | 2021-11-17 | 206340218 | 2022-02-09
A.O. Smith Water Products Company | GSW WATER HEATERS | 6G75100*PDVH0* 3** | Federally-Regulated Commercial & Industrial Equipment | LPG | 75 | 74 | 100 | FALSE |  |  | TRUE | FALSE | Gas-fired storage | High | 0.86 |  | 2021-11-17 | 206340222 | 2022-02-09
A.O. Smith Water Products Company | GSW WATER HEATERS | 6G50100*PDVH 3** | Federally-Regulated Commercial & Industrial Equipment | LPG | 50 | 49 | 100 | FALSE |  |  | TRUE | FALSE | Gas-fired storage | High | 0.88 |  | 2021-11-17 | 206340218 | 2022-02-09
A.O. Smith Water Products Company | GSW WATER HEATERS | 6G5076NVC 1** | Federally-Regulated Commercial & Industrial Equipment | Natural gas | 50 | 48 | 76 | FALSE |  |  | TRUE | FALSE | Gas-fired storage | High | 0.88 |  | 2021-11-24 | 206340214 | 2022-02-09
A.O. Smith Water Products Company | GSW WATER HEATERS | 6G75100*PDVH0* 3** | Federally-Regulated Commercial & Industrial Equipment | Natural gas | 75 | 74 | 100 | FALSE |  |  | TRUE | FALSE | Gas-fired storage | High | 0.86 |  | 2021-11-17 | 206340222 | 2022-02-09
A.O. Smith Water Products Company | RELIANCE WATER HEATERS | 6-50-*TPDT 3** | Federally-Regulated Commercial & Industrial Equipment | LPG | 50 | 49 | 100 | FALSE |  |  | TRUE | FALSE | Gas-fired storage | High | 0.88 |  | 2021-11-17 | 206340220 | 2022-02-09
A.O. Smith Water Products Company | RELIANCE WATER HEATERS | 6-50-YTVIT 1** | Federally-Regulated Commercial & Industrial Equipment | Natural gas | 50 | 48 | 76 | FALSE |  |  | TRUE | FALSE | Gas-fired storage | High | 0.88 |  | 2021-11-24 | 206340216 | 2022-02-09
A.O. Smith Water Products Company | RELIANCE WATER HEATERS | 6-75- *TPDT 3** | Federally-Regulated Commercial & Industrial Equipment | LPG | 75 | 74 | 100 | FALSE |  |  | TRUE | FALSE | Gas-fired storage | High | 0.86 |  | 2021-11-17 | 206340224 | 2022-02-09
A.O. Smith Water Products Company | RELIANCE WATER HEATERS | 6-50-*TPDT 3** | Federally-Regulated Commercial & Industrial Equipment | Natural gas | 50 | 49 | 100 | FALSE |  |  | TRUE | FALSE | Gas-fired storage | High | 0.88 |  | 2021-11-17 | 206340220 | 2022-02-09
A.O. Smith Water Products Company | RELIANCE WATER HEATERS | 6-75- *TPDT 3** | Federally-Regulated Commercial & Industrial Equipment | Natural gas | 75 | 74 | 100 | FALSE |  |  | TRUE | FALSE | Gas-fired storage | High | 0.86 |  | 2021-11-17 | 206340224 | 2022-02-09
Bradford White Corporation | BRADFORD WHITE | RC2PV50H*N | Federally-Regulated Commercial & Industrial Equipment | Natural gas | 50 | 48 | 76 | TRUE |  |  | TRUE | FALSE | Gas-fired storage | High | 0.8 |  | 2021-11-17 | 200094558 | 2022-02-09
Bradford White Corporation | BRADFORD WHITE | RC2PV50H*X | Federally-Regulated Commercial & Industrial Equipment | LPG | 50 | 48 | 76 | TRUE |  |  | TRUE | FALSE | Gas-fired storage | High | 0.8 |  | 2021-11-17 | 200094560 | 2022-02-09
American Water Heater Co. | American | PG10 34 100 2*V 2** | Federally-Regulated Commercial & Industrial Equipment | Natural gas | 34 | 33 | 100 | TRUE |  |  | TRUE | FALSE | Gas-fired storage | High | 0.9 |  | 2021-12-01 | 206340847 | 2022-02-09
American Water Heater Co. | American | VG6250T100*V 3** | Federally-Regulated Commercial & Industrial Equipment | Natural gas | 50 | 49 | 100 | FALSE |  |  | TRUE | FALSE | Gas-fired storage | High | 0.88 |  | 2021-11-17 | 206340219 | 2022-02-09
American Water Heater Co. | American | VG6275T100*V 3** | Federally-Regulated Commercial & Industrial Equipment | Natural gas | 75 | 74 | 100 | FALSE |  |  | TRUE | FALSE | Gas-fired storage | High | 0.86 |  | 2021-11-17 | 206340223 | 2022-02-09
American Water Heater Co. | American | VG6250T76NV 1** | Federally-Regulated Commercial & Industrial Equipment | Natural gas | 50 | 48 | 76 | FALSE |  |  | TRUE | FALSE | Gas-fired storage | High | 0.88 |  | 2021-11-24 | 206340215 | 2022-02-09
American Water Heater Co. | American | VG6275T100*V 3** | Federally-Regulated Commercial & Industrial Equipment | LPG | 75 | 74 | 100 | FALSE |  |  | TRUE | FALSE | Gas-fired storage | High | 0.86 |  | 2021-11-17 | 206340223 | 2022-02-09
American Water Heater Co. | American | PR-34-100 * 2** | Federally-Regulated Commercial & Industrial Equipment | LPG | 34 | 33 | 100 | TRUE |  |  | TRUE | FALSE | Gas-fired storage | High | 0.9 |  | 2021-12-01 | 206340868 | 2022-02-09
American Water Heater Co. | American | PG10 34 100 2*V 2** | Federally-Regulated Commercial & Industrial Equipment | LPG | 34 | 33 | 100 | TRUE |  |  | TRUE | FALSE | Gas-fired storage | High | 0.9 |  | 2021-12-01 | 206340847 | 2022-02-09
American Water Heater Co. | American | PR-34-100 * 2** | Federally-Regulated Commercial & Industrial Equipment | Natural gas | 34 | 33 | 100 | TRUE |  |  | TRUE | FALSE | Gas-fired storage | High | 0.9 |  | 2021-12-01 | 206340868 | 2022-02-09
American Water Heater Co. | American | VG6250T100*V 3** | Federally-Regulated Commercial & Industrial Equipment | LPG | 50 | 49 | 100 | FALSE |  |  | TRUE | FALSE | Gas-fired storage | High | 0.88 |  | 2021-11-17 | 206340219 | 2022-02-09
Bradford White Corporation | BRADFORD WHITE | RC2PV50H*N | Federally-Regulated Commercial & Industrial Equipment | Natural gas | 50 | 48 | 76 | TRUE |  |  | TRUE | FALSE | Gas-fired storage | High | 0.8 |  | 2022-02-09 | 200094558 | 2022-02-09
Bradford White Corporation | BRADFORD WHITE | RC2PV50H*X | Federally-Regulated Commercial & Industrial Equipment | LPG | 50 | 48 | 76 | TRUE |  |  | TRUE | FALSE | Gas-fired storage | High | 0.8 |  | 2022-02-09 | 200094560 | 2022-02-09
A.O. Smith Water Products Company | GSW WATER HEATERS | 6G50100*PDVH 3** | Federally-Regulated Commercial & Industrial Equipment | Natural gas | 50 | 49 | 100 | FALSE |  |  | TRUE | FALSE | Gas-fired storage | High | 0.88 |  | 2022-02-09 | 206340218 | 2022-02-09
A.O. Smith Water Products Company | GSW WATER HEATERS | 6G75100*PDVH0* 3** | Federally-Regulated Commercial & Industrial Equipment | LPG | 75 | 74 | 100 | FALSE |  |  | TRUE | FALSE | Gas-fired storage | High | 0.86 |  | 2022-02-09 | 206340222 | 2022-02-09
A.O. Smith Water Products Company | GSW WATER HEATERS | 6G50100*PDVH 3** | Federally-Regulated Commercial & Industrial Equipment | LPG | 50 | 49 | 100 | FALSE |  |  | TRUE | FALSE | Gas-fired storage | High | 0.88 |  | 2022-02-09 | 206340218 | 2022-02-09
A.O. Smith Water Products Company | GSW WATER HEATERS | 6G5076NVC 1** | Federally-Regulated Commercial & Industrial Equipment | Natural gas | 50 | 48 | 76 | FALSE |  |  | TRUE | FALSE | Gas-fired storage | High | 0.88 |  | 2022-02-09 | 206340214 | 2022-02-09
A.O. Smith Water Products Company | GSW WATER HEATERS | 6G75100*PDVH0* 3** | Federally-Regulated Commercial & Industrial Equipment | Natural gas | 75 | 74 | 100 | FALSE |  |  | TRUE | FALSE | Gas-fired storage | High | 0.86 |  | 2022-02-09 | 206340222 | 2022-02-09
A.O. Smith Water Products Company | A. O. SMITH | GPHE-50 1** | Federally-Regulated Commercial & Industrial Equipment | Natural gas | 50 | 48 | 76 | FALSE |  |  | TRUE | FALSE | Gas-fired storage | High | 0.88 |  | 2022-02-09 | 206340207 | 2022-02-09
A.O. Smith Water Products Company | A. O. SMITH | GDHE-50 3** | Federally-Regulated Commercial & Industrial Equipment | Natural gas | 50 | 49 | 100 | FALSE |  |  | TRUE | FALSE | Gas-fired storage | High | 0.88 |  | 2022-02-09 | 206362098 | 2022-02-09
A.O. Smith Water Products Company | A. O. SMITH | GSP-100 2** | Federally-Regulated Commercial & Industrial Equipment | Natural gas | 34 | 33 | 100 | TRUE |  |  | TRUE | FALSE | Gas-fired storage | High | 0.9 |  | 2022-02-09 | 206340869 | 2022-02-09
A.O. Smith Water Products Company | A. O. SMITH | GDHE-75 3** | Federally-Regulated Commercial & Industrial Equipment | Natural gas | 75 | 74 | 100 | FALSE |  |  | TRUE | FALSE | Gas-fired storage | High | 0.86 |  | 2022-02-09 | 206362099 | 2022-02-09
A.O. Smith Water Products Company | A. O. SMITH | GDHE-75 3** | Federally-Regulated Commercial & Industrial Equipment | LPG | 75 | 74 | 100 | FALSE |  |  | TRUE | FALSE | Gas-fired storage | High | 0.86 |  | 2022-02-09 | 206362099 | 2022-02-09
A.O. Smith Water Products Company | A. O. SMITH | GSP-100 2** | Federally-Regulated Commercial & Industrial Equipment | LPG | 34 | 33 | 100 | TRUE |  |  | TRUE | FALSE | Gas-fired storage | High | 0.9 |  | 2022-02-09 | 206340869 | 2022-02-09
A.O. Smith Water Products Company | A. O. SMITH | GDHE-50 3** | Federally-Regulated Commercial & Industrial Equipment | LPG | 50 | 49 | 100 | FALSE |  |  | TRUE | FALSE | Gas-fired storage | High | 0.88 |  | 2022-02-09 | 206362098 | 2022-02-09
A.O. Smith Water Products Company | RELIANCE WATER HEATERS | 6-50-*TPDT 3** | Federally-Regulated Commercial & Industrial Equipment | LPG | 50 | 49 | 100 | FALSE |  |  | TRUE | FALSE | Gas-fired storage | High | 0.88 |  | 2022-02-09 | 206340220 | 2022-02-09
A.O. Smith Water Products Company | RELIANCE WATER HEATERS | 6-50-YTVIT 1** | Federally-Regulated Commercial & Industrial Equipment | Natural gas | 50 | 48 | 76 | FALSE |  |  | TRUE | FALSE | Gas-fired storage | High | 0.88 |  | 2022-02-09 | 206340216 | 2022-02-09
A.O. Smith Water Products Company | RELIANCE WATER HEATERS | 6-75- *TPDT 3** | Federally-Regulated Commercial & Industrial Equipment | LPG | 75 | 74 | 100 | FALSE |  |  | TRUE | FALSE | Gas-fired storage | High | 0.86 |  | 2022-02-09 | 206340224 | 2022-02-09
A.O. Smith Water Products Company | RELIANCE WATER HEATERS | 6-50-*TPDT 3** | Federally-Regulated Commercial & Industrial Equipment | Natural gas | 50 | 49 | 100 | FALSE |  |  | TRUE | FALSE | Gas-fired storage | High | 0.88 |  | 2022-02-09 | 206340220 | 2022-02-09
A.O. Smith Water Products Company | RELIANCE WATER HEATERS | 6-75- *TPDT 3** | Federally-Regulated Commercial & Industrial Equipment | Natural gas | 75 | 74 | 100 | FALSE |  |  | TRUE | FALSE | Gas-fired storage | High | 0.86 |  | 2022-02-09 | 206340224 | 2022-02-09
American Water Heater Co. | American | PG10 34 100 2*V 2** | Federally-Regulated Commercial & Industrial Equipment | Natural gas | 34 | 33 | 100 | TRUE |  |  | TRUE | FALSE | Gas-fired storage | High | 0.9 |  | 2022-02-09 | 206340847 | 2022-02-09
American Water Heater Co. | American | VG6250T100*V 3** | Federally-Regulated Commercial & Industrial Equipment | Natural gas | 50 | 49 | 100 | FALSE |  |  | TRUE | FALSE | Gas-fired storage | High | 0.88 |  | 2022-02-09 | 206340219 | 2022-02-09
American Water Heater Co. | American | VG6275T100*V 3** | Federally-Regulated Commercial & Industrial Equipment | Natural gas | 75 | 74 | 100 | FALSE |  |  | TRUE | FALSE | Gas-fired storage | High | 0.86 |  | 2022-02-09 | 206340223 | 2022-02-09
American Water Heater Co. | American | VG6250T76NV 1** | Federally-Regulated Commercial & Industrial Equipment | Natural gas | 50 | 48 | 76 | FALSE |  |  | TRUE | FALSE | Gas-fired storage | High | 0.88 |  | 2022-02-09 | 206340215 | 2022-02-09
American Water Heater Co. | American | VG6275T100*V 3** | Federally-Regulated Commercial & Industrial Equipment | LPG | 75 | 74 | 100 | FALSE |  |  | TRUE | FALSE | Gas-fired storage | High | 0.86 |  | 2022-02-09 | 206340223 | 2022-02-09
American Water Heater Co. | American | PR-34-100 * 2** | Federally-Regulated Commercial & Industrial Equipment | LPG | 34 | 33 | 100 | TRUE |  |  | TRUE | FALSE | Gas-fired storage | High | 0.9 |  | 2022-02-09 | 206340868 | 2022-02-09
American Water Heater Co. | American | PG10 34 100 2*V 2** | Federally-Regulated Commercial & Industrial Equipment | LPG | 34 | 33 | 100 | TRUE |  |  | TRUE | FALSE | Gas-fired storage | High | 0.9 |  | 2022-02-09 | 206340847 | 2022-02-09
American Water Heater Co. | American | PR-34-100 * 2** | Federally-Regulated Commercial & Industrial Equipment | Natural gas | 34 | 33 | 100 | TRUE |  |  | TRUE | FALSE | Gas-fired storage | High | 0.9 |  | 2022-02-09 | 206340868 | 2022-02-09
American Water Heater Co. | American | VG6250T100*V 3** | Federally-Regulated Commercial & Industrial Equipment | LPG | 50 | 49 | 100 | FALSE |  |  | TRUE | FALSE | Gas-fired storage | High | 0.88 |  | 2022-02-09 | 206340219 | 2022-02-09
Rheem Sales Company, Inc. | Rheem | PROP G50-100 (*) RH HE EC3 | Federally-Regulated Commercial & Industrial Equipment | LPG | 50 | 50 | 100 | TRUE |  |  | TRUE | FALSE | Gas-fired storage | High | 0.9 |  | 2021-12-08 | 207524716 | 2022-02-17
Rheem Sales Company, Inc. | Rheem | PROP G50-76 (*) RH HE EC3 | Federally-Regulated Commercial & Industrial Equipment | Natural gas | 50 | 50 | 76 | TRUE |  |  | TRUE | FALSE | Gas-fired storage | High | 0.9 |  | 2021-12-08 | 207524717 | 2022-02-17
Rheem Sales Company, Inc. | Rheem | PROP G50-76 (*) RH HE EC3 | Federally-Regulated Commercial & Industrial Equipment | LPG | 50 | 50 | 76 | TRUE |  |  | TRUE | FALSE | Gas-fired storage | High | 0.9 |  | 2021-12-08 | 207524717 | 2022-02-17
Rheem Sales Company, Inc. | Rheem | PROP G50-100 (*) RH HE EC3 | Federally-Regulated Commercial & Industrial Equipment | Natural gas | 50 | 50 | 100 | TRUE |  |  | TRUE | FALSE | Gas-fired storage | High | 0.9 |  | 2021-12-08 | 207524716 | 2022-02-17
Bradford White Corporation | BRADFORD WHITE | RC2PV50H*X | Federally-Regulated Commercial & Industrial Equipment | LPG | 50 | 48 | 76 | TRUE |  |  | TRUE | FALSE | Gas-fired storage | High | 0.8 |  | 2022-02-09 | 200094560 | 2022-02-23
Bradford White Corporation | Jetglas | RC2PV50H*X | Federally-Regulated Commercial & Industrial Equipment | LPG | 50 | 48 | 76 | TRUE |  |  | TRUE | FALSE | Gas-fired storage | High | 0.8 |  | 2022-02-09 | 200094561 | 2022-02-23
Bradford White Corporation | BRADFORD WHITE | RC2PV50H*X | Federally-Regulated Commercial & Industrial Equipment | LPG | 50 | 48 | 76 | TRUE |  |  | TRUE | FALSE | Gas-fired storage | High | 0.8 | 0.61 | 2022-02-23 | 200094560 | 2022-02-23
Bradford White Corporation | Jetglas | RC2PV50H*X | Federally-Regulated Commercial & Industrial Equipment | LPG | 50 | 48 | 76 | TRUE |  |  | TRUE | FALSE | Gas-fired storage | High | 0.8 |  | 2022-02-23 | 200094561 | 2022-02-23
Bradford White Corporation | Laars | LCTEV018******** | Federally-Regulated Commercial & Industrial Equipment | Electric resistance | 1 | 1 | 18 |  |  |  |  | FALSE | Electric instantaneous | Low | 0.96 |  | 2022-01-20 | 207477838 | 2022-03-02
Bradford White Corporation | Laars | LCTEH018******** | Federally-Regulated Commercial & Industrial Equipment | Electric resistance | 1 | 1 | 18 |  |  |  |  | FALSE | Electric instantaneous | Low | 0.96 |  | 2022-01-20 | 207477834 | 2022-03-02
GE Appliances, a Haier company | GE | GE18SNHPDG01 | Federally-Regulated Commercial & Industrial Equipment | Electric resistance | 0 | 1 | 18 |  |  |  |  | FALSE | Electric instantaneous | Low | 0.91 | 0.8 | 2021-09-22 | 206910692 | 2022-03-02
GE Appliances, a Haier company | GE | GE27DNHPDG01 | Federally-Regulated Commercial & Industrial Equipment | Electric resistance | 0 | 1 | 27 |  |  |  |  | FALSE | Electric instantaneous | Low | 0.91 | 0.8 | 2021-09-22 | 206910693 | 2022-03-02
GE Appliances, a Haier company | GE | GE15SNHPDG01 | Federally-Regulated Commercial & Industrial Equipment | Electric resistance | 0 | 1 | 14.6 |  |  |  |  | FALSE | Electric instantaneous | Very small | 0.91 | 0.8 | 2021-09-22 | 206910691 | 2022-03-02
Bradford White Corporation | Laars | LCTEV018******** | Federally-Regulated Commercial & Industrial Equipment | Electric resistance | 1 | 1 | 18 |  |  |  |  | FALSE | Electric instantaneous | Low | 0.96 | 0.8 | 2022-03-02 | 207477838 | 2022-03-02
Bradford White Corporation | Laars | LCTEH018******** | Federally-Regulated Commercial & Industrial Equipment | Electric resistance | 1 | 1 | 18 |  |  |  |  | FALSE | Electric instantaneous | Low | 0.96 | 0.8 | 2022-03-02 | 207477834 | 2022-03-02
GE Appliances, a Haier company | GE | GE18SNHPDG01 | Federally-Regulated Commercial & Industrial Equipment | Electric resistance | 0 | 1 | 18 |  |  |  |  | FALSE | Electric instantaneous | Low | 0.91 |  | 2022-03-02 | 206910692 | 2022-03-02
GE Appliances, a Haier company | GE | GE27DNHPDG01 | Federally-Regulated Commercial & Industrial Equipment | Electric resistance | 0 | 1 | 27 |  |  |  |  | FALSE | Electric instantaneous | Low | 0.91 |  | 2022-03-02 | 206910693 | 2022-03-02
GE Appliances, a Haier company | GE | GE15SNHPDG01 | Federally-Regulated Commercial & Industrial Equipment | Electric resistance | 0 | 1 | 14.6 |  |  |  |  | FALSE | Electric instantaneous | Very small | 0.91 |  | 2022-03-02 | 206910691 | 2022-03-02
Bradford White Corporation | Jetglas | LG2PV75H76*N | Federally-Regulated Commercial & Industrial Equipment | Natural gas | 75 | 72 | 76 | TRUE |  |  | TRUE | FALSE | Gas-fired storage | High | 0.69 |  | 2021-07-31 | 200094591 | 2022-03-17
Bradford White Corporation | Jetglas | RG2PV75H*X | Federally-Regulated Commercial & Industrial Equipment | LPG | 75 | 72 | 76 | TRUE |  |  | TRUE | FALSE | Gas-fired storage | High | 0.69 |  | 2021-11-17 | 200094555 | 2022-03-17
Bradford White Corporation | Jetglas | ULG2100H80*N | Federally-Regulated Commercial & Industrial Equipment | Natural gas | 100 | 95 | 80 | TRUE |  |  | FALSE | FALSE | Gas-fired storage | High | 0.57 |  | 2021-09-01 | 200094640 | 2022-03-17
Bradford White Corporation | Jetglas | RG255H*X | Federally-Regulated Commercial & Industrial Equipment | LPG | 55 | 55 | 78 | TRUE |  |  | FALSE | FALSE | Gas-fired storage | High | 0.61 |  | 2021-09-01 | 200094626 | 2022-03-17
Bradford White Corporation | Jetglas | LG1PV55H78*N | Federally-Regulated Commercial & Industrial Equipment | Natural gas | 55 | 55 | 78 | TRUE |  |  | TRUE | FALSE | Gas-fired storage | High | 0.68 |  | 2021-11-17 | 200094599 | 2022-03-17
Bradford White Corporation | Jetglas | LG1PV55H78*X | Federally-Regulated Commercial & Industrial Equipment | LPG | 55 | 55 | 78 | TRUE |  |  | TRUE | FALSE | Gas-fired storage | High | 0.68 |  | 2021-11-17 | 200094601 | 2022-03-17
Bradford White Corporation | Jetglas | LG255H78*N | Federally-Regulated Commercial & Industrial Equipment | Natural gas | 55 | 55 | 78 | TRUE |  |  | FALSE | FALSE | Gas-fired storage | High | 0.61 |  | 2021-09-01 | 200094632 | 2022-03-17
Bradford White Corporation | Jetglas | RG2100H*X | Federally-Regulated Commercial & Industrial Equipment | LPG | 100 | 95 | 80 | TRUE |  |  | FALSE | FALSE | Gas-fired storage | High | 0.57 |  | 2021-09-01 | 200094585 | 2022-03-17
Bradford White Corporation | Jetglas | LC2PV50H76*X | Federally-Regulated Commercial & Industrial Equipment | LPG | 50 | 48 | 76 | TRUE |  |  | TRUE | FALSE | Gas-fired storage | High | 0.8 |  | 2021-11-17 | 200094565 | 2022-03-17
Bradford White Corporation | Jetglas | RG2PDV75H*X | Federally-Regulated Commercial & Industrial Equipment | LPG | 75 | 72 | 78 | TRUE |  |  | TRUE | FALSE | Gas-fired storage | High | 0.69 |  | 2021-07-31 | 200094605 | 2022-03-17
Bradford White Corporation | Jetglas | RC2PV50H*N | Federally-Regulated Commercial & Industrial Equipment | Natural gas | 50 | 48 | 76 | TRUE |  |  | TRUE | FALSE | Gas-fired storage | High | 0.8 |  | 2022-02-09 | 200094559 | 2022-03-17
Bradford White Corporation | Jetglas | RG2PV75H*N | Federally-Regulated Commercial & Industrial Equipment | Natural gas | 75 | 72 | 76 | TRUE |  |  | TRUE | FALSE | Gas-fired storage | High | 0.69 |  | 2021-11-17 | 200094553 | 2022-03-17
Bradford White Corporation | Jetglas | LG2100H80*X | Federally-Regulated Commercial & Industrial Equipment | LPG | 100 | 95 | 80 | TRUE |  |  | FALSE | FALSE | Gas-fired storage | High | 0.57 |  | 2021-09-01 | 200094638 | 2022-03-17
Bradford White Corporation | Jetglas | URG2PV75H*N | Federally-Regulated Commercial & Industrial Equipment | Natural gas | 75 | 72 | 76 | TRUE |  |  | TRUE | FALSE | Gas-fired storage | High | 0.69 |  | 2021-11-17 | 200094557 | 2022-03-17
Bradford White Corporation | Jetglas | URG2100H**N | Federally-Regulated Commercial & Industrial Equipment | Natural gas | 100 | 95 | 80 | TRUE |  |  | FALSE | FALSE | Gas-fired storage | High | 0.57 |  | 2021-09-01 | 200094642 | 2022-03-17
Bradford White Corporation | Jetglas | LG2100H80*N | Federally-Regulated Commercial & Industrial Equipment | Natural gas | 100 | 95 | 80 | TRUE |  |  | FALSE | FALSE | Gas-fired storage | High | 0.57 |  | 2021-09-01 | 200094636 | 2022-03-17
Bradford White Corporation | Jetglas | LC2PV50H76*N | Federally-Regulated Commercial & Industrial Equipment | Natural gas | 50 | 48 | 76 | TRUE |  |  | TRUE | FALSE | Gas-fired storage | High | 0.8 |  | 2021-11-17 | 200094563 | 2022-03-17
Bradford White Corporation | Jetglas | LG2PDV75H80*N | Federally-Regulated Commercial & Industrial Equipment | Natural gas | 75 | 72 | 80 | TRUE |  |  | TRUE | FALSE | Gas-fired storage | High | 0.69 |  | 2021-07-31 | 200094607 | 2022-03-17
Bradford White Corporation | Jetglas | LG2PDV75H80*X | Federally-Regulated Commercial & Industrial Equipment | LPG | 75 | 72 | 78 | TRUE |  |  | TRUE | FALSE | Gas-fired storage | High | 0.69 |  | 2021-07-31 | 200094609 | 2022-03-17
Bradford White Corporation | Jetglas | RC2PV50H*X | Federally-Regulated Commercial & Industrial Equipment | LPG | 50 | 48 | 76 | TRUE |  |  | TRUE | FALSE | Gas-fired storage | High | 0.8 |  | 2022-02-23 | 200094561 | 2022-03-17
Bradford White Corporation | Jetglas | RG1PV55H*X | Federally-Regulated Commercial & Industrial Equipment | LPG | 55 | 55 | 78 | TRUE |  |  | TRUE | FALSE | Gas-fired storage | High | 0.68 |  | 2021-11-17 | 200094597 | 2022-03-17
Bradford White Corporation | Jetglas | ULG2PV75H76*N | Federally-Regulated Commercial & Industrial Equipment | Natural gas | 75 | 72 | 76 | TRUE |  |  | TRUE | FALSE | Gas-fired storage | High | 0.69 |  | 2021-07-31 | 200094619 | 2022-03-17
Bradford White Corporation | Jetglas | RG255H*N | Federally-Regulated Commercial & Industrial Equipment | Natural gas | 55 | 55 | 78 | TRUE |  |  | FALSE | FALSE | Gas-fired storage | High | 0.61 |  | 2021-09-01 | 200094624 | 2022-03-17
Bradford White Corporation | Jetglas | RG1PV55H*N | Federally-Regulated Commercial & Industrial Equipment | Natural gas | 55 | 55 | 78 | TRUE |  |  | TRUE | FALSE | Gas-fired storage | High | 0.68 |  | 2021-11-17 | 200094595 | 2022-03-17
Bradford White Corporation | Jetglas | LG2PV75H76*X | Federally-Regulated Commercial & Industrial Equipment | LPG | 75 | 72 | 76 | TRUE |  |  | TRUE | FALSE | Gas-fired storage | High | 0.69 |  | 2021-07-31 | 200094593 | 2022-03-17
Bradford White Corporation | Jetglas | LG255H78*X | Federally-Regulated Commercial & Industrial Equipment | LPG | 55 | 55 | 78 | TRUE |  |  | FALSE | FALSE | Gas-fired storage | High | 0.61 |  | 2021-09-01 | 200094634 | 2022-03-17
Bradford White Corporation | Jetglas | RG2PDV75H*N | Federally-Regulated Commercial & Industrial Equipment | Natural gas | 75 | 72 | 80 | TRUE |  |  | TRUE | FALSE | Gas-fired storage | High | 0.69 |  | 2021-07-31 | 200094603 | 2022-03-17
Bradford White Corporation | Jetglas | RG2100H*N | Federally-Regulated Commercial & Industrial Equipment | Natural gas | 100 | 95 | 80 | TRUE |  |  | FALSE | FALSE | Gas-fired storage | High | 0.57 |  | 2021-09-01 | 200094583 | 2022-03-17
Bradford White Corporation | BRADFORD WHITE | RC2PV50H*X | Federally-Regulated Commercial & Industrial Equipment | LPG | 50 | 48 | 76 | TRUE |  |  | TRUE | FALSE | Gas-fired storage | High | 0.8 | 0.61 | 2022-02-23 | 200094560 | 2022-03-17
Bradford White Corporation | BRADFORD WHITE | RC2PV50H*X | Federally-Regulated Commercial & Industrial Equipment | LPG | 50 | 48 | 76 | TRUE |  |  | TRUE | FALSE | Gas-fired storage | High | 0.8 |  | 2022-03-17 | 200094560 | 2022-03-17
Bradford White Corporation | Jetglas | LG2PV75H76*N | Federally-Regulated Commercial & Industrial Equipment | Natural gas | 75 | 72 | 76 | TRUE |  |  | TRUE | FALSE | Gas-fired storage | High | 0.69 |  | 2022-03-17 | 200094591 | 2022-03-17
Bradford White Corporation | Jetglas | RG2PV75H*X | Federally-Regulated Commercial & Industrial Equipment | LPG | 75 | 72 | 76 | TRUE |  |  | TRUE | FALSE | Gas-fired storage | High | 0.69 |  | 2022-03-17 | 200094555 | 2022-03-17
Bradford White Corporation | Jetglas | ULG2100H80*N | Federally-Regulated Commercial & Industrial Equipment | Natural gas | 100 | 95 | 80 | TRUE |  |  | FALSE | FALSE | Gas-fired storage | High | 0.57 |  | 2022-03-17 | 200094640 | 2022-03-17
Bradford White Corporation | Jetglas | RG255H*X | Federally-Regulated Commercial & Industrial Equipment | LPG | 55 | 55 | 78 | TRUE |  |  | FALSE | FALSE | Gas-fired storage | High | 0.61 |  | 2022-03-17 | 200094626 | 2022-03-17
Bradford White Corporation | Jetglas | LG1PV55H78*N | Federally-Regulated Commercial & Industrial Equipment | Natural gas | 55 | 55 | 78 | TRUE |  |  | TRUE | FALSE | Gas-fired storage | High | 0.68 |  | 2022-03-17 | 200094599 | 2022-03-17
Bradford White Corporation | Jetglas | LG1PV55H78*X | Federally-Regulated Commercial & Industrial Equipment | LPG | 55 | 55 | 78 | TRUE |  |  | TRUE | FALSE | Gas-fired storage | High | 0.68 |  | 2022-03-17 | 200094601 | 2022-03-17
Bradford White Corporation | Jetglas | LG255H78*N | Federally-Regulated Commercial & Industrial Equipment | Natural gas | 55 | 55 | 78 | TRUE |  |  | FALSE | FALSE | Gas-fired storage | High | 0.61 |  | 2022-03-17 | 200094632 | 2022-03-17
Bradford White Corporation | Jetglas | RG2100H*X | Federally-Regulated Commercial & Industrial Equipment | LPG | 100 | 95 | 80 | TRUE |  |  | FALSE | FALSE | Gas-fired storage | High | 0.57 |  | 2022-03-17 | 200094585 | 2022-03-17
Bradford White Corporation | Jetglas | LC2PV50H76*X | Federally-Regulated Commercial & Industrial Equipment | LPG | 50 | 48 | 76 | TRUE |  |  | TRUE | FALSE | Gas-fired storage | High | 0.8 |  | 2022-03-17 | 200094565 | 2022-03-17
Bradford White Corporation | Jetglas | RG2PDV75H*X | Federally-Regulated Commercial & Industrial Equipment | LPG | 75 | 72 | 78 | TRUE |  |  | TRUE | FALSE | Gas-fired storage | High | 0.69 |  | 2022-03-17 | 200094605 | 2022-03-17
Bradford White Corporation | Jetglas | RC2PV50H*N | Federally-Regulated Commercial & Industrial Equipment | Natural gas | 50 | 48 | 76 | TRUE |  |  | TRUE | FALSE | Gas-fired storage | High | 0.8 |  | 2022-03-17 | 200094559 | 2022-03-17
Bradford White Corporation | Jetglas | RG2PV75H*N | Federally-Regulated Commercial & Industrial Equipment | Natural gas | 75 | 72 | 76 | TRUE |  |  | TRUE | FALSE | Gas-fired storage | High | 0.69 |  | 2022-03-17 | 200094553 | 2022-03-17
Bradford White Corporation | Jetglas | LG2100H80*X | Federally-Regulated Commercial & Industrial Equipment | LPG | 100 | 95 | 80 | TRUE |  |  | FALSE | FALSE | Gas-fired storage | High | 0.57 |  | 2022-03-17 | 200094638 | 2022-03-17
Bradford White Corporation | Jetglas | URG2PV75H*N | Federally-Regulated Commercial & Industrial Equipment | Natural gas | 75 | 72 | 76 | TRUE |  |  | TRUE | FALSE | Gas-fired storage | High | 0.69 |  | 2022-03-17 | 200094557 | 2022-03-17
Bradford White Corporation | Jetglas | URG2100H**N | Federally-Regulated Commercial & Industrial Equipment | Natural gas | 100 | 95 | 80 | TRUE |  |  | FALSE | FALSE | Gas-fired storage | High | 0.57 |  | 2022-03-17 | 200094642 | 2022-03-17
Bradford White Corporation | Jetglas | LG2100H80*N | Federally-Regulated Commercial & Industrial Equipment | Natural gas | 100 | 95 | 80 | TRUE |  |  | FALSE | FALSE | Gas-fired storage | High | 0.57 |  | 2022-03-17 | 200094636 | 2022-03-17
Bradford White Corporation | Jetglas | LC2PV50H76*N | Federally-Regulated Commercial & Industrial Equipment | Natural gas | 50 | 48 | 76 | TRUE |  |  | TRUE | FALSE | Gas-fired storage | High | 0.8 |  | 2022-03-17 | 200094563 | 2022-03-17
Bradford White Corporation | Jetglas | LG2PDV75H80*N | Federally-Regulated Commercial & Industrial Equipment | Natural gas | 75 | 72 | 80 | TRUE |  |  | TRUE | FALSE | Gas-fired storage | High | 0.69 |  | 2022-03-17 | 200094607 | 2022-03-17
Bradford White Corporation | Jetglas | LG2PDV75H80*X | Federally-Regulated Commercial & Industrial Equipment | LPG | 75 | 72 | 78 | TRUE |  |  | TRUE | FALSE | Gas-fired storage | High | 0.69 |  | 2022-03-17 | 200094609 | 2022-03-17
Bradford White Corporation | Jetglas | RC2PV50H*X | Federally-Regulated Commercial & Industrial Equipment | LPG | 50 | 48 | 76 | TRUE |  |  | TRUE | FALSE | Gas-fired storage | High | 0.8 |  | 2022-03-17 | 200094561 | 2022-03-17
Bradford White Corporation | Jetglas | RG1PV55H*X | Federally-Regulated Commercial & Industrial Equipment | LPG | 55 | 55 | 78 | TRUE |  |  | TRUE | FALSE | Gas-fired storage | High | 0.68 |  | 2022-03-17 | 200094597 | 2022-03-17
Bradford White Corporation | Jetglas | ULG2PV75H76*N | Federally-Regulated Commercial & Industrial Equipment | Natural gas | 75 | 72 | 76 | TRUE |  |  | TRUE | FALSE | Gas-fired storage | High | 0.69 |  | 2022-03-17 | 200094619 | 2022-03-17
Bradford White Corporation | Jetglas | RG255H*N | Federally-Regulated Commercial & Industrial Equipment | Natural gas | 55 | 55 | 78 | TRUE |  |  | FALSE | FALSE | Gas-fired storage | High | 0.61 |  | 2022-03-17 | 200094624 | 2022-03-17
Bradford White Corporation | Jetglas | RG1PV55H*N | Federally-Regulated Commercial & Industrial Equipment | Natural gas | 55 | 55 | 78 | TRUE |  |  | TRUE | FALSE | Gas-fired storage | High | 0.68 |  | 2022-03-17 | 200094595 | 2022-03-17
Bradford White Corporation | Jetglas | LG2PV75H76*X | Federally-Regulated Commercial & Industrial Equipment | LPG | 75 | 72 | 76 | TRUE |  |  | TRUE | FALSE | Gas-fired storage | High | 0.69 |  | 2022-03-17 | 200094593 | 2022-03-17
Bradford White Corporation | Jetglas | LG255H78*X | Federally-Regulated Commercial & Industrial Equipment | LPG | 55 | 55 | 78 | TRUE |  |  | FALSE | FALSE | Gas-fired storage | High | 0.61 |  | 2022-03-17 | 200094634 | 2022-03-17
Bradford White Corporation | Jetglas | RG2PDV75H*N | Federally-Regulated Commercial & Industrial Equipment | Natural gas | 75 | 72 | 80 | TRUE |  |  | TRUE | FALSE | Gas-fired storage | High | 0.69 |  | 2022-03-17 | 200094603 | 2022-03-17
Bradford White Corporation | Jetglas | RG2100H*N | Federally-Regulated Commercial & Industrial Equipment | Natural gas | 100 | 95 | 80 | TRUE |  |  | FALSE | FALSE | Gas-fired storage | High | 0.57 |  | 2022-03-17 | 200094583 | 2022-03-17
A.O. Smith Water Products Company | RELIANCE WATER HEATERS | R4LX-240E 1** | Federally-Regulated Commercial & Industrial Equipment | Electric resistance | 0 | 1 | 24 |  |  |  |  | FALSE | Electric instantaneous | Low | 0.92 | 0.8 | 2021-09-14 | 206658067 | 2022-04-26
A.O. Smith Water Products Company | RELIANCE WATER HEATERS | R4LX-180E 1** | Federally-Regulated Commercial & Industrial Equipment | Electric resistance | 0 | 1 | 18 |  |  |  |  | FALSE | Electric instantaneous | Low | 0.92 | 0.8 | 2021-09-14 | 206658076 | 2022-04-26
A.O. Smith Water Products Company | RELIANCE WATER HEATERS | R4LX-220E 1** | Federally-Regulated Commercial & Industrial Equipment | Electric resistance | 0 | 1 | 22 |  |  |  |  | FALSE | Electric instantaneous | Low | 0.92 | 0.8 | 2021-09-14 | 206658072 | 2022-04-26
A.O. Smith Water Products Company | RELIANCE WATER HEATERS | R2VX-140X 1** | Federally-Regulated Commercial & Industrial Equipment | Electric resistance | 0 | 1 | 14 |  |  |  |  | FALSE | Electric instantaneous | Very small | 0.84 | 0.8 | 2021-09-14 | 206658092 | 2022-04-26
A.O. Smith Water Products Company | RELIANCE WATER HEATERS | R2VX-140E 1** | Federally-Regulated Commercial & Industrial Equipment | Electric resistance | 0 | 1 | 14 |  |  |  |  | FALSE | Electric instantaneous | Very small | 0.84 | 0.8 | 2021-09-14 | 206658091 | 2022-04-26
A.O. Smith Water Products Company | A. O. SMITH | R2VR-140E 1** | Federally-Regulated Commercial & Industrial Equipment | Electric resistance | 0 | 1 | 14 |  |  |  |  | FALSE | Electric instantaneous | Very small | 0.84 | 0.8 | 2021-09-14 | 206658086 | 2022-04-26
A.O. Smith Water Products Company | A. O. SMITH | R2VA-140E 1** | Federally-Regulated Commercial & Industrial Equipment | Electric resistance | 0 | 1 | 14 |  |  |  |  | FALSE | Electric instantaneous | Very small | 0.84 | 0.8 | 2021-09-14 | 206658048 | 2022-04-26
A.O. Smith Water Products Company | A. O. SMITH | C2VA-120E 1** | Federally-Regulated Commercial & Industrial Equipment | Electric resistance | 0 | 1 | 12.2 |  |  |  |  | FALSE | Electric instantaneous | Very small | 0.84 | 0.8 | 2021-09-14 | 206658049 | 2022-04-26
A.O. Smith Water Products Company | A. O. SMITH | R4LR-240E 1** | Federally-Regulated Commercial & Industrial Equipment | Electric resistance | 0 | 1 | 24 |  |  |  |  | FALSE | Electric instantaneous | Low | 0.92 | 0.8 | 2021-09-14 | 206658065 | 2022-04-26
A.O. Smith Water Products Company | A. O. SMITH | C2VA-140E 1** | Federally-Regulated Commercial & Industrial Equipment | Electric resistance | 0 | 1 | 14 |  |  |  |  | FALSE | Electric instantaneous | Very small | 0.84 | 0.8 | 2021-09-14 | 206658084 | 2022-04-26
A.O. Smith Water Products Company | A. O. SMITH | R4LA-220E 1** | Federally-Regulated Commercial & Industrial Equipment | Electric resistance | 0 | 1 | 22 |  |  |  |  | FALSE | Electric instantaneous | Low | 0.92 | 0.8 | 2021-09-14 | 206658044 | 2022-04-26
A.O. Smith Water Products Company | A. O. SMITH | C4LA-180E 1** | Federally-Regulated Commercial & Industrial Equipment | Electric resistance | 0 | 1 | 18 |  |  |  |  | FALSE | Electric instantaneous | Low | 0.92 | 0.8 | 2021-09-14 | 206658073 | 2022-04-26
A.O. Smith Water Products Company | A. O. SMITH | C4LA-220E 1** | Federally-Regulated Commercial & Industrial Equipment | Electric resistance | 0 | 1 | 22 |  |  |  |  | FALSE | Electric instantaneous | Low | 0.92 | 0.8 | 2021-09-14 | 206658068 | 2022-04-26
A.O. Smith Water Products Company | A. O. SMITH | R2VA-140X 1** | Federally-Regulated Commercial & Industrial Equipment | Electric resistance | 0 | 1 | 14 |  |  |  |  | FALSE | Electric instantaneous | Very small | 0.84 | 0.8 | 2021-09-14 | 206658083 | 2022-04-26
A.O. Smith Water Products Company | A. O. SMITH | R4LR-220E 1** | Federally-Regulated Commercial & Industrial Equipment | Electric resistance | 0 | 1 | 22 |  |  |  |  | FALSE | Electric instantaneous | Low | 0.92 | 0.8 | 2021-09-14 | 206658069 | 2022-04-26
A.O. Smith Water Products Company | A. O. SMITH | R4LA-180E 1** | Federally-Regulated Commercial & Industrial Equipment | Electric resistance | 0 | 1 | 18 |  |  |  |  | FALSE | Electric instantaneous | Low | 0.92 | 0.8 | 2021-09-14 | 206658045 | 2022-04-26
A.O. Smith Water Products Company | A. O. SMITH | C2VA-140X 1** | Federally-Regulated Commercial & Industrial Equipment | Electric resistance | 0 | 1 | 14 |  |  |  |  | FALSE | Electric instantaneous | Very small | 0.84 | 0.8 | 2021-09-14 | 206658085 | 2022-04-26
A.O. Smith Water Products Company | State | C2VS-120E 1** | Federally-Regulated Commercial & Industrial Equipment | Electric resistance | 0 | 1 | 12.2 |  |  |  |  | FALSE | Electric instantaneous | Very small | 0.84 | 0.8 | 2021-09-13 | 206658093 | 2022-04-26
A.O. Smith Water Products Company | State | R2VS-140X 1** | Federally-Regulated Commercial & Industrial Equipment | Electric resistance | 0 | 1 | 14 |  |  |  |  | FALSE | Electric instantaneous | Very small | 0.84 | 0.8 | 2021-09-13 | 206658088 | 2022-04-26
A.O. Smith Water Products Company | State | C2VS-140E 1** | Federally-Regulated Commercial & Industrial Equipment | Electric resistance | 0 | 1 | 14 |  |  |  |  | FALSE | Electric instantaneous | Very small | 0.84 | 0.8 | 2021-09-13 | 206658089 | 2022-04-26
A.O. Smith Water Products Company | State | R4LS-180E 1** | Federally-Regulated Commercial & Industrial Equipment | Electric resistance | 0 | 1 | 18 |  |  |  |  | FALSE | Electric instantaneous | Low | 0.92 | 0.8 | 2021-09-13 | 206658074 | 2022-04-26
A.O. Smith Water Products Company | State | R2VS-140E 1** | Federally-Regulated Commercial & Industrial Equipment | Electric resistance | 0 | 1 | 14 |  |  |  |  | FALSE | Electric instantaneous | Very small | 0.84 | 0.8 | 2021-09-13 | 206658087 | 2022-04-26
A.O. Smith Water Products Company | State | R4LS-240E 1** | Federally-Regulated Commercial & Industrial Equipment | Electric resistance | 0 | 1 | 24 |  |  |  |  | FALSE | Electric instantaneous | Low | 0.92 | 0.8 | 2021-09-13 | 206658066 | 2022-04-26
A.O. Smith Water Products Company | State | C2VS-140X 1** | Federally-Regulated Commercial & Industrial Equipment | Electric resistance | 0 | 1 | 14 |  |  |  |  | FALSE | Electric instantaneous | Very small | 0.84 | 0.8 | 2021-09-13 | 206658090 | 2022-04-26
A.O. Smith Water Products Company | State | C4LS-220E 1** | Federally-Regulated Commercial & Industrial Equipment | Electric resistance | 0 | 1 | 22 |  |  |  |  | FALSE | Electric instantaneous | Low | 0.92 | 0.8 | 2021-09-13 | 206658071 | 2022-04-26
A.O. Smith Water Products Company | State | R4LS-220E 1** | Federally-Regulated Commercial & Industrial Equipment | Electric resistance | 0 | 1 | 22 |  |  |  |  | FALSE | Electric instantaneous | Low | 0.92 | 0.8 | 2021-09-13 | 206658070 | 2022-04-26
A.O. Smith Water Products Company | State | C4LS-180E 1** | Federally-Regulated Commercial & Industrial Equipment | Electric resistance | 0 | 1 | 18 |  |  |  |  | FALSE | Electric instantaneous | Low | 0.92 | 0.8 | 2021-09-13 | 206658075 | 2022-04-26
A.O. Smith Water Products Company | RELIANCE WATER HEATERS | R4LX-240E 1** | Federally-Regulated Commercial & Industrial Equipment | Electric resistance | 0 | 1 | 24 |  |  |  |  | FALSE | Electric instantaneous | Low | 0.92 |  | 2022-04-26 | 206658067 | 2022-04-26
A.O. Smith Water Products Company | RELIANCE WATER HEATERS | R4LX-180E 1** | Federally-Regulated Commercial & Industrial Equipment | Electric resistance | 0 | 1 | 18 |  |  |  |  | FALSE | Electric instantaneous | Low | 0.92 |  | 2022-04-26 | 206658076 | 2022-04-26
A.O. Smith Water Products Company | RELIANCE WATER HEATERS | R4LX-220E 1** | Federally-Regulated Commercial & Industrial Equipment | Electric resistance | 0 | 1 | 22 |  |  |  |  | FALSE | Electric instantaneous | Low | 0.92 |  | 2022-04-26 | 206658072 | 2022-04-26
A.O. Smith Water Products Company | RELIANCE WATER HEATERS | R2VX-140X 1** | Federally-Regulated Commercial & Industrial Equipment | Electric resistance | 0 | 1 | 14 |  |  |  |  | FALSE | Electric instantaneous | Very small | 0.84 |  | 2022-04-26 | 206658092 | 2022-04-26
A.O. Smith Water Products Company | RELIANCE WATER HEATERS | R2VX-140E 1** | Federally-Regulated Commercial & Industrial Equipment | Electric resistance | 0 | 1 | 14 |  |  |  |  | FALSE | Electric instantaneous | Very small | 0.84 |  | 2022-04-26 | 206658091 | 2022-04-26
A.O. Smith Water Products Company | State | C2VS-120E 1** | Federally-Regulated Commercial & Industrial Equipment | Electric resistance | 0 | 1 | 12.2 |  |  |  |  | FALSE | Electric instantaneous | Very small | 0.84 |  | 2022-04-26 | 206658093 | 2022-04-26
A.O. Smith Water Products Company | State | R2VS-140X 1** | Federally-Regulated Commercial & Industrial Equipment | Electric resistance | 0 | 1 | 14 |  |  |  |  | FALSE | Electric instantaneous | Very small | 0.84 |  | 2022-04-26 | 206658088 | 2022-04-26
A.O. Smith Water Products Company | State | C2VS-140E 1** | Federally-Regulated Commercial & Industrial Equipment | Electric resistance | 0 | 1 | 14 |  |  |  |  | FALSE | Electric instantaneous | Very small | 0.84 |  | 2022-04-26 | 206658089 | 2022-04-26
A.O. Smith Water Products Company | State | R4LS-180E 1** | Federally-Regulated Commercial & Industrial Equipment | Electric resistance | 0 | 1 | 18 |  |  |  |  | FALSE | Electric instantaneous | Low | 0.92 |  | 2022-04-26 | 206658074 | 2022-04-26
A.O. Smith Water Products Company | State | R2VS-140E 1** | Federally-Regulated Commercial & Industrial Equipment | Electric resistance | 0 | 1 | 14 |  |  |  |  | FALSE | Electric instantaneous | Very small | 0.84 |  | 2022-04-26 | 206658087 | 2022-04-26
A.O. Smith Water Products Company | State | R4LS-240E 1** | Federally-Regulated Commercial & Industrial Equipment | Electric resistance | 0 | 1 | 24 |  |  |  |  | FALSE | Electric instantaneous | Low | 0.92 |  | 2022-04-26 | 206658066 | 2022-04-26
A.O. Smith Water Products Company | State | C2VS-140X 1** | Federally-Regulated Commercial & Industrial Equipment | Electric resistance | 0 | 1 | 14 |  |  |  |  | FALSE | Electric instantaneous | Very small | 0.84 |  | 2022-04-26 | 206658090 | 2022-04-26
A.O. Smith Water Products Company | State | C4LS-220E 1** | Federally-Regulated Commercial & Industrial Equipment | Electric resistance | 0 | 1 | 22 |  |  |  |  | FALSE | Electric instantaneous | Low | 0.92 |  | 2022-04-26 | 206658071 | 2022-04-26
A.O. Smith Water Products Company | State | R4LS-220E 1** | Federally-Regulated Commercial & Industrial Equipment | Electric resistance | 0 | 1 | 22 |  |  |  |  | FALSE | Electric instantaneous | Low | 0.92 |  | 2022-04-26 | 206658070 | 2022-04-26
A.O. Smith Water Products Company | State | C4LS-180E 1** | Federally-Regulated Commercial & Industrial Equipment | Electric resistance | 0 | 1 | 18 |  |  |  |  | FALSE | Electric instantaneous | Low | 0.92 |  | 2022-04-26 | 206658075 | 2022-04-26
A.O. Smith Water Products Company | A. O. SMITH | R2VR-140E 1** | Federally-Regulated Commercial & Industrial Equipment | Electric resistance | 0 | 1 | 14 |  |  |  |  | FALSE | Electric instantaneous | Very small | 0.84 |  | 2022-04-26 | 206658086 | 2022-04-26
A.O. Smith Water Products Company | A. O. SMITH | R2VA-140E 1** | Federally-Regulated Commercial & Industrial Equipment | Electric resistance | 0 | 1 | 14 |  |  |  |  | FALSE | Electric instantaneous | Very small | 0.84 |  | 2022-04-26 | 206658048 | 2022-04-26
A.O. Smith Water Products Company | A. O. SMITH | C2VA-120E 1** | Federally-Regulated Commercial & Industrial Equipment | Electric resistance | 0 | 1 | 12.2 |  |  |  |  | FALSE | Electric instantaneous | Very small | 0.84 |  | 2022-04-26 | 206658049 | 2022-04-26
A.O. Smith Water Products Company | A. O. SMITH | R4LR-240E 1** | Federally-Regulated Commercial & Industrial Equipment | Electric resistance | 0 | 1 | 24 |  |  |  |  | FALSE | Electric instantaneous | Low | 0.92 |  | 2022-04-26 | 206658065 | 2022-04-26
A.O. Smith Water Products Company | A. O. SMITH | C2VA-140E 1** | Federally-Regulated Commercial & Industrial Equipment | Electric resistance | 0 | 1 | 14 |  |  |  |  | FALSE | Electric instantaneous | Very small | 0.84 |  | 2022-04-26 | 206658084 | 2022-04-26
A.O. Smith Water Products Company | A. O. SMITH | R4LA-220E 1** | Federally-Regulated Commercial & Industrial Equipment | Electric resistance | 0 | 1 | 22 |  |  |  |  | FALSE | Electric instantaneous | Low | 0.92 |  | 2022-04-26 | 206658044 | 2022-04-26
A.O. Smith Water Products Company | A. O. SMITH | C4LA-180E 1** | Federally-Regulated Commercial & Industrial Equipment | Electric resistance | 0 | 1 | 18 |  |  |  |  | FALSE | Electric instantaneous | Low | 0.92 |  | 2022-04-26 | 206658073 | 2022-04-26
A.O. Smith Water Products Company | A. O. SMITH | C4LA-220E 1** | Federally-Regulated Commercial & Industrial Equipment | Electric resistance | 0 | 1 | 22 |  |  |  |  | FALSE | Electric instantaneous | Low | 0.92 |  | 2022-04-26 | 206658068 | 2022-04-26
A.O. Smith Water Products Company | A. O. SMITH | R2VA-140X 1** | Federally-Regulated Commercial & Industrial Equipment | Electric resistance | 0 | 1 | 14 |  |  |  |  | FALSE | Electric instantaneous | Very small | 0.84 |  | 2022-04-26 | 206658083 | 2022-04-26
A.O. Smith Water Products Company | A. O. SMITH | R4LR-220E 1** | Federally-Regulated Commercial & Industrial Equipment | Electric resistance | 0 | 1 | 22 |  |  |  |  | FALSE | Electric instantaneous | Low | 0.92 |  | 2022-04-26 | 206658069 | 2022-04-26
A.O. Smith Water Products Company | A. O. SMITH | R4LA-180E 1** | Federally-Regulated Commercial & Industrial Equipment | Electric resistance | 0 | 1 | 18 |  |  |  |  | FALSE | Electric instantaneous | Low | 0.92 |  | 2022-04-26 | 206658045 | 2022-04-26
A.O. Smith Water Products Company | A. O. SMITH | C2VA-140X 1** | Federally-Regulated Commercial & Industrial Equipment | Electric resistance | 0 | 1 | 14 |  |  |  |  | FALSE | Electric instantaneous | Very small | 0.84 |  | 2022-04-26 | 206658085 | 2022-04-26
A.O. Smith Water Products Company | A. O. SMITH | R2VR-160E 1** | Federally-Regulated Commercial & Industrial Equipment | Electric resistance | 0 | 1 | 16 |  |  |  |  | FALSE | Electric instantaneous | Very small | 0.82 | 0.8 | 2021-09-14 | 206658079 | 2022-05-04
A.O. Smith Water Products Company | A. O. SMITH | R2VA-160E 1** | Federally-Regulated Commercial & Industrial Equipment | Electric resistance | 0 | 1 | 16 |  |  |  |  | FALSE | Electric instantaneous | Very small | 0.82 | 0.8 | 2021-09-14 | 206658047 | 2022-05-04
A.O. Smith Water Products Company | A. O. SMITH | C2VA-160E 1** | Federally-Regulated Commercial & Industrial Equipment | Electric resistance | 0 | 1 | 16 |  |  |  |  | FALSE | Electric instantaneous | Very small | 0.82 | 0.8 | 2021-09-14 | 206658078 | 2022-05-04
A.O. Smith Water Products Company | A. O. SMITH | R2VR-160E 1** | Federally-Regulated Commercial & Industrial Equipment | Electric resistance | 0 | 1 | 16 |  |  |  |  | FALSE | Electric instantaneous | Very small | 0.82 | 0.8 | 2022-05-04 | 206658079 | 2022-05-04
A.O. Smith Water Products Company | A. O. SMITH | R2VA-160E 1** | Federally-Regulated Commercial & Industrial Equipment | Electric resistance | 0 | 1 | 16 |  |  |  |  | FALSE | Electric instantaneous | Very small | 0.82 | 0.8 | 2022-05-04 | 206658047 | 2022-05-04
A.O. Smith Water Products Company | A. O. SMITH | C2VA-160E 1** | Federally-Regulated Commercial & Industrial Equipment | Electric resistance | 0 | 1 | 16 |  |  |  |  | FALSE | Electric instantaneous | Very small | 0.82 | 0.8 | 2022-05-04 | 206658078 | 2022-05-04
EcoSmart US, LLC | EcoSmart | ECO18 | Federally-Regulated Commercial & Industrial Equipment | Electric resistance | 1 | 1 | 18 |  |  |  |  | FALSE | Electric instantaneous | Low | 0.94 |  | 2021-04-28 | 206903639 | 2022-05-18
EcoSmart US, LLC | EcoSmart | ECO36 | Federally-Regulated Commercial & Industrial Equipment | Electric resistance | 1 | 1 | 36 |  |  |  |  | FALSE | Electric instantaneous | Medium | 0.94 |  | 2021-04-28 | 206903641 | 2022-05-18
EcoSmart US, LLC | EcoSmart | ECO24 | Federally-Regulated Commercial & Industrial Equipment | Electric resistance | 1 | 1 | 24 |  |  |  |  | FALSE | Electric instantaneous | Low | 0.93 |  | 2021-04-28 | 206903640 | 2022-05-18
EcoSmart US, LLC | EcoSmart | ECO27 | Federally-Regulated Commercial & Industrial Equipment | Electric resistance | 1 | 1 | 27 |  |  |  |  | FALSE | Electric instantaneous | Low | 0.93 |  | 2021-04-28 | 206900541 | 2022-05-18
EcoSmart US, LLC | EcoSmart | ECO18 | Federally-Regulated Commercial & Industrial Equipment | Electric resistance | 1 | 1 | 18 |  |  |  |  | FALSE | Electric instantaneous | Low | 0.94 |  | 2022-05-18 | 206903639 | 2022-05-18
EcoSmart US, LLC | EcoSmart | ECO36 | Federally-Regulated Commercial & Industrial Equipment | Electric resistance | 1 | 1 | 36 |  |  |  |  | FALSE | Electric instantaneous | Medium | 0.94 |  | 2022-05-18 | 206903641 | 2022-05-18
EcoSmart US, LLC | EcoSmart | ECO24 | Federally-Regulated Commercial & Industrial Equipment | Electric resistance | 1 | 1 | 24 |  |  |  |  | FALSE | Electric instantaneous | Low | 0.93 |  | 2022-05-18 | 206903640 | 2022-05-18
EcoSmart US, LLC | EcoSmart | ECO27 | Federally-Regulated Commercial & Industrial Equipment | Electric resistance | 1 | 1 | 27 |  |  |  |  | FALSE | Electric instantaneous | Low | 0.93 |  | 2022-05-18 | 206900541 | 2022-05-18
EcoSmart US, LLC | Rheem | RMTEX-13 | Federally-Regulated Commercial & Industrial Equipment | Electric resistance | 1 | 1 | 13 |  |  |  |  | FALSE | Electric instantaneous | Very small | 0.88 |  | 2021-07-31 | 207131863 | 2022-05-18
EcoSmart US, LLC | Rheem | HA013240 | Federally-Regulated Commercial & Industrial Equipment | Electric resistance | 1 | 1 | 13 |  |  |  |  | FALSE | Electric instantaneous | Very small | 0.88 |  | 2021-07-31 | 207133151 | 2022-05-18
EcoSmart US, LLC | Rheem | RETEX-13 | Federally-Regulated Commercial & Industrial Equipment | Electric resistance | 1 | 1 | 13 |  |  |  |  | FALSE | Electric instantaneous | Very small | 0.88 |  | 2021-07-31 | 207131862 | 2022-05-18
EcoSmart US, LLC | Rheem | EEM24013 | Federally-Regulated Commercial & Industrial Equipment | Electric resistance | 1 | 1 | 13 |  |  |  |  | FALSE | Electric instantaneous | Very small | 0.88 |  | 2021-07-31 | 207133152 | 2022-05-18
EcoSmart US, LLC | Rheem | RTEX-13 | Federally-Regulated Commercial & Industrial Equipment | Electric resistance | 1 | 1 | 13 |  |  |  |  | FALSE | Electric instantaneous | Very small | 0.88 |  | 2021-04-28 | 206903642 | 2022-05-18
EcoSmart US, LLC | Rheem | RETEX-36 | Federally-Regulated Commercial & Industrial Equipment | Electric resistance | 1 | 1 | 36 |  |  |  |  | FALSE | Electric instantaneous | Medium | 0.94 |  | 2021-06-02 | 207104648 | 2022-05-18
EcoSmart US, LLC | Rheem | RETEX-18 | Federally-Regulated Commercial & Industrial Equipment | Electric resistance | 1 | 1 | 18 |  |  |  |  | FALSE | Electric instantaneous | Low | 0.94 |  | 2021-06-02 | 207104645 | 2022-05-18
EcoSmart US, LLC | Rheem | RETEX-24 | Federally-Regulated Commercial & Industrial Equipment | Electric resistance | 1 | 1 | 24 |  |  |  |  | FALSE | Electric instantaneous | Low | 0.93 |  | 2021-06-02 | 207104646 | 2022-05-18
EcoSmart US, LLC | Rheem | RETEX-27 | Federally-Regulated Commercial & Industrial Equipment | Electric resistance | 1 | 1 | 27 |  |  |  |  | FALSE | Electric instantaneous | Low | 0.93 |  | 2021-06-02 | 207104647 | 2022-05-18
EcoSmart US, LLC | Rheem | RETEX-36 | Federally-Regulated Commercial & Industrial Equipment | Electric resistance | 1 | 1 | 36 |  |  |  |  | FALSE | Electric instantaneous | Medium | 0.94 |  | 2022-05-18 | 207104648 | 2022-05-18
EcoSmart US, LLC | Rheem | RETEX-18 | Federally-Regulated Commercial & Industrial Equipment | Electric resistance | 1 | 1 | 18 |  |  |  |  | FALSE | Electric instantaneous | Low | 0.94 |  | 2022-05-18 | 207104645 | 2022-05-18
EcoSmart US, LLC | Rheem | RETEX-24 | Federally-Regulated Commercial & Industrial Equipment | Electric resistance | 1 | 1 | 24 |  |  |  |  | FALSE | Electric instantaneous | Low | 0.93 |  | 2022-05-18 | 207104646 | 2022-05-18
EcoSmart US, LLC | Rheem | RETEX-27 | Federally-Regulated Commercial & Industrial Equipment | Electric resistance | 1 | 1 | 27 |  |  |  |  | FALSE | Electric instantaneous | Low | 0.93 |  | 2022-05-18 | 207104647 | 2022-05-18
EcoSmart US, LLC | Rheem | RMTEX-13 | Federally-Regulated Commercial & Industrial Equipment | Electric resistance | 1 | 1 | 13 |  |  |  |  | FALSE | Electric instantaneous | Very small | 0.88 |  | 2022-05-18 | 207131863 | 2022-05-18
EcoSmart US, LLC | Rheem | HA013240 | Federally-Regulated Commercial & Industrial Equipment | Electric resistance | 1 | 1 | 13 |  |  |  |  | FALSE | Electric instantaneous | Very small | 0.88 |  | 2022-05-18 | 207133151 | 2022-05-18
EcoSmart US, LLC | Rheem | RETEX-13 | Federally-Regulated Commercial & Industrial Equipment | Electric resistance | 1 | 1 | 13 |  |  |  |  | FALSE | Electric instantaneous | Very small | 0.88 |  | 2022-05-18 | 207131862 | 2022-05-18
EcoSmart US, LLC | Rheem | EEM24013 | Federally-Regulated Commercial & Industrial Equipment | Electric resistance | 1 | 1 | 13 |  |  |  |  | FALSE | Electric instantaneous | Very small | 0.88 |  | 2022-05-18 | 207133152 | 2022-05-18
EcoSmart US, LLC | Rheem | RTEX-13 | Federally-Regulated Commercial & Industrial Equipment | Electric resistance | 1 | 1 | 13 |  |  |  |  | FALSE | Electric instantaneous | Very small | 0.88 |  | 2022-05-18 | 206903642 | 2022-05-18
Bradford White Corporation | BRADFORD WHITE | LG1PV55H78*X | Federally-Regulated Commercial & Industrial Equipment | LPG | 55 | 55 | 78 | TRUE |  |  | TRUE | FALSE | Gas-fired storage | High | 0.68 |  | 2021-11-17 | 200094600 | 2022-05-25
Bradford White Corporation | BRADFORD WHITE | RG1PV55H*N | Federally-Regulated Commercial & Industrial Equipment | Natural gas | 55 | 55 | 78 | TRUE |  |  | TRUE | FALSE | Gas-fired storage | High | 0.68 |  | 2021-11-17 | 200094594 | 2022-05-25
Bradford White Corporation | BRADFORD WHITE | LG1PV55H78*N | Federally-Regulated Commercial & Industrial Equipment | Natural gas | 55 | 55 | 78 | TRUE |  |  | TRUE | FALSE | Gas-fired storage | High | 0.68 |  | 2021-11-17 | 200094598 | 2022-05-25
Bradford White Corporation | BRADFORD WHITE | RG2PV75H*N | Federally-Regulated Commercial & Industrial Equipment | Natural gas | 75 | 72 | 76 | TRUE |  |  | TRUE | FALSE | Gas-fired storage | High | 0.69 |  | 2021-11-17 | 200094552 | 2022-05-25
Bradford White Corporation | BRADFORD WHITE | LG2PV75H76*N | Federally-Regulated Commercial & Industrial Equipment | Natural gas | 75 | 72 | 76 | TRUE |  |  | TRUE | FALSE | Gas-fired storage | High | 0.69 | 0.59 | 2019-12-03 |  | 2022-05-25
Bradford White Corporation | BRADFORD WHITE | ULG2PV75H76*N | Federally-Regulated Commercial & Industrial Equipment | Natural gas | 75 | 72 | 76 | TRUE |  |  | TRUE | FALSE | Gas-fired storage | High | 0.69 | 0.59 | 2019-12-03 |  | 2022-05-25
Bradford White Corporation | BRADFORD WHITE | RG1PV55H*X | Federally-Regulated Commercial & Industrial Equipment | LPG | 55 | 55 | 78 | TRUE |  |  | TRUE | FALSE | Gas-fired storage | High | 0.68 |  | 2021-11-17 | 200094596 | 2022-05-25
Bradford White Corporation | BRADFORD WHITE | RG2PV75H*X | Federally-Regulated Commercial & Industrial Equipment | LPG | 75 | 72 | 76 | TRUE |  |  | TRUE | FALSE | Gas-fired storage | High | 0.69 |  | 2021-11-17 | 200094554 | 2022-05-25
Bradford White Corporation | BRADFORD WHITE | LG2PV75H76*X | Federally-Regulated Commercial & Industrial Equipment | LPG | 75 | 72 | 76 | TRUE |  |  | TRUE | FALSE | Gas-fired storage | High | 0.69 | 0.59 | 2019-12-03 |  | 2022-05-25
Bradford White Corporation | BRADFORD WHITE | URG2PV75H*N | Federally-Regulated Commercial & Industrial Equipment | Natural gas | 75 | 72 | 76 | TRUE |  |  | TRUE | FALSE | Gas-fired storage | High | 0.69 |  | 2021-11-17 | 200094556 | 2022-05-25
EcoSmart US, LLC | EcoSmart | ECO24 | Federally-Regulated Commercial & Industrial Equipment | Electric resistance | 1 | 1 | 24 |  |  |  |  | FALSE | Electric instantaneous | Low | 0.93 |  | 2022-05-18 | 206903640 | 2022-05-25
EcoSmart US, LLC | EcoSmart | ECO36 | Federally-Regulated Commercial & Industrial Equipment | Electric resistance | 1 | 1 | 36 |  |  |  |  | FALSE | Electric instantaneous | Medium | 0.94 |  | 2022-05-18 | 206903641 | 2022-05-25
EcoSmart US, LLC | EcoSmart | ECO18 | Federally-Regulated Commercial & Industrial Equipment | Electric resistance | 1 | 1 | 18 |  |  |  |  | FALSE | Electric instantaneous | Low | 0.94 |  | 2022-05-18 | 206903639 | 2022-05-25
EcoSmart US, LLC | EcoSmart | ECO27 | Federally-Regulated Commercial & Industrial Equipment | Electric resistance | 1 | 1 | 27 |  |  |  |  | FALSE | Electric instantaneous | Low | 0.93 |  | 2022-05-18 | 206900541 | 2022-05-25
EcoSmart US, LLC | Rheem | RTEX-13 | Federally-Regulated Commercial & Industrial Equipment | Electric resistance | 1 | 1 | 13 |  |  |  |  | FALSE | Electric instantaneous | Very small | 0.88 |  | 2022-05-18 | 206903642 | 2022-05-25
EcoSmart US, LLC | Rheem | RTEX-13 | Federally-Regulated Commercial & Industrial Equipment | Electric resistance | 1 | 1 | 13 |  |  |  |  | FALSE | Electric instantaneous | Very small | 0.88 |  | 2022-05-25 | 206903642 | 2022-05-25
Bradford White Corporation | BRADFORD WHITE | LG1PV55H78*X | Federally-Regulated Commercial & Industrial Equipment | LPG | 55 | 55 | 78 | TRUE |  |  | TRUE | FALSE | Gas-fired storage | High | 0.68 |  | 2022-05-25 | 200094600 | 2022-05-25
Bradford White Corporation | BRADFORD WHITE | RG1PV55H*N | Federally-Regulated Commercial & Industrial Equipment | Natural gas | 55 | 55 | 78 | TRUE |  |  | TRUE | FALSE | Gas-fired storage | High | 0.68 |  | 2022-05-25 | 200094594 | 2022-05-25
Bradford White Corporation | BRADFORD WHITE | LG1PV55H78*N | Federally-Regulated Commercial & Industrial Equipment | Natural gas | 55 | 55 | 78 | TRUE |  |  | TRUE | FALSE | Gas-fired storage | High | 0.68 |  | 2022-05-25 | 200094598 | 2022-05-25
Bradford White Corporation | BRADFORD WHITE | RG2PV75H*N | Federally-Regulated Commercial & Industrial Equipment | Natural gas | 75 | 72 | 76 | TRUE |  |  | TRUE | FALSE | Gas-fired storage | High | 0.69 |  | 2022-05-25 | 200094552 | 2022-05-25
Bradford White Corporation | BRADFORD WHITE | LG2PV75H76*N | Federally-Regulated Commercial & Industrial Equipment | Natural gas | 75 | 72 | 76 | TRUE |  |  | TRUE | FALSE | Gas-fired storage | High | 0.69 |  | 2022-05-25 | 200094590 | 2022-05-25
Bradford White Corporation | BRADFORD WHITE | ULG2PV75H76*N | Federally-Regulated Commercial & Industrial Equipment | Natural gas | 75 | 72 | 76 | TRUE |  |  | TRUE | FALSE | Gas-fired storage | High | 0.69 |  | 2022-05-25 | 200094618 | 2022-05-25
Bradford White Corporation | BRADFORD WHITE | RG1PV55H*X | Federally-Regulated Commercial & Industrial Equipment | LPG | 55 | 55 | 78 | TRUE |  |  | TRUE | FALSE | Gas-fired storage | High | 0.68 |  | 2022-05-25 | 200094596 | 2022-05-25
Bradford White Corporation | BRADFORD WHITE | RG2PV75H*X | Federally-Regulated Commercial & Industrial Equipment | LPG | 75 | 72 | 76 | TRUE |  |  | TRUE | FALSE | Gas-fired storage | High | 0.69 |  | 2022-05-25 | 200094554 | 2022-05-25
Bradford White Corporation | BRADFORD WHITE | LG2PV75H76*X | Federally-Regulated Commercial & Industrial Equipment | LPG | 75 | 72 | 76 | TRUE |  |  | TRUE | FALSE | Gas-fired storage | High | 0.69 |  | 2022-05-25 | 200094592 | 2022-05-25
Bradford White Corporation | BRADFORD WHITE | URG2PV75H*N | Federally-Regulated Commercial & Industrial Equipment | Natural gas | 75 | 72 | 76 | TRUE |  |  | TRUE | FALSE | Gas-fired storage | High | 0.69 |  | 2022-05-25 | 200094556 | 2022-05-25
EcoSmart US, LLC | EcoSmart | ECO24 | Federally-Regulated Commercial & Industrial Equipment | Electric resistance | 1 | 1 | 24 |  |  |  |  | FALSE | Electric instantaneous | Low | 0.93 |  | 2022-05-25 | 206903640 | 2022-05-25
EcoSmart US, LLC | EcoSmart | ECO36 | Federally-Regulated Commercial & Industrial Equipment | Electric resistance | 1 | 1 | 36 |  |  |  |  | FALSE | Electric instantaneous | Medium | 0.94 |  | 2022-05-25 | 206903641 | 2022-05-25
EcoSmart US, LLC | EcoSmart | ECO18 | Federally-Regulated Commercial & Industrial Equipment | Electric resistance | 1 | 1 | 18 |  |  |  |  | FALSE | Electric instantaneous | Low | 0.94 |  | 2022-05-25 | 206903639 | 2022-05-25
EcoSmart US, LLC | EcoSmart | ECO27 | Federally-Regulated Commercial & Industrial Equipment | Electric resistance | 1 | 1 | 27 |  |  |  |  | FALSE | Electric instantaneous | Low | 0.93 |  | 2022-05-25 | 206900541 | 2022-05-25
EcoSmart US, LLC | Rheem | HA013240 | Federally-Regulated Commercial & Industrial Equipment | Electric resistance | 1 | 1 | 13 |  |  |  |  | FALSE | Electric instantaneous | Very small | 0.88 |  | 2022-05-18 | 207133151 | 2022-06-15
EcoSmart US, LLC | Rheem | RMTEX-13 | Federally-Regulated Commercial & Industrial Equipment | Electric resistance | 1 | 1 | 13 |  |  |  |  | FALSE | Electric instantaneous | Very small | 0.88 |  | 2022-05-18 | 207131863 | 2022-06-15
EcoSmart US, LLC | Rheem | RETEX-13 | Federally-Regulated Commercial & Industrial Equipment | Electric resistance | 1 | 1 | 13 |  |  |  |  | FALSE | Electric instantaneous | Very small | 0.88 |  | 2022-05-18 | 207131862 | 2022-06-15
Bradford White Corporation | BRADFORD WHITE | RG2PV75H*X | Federally-Regulated Commercial & Industrial Equipment | LPG | 75 | 72 | 76 | TRUE |  |  | TRUE | FALSE | Gas-fired storage | High | 0.69 |  | 2022-05-25 | 200094554 | 2022-06-15
Bradford White Corporation | BRADFORD WHITE | RG1PV55H*N | Federally-Regulated Commercial & Industrial Equipment | Natural gas | 55 | 55 | 78 | TRUE |  |  | TRUE | FALSE | Gas-fired storage | High | 0.68 |  | 2022-05-25 | 200094594 | 2022-06-15
Bradford White Corporation | BRADFORD WHITE | RG2PV75H*N | Federally-Regulated Commercial & Industrial Equipment | Natural gas | 75 | 72 | 76 | TRUE |  |  | TRUE | FALSE | Gas-fired storage | High | 0.69 |  | 2022-05-25 | 200094552 | 2022-06-15
Bradford White Corporation | BRADFORD WHITE | LG2PV75H76*X | Federally-Regulated Commercial & Industrial Equipment | LPG | 75 | 72 | 76 | TRUE |  |  | TRUE | FALSE | Gas-fired storage | High | 0.69 |  | 2022-05-25 | 200094592 | 2022-06-15
Bradford White Corporation | BRADFORD WHITE | URG2PV75H*N | Federally-Regulated Commercial & Industrial Equipment | Natural gas | 75 | 72 | 76 | TRUE |  |  | TRUE | FALSE | Gas-fired storage | High | 0.69 |  | 2022-05-25 | 200094556 | 2022-06-15
Bradford White Corporation | BRADFORD WHITE | LG1PV55H78*N | Federally-Regulated Commercial & Industrial Equipment | Natural gas | 55 | 55 | 78 | TRUE |  |  | TRUE | FALSE | Gas-fired storage | High | 0.68 |  | 2022-05-25 | 200094598 | 2022-06-15
Bradford White Corporation | BRADFORD WHITE | RG1PV55H*X | Federally-Regulated Commercial & Industrial Equipment | LPG | 55 | 55 | 78 | TRUE |  |  | TRUE | FALSE | Gas-fired storage | High | 0.68 |  | 2022-05-25 | 200094596 | 2022-06-15
Bradford White Corporation | BRADFORD WHITE | LG1PV55H78*X | Federally-Regulated Commercial & Industrial Equipment | LPG | 55 | 55 | 78 | TRUE |  |  | TRUE | FALSE | Gas-fired storage | High | 0.68 |  | 2022-05-25 | 200094600 | 2022-06-15
Bradford White Corporation | BRADFORD WHITE | ULG2PV75H76*N | Federally-Regulated Commercial & Industrial Equipment | Natural gas | 75 | 72 | 76 | TRUE |  |  | TRUE | FALSE | Gas-fired storage | High | 0.69 |  | 2022-05-25 | 200094618 | 2022-06-15
Bradford White Corporation | BRADFORD WHITE | LG2PV75H76*N | Federally-Regulated Commercial & Industrial Equipment | Natural gas | 75 | 72 | 76 | TRUE |  |  | TRUE | FALSE | Gas-fired storage | High | 0.69 |  | 2022-05-25 | 200094590 | 2022-06-15
Rheem Sales Company, Inc. | Richmond | 6G98-76FN4 | Federally-Regulated Commercial & Industrial Equipment | Natural gas | 98 | 95 | 75.1 | TRUE |  |  | FALSE | FALSE | Gas-fired storage | High | 0.57 |  | 2022-05-18 | 207175637 | 2022-06-15
Rheem Sales Company, Inc. | Ruud | PROG98-75U RU EC1 | Federally-Regulated Commercial & Industrial Equipment | Natural gas | 98 | 95 | 75.1 | TRUE |  |  | FALSE | FALSE | Gas-fired storage | High | 0.57 |  | 2022-05-18 | 207175636 | 2022-06-15
Rheem Sales Company, Inc. | Rheem | XG98T06EN76U1 | Federally-Regulated Commercial & Industrial Equipment | Natural gas | 98 | 95 | 75.1 | TRUE |  |  | FALSE | FALSE | Gas-fired storage | High | 0.57 |  | 2022-05-18 | 207175635 | 2022-06-15
EcoSmart US, LLC | Rheem | RTEX-13 | Federally-Regulated Commercial & Industrial Equipment | Electric resistance | 1 | 1 | 13 |  |  |  |  | FALSE | Electric instantaneous | Very small | 0.88 |  | 2022-05-25 | 206903642 | 2022-06-15
EcoSmart US, LLC | Rheem | RETEX-27 | Federally-Regulated Commercial & Industrial Equipment | Electric resistance | 1 | 1 | 27 |  |  |  |  | FALSE | Electric instantaneous | Low | 0.93 |  | 2022-05-18 | 207104647 | 2022-06-15
EcoSmart US, LLC | Rheem | RETEX-18 | Federally-Regulated Commercial & Industrial Equipment | Electric resistance | 1 | 1 | 18 |  |  |  |  | FALSE | Electric instantaneous | Low | 0.94 |  | 2022-05-18 | 207104645 | 2022-06-15
EcoSmart US, LLC | Rheem | RETEX-36 | Federally-Regulated Commercial & Industrial Equipment | Electric resistance | 1 | 1 | 36 |  |  |  |  | FALSE | Electric instantaneous | Medium | 0.94 |  | 2022-05-18 | 207104648 | 2022-06-15
EcoSmart US, LLC | Rheem | RETEX-24 | Federally-Regulated Commercial & Industrial Equipment | Electric resistance | 1 | 1 | 24 |  |  |  |  | FALSE | Electric instantaneous | Low | 0.93 |  | 2022-05-18 | 207104646 | 2022-06-15
Bradford White Corporation | Laars | LCTEV018******** | Federally-Regulated Commercial & Industrial Equipment | Electric resistance | 1 | 1 | 18 |  |  |  |  | FALSE | Electric instantaneous | Low | 0.96 | 0.8 | 2022-03-02 | 207477838 | 2022-06-15
Bradford White Corporation | Laars | LCTEH018******** | Federally-Regulated Commercial & Industrial Equipment | Electric resistance | 1 | 1 | 18 |  |  |  |  | FALSE | Electric instantaneous | Low | 0.96 | 0.8 | 2022-03-02 | 207477834 | 2022-06-15
Rheem Sales Company, Inc. | Ruud | PROG98-75U RU EC1 | Federally-Regulated Commercial & Industrial Equipment | Natural gas | 98 | 95 | 75.1 | TRUE |  |  | FALSE | FALSE | Gas-fired storage | High | 0.57 |  | 2022-06-15 | 207175636 | 2022-06-15
Bradford White Corporation | Laars | LCTEV018******** | Federally-Regulated Commercial & Industrial Equipment | Electric resistance | 1 | 1 | 18 |  |  |  |  | FALSE | Electric instantaneous | Low | 0.96 |  | 2022-06-15 | 207477838 | 2022-06-15
Bradford White Corporation | Laars | LCTEH018******** | Federally-Regulated Commercial & Industrial Equipment | Electric resistance | 1 | 1 | 18 |  |  |  |  | FALSE | Electric instantaneous | Low | 0.96 |  | 2022-06-15 | 207477834 | 2022-06-15
EcoSmart US, LLC | Rheem | HA013240 | Federally-Regulated Commercial & Industrial Equipment | Electric resistance | 1 | 1 | 13 |  |  |  |  | FALSE | Electric instantaneous | Very small | 0.88 |  | 2022-06-15 | 207133151 | 2022-06-15
EcoSmart US, LLC | Rheem | RMTEX-13 | Federally-Regulated Commercial & Industrial Equipment | Electric resistance | 1 | 1 | 13 |  |  |  |  | FALSE | Electric instantaneous | Very small | 0.88 |  | 2022-06-15 | 207131863 | 2022-06-15
EcoSmart US, LLC | Rheem | RETEX-13 | Federally-Regulated Commercial & Industrial Equipment | Electric resistance | 1 | 1 | 13 |  |  |  |  | FALSE | Electric instantaneous | Very small | 0.88 |  | 2022-06-15 | 207131862 | 2022-06-15
EcoSmart US, LLC | Rheem | RTEX-13 | Federally-Regulated Commercial & Industrial Equipment | Electric resistance | 1 | 1 | 13 |  |  |  |  | FALSE | Electric instantaneous | Very small | 0.88 |  | 2022-06-15 | 206903642 | 2022-06-15
Rheem Sales Company, Inc. | Richmond | 6G98-76FN4 | Federally-Regulated Commercial & Industrial Equipment | Natural gas | 98 | 95 | 75.1 | TRUE |  |  | FALSE | FALSE | Gas-fired storage | High | 0.57 |  | 2022-06-15 | 207175637 | 2022-06-15
EcoSmart US, LLC | Rheem | RETEX-27 | Federally-Regulated Commercial & Industrial Equipment | Electric resistance | 1 | 1 | 27 |  |  |  |  | FALSE | Electric instantaneous | Low | 0.93 |  | 2022-06-15 | 207104647 | 2022-06-15
EcoSmart US, LLC | Rheem | RETEX-18 | Federally-Regulated Commercial & Industrial Equipment | Electric resistance | 1 | 1 | 18 |  |  |  |  | FALSE | Electric instantaneous | Low | 0.94 |  | 2022-06-15 | 207104645 | 2022-06-15
EcoSmart US, LLC | Rheem | RETEX-36 | Federally-Regulated Commercial & Industrial Equipment | Electric resistance | 1 | 1 | 36 |  |  |  |  | FALSE | Electric instantaneous | Medium | 0.94 |  | 2022-06-15 | 207104648 | 2022-06-15
EcoSmart US, LLC | Rheem | RETEX-24 | Federally-Regulated Commercial & Industrial Equipment | Electric resistance | 1 | 1 | 24 |  |  |  |  | FALSE | Electric instantaneous | Low | 0.93 |  | 2022-06-15 | 207104646 | 2022-06-15
Rheem Sales Company, Inc. | Rheem | XG98T06EN76U1 | Federally-Regulated Commercial & Industrial Equipment | Natural gas | 98 | 95 | 75.1 | TRUE |  |  | FALSE | FALSE | Gas-fired storage | High | 0.57 |  | 2022-06-15 | 207175635 | 2022-06-15
Bradford White Corporation | Laars | LCTEH018******** | Federally-Regulated Commercial & Industrial Equipment | Electric resistance | 1 | 1 | 18 |  |  |  |  | FALSE | Electric instantaneous | Low | 0.96 |  | 2022-06-15 | 207477834 | 2022-06-28
Bradford White Corporation | Laars | LCTEV018******** | Federally-Regulated Commercial & Industrial Equipment | Electric resistance | 1 | 1 | 18 |  |  |  |  | FALSE | Electric instantaneous | Low | 0.96 |  | 2022-06-15 | 207477838 | 2022-06-28
Bradford White Corporation | Laars | LCTEH018******** | Federally-Regulated Commercial & Industrial Equipment | Electric resistance | 1 | 1 | 18 |  |  |  |  | FALSE | Electric instantaneous | Low | 0.96 | 0.8 | 2022-06-28 | 207477834 | 2022-06-28
Bradford White Corporation | Laars | LCTEV018******** | Federally-Regulated Commercial & Industrial Equipment | Electric resistance | 1 | 1 | 18 |  |  |  |  | FALSE | Electric instantaneous | Low | 0.96 | 0.8 | 2022-06-28 | 207477838 | 2022-06-28
Bradford White Corporation | BRADFORD WHITE | URG2PV75H*N** | Federally-Regulated Commercial & Industrial Equipment | Natural gas | 75 | 72 | 76 | TRUE |  |  | TRUE | FALSE | Gas-fired storage | High | 0.69 |  | 2022-06-22 | 208676386 | 2022-07-01
Bradford White Corporation | BRADFORD WHITE | URG2PV75H*N** | Federally-Regulated Commercial & Industrial Equipment | Natural gas | 75 | 72 | 76 | TRUE |  |  | TRUE | FALSE | Gas-fired storage | High | 0.69 |  | 2022-07-01 | 208676386 | 2022-07-01
EcoSmart US, LLC | Rheem | RTEX-13 | Federally-Regulated Commercial & Industrial Equipment | Electric resistance | 1 | 1 | 13 |  |  |  |  | FALSE | Electric instantaneous | Very small | 0.88 |  | 2022-06-15 | 206903642 | 2022-08-02
EcoSmart US, LLC | EcoSmart | ECO36 | Federally-Regulated Commercial & Industrial Equipment | Electric resistance | 1 | 1 | 36 |  |  |  |  | FALSE | Electric instantaneous | Medium | 0.94 |  | 2022-05-25 | 206903641 | 2022-08-02
EcoSmart US, LLC | EcoSmart | ECO18 | Federally-Regulated Commercial & Industrial Equipment | Electric resistance | 1 | 1 | 18 |  |  |  |  | FALSE | Electric instantaneous | Low | 0.94 |  | 2022-05-25 | 206903639 | 2022-08-02
EcoSmart US, LLC | EcoSmart | ECO24 | Federally-Regulated Commercial & Industrial Equipment | Electric resistance | 1 | 1 | 24 |  |  |  |  | FALSE | Electric instantaneous | Low | 0.93 |  | 2022-05-25 | 206903640 | 2022-08-02
EcoSmart US, LLC | EcoSmart | ECO27 | Federally-Regulated Commercial & Industrial Equipment | Electric resistance | 1 | 1 | 27 |  |  |  |  | FALSE | Electric instantaneous | Low | 0.93 |  | 2022-05-25 | 206900541 | 2022-08-02
EcoSmart US, LLC | EcoSmart | ECO36 | Federally-Regulated Commercial & Industrial Equipment | Electric resistance | 1 | 1 | 36 |  |  |  |  | FALSE | Electric instantaneous | Medium | 0.94 |  | 2022-08-02 | 206903641 | 2022-08-02
EcoSmart US, LLC | EcoSmart | ECO18 | Federally-Regulated Commercial & Industrial Equipment | Electric resistance | 1 | 1 | 18 |  |  |  |  | FALSE | Electric instantaneous | Low | 0.94 |  | 2022-08-02 | 206903639 | 2022-08-02
EcoSmart US, LLC | EcoSmart | ECO24 | Federally-Regulated Commercial & Industrial Equipment | Electric resistance | 1 | 1 | 24 |  |  |  |  | FALSE | Electric instantaneous | Low | 0.93 |  | 2022-08-02 | 206903640 | 2022-08-02
EcoSmart US, LLC | EcoSmart | ECO27 | Federally-Regulated Commercial & Industrial Equipment | Electric resistance | 1 | 1 | 27 |  |  |  |  | FALSE | Electric instantaneous | Low | 0.93 |  | 2022-08-02 | 206900541 | 2022-08-02
EcoSmart US, LLC | Rheem | RTEX-13 | Federally-Regulated Commercial & Industrial Equipment | Electric resistance | 1 | 1 | 13 |  |  |  |  | FALSE | Electric instantaneous | Very small | 0.88 |  | 2022-08-02 | 206903642 | 2022-08-02
Rheem Sales Company, Inc. | Rheem | XG75T12ST76U0 | Federally-Regulated Commercial & Industrial Equipment | Natural gas | 75 | 73 | 75.1 | TRUE |  |  | FALSE | FALSE | Gas-fired storage | High | 0.61 | 0.59 | 2019-06-10 |  | 2022-08-18
Rheem Sales Company, Inc. | Rheem | XG75T12ST76U0 | Federally-Regulated Commercial & Industrial Equipment | Natural gas | 75 | 73 | 75.1 | TRUE |  |  | FALSE | FALSE | Gas-fired storage | High | 0.61 |  | 2022-08-18 | 10333817 | 2022-08-18
Bradford White Corporation | Laars | LCTEV018******** | Federally-Regulated Commercial & Industrial Equipment | Electric resistance | 1 | 1 | 18 |  |  |  |  | FALSE | Electric instantaneous | Low | 0.96 | 0.8 | 2022-06-28 | 207477838 | 2022-08-23
Bradford White Corporation | Laars | LCTEH018******** | Federally-Regulated Commercial & Industrial Equipment | Electric resistance | 1 | 1 | 18 |  |  |  |  | FALSE | Electric instantaneous | Low | 0.96 | 0.8 | 2022-06-28 | 207477834 | 2022-08-23
Rheem Sales Company, Inc. | Ruud | PRO+G75-76N RU | Federally-Regulated Commercial & Industrial Equipment | Natural gas | 75 | 73 | 75.1 | TRUE |  |  | FALSE | FALSE | Gas-fired storage | High | 0.61 | 0.59 | 2019-02-27 |  | 2022-08-23
Rheem Sales Company, Inc. | Ruud | PRO+G75-76N RU PV | Federally-Regulated Commercial & Industrial Equipment | Natural gas | 75 | 73 | 75.1 | TRUE |  |  | TRUE | FALSE | Gas-fired storage | High | 0.59 | 0.59 | 2019-02-27 |  | 2022-08-23
Rheem Sales Company, Inc. | Ruud | PRO+G75-76P RU PDV | Federally-Regulated Commercial & Industrial Equipment | LPG | 75 | 73 | 75.1 | TRUE |  |  | TRUE | FALSE | Gas-fired storage | High | 0.63 |  | 2021-07-31 | 10333827 | 2022-08-23
Rheem Sales Company, Inc. | Ruud | PRO+G75-75U RU EC1 | Federally-Regulated Commercial & Industrial Equipment | Natural gas | 75 | 73 | 75.1 | TRUE |  |  | FALSE | FALSE | Gas-fired storage | High | 0.59 | 0.59 | 2021-09-29 | 207454692 | 2022-08-23
Rheem Sales Company, Inc. | Ruud | XG75T06EN76U1 | Federally-Regulated Commercial & Industrial Equipment | Natural gas | 75 | 73 | 75.1 | TRUE |  |  | FALSE | FALSE | Gas-fired storage | High | 0.59 |  | 2022-05-18 | 207175090 | 2022-08-23
Rheem Sales Company, Inc. | Ruud | PRO+G75-76P RU | Federally-Regulated Commercial & Industrial Equipment | LPG | 75 | 73 | 75.1 | TRUE |  |  | FALSE | FALSE | Gas-fired storage | High | 0.61 | 0.59 | 2019-02-27 |  | 2022-08-23
Rheem Sales Company, Inc. | Ruud | PRO+G98-76P RU | Federally-Regulated Commercial & Industrial Equipment | LPG | 98 | 93 | 75.1 | TRUE |  |  | FALSE | FALSE | Gas-fired storage | High | 0.58 | 0.57 | 2019-02-27 |  | 2022-08-23
Rheem Sales Company, Inc. | Ruud | PRO+G98-76N RU | Federally-Regulated Commercial & Industrial Equipment | Natural gas | 98 | 93 | 75.1 | TRUE |  |  | FALSE | FALSE | Gas-fired storage | High | 0.58 | 0.57 | 2019-02-27 |  | 2022-08-23
Rheem Sales Company, Inc. | Ruud | PRO+G98-80U RU EC1 | Federally-Regulated Commercial & Industrial Equipment | Natural gas | 98 | 95 | 80 | TRUE |  |  | FALSE | FALSE | Gas-fired storage | High | 0.57 |  | 2022-05-18 | 207177244 | 2022-08-23
Rheem Sales Company, Inc. | Ruud | PRO+G75-75N RU PDV | Federally-Regulated Commercial & Industrial Equipment | Natural gas | 75 | 73 | 75.1 | TRUE |  |  | TRUE | FALSE | Gas-fired storage | High | 0.63 |  | 2019-12-03 |  | 2022-08-23
Rheem Sales Company, Inc. | Ruud | PROG98-75U RU EC1 | Federally-Regulated Commercial & Industrial Equipment | Natural gas | 98 | 95 | 75.1 | TRUE |  |  | FALSE | FALSE | Gas-fired storage | High | 0.57 |  | 2022-06-15 | 207175636 | 2022-08-23
Rheem Sales Company, Inc. | Rheem | XG75T12ST76U0 | Federally-Regulated Commercial & Industrial Equipment | Natural gas | 75 | 73 | 75.1 | TRUE |  |  | FALSE | FALSE | Gas-fired storage | High | 0.61 |  | 2022-08-18 | 10333817 | 2022-08-23
Rheem Sales Company, Inc. | Rheem | PRO+G75-76P RH PV | Federally-Regulated Commercial & Industrial Equipment | LPG | 75 | 73 | 75.1 | TRUE |  |  | TRUE | FALSE | Gas-fired storage | High | 0.59 | 0.59 | 2019-02-27 |  | 2022-08-23
Rheem Sales Company, Inc. | Rheem | XP75T06PV76U0 | Federally-Regulated Commercial & Industrial Equipment | LPG | 75 | 73 | 75.1 | TRUE |  |  | TRUE | FALSE | Gas-fired storage | High | 0.59 | 0.59 | 2019-02-27 |  | 2022-08-23
Rheem Sales Company, Inc. | Rheem | PRO+G98-80U RH EC1 | Federally-Regulated Commercial & Industrial Equipment | Natural gas | 98 | 95 | 80 | TRUE |  |  | FALSE | FALSE | Gas-fired storage | High | 0.57 |  | 2022-05-18 | 207177242 | 2022-08-23
Rheem Sales Company, Inc. | Rheem | XG75T06PV76U0 | Federally-Regulated Commercial & Industrial Equipment | Natural gas | 75 | 73 | 75.1 | TRUE |  |  | TRUE | FALSE | Gas-fired storage | High | 0.59 | 0.59 | 2019-02-27 |  | 2022-08-23
Rheem Sales Company, Inc. | Rheem | XP75T06ST76U0 | Federally-Regulated Commercial & Industrial Equipment | LPG | 75 | 73 | 75.1 | TRUE |  |  | FALSE | FALSE | Gas-fired storage | High | 0.61 | 0.59 | 2019-02-27 |  | 2022-08-23
Rheem Sales Company, Inc. | Rheem | G75UN-EC1 | Federally-Regulated Commercial & Industrial Equipment | Natural gas | 75 | 73 | 75.1 | TRUE |  |  | FALSE | FALSE | Gas-fired storage | High | 0.59 |  | 2021-10-13 | 207497784 | 2022-08-23
Rheem Sales Company, Inc. | Rheem | PRO+G75-76P RH | Federally-Regulated Commercial & Industrial Equipment | LPG | 75 | 73 | 75.1 | TRUE |  |  | FALSE | FALSE | Gas-fired storage | High | 0.61 | 0.59 | 2019-02-27 |  | 2022-08-23
Rheem Sales Company, Inc. | Rheem | XG98T06ST76U0 | Federally-Regulated Commercial & Industrial Equipment | Natural gas | 98 | 93 | 75.1 | TRUE |  |  | FALSE | FALSE | Gas-fired storage | High | 0.58 | 0.57 | 2019-02-27 |  | 2022-08-23
Rheem Sales Company, Inc. | Rheem | PROG75-75 RU EC1 | Federally-Regulated Commercial & Industrial Equipment | Natural gas | 75 | 73 | 75.1 | TRUE |  |  | FALSE | FALSE | Gas-fired storage | High | 0.59 |  | 2022-05-18 | 207175089 | 2022-08-23
Rheem Sales Company, Inc. | Rheem | PRO+G75-76P RH PDV | Federally-Regulated Commercial & Industrial Equipment | LPG | 75 | 73 | 75.1 | TRUE |  |  | TRUE | FALSE | Gas-fired storage | High | 0.63 |  | 2021-07-31 | 10333826 | 2022-08-23
Rheem Sales Company, Inc. | Rheem | TPV75-76PFV | Federally-Regulated Commercial & Industrial Equipment | LPG | 75 | 73 | 75.1 | TRUE |  |  | TRUE | FALSE | Gas-fired storage | High | 0.59 | 0.59 | 2019-02-27 |  | 2022-08-23
Rheem Sales Company, Inc. | Rheem | GPV75PV-76PFW | Federally-Regulated Commercial & Industrial Equipment | LPG | 75 | 73 | 75.1 | TRUE |  |  | TRUE | FALSE | Gas-fired storage | High | 0.59 | 0.59 | 2019-02-27 |  | 2022-08-23
Rheem Sales Company, Inc. | Rheem | PRO+G75-76N RH | Federally-Regulated Commercial & Industrial Equipment | Natural gas | 75 | 73 | 75.1 | TRUE |  |  | FALSE | FALSE | Gas-fired storage | High | 0.61 | 0.59 | 2019-02-27 |  | 2022-08-23
Rheem Sales Company, Inc. | Rheem | PRO+G75-76P RU PV | Federally-Regulated Commercial & Industrial Equipment | LPG | 75 | 73 | 75.1 | TRUE |  |  | TRUE | FALSE | Gas-fired storage | High | 0.59 | 0.59 | 2019-02-27 |  | 2022-08-23
Rheem Sales Company, Inc. | Rheem | PRO+G98-76P RH | Federally-Regulated Commercial & Industrial Equipment | LPG | 98 | 93 | 75.1 | TRUE |  |  | FALSE | FALSE | Gas-fired storage | High | 0.58 | 0.57 | 2019-02-27 |  | 2022-08-23
Rheem Sales Company, Inc. | Rheem | PRO+G75-75N RH PDV | Federally-Regulated Commercial & Industrial Equipment | Natural gas | 75 | 73 | 75.1 | TRUE |  |  | TRUE | FALSE | Gas-fired storage | High | 0.63 |  | 2019-12-03 |  | 2022-08-23
Rheem Sales Company, Inc. | Rheem | PRO+G98-76N RH | Federally-Regulated Commercial & Industrial Equipment | Natural gas | 98 | 93 | 75.1 | TRUE |  |  | FALSE | FALSE | Gas-fired storage | High | 0.58 | 0.57 | 2019-02-27 |  | 2022-08-23
Rheem Sales Company, Inc. | Rheem | G100UN-EC1 | Federally-Regulated Commercial & Industrial Equipment | Natural gas | 98 | 95 | 75.1 | TRUE |  |  | FALSE | FALSE | Gas-fired storage | High | 0.57 |  | 2021-10-13 | 207497785 | 2022-08-23
Rheem Sales Company, Inc. | Rheem | PROG75-75U RH EC1 | Federally-Regulated Commercial & Industrial Equipment | Natural gas | 75 | 73 | 75.1 | FALSE |  |  | FALSE | FALSE | Gas-fired storage | High | 0.59 |  | 2022-05-18 | 207169057 | 2022-08-23
Rheem Sales Company, Inc. | Rheem | PROG98-75U RH EC1 | Federally-Regulated Commercial & Industrial Equipment | Natural gas | 98 | 95 | 75.1 | TRUE |  |  | FALSE | FALSE | Gas-fired storage | High | 0.57 |  | 2022-05-18 | 207172468 | 2022-08-23
Rheem Sales Company, Inc. | Rheem | GPV75-76PFV | Federally-Regulated Commercial & Industrial Equipment | LPG | 75 | 73 | 75.1 | TRUE |  |  | TRUE | FALSE | Gas-fired storage | High | 0.59 | 0.59 | 2019-02-27 |  | 2022-08-23
Rheem Sales Company, Inc. | Rheem | PRO+G75-75U RH EC1 | Federally-Regulated Commercial & Industrial Equipment | Natural gas | 75 | 73 | 75.1 | TRUE |  |  | FALSE | FALSE | Gas-fired storage | High | 0.59 |  | 2021-09-29 | 207454691 | 2022-08-23
Rheem Sales Company, Inc. | Rheem | XP98T06ST76U0 | Federally-Regulated Commercial & Industrial Equipment | LPG | 98 | 93 | 75.1 | TRUE |  |  | FALSE | FALSE | Gas-fired storage | High | 0.58 | 0.57 | 2019-02-27 |  | 2022-08-23
Rheem Sales Company, Inc. | Rheem | XG98T06EN76U1 | Federally-Regulated Commercial & Industrial Equipment | Natural gas | 98 | 95 | 75.1 | TRUE |  |  | FALSE | FALSE | Gas-fired storage | High | 0.57 |  | 2022-06-15 | 207175635 | 2022-08-23
Rheem Sales Company, Inc. | Rheem | PRO+G75-76N RH PV | Federally-Regulated Commercial & Industrial Equipment | Natural gas | 75 | 73 | 75.1 | TRUE |  |  | TRUE | FALSE | Gas-fired storage | High | 0.59 | 0.59 | 2019-05-16 |  | 2022-08-23
Rheem Sales Company, Inc. | Richmond | 5V100F-76P | Federally-Regulated Commercial & Industrial Equipment | LPG | 98 | 93 | 75.1 | TRUE |  |  | FALSE | FALSE | Gas-fired storage | High | 0.58 |  | 2021-07-31 | 10333799 | 2022-08-23
Rheem Sales Company, Inc. | Richmond | 6G98-76FN4 | Federally-Regulated Commercial & Industrial Equipment | Natural gas | 98 | 95 | 75.1 | TRUE |  |  | FALSE | FALSE | Gas-fired storage | High | 0.57 |  | 2022-06-15 | 207175637 | 2022-08-23
Rheem Sales Company, Inc. | Richmond | TPDV75-76LP | Federally-Regulated Commercial & Industrial Equipment | LPG | 75 | 73 | 75.1 | TRUE |  |  | TRUE | FALSE | Gas-fired storage | High | 0.63 |  | 2019-12-03 |  | 2022-08-23
Rheem Sales Company, Inc. | Richmond | 6G75-76F | Federally-Regulated Commercial & Industrial Equipment | Natural gas | 75 | 73 | 75.1 | TRUE |  |  | FALSE | FALSE | Gas-fired storage | High | 0.61 |  | 2021-07-31 | 10333800 | 2022-08-23
Rheem Sales Company, Inc. | Richmond | T100-80N | Federally-Regulated Commercial & Industrial Equipment | Natural gas | 100 | 95 | 76 | FALSE |  |  | FALSE | FALSE | Gas-fired storage | High | 0.57 |  | 2019-12-03 |  | 2022-08-23
Rheem Sales Company, Inc. | Richmond | 5V100F-76N | Federally-Regulated Commercial & Industrial Equipment | Natural gas | 98 | 93 | 75.1 | TRUE |  |  | FALSE | FALSE | Gas-fired storage | High | 0.58 |  | 2021-07-31 | 10333798 | 2022-08-23
Rheem Sales Company, Inc. | Richmond | 6G75PDVP-76 | Federally-Regulated Commercial & Industrial Equipment | LPG | 75 | 73 | 75.1 | TRUE |  |  | TRUE | FALSE | Gas-fired storage | High | 0.63 |  | 2021-07-31 | 10333820 | 2022-08-23
Rheem Sales Company, Inc. | Richmond | T100-76LP | Federally-Regulated Commercial & Industrial Equipment | LPG | 98 | 93 | 75.1 | TRUE |  |  | FALSE | FALSE | Gas-fired storage | High | 0.58 | 0.5715 | 2019-02-26 |  | 2022-08-23
Rheem Sales Company, Inc. | Richmond | T75-75N-3 | Federally-Regulated Commercial & Industrial Equipment | Natural gas | 75 | 73 | 75.1 | TRUE |  |  | FALSE | FALSE | Gas-fired storage | High | 0.61 | 0.5922 | 2019-02-26 |  | 2022-08-23
Rheem Sales Company, Inc. | Richmond | T100-80 | Federally-Regulated Commercial & Industrial Equipment | Natural gas | 100 | 96 | 80 | FALSE |  |  | FALSE | FALSE | Gas-fired storage | High | 0.57 |  | 2019-12-03 |  | 2022-08-23
Rheem Sales Company, Inc. | Richmond | 6G75-76FN4 | Federally-Regulated Commercial & Industrial Equipment | Natural gas | 75 | 73 | 75.1 | TRUE |  |  | FALSE | FALSE | Gas-fired storage | High | 0.59 |  | 2022-05-18 | 207175091 | 2022-08-23
Rheem Sales Company, Inc. | Richmond | 6G75PDV-75 * | Federally-Regulated Commercial & Industrial Equipment | Natural gas | 75 | 73 | 75.1 | TRUE |  |  | TRUE | FALSE | Gas-fired storage | High | 0.63 |  | 2019-12-03 |  | 2022-08-23
Rheem Sales Company, Inc. | Richmond | T75-76LP | Federally-Regulated Commercial & Industrial Equipment | LPG | 75 | 73 | 75.1 | TRUE |  |  | FALSE | FALSE | Gas-fired storage | High | 0.61 | 0.5922 | 2019-02-26 |  | 2022-08-23
Rheem Sales Company, Inc. | Richmond | 6G75-76PF | Federally-Regulated Commercial & Industrial Equipment | LPG | 75 | 73 | 75.1 | TRUE |  |  | FALSE | FALSE | Gas-fired storage | High | 0.61 |  | 2021-07-31 | 10333801 | 2022-08-23
Rheem Sales Company, Inc. | Richmond | TPDV75-75 | Federally-Regulated Commercial & Industrial Equipment | Natural gas | 75 | 73 | 75.1 | TRUE |  |  | TRUE | FALSE | Gas-fired storage | High | 0.63 |  | 2019-12-03 |  | 2022-08-23
Bradford White Corporation | BRADFORD WHITE | URG2100H**N | Federally-Regulated Commercial & Industrial Equipment | Natural gas | 100 | 95 | 80 | TRUE |  |  | FALSE | FALSE | Gas-fired storage | High | 0.57 |  | 2021-09-01 | 200094641 | 2022-08-23
Bradford White Corporation | BRADFORD WHITE | LG2100H80*X | Federally-Regulated Commercial & Industrial Equipment | LPG | 100 | 95 | 80 | TRUE |  |  | FALSE | FALSE | Gas-fired storage | High | 0.57 |  | 2021-09-01 | 200094637 | 2022-08-23
Bradford White Corporation | BRADFORD WHITE | LC2PV50H76*X | Federally-Regulated Commercial & Industrial Equipment | LPG | 50 | 48 | 76 | TRUE |  |  | TRUE | FALSE | Gas-fired storage | High | 0.8 |  | 2021-11-17 | 200094564 | 2022-08-23
Bradford White Corporation | BRADFORD WHITE | RG255H*N | Federally-Regulated Commercial & Industrial Equipment | Natural gas | 55 | 55 | 78 | TRUE |  |  | FALSE | FALSE | Gas-fired storage | High | 0.61 | 0.61 | 2019-12-03 |  | 2022-08-23
Bradford White Corporation | BRADFORD WHITE | LG2PV75H76*N** | Federally-Regulated Commercial & Industrial Equipment | Natural gas | 75 | 72 | 76 | TRUE |  |  | TRUE | FALSE | Gas-fired storage | High | 0.69 |  | 2022-07-05 | 208157066 | 2022-08-23
Bradford White Corporation | BRADFORD WHITE | LG2PDV75H80*N | Federally-Regulated Commercial & Industrial Equipment | Natural gas | 75 | 72 | 80 | TRUE |  |  | TRUE | FALSE | Gas-fired storage | High | 0.69 | 0.59 | 2019-12-03 |  | 2022-08-23
Bradford White Corporation | BRADFORD WHITE | RG275H*X | Federally-Regulated Commercial & Industrial Equipment | LPG | 75 | 72 | 76 | TRUE |  |  | FALSE | FALSE | Gas-fired storage | High | 0.59 | 0.59 | 2019-12-03 |  | 2022-08-23
Bradford White Corporation | BRADFORD WHITE | LG275H76*X | Federally-Regulated Commercial & Industrial Equipment | LPG | 75 | 72 | 76 | TRUE |  |  | FALSE | FALSE | Gas-fired storage | High | 0.59 | 0.59 | 2019-12-03 |  | 2022-08-23
Bradford White Corporation | BRADFORD WHITE | LG1PV55H78*N** | Federally-Regulated Commercial & Industrial Equipment | Natural gas | 55 | 55 | 78 | TRUE |  |  | TRUE | FALSE | Gas-fired storage | High | 0.68 |  | 2022-07-05 | 208157072 | 2022-08-23
Bradford White Corporation | BRADFORD WHITE | LG2100H80*N | Federally-Regulated Commercial & Industrial Equipment | Natural gas | 100 | 95 | 80 | TRUE |  |  | FALSE | FALSE | Gas-fired storage | High | 0.57 |  | 2021-09-01 | 200094635 | 2022-08-23
Bradford White Corporation | BRADFORD WHITE | LC2PDV50H76*X | Federally-Regulated Commercial & Industrial Equipment | LPG | 50 | 48 | 76 | TRUE |  |  | TRUE | FALSE | Gas-fired storage | High | 0.8 |  | 2022-07-05 | 205573466 | 2022-08-23
Bradford White Corporation | BRADFORD WHITE | ULG275H76*N | Federally-Regulated Commercial & Industrial Equipment | Natural gas | 75 | 72 | 76 | TRUE |  |  | FALSE | FALSE | Gas-fired storage | High | 0.59 | 0.59 | 2019-12-03 |  | 2022-08-23
Bradford White Corporation | BRADFORD WHITE | ULG2100H80*N | Federally-Regulated Commercial & Industrial Equipment | Natural gas | 100 | 95 | 80 | TRUE |  |  | FALSE | FALSE | Gas-fired storage | High | 0.57 |  | 2021-09-01 | 200094639 | 2022-08-23
Bradford White Corporation | BRADFORD WHITE | RC2PV50H*X | Federally-Regulated Commercial & Industrial Equipment | LPG | 50 | 48 | 76 | TRUE |  |  | TRUE | FALSE | Gas-fired storage | High | 0.8 |  | 2022-03-17 | 200094560 | 2022-08-23
Bradford White Corporation | BRADFORD WHITE | RG2PV75H*N** | Federally-Regulated Commercial & Industrial Equipment | Natural gas | 75 | 72 | 76 | TRUE |  |  | TRUE | FALSE | Gas-fired storage | High | 0.69 |  | 2022-07-05 | 208141880 | 2022-08-23
Bradford White Corporation | BRADFORD WHITE | LC2PV50H76*N | Federally-Regulated Commercial & Industrial Equipment | Natural gas | 50 | 48 | 76 | TRUE |  |  | TRUE | FALSE | Gas-fired storage | High | 0.8 |  | 2021-11-17 | 200094562 | 2022-08-23
Bradford White Corporation | BRADFORD WHITE | RG255H*X | Federally-Regulated Commercial & Industrial Equipment | LPG | 55 | 55 | 78 | TRUE |  |  | FALSE | FALSE | Gas-fired storage | High | 0.61 |  | 2021-09-01 | 200094625 | 2022-08-23
Bradford White Corporation | BRADFORD WHITE | RC2PV50H*N | Federally-Regulated Commercial & Industrial Equipment | Natural gas | 50 | 48 | 76 | TRUE |  |  | TRUE | FALSE | Gas-fired storage | High | 0.8 |  | 2022-02-09 | 200094558 | 2022-08-23
Bradford White Corporation | BRADFORD WHITE | RG2100H*N | Federally-Regulated Commercial & Industrial Equipment | Natural gas | 100 | 95 | 80 | TRUE |  |  | FALSE | FALSE | Gas-fired storage | High | 0.57 |  | 2021-09-01 | 200094582 | 2022-08-23
Bradford White Corporation | BRADFORD WHITE | RG1PV55H*N** | Federally-Regulated Commercial & Industrial Equipment | Natural gas | 55 | 55 | 78 | TRUE |  |  | TRUE | FALSE | Gas-fired storage | High | 0.68 |  | 2022-07-05 | 208141881 | 2022-08-23
Bradford White Corporation | BRADFORD WHITE | RG2PV75H*X** | Federally-Regulated Commercial & Industrial Equipment | LPG | 75 | 72 | 76 | TRUE |  |  | TRUE | FALSE | Gas-fired storage | High | 0.69 |  | 2022-07-05 | 208157065 | 2022-08-23
Bradford White Corporation | BRADFORD WHITE | RC2PDV50H*N | Federally-Regulated Commercial & Industrial Equipment | Natural gas | 50 | 48 | 76 | TRUE |  |  | TRUE | FALSE | Gas-fired storage | High | 0.8 |  | 2022-07-05 | 205123984 | 2022-08-23
Bradford White Corporation | BRADFORD WHITE | LC2PDV50H76*N | Federally-Regulated Commercial & Industrial Equipment | Natural gas | 50 | 48 | 76 | TRUE |  |  | TRUE | FALSE | Gas-fired storage | High | 0.8 |  | 2022-07-05 | 205573465 | 2022-08-23
Bradford White Corporation | BRADFORD WHITE | RG275H*N | Federally-Regulated Commercial & Industrial Equipment | Natural gas | 75 | 72 | 76 | TRUE |  |  | FALSE | FALSE | Gas-fired storage | High | 0.59 | 0.59 | 2019-02-27 |  | 2022-08-23
Bradford White Corporation | BRADFORD WHITE | RG2100H*X | Federally-Regulated Commercial & Industrial Equipment | LPG | 100 | 95 | 80 | TRUE |  |  | FALSE | FALSE | Gas-fired storage | High | 0.57 |  | 2021-09-01 | 200094584 | 2022-08-23
Bradford White Corporation | BRADFORD WHITE | URG2PV75H*N** | Federally-Regulated Commercial & Industrial Equipment | Natural gas | 75 | 72 | 76 | TRUE |  |  | TRUE | FALSE | Gas-fired storage | High | 0.69 |  | 2022-07-01 | 208676386 | 2022-08-23
Bradford White Corporation | BRADFORD WHITE | URG275H*N | Federally-Regulated Commercial & Industrial Equipment | Natural gas | 75 | 72 | 76 | TRUE |  |  | FALSE | FALSE | Gas-fired storage | High | 0.59 | 0.59 | 2019-12-03 |  | 2022-08-23
Bradford White Corporation | BRADFORD WHITE | RG2PDV75H*X | Federally-Regulated Commercial & Industrial Equipment | LPG | 75 | 72 | 78 | TRUE |  |  | TRUE | FALSE | Gas-fired storage | High | 0.69 | 0.59 | 2019-12-03 |  | 2022-08-23
Bradford White Corporation | BRADFORD WHITE | LG2PV75H76*X** | Federally-Regulated Commercial & Industrial Equipment | LPG | 75 | 72 | 76 | TRUE |  |  | TRUE | FALSE | Gas-fired storage | High | 0.69 |  | 2022-07-05 | 208157067 | 2022-08-23
Bradford White Corporation | BRADFORD WHITE | RG2PDV75H*N | Federally-Regulated Commercial & Industrial Equipment | Natural gas | 75 | 72 | 80 | TRUE |  |  | TRUE | FALSE | Gas-fired storage | High | 0.69 | 0.59 | 2019-04-03 |  | 2022-08-23
Bradford White Corporation | BRADFORD WHITE | ULG2PV75H76*N** | Federally-Regulated Commercial & Industrial Equipment | Natural gas | 75 | 72 | 76 | TRUE |  |  | TRUE | FALSE | Gas-fired storage | High | 0.69 |  | 2022-07-05 | 208157069 | 2022-08-23
Bradford White Corporation | BRADFORD WHITE | LG1PV55H78*X** | Federally-Regulated Commercial & Industrial Equipment | LPG | 55 | 55 | 78 | TRUE |  |  | TRUE | FALSE | Gas-fired storage | High | 0.68 |  | 2022-07-05 | 208157073 | 2022-08-23
Bradford White Corporation | BRADFORD WHITE | LG255H78*N | Federally-Regulated Commercial & Industrial Equipment | Natural gas | 55 | 55 | 78 | TRUE |  |  | FALSE | FALSE | Gas-fired storage | High | 0.61 |  | 2021-09-01 | 200094631 | 2022-08-23
Bradford White Corporation | BRADFORD WHITE | CTEH018******** | Federally-Regulated Commercial & Industrial Equipment | Electric resistance | 1 | 1 | 18 |  |  |  |  | FALSE | Electric instantaneous | Low | 0.96 |  | 2022-07-05 | 207216075 | 2022-08-23
Bradford White Corporation | BRADFORD WHITE | LG2PDV75H80*X | Federally-Regulated Commercial & Industrial Equipment | LPG | 75 | 72 | 78 | TRUE |  |  | TRUE | FALSE | Gas-fired storage | High | 0.69 | 0.59 | 2019-12-03 |  | 2022-08-23
Bradford White Corporation | BRADFORD WHITE | LG255H78*X | Federally-Regulated Commercial & Industrial Equipment | LPG | 55 | 55 | 78 | TRUE |  |  | FALSE | FALSE | Gas-fired storage | High | 0.61 |  | 2021-09-01 | 200094633 | 2022-08-23
Bradford White Corporation | BRADFORD WHITE | LG275H76*N | Federally-Regulated Commercial & Industrial Equipment | Natural gas | 75 | 72 | 76 | TRUE |  |  | FALSE | FALSE | Gas-fired storage | High | 0.59 | 0.59 | 2019-12-03 |  | 2022-08-23
Bradford White Corporation | BRADFORD WHITE | RG1PV55H*X** | Federally-Regulated Commercial & Industrial Equipment | LPG | 55 | 55 | 78 | TRUE |  |  | TRUE | FALSE | Gas-fired storage | High | 0.68 |  | 2022-07-05 | 208157071 | 2022-08-23
Bradford White Corporation | BRADFORD WHITE | CTEV018******** | Federally-Regulated Commercial & Industrial Equipment | Electric resistance | 1 | 1 | 18 |  |  |  |  | FALSE | Electric instantaneous | Low | 0.96 |  | 2022-07-05 | 207216079 | 2022-08-23
Bradford White Corporation | BRADFORD WHITE | RC2PDV50H*X | Federally-Regulated Commercial & Industrial Equipment | LPG | 50 | 48 | 76 | TRUE |  |  | TRUE | FALSE | Gas-fired storage | High | 0.8 |  | 2022-07-05 | 205129077 | 2022-08-23
Rheem Sales Company, Inc. | Rheem | XG75T12ST76U0 | Federally-Regulated Commercial & Industrial Equipment | Natural gas | 75 | 73 | 75.1 | TRUE |  |  | FALSE | FALSE | Gas-fired storage | High | 0.61 |  | 2022-08-23 | 10333817 | 2022-08-23
Rheem Sales Company, Inc. | Rheem | PRO+G75-76P RH PV | Federally-Regulated Commercial & Industrial Equipment | LPG | 75 | 73 | 75.1 | TRUE |  |  | TRUE | FALSE | Gas-fired storage | High | 0.59 |  | 2022-08-23 | 10609355 | 2022-08-23
Rheem Sales Company, Inc. | Rheem | XP75T06PV76U0 | Federally-Regulated Commercial & Industrial Equipment | LPG | 75 | 73 | 75.1 | TRUE |  |  | TRUE | FALSE | Gas-fired storage | High | 0.59 |  | 2022-08-23 | 10609356 | 2022-08-23
Rheem Sales Company, Inc. | Rheem | PRO+G98-80U RH EC1 | Federally-Regulated Commercial & Industrial Equipment | Natural gas | 98 | 95 | 80 | TRUE |  |  | FALSE | FALSE | Gas-fired storage | High | 0.57 |  | 2022-08-23 | 207177242 | 2022-08-23
Rheem Sales Company, Inc. | Rheem | XG75T06PV76U0 | Federally-Regulated Commercial & Industrial Equipment | Natural gas | 75 | 73 | 75.1 | TRUE |  |  | TRUE | FALSE | Gas-fired storage | High | 0.59 |  | 2022-08-23 | 10333829 | 2022-08-23
Rheem Sales Company, Inc. | Rheem | XP75T06ST76U0 | Federally-Regulated Commercial & Industrial Equipment | LPG | 75 | 73 | 75.1 | TRUE |  |  | FALSE | FALSE | Gas-fired storage | High | 0.61 |  | 2022-08-23 | 10333819 | 2022-08-23
Rheem Sales Company, Inc. | Rheem | G75UN-EC1 | Federally-Regulated Commercial & Industrial Equipment | Natural gas | 75 | 73 | 75.1 | TRUE |  |  | FALSE | FALSE | Gas-fired storage | High | 0.59 |  | 2022-08-23 | 207497784 | 2022-08-23
Rheem Sales Company, Inc. | Rheem | PRO+G75-76P RH | Federally-Regulated Commercial & Industrial Equipment | LPG | 75 | 73 | 75.1 | TRUE |  |  | FALSE | FALSE | Gas-fired storage | High | 0.61 |  | 2022-08-23 | 10333807 | 2022-08-23
Rheem Sales Company, Inc. | Rheem | XG98T06ST76U0 | Federally-Regulated Commercial & Industrial Equipment | Natural gas | 98 | 93 | 75.1 | TRUE |  |  | FALSE | FALSE | Gas-fired storage | High | 0.58 |  | 2022-08-23 | 10333818 | 2022-08-23
Rheem Sales Company, Inc. | Rheem | PROG75-75 RU EC1 | Federally-Regulated Commercial & Industrial Equipment | Natural gas | 75 | 73 | 75.1 | TRUE |  |  | FALSE | FALSE | Gas-fired storage | High | 0.59 |  | 2022-08-23 | 207175089 | 2022-08-23
Rheem Sales Company, Inc. | Rheem | PRO+G75-76P RH PDV | Federally-Regulated Commercial & Industrial Equipment | LPG | 75 | 73 | 75.1 | TRUE |  |  | TRUE | FALSE | Gas-fired storage | High | 0.63 |  | 2022-08-23 | 10333826 | 2022-08-23
Rheem Sales Company, Inc. | Rheem | TPV75-76PFV | Federally-Regulated Commercial & Industrial Equipment | LPG | 75 | 73 | 75.1 | TRUE |  |  | TRUE | FALSE | Gas-fired storage | High | 0.59 |  | 2022-08-23 | 10609359 | 2022-08-23
Rheem Sales Company, Inc. | Rheem | GPV75PV-76PFW | Federally-Regulated Commercial & Industrial Equipment | LPG | 75 | 73 | 75.1 | TRUE |  |  | TRUE | FALSE | Gas-fired storage | High | 0.59 |  | 2022-08-23 | 10609358 | 2022-08-23
Rheem Sales Company, Inc. | Rheem | PRO+G75-76N RH | Federally-Regulated Commercial & Industrial Equipment | Natural gas | 75 | 73 | 75.1 | TRUE |  |  | FALSE | FALSE | Gas-fired storage | High | 0.61 |  | 2022-08-23 | 10333805 | 2022-08-23
Rheem Sales Company, Inc. | Rheem | PRO+G75-76P RU PV | Federally-Regulated Commercial & Industrial Equipment | LPG | 75 | 73 | 75.1 | TRUE |  |  | TRUE | FALSE | Gas-fired storage | High | 0.59 |  | 2022-08-23 | 10609360 | 2022-08-23
Rheem Sales Company, Inc. | Rheem | PRO+G98-76P RH | Federally-Regulated Commercial & Industrial Equipment | LPG | 98 | 93 | 75.1 | TRUE |  |  | FALSE | FALSE | Gas-fired storage | High | 0.58 |  | 2022-08-23 | 10333812 | 2022-08-23
Rheem Sales Company, Inc. | Rheem | PRO+G75-75N RH PDV | Federally-Regulated Commercial & Industrial Equipment | Natural gas | 75 | 73 | 75.1 | TRUE |  |  | TRUE | FALSE | Gas-fired storage | High | 0.63 |  | 2022-08-23 | 10597258 | 2022-08-23
Rheem Sales Company, Inc. | Rheem | PRO+G98-76N RH | Federally-Regulated Commercial & Industrial Equipment | Natural gas | 98 | 93 | 75.1 | TRUE |  |  | FALSE | FALSE | Gas-fired storage | High | 0.58 |  | 2022-08-23 | 10333810 | 2022-08-23
Rheem Sales Company, Inc. | Rheem | G100UN-EC1 | Federally-Regulated Commercial & Industrial Equipment | Natural gas | 98 | 95 | 75.1 | TRUE |  |  | FALSE | FALSE | Gas-fired storage | High | 0.57 |  | 2022-08-23 | 207497785 | 2022-08-23
Rheem Sales Company, Inc. | Rheem | PROG75-75U RH EC1 | Federally-Regulated Commercial & Industrial Equipment | Natural gas | 75 | 73 | 75.1 | FALSE |  |  | FALSE | FALSE | Gas-fired storage | High | 0.59 |  | 2022-08-23 | 207169057 | 2022-08-23
Rheem Sales Company, Inc. | Rheem | PROG98-75U RH EC1 | Federally-Regulated Commercial & Industrial Equipment | Natural gas | 98 | 95 | 75.1 | TRUE |  |  | FALSE | FALSE | Gas-fired storage | High | 0.57 |  | 2022-08-23 | 207172468 | 2022-08-23
Rheem Sales Company, Inc. | Rheem | GPV75-76PFV | Federally-Regulated Commercial & Industrial Equipment | LPG | 75 | 73 | 75.1 | TRUE |  |  | TRUE | FALSE | Gas-fired storage | High | 0.59 |  | 2022-08-23 | 10609357 | 2022-08-23
Rheem Sales Company, Inc. | Rheem | PRO+G75-75U RH EC1 | Federally-Regulated Commercial & Industrial Equipment | Natural gas | 75 | 73 | 75.1 | TRUE |  |  | FALSE | FALSE | Gas-fired storage | High | 0.59 |  | 2022-08-23 | 207454691 | 2022-08-23
Rheem Sales Company, Inc. | Rheem | XP98T06ST76U0 | Federally-Regulated Commercial & Industrial Equipment | LPG | 98 | 93 | 75.1 | TRUE |  |  | FALSE | FALSE | Gas-fired storage | High | 0.58 |  | 2022-08-23 | 10597259 | 2022-08-23
Rheem Sales Company, Inc. | Rheem | XG98T06EN76U1 | Federally-Regulated Commercial & Industrial Equipment | Natural gas | 98 | 95 | 75.1 | TRUE |  |  | FALSE | FALSE | Gas-fired storage | High | 0.57 |  | 2022-08-23 | 207175635 | 2022-08-23
Rheem Sales Company, Inc. | Rheem | PRO+G75-76N RH PV | Federally-Regulated Commercial & Industrial Equipment | Natural gas | 75 | 73 | 75.1 | TRUE |  |  | TRUE | FALSE | Gas-fired storage | High | 0.59 |  | 2022-08-23 | 10333824 | 2022-08-23
Bradford White Corporation | BRADFORD WHITE | URG2100H**N | Federally-Regulated Commercial & Industrial Equipment | Natural gas | 100 | 95 | 80 | TRUE |  |  | FALSE | FALSE | Gas-fired storage | High | 0.57 |  | 2022-08-23 | 200094641 | 2022-08-23
Bradford White Corporation | BRADFORD WHITE | LG2100H80*X | Federally-Regulated Commercial & Industrial Equipment | LPG | 100 | 95 | 80 | TRUE |  |  | FALSE | FALSE | Gas-fired storage | High | 0.57 |  | 2022-08-23 | 200094637 | 2022-08-23
Bradford White Corporation | BRADFORD WHITE | LC2PV50H76*X | Federally-Regulated Commercial & Industrial Equipment | LPG | 50 | 48 | 76 | TRUE |  |  | TRUE | FALSE | Gas-fired storage | High | 0.8 |  | 2022-08-23 | 200094564 | 2022-08-23
Bradford White Corporation | BRADFORD WHITE | RG255H*N | Federally-Regulated Commercial & Industrial Equipment | Natural gas | 55 | 55 | 78 | TRUE |  |  | FALSE | FALSE | Gas-fired storage | High | 0.61 |  | 2022-08-23 | 200094623 | 2022-08-23
Bradford White Corporation | BRADFORD WHITE | LG2PV75H76*N** | Federally-Regulated Commercial & Industrial Equipment | Natural gas | 75 | 72 | 76 | TRUE |  |  | TRUE | FALSE | Gas-fired storage | High | 0.69 |  | 2022-08-23 | 208157066 | 2022-08-23
Bradford White Corporation | BRADFORD WHITE | LG2PDV75H80*N | Federally-Regulated Commercial & Industrial Equipment | Natural gas | 75 | 72 | 80 | TRUE |  |  | TRUE | FALSE | Gas-fired storage | High | 0.69 |  | 2022-08-23 | 200094606 | 2022-08-23
Bradford White Corporation | BRADFORD WHITE | RG275H*X | Federally-Regulated Commercial & Industrial Equipment | LPG | 75 | 72 | 76 | TRUE |  |  | FALSE | FALSE | Gas-fired storage | High | 0.59 |  | 2022-08-23 | 200094576 | 2022-08-23
Bradford White Corporation | BRADFORD WHITE | LG275H76*X | Federally-Regulated Commercial & Industrial Equipment | LPG | 75 | 72 | 76 | TRUE |  |  | FALSE | FALSE | Gas-fired storage | High | 0.59 |  | 2022-08-23 | 200094580 | 2022-08-23
Bradford White Corporation | BRADFORD WHITE | LG1PV55H78*N** | Federally-Regulated Commercial & Industrial Equipment | Natural gas | 55 | 55 | 78 | TRUE |  |  | TRUE | FALSE | Gas-fired storage | High | 0.68 |  | 2022-08-23 | 208157072 | 2022-08-23
Bradford White Corporation | BRADFORD WHITE | LG2100H80*N | Federally-Regulated Commercial & Industrial Equipment | Natural gas | 100 | 95 | 80 | TRUE |  |  | FALSE | FALSE | Gas-fired storage | High | 0.57 |  | 2022-08-23 | 200094635 | 2022-08-23
Bradford White Corporation | BRADFORD WHITE | LC2PDV50H76*X | Federally-Regulated Commercial & Industrial Equipment | LPG | 50 | 48 | 76 | TRUE |  |  | TRUE | FALSE | Gas-fired storage | High | 0.8 |  | 2022-08-23 | 205573466 | 2022-08-23
Bradford White Corporation | BRADFORD WHITE | ULG275H76*N | Federally-Regulated Commercial & Industrial Equipment | Natural gas | 75 | 72 | 76 | TRUE |  |  | FALSE | FALSE | Gas-fired storage | High | 0.59 |  | 2022-08-23 | 200094612 | 2022-08-23
Bradford White Corporation | BRADFORD WHITE | ULG2100H80*N | Federally-Regulated Commercial & Industrial Equipment | Natural gas | 100 | 95 | 80 | TRUE |  |  | FALSE | FALSE | Gas-fired storage | High | 0.57 |  | 2022-08-23 | 200094639 | 2022-08-23
Bradford White Corporation | BRADFORD WHITE | RC2PV50H*X | Federally-Regulated Commercial & Industrial Equipment | LPG | 50 | 48 | 76 | TRUE |  |  | TRUE | FALSE | Gas-fired storage | High | 0.8 |  | 2022-08-23 | 200094560 | 2022-08-23
Bradford White Corporation | BRADFORD WHITE | RG2PV75H*N** | Federally-Regulated Commercial & Industrial Equipment | Natural gas | 75 | 72 | 76 | TRUE |  |  | TRUE | FALSE | Gas-fired storage | High | 0.69 |  | 2022-08-23 | 208141880 | 2022-08-23
Bradford White Corporation | BRADFORD WHITE | LC2PV50H76*N | Federally-Regulated Commercial & Industrial Equipment | Natural gas | 50 | 48 | 76 | TRUE |  |  | TRUE | FALSE | Gas-fired storage | High | 0.8 |  | 2022-08-23 | 200094562 | 2022-08-23
Bradford White Corporation | BRADFORD WHITE | RG255H*X | Federally-Regulated Commercial & Industrial Equipment | LPG | 55 | 55 | 78 | TRUE |  |  | FALSE | FALSE | Gas-fired storage | High | 0.61 |  | 2022-08-23 | 200094625 | 2022-08-23
Bradford White Corporation | BRADFORD WHITE | RC2PV50H*N | Federally-Regulated Commercial & Industrial Equipment | Natural gas | 50 | 48 | 76 | TRUE |  |  | TRUE | FALSE | Gas-fired storage | High | 0.8 |  | 2022-08-23 | 200094558 | 2022-08-23
Bradford White Corporation | BRADFORD WHITE | RG2100H*N | Federally-Regulated Commercial & Industrial Equipment | Natural gas | 100 | 95 | 80 | TRUE |  |  | FALSE | FALSE | Gas-fired storage | High | 0.57 |  | 2022-08-23 | 200094582 | 2022-08-23
Bradford White Corporation | BRADFORD WHITE | RG1PV55H*N** | Federally-Regulated Commercial & Industrial Equipment | Natural gas | 55 | 55 | 78 | TRUE |  |  | TRUE | FALSE | Gas-fired storage | High | 0.68 |  | 2022-08-23 | 208141881 | 2022-08-23
Bradford White Corporation | BRADFORD WHITE | RG2PV75H*X** | Federally-Regulated Commercial & Industrial Equipment | LPG | 75 | 72 | 76 | TRUE |  |  | TRUE | FALSE | Gas-fired storage | High | 0.69 |  | 2022-08-23 | 208157065 | 2022-08-23
Bradford White Corporation | BRADFORD WHITE | RC2PDV50H*N | Federally-Regulated Commercial & Industrial Equipment | Natural gas | 50 | 48 | 76 | TRUE |  |  | TRUE | FALSE | Gas-fired storage | High | 0.8 |  | 2022-08-23 | 205123984 | 2022-08-23
Bradford White Corporation | BRADFORD WHITE | LC2PDV50H76*N | Federally-Regulated Commercial & Industrial Equipment | Natural gas | 50 | 48 | 76 | TRUE |  |  | TRUE | FALSE | Gas-fired storage | High | 0.8 |  | 2022-08-23 | 205573465 | 2022-08-23
Bradford White Corporation | BRADFORD WHITE | RG275H*N | Federally-Regulated Commercial & Industrial Equipment | Natural gas | 75 | 72 | 76 | TRUE |  |  | FALSE | FALSE | Gas-fired storage | High | 0.59 |  | 2022-08-23 | 200094574 | 2022-08-23
Bradford White Corporation | BRADFORD WHITE | RG2100H*X | Federally-Regulated Commercial & Industrial Equipment | LPG | 100 | 95 | 80 | TRUE |  |  | FALSE | FALSE | Gas-fired storage | High | 0.57 |  | 2022-08-23 | 200094584 | 2022-08-23
Bradford White Corporation | BRADFORD WHITE | URG2PV75H*N** | Federally-Regulated Commercial & Industrial Equipment | Natural gas | 75 | 72 | 76 | TRUE |  |  | TRUE | FALSE | Gas-fired storage | High | 0.69 |  | 2022-08-23 | 208676386 | 2022-08-23
Bradford White Corporation | BRADFORD WHITE | URG275H*N | Federally-Regulated Commercial & Industrial Equipment | Natural gas | 75 | 72 | 76 | TRUE |  |  | FALSE | FALSE | Gas-fired storage | High | 0.59 |  | 2022-08-23 | 200094610 | 2022-08-23
Bradford White Corporation | BRADFORD WHITE | RG2PDV75H*X | Federally-Regulated Commercial & Industrial Equipment | LPG | 75 | 72 | 78 | TRUE |  |  | TRUE | FALSE | Gas-fired storage | High | 0.69 |  | 2022-08-23 | 200094604 | 2022-08-23
Bradford White Corporation | BRADFORD WHITE | LG2PV75H76*X** | Federally-Regulated Commercial & Industrial Equipment | LPG | 75 | 72 | 76 | TRUE |  |  | TRUE | FALSE | Gas-fired storage | High | 0.69 |  | 2022-08-23 | 208157067 | 2022-08-23
Bradford White Corporation | BRADFORD WHITE | RG2PDV75H*N | Federally-Regulated Commercial & Industrial Equipment | Natural gas | 75 | 72 | 80 | TRUE |  |  | TRUE | FALSE | Gas-fired storage | High | 0.69 |  | 2022-08-23 | 200094602 | 2022-08-23
Bradford White Corporation | BRADFORD WHITE | ULG2PV75H76*N** | Federally-Regulated Commercial & Industrial Equipment | Natural gas | 75 | 72 | 76 | TRUE |  |  | TRUE | FALSE | Gas-fired storage | High | 0.69 |  | 2022-08-23 | 208157069 | 2022-08-23
Bradford White Corporation | BRADFORD WHITE | LG1PV55H78*X** | Federally-Regulated Commercial & Industrial Equipment | LPG | 55 | 55 | 78 | TRUE |  |  | TRUE | FALSE | Gas-fired storage | High | 0.68 |  | 2022-08-23 | 208157073 | 2022-08-23
Bradford White Corporation | BRADFORD WHITE | LG255H78*N | Federally-Regulated Commercial & Industrial Equipment | Natural gas | 55 | 55 | 78 | TRUE |  |  | FALSE | FALSE | Gas-fired storage | High | 0.61 |  | 2022-08-23 | 200094631 | 2022-08-23
Bradford White Corporation | BRADFORD WHITE | CTEH018******** | Federally-Regulated Commercial & Industrial Equipment | Electric resistance | 1 | 1 | 18 |  |  |  |  | FALSE | Electric instantaneous | Low | 0.96 |  | 2022-08-23 | 207216075 | 2022-08-23
Bradford White Corporation | BRADFORD WHITE | LG2PDV75H80*X | Federally-Regulated Commercial & Industrial Equipment | LPG | 75 | 72 | 78 | TRUE |  |  | TRUE | FALSE | Gas-fired storage | High | 0.69 |  | 2022-08-23 | 200094608 | 2022-08-23
Bradford White Corporation | BRADFORD WHITE | LG255H78*X | Federally-Regulated Commercial & Industrial Equipment | LPG | 55 | 55 | 78 | TRUE |  |  | FALSE | FALSE | Gas-fired storage | High | 0.61 |  | 2022-08-23 | 200094633 | 2022-08-23
Bradford White Corporation | BRADFORD WHITE | LG275H76*N | Federally-Regulated Commercial & Industrial Equipment | Natural gas | 75 | 72 | 76 | TRUE |  |  | FALSE | FALSE | Gas-fired storage | High | 0.59 |  | 2022-08-23 | 200094578 | 2022-08-23
Bradford White Corporation | BRADFORD WHITE | RG1PV55H*X** | Federally-Regulated Commercial & Industrial Equipment | LPG | 55 | 55 | 78 | TRUE |  |  | TRUE | FALSE | Gas-fired storage | High | 0.68 |  | 2022-08-23 | 208157071 | 2022-08-23
Bradford White Corporation | BRADFORD WHITE | CTEV018******** | Federally-Regulated Commercial & Industrial Equipment | Electric resistance | 1 | 1 | 18 |  |  |  |  | FALSE | Electric instantaneous | Low | 0.96 |  | 2022-08-23 | 207216079 | 2022-08-23
Bradford White Corporation | BRADFORD WHITE | RC2PDV50H*X | Federally-Regulated Commercial & Industrial Equipment | LPG | 50 | 48 | 76 | TRUE |  |  | TRUE | FALSE | Gas-fired storage | High | 0.8 |  | 2022-08-23 | 205129077 | 2022-08-23
Rheem Sales Company, Inc. | Richmond | 5V100F-76P | Federally-Regulated Commercial & Industrial Equipment | LPG | 98 | 93 | 75.1 | TRUE |  |  | FALSE | FALSE | Gas-fired storage | High | 0.58 |  | 2022-08-23 | 10333799 | 2022-08-23
Rheem Sales Company, Inc. | Richmond | 6G98-76FN4 | Federally-Regulated Commercial & Industrial Equipment | Natural gas | 98 | 95 | 75.1 | TRUE |  |  | FALSE | FALSE | Gas-fired storage | High | 0.57 |  | 2022-08-23 | 207175637 | 2022-08-23
Rheem Sales Company, Inc. | Richmond | TPDV75-76LP | Federally-Regulated Commercial & Industrial Equipment | LPG | 75 | 73 | 75.1 | TRUE |  |  | TRUE | FALSE | Gas-fired storage | High | 0.63 |  | 2022-08-23 | 10597263 | 2022-08-23
Rheem Sales Company, Inc. | Richmond | 6G75-76F | Federally-Regulated Commercial & Industrial Equipment | Natural gas | 75 | 73 | 75.1 | TRUE |  |  | FALSE | FALSE | Gas-fired storage | High | 0.61 |  | 2022-08-23 | 10333800 | 2022-08-23
Rheem Sales Company, Inc. | Richmond | T100-80N | Federally-Regulated Commercial & Industrial Equipment | Natural gas | 100 | 95 | 76 | FALSE |  |  | FALSE | FALSE | Gas-fired storage | High | 0.57 |  | 2022-08-23 | 10597265 | 2022-08-23
Rheem Sales Company, Inc. | Richmond | 5V100F-76N | Federally-Regulated Commercial & Industrial Equipment | Natural gas | 98 | 93 | 75.1 | TRUE |  |  | FALSE | FALSE | Gas-fired storage | High | 0.58 |  | 2022-08-23 | 10333798 | 2022-08-23
Rheem Sales Company, Inc. | Richmond | 6G75PDVP-76 | Federally-Regulated Commercial & Industrial Equipment | LPG | 75 | 73 | 75.1 | TRUE |  |  | TRUE | FALSE | Gas-fired storage | High | 0.63 |  | 2022-08-23 | 10333820 | 2022-08-23
Rheem Sales Company, Inc. | Richmond | T100-76LP | Federally-Regulated Commercial & Industrial Equipment | LPG | 98 | 93 | 75.1 | TRUE |  |  | FALSE | FALSE | Gas-fired storage | High | 0.58 |  | 2022-08-23 | 10333814 | 2022-08-23
Rheem Sales Company, Inc. | Richmond | T75-75N-3 | Federally-Regulated Commercial & Industrial Equipment | Natural gas | 75 | 73 | 75.1 | TRUE |  |  | FALSE | FALSE | Gas-fired storage | High | 0.61 |  | 2022-08-23 | 10597253 | 2022-08-23
Rheem Sales Company, Inc. | Richmond | T100-80 | Federally-Regulated Commercial & Industrial Equipment | Natural gas | 100 | 96 | 80 | FALSE |  |  | FALSE | FALSE | Gas-fired storage | High | 0.57 |  | 2022-08-23 | 10597328 | 2022-08-23
Rheem Sales Company, Inc. | Richmond | 6G75-76FN4 | Federally-Regulated Commercial & Industrial Equipment | Natural gas | 75 | 73 | 75.1 | TRUE |  |  | FALSE | FALSE | Gas-fired storage | High | 0.59 |  | 2022-08-23 | 207175091 | 2022-08-23
Rheem Sales Company, Inc. | Richmond | 6G75PDV-75 * | Federally-Regulated Commercial & Industrial Equipment | Natural gas | 75 | 73 | 75.1 | TRUE |  |  | TRUE | FALSE | Gas-fired storage | High | 0.63 |  | 2022-08-23 | 203258357 | 2022-08-23
Rheem Sales Company, Inc. | Richmond | T75-76LP | Federally-Regulated Commercial & Industrial Equipment | LPG | 75 | 73 | 75.1 | TRUE |  |  | FALSE | FALSE | Gas-fired storage | High | 0.61 |  | 2022-08-23 | 10333815 | 2022-08-23
Rheem Sales Company, Inc. | Richmond | 6G75-76PF | Federally-Regulated Commercial & Industrial Equipment | LPG | 75 | 73 | 75.1 | TRUE |  |  | FALSE | FALSE | Gas-fired storage | High | 0.61 |  | 2022-08-23 | 10333801 | 2022-08-23
Rheem Sales Company, Inc. | Richmond | TPDV75-75 | Federally-Regulated Commercial & Industrial Equipment | Natural gas | 75 | 73 | 75.1 | TRUE |  |  | TRUE | FALSE | Gas-fired storage | High | 0.63 |  | 2022-08-23 | 10597262 | 2022-08-23
Bradford White Corporation | Laars | LCTEV018******** | Federally-Regulated Commercial & Industrial Equipment | Electric resistance | 1 | 1 | 18 |  |  |  |  | FALSE | Electric instantaneous | Low | 0.96 | 0.8 | 2022-08-23 | 207477838 | 2022-08-23
Bradford White Corporation | Laars | LCTEH018******** | Federally-Regulated Commercial & Industrial Equipment | Electric resistance | 1 | 1 | 18 |  |  |  |  | FALSE | Electric instantaneous | Low | 0.96 | 0.8 | 2022-08-23 | 207477834 | 2022-08-23
Rheem Sales Company, Inc. | Ruud | PRO+G75-76N RU | Federally-Regulated Commercial & Industrial Equipment | Natural gas | 75 | 73 | 75.1 | TRUE |  |  | FALSE | FALSE | Gas-fired storage | High | 0.61 |  | 2022-08-23 | 10333806 | 2022-08-23
Rheem Sales Company, Inc. | Ruud | PRO+G75-76N RU PV | Federally-Regulated Commercial & Industrial Equipment | Natural gas | 75 | 73 | 75.1 | TRUE |  |  | TRUE | FALSE | Gas-fired storage | High | 0.59 |  | 2022-08-23 | 10333825 | 2022-08-23
Rheem Sales Company, Inc. | Ruud | PRO+G75-76P RU PDV | Federally-Regulated Commercial & Industrial Equipment | LPG | 75 | 73 | 75.1 | TRUE |  |  | TRUE | FALSE | Gas-fired storage | High | 0.63 |  | 2022-08-23 | 10333827 | 2022-08-23
Rheem Sales Company, Inc. | Ruud | PRO+G75-75U RU EC1 | Federally-Regulated Commercial & Industrial Equipment | Natural gas | 75 | 73 | 75.1 | TRUE |  |  | FALSE | FALSE | Gas-fired storage | High | 0.59 |  | 2022-08-23 | 207454692 | 2022-08-23
Rheem Sales Company, Inc. | Ruud | XG75T06EN76U1 | Federally-Regulated Commercial & Industrial Equipment | Natural gas | 75 | 73 | 75.1 | TRUE |  |  | FALSE | FALSE | Gas-fired storage | High | 0.59 |  | 2022-08-23 | 207175090 | 2022-08-23
Rheem Sales Company, Inc. | Ruud | PRO+G75-76P RU | Federally-Regulated Commercial & Industrial Equipment | LPG | 75 | 73 | 75.1 | TRUE |  |  | FALSE | FALSE | Gas-fired storage | High | 0.61 |  | 2022-08-23 | 10333808 | 2022-08-23
Rheem Sales Company, Inc. | Ruud | PRO+G98-76P RU | Federally-Regulated Commercial & Industrial Equipment | LPG | 98 | 93 | 75.1 | TRUE |  |  | FALSE | FALSE | Gas-fired storage | High | 0.58 |  | 2022-08-23 | 10333813 | 2022-08-23
Rheem Sales Company, Inc. | Ruud | PRO+G98-76N RU | Federally-Regulated Commercial & Industrial Equipment | Natural gas | 98 | 93 | 75.1 | TRUE |  |  | FALSE | FALSE | Gas-fired storage | High | 0.58 |  | 2022-08-23 | 10333811 | 2022-08-23
Rheem Sales Company, Inc. | Ruud | PRO+G98-80U RU EC1 | Federally-Regulated Commercial & Industrial Equipment | Natural gas | 98 | 95 | 80 | TRUE |  |  | FALSE | FALSE | Gas-fired storage | High | 0.57 |  | 2022-08-23 | 207177244 | 2022-08-23
Rheem Sales Company, Inc. | Ruud | PRO+G75-75N RU PDV | Federally-Regulated Commercial & Industrial Equipment | Natural gas | 75 | 73 | 75.1 | TRUE |  |  | TRUE | FALSE | Gas-fired storage | High | 0.63 |  | 2022-08-23 | 10597264 | 2022-08-23
Rheem Sales Company, Inc. | Ruud | PROG98-75U RU EC1 | Federally-Regulated Commercial & Industrial Equipment | Natural gas | 98 | 95 | 75.1 | TRUE |  |  | FALSE | FALSE | Gas-fired storage | High | 0.57 |  | 2022-08-23 | 207175636 | 2022-08-23
Rheem Sales Company, Inc. | RHEEM/RUUD | GPDV75-76LP | Federally-Regulated Commercial & Industrial Equipment | LPG | 75 | 73 | 75.1 | TRUE |  |  | TRUE | FALSE | Gas-fired storage | High | 0.63 | 0.59 | 2019-12-03 |  | 2022-08-23
Rheem Sales Company, Inc. | RHEEM/RUUD | G100-76LP | Federally-Regulated Commercial & Industrial Equipment | LPG | 98 | 93 | 75.1 | TRUE |  |  | FALSE | FALSE | Gas-fired storage | High | 0.58 |  | 2021-07-31 | 10333802 | 2022-08-23
Rheem Sales Company, Inc. | RHEEM/RUUD | GPV75-76FV | Federally-Regulated Commercial & Industrial Equipment | Natural gas | 75 | 73 | 75.1 | TRUE |  |  | TRUE | FALSE | Gas-fired storage | High | 0.59 |  | 2021-07-31 | 10333823 | 2022-08-23
Rheem Sales Company, Inc. | RHEEM/RUUD | G75-76LP | Federally-Regulated Commercial & Industrial Equipment | LPG | 75 | 73 | 75.1 | TRUE |  |  | FALSE | FALSE | Gas-fired storage | High | 0.61 |  | 2021-07-31 | 10333803 | 2022-08-23
Rheem Sales Company, Inc. | RHEEM/RUUD | TPV75-76FV | Federally-Regulated Commercial & Industrial Equipment | Natural gas | 75 | 73 | 75.1 | TRUE |  |  | TRUE | FALSE | Gas-fired storage | High | 0.59 | 0.59 | 2019-02-27 |  | 2022-08-23
Rheem Sales Company, Inc. | RHEEM/RUUD | G75-75N-3 | Federally-Regulated Commercial & Industrial Equipment | Natural gas | 75 | 73 | 75.1 | TRUE |  |  | FALSE | FALSE | Gas-fired storage | High | 0.61 | 0.59 | 2019-02-27 |  | 2022-08-23
Rheem Sales Company, Inc. | RHEEM/RUUD | GPDV75-75 | Federally-Regulated Commercial & Industrial Equipment | Natural gas | 75 | 73 | 75.1 | TRUE |  |  | TRUE | FALSE | Gas-fired storage | High | 0.63 | 0.59 | 2019-12-03 |  | 2022-08-23
Rheem Sales Company, Inc. | RHEEM/RUUD | G100-80N | Federally-Regulated Commercial & Industrial Equipment | Natural gas | 100 | 95 | 76 | FALSE |  |  | FALSE | FALSE | Gas-fired storage | High | 0.57 | 0.57 | 2019-12-03 |  | 2022-08-23
Rheem Sales Company, Inc. | RHEEM/RUUD | G100-80 | Federally-Regulated Commercial & Industrial Equipment | Natural gas | 100 | 96 | 80 | FALSE |  |  | FALSE | FALSE | Gas-fired storage | High | 0.57 | 0.57 | 2019-12-03 |  | 2022-08-23
Rheem Sales Company, Inc. | RHEEM/RUUD | GPDV75-76LP | Federally-Regulated Commercial & Industrial Equipment | LPG | 75 | 73 | 75.1 | TRUE |  |  | TRUE | FALSE | Gas-fired storage | High | 0.63 |  | 2022-08-23 | 10597261 | 2022-08-23
Rheem Sales Company, Inc. | RHEEM/RUUD | G100-76LP | Federally-Regulated Commercial & Industrial Equipment | LPG | 98 | 93 | 75.1 | TRUE |  |  | FALSE | FALSE | Gas-fired storage | High | 0.58 |  | 2022-08-23 | 10333802 | 2022-08-23
Rheem Sales Company, Inc. | RHEEM/RUUD | GPV75-76FV | Federally-Regulated Commercial & Industrial Equipment | Natural gas | 75 | 73 | 75.1 | TRUE |  |  | TRUE | FALSE | Gas-fired storage | High | 0.59 |  | 2022-08-23 | 10333823 | 2022-08-23
Rheem Sales Company, Inc. | RHEEM/RUUD | G75-76LP | Federally-Regulated Commercial & Industrial Equipment | LPG | 75 | 73 | 75.1 | TRUE |  |  | FALSE | FALSE | Gas-fired storage | High | 0.61 |  | 2022-08-23 | 10333803 | 2022-08-23
Rheem Sales Company, Inc. | RHEEM/RUUD | TPV75-76FV | Federally-Regulated Commercial & Industrial Equipment | Natural gas | 75 | 73 | 75.1 | TRUE |  |  | TRUE | FALSE | Gas-fired storage | High | 0.59 |  | 2022-08-23 | 10333828 | 2022-08-23
Rheem Sales Company, Inc. | RHEEM/RUUD | G75-75N-3 | Federally-Regulated Commercial & Industrial Equipment | Natural gas | 75 | 73 | 75.1 | TRUE |  |  | FALSE | FALSE | Gas-fired storage | High | 0.61 |  | 2022-08-23 | 10596858 | 2022-08-23
Rheem Sales Company, Inc. | RHEEM/RUUD | GPDV75-75 | Federally-Regulated Commercial & Industrial Equipment | Natural gas | 75 | 73 | 75.1 | TRUE |  |  | TRUE | FALSE | Gas-fired storage | High | 0.63 |  | 2022-08-23 | 10597260 | 2022-08-23
Rheem Sales Company, Inc. | RHEEM/RUUD | G100-80N | Federally-Regulated Commercial & Industrial Equipment | Natural gas | 100 | 95 | 76 | FALSE |  |  | FALSE | FALSE | Gas-fired storage | High | 0.57 |  | 2022-08-23 | 10333822 | 2022-08-23
Rheem Sales Company, Inc. | RHEEM/RUUD | G100-80 | Federally-Regulated Commercial & Industrial Equipment | Natural gas | 100 | 96 | 80 | FALSE |  |  | FALSE | FALSE | Gas-fired storage | High | 0.57 |  | 2022-08-23 | 10597327 | 2022-08-23
A.O. Smith Water Products Company | A. O. SMITH | R2VA-140E 1** | Federally-Regulated Commercial & Industrial Equipment | Electric resistance | 0 | 1 | 14 |  |  |  |  | FALSE | Electric instantaneous | Very small | 0.84 |  | 2022-04-26 | 206658048 | 2022-08-23
A.O. Smith Water Products Company | A. O. SMITH | R4MA-320E 1** | Federally-Regulated Commercial & Industrial Equipment | Electric resistance | 0 | 1 | 32 |  |  |  |  | FALSE | Electric instantaneous | Medium | 0.93 | 0.8 | 2021-09-14 | 206658041 | 2022-08-23
A.O. Smith Water Products Company | A. O. SMITH | R2VR-180E 1** | Federally-Regulated Commercial & Industrial Equipment | Electric resistance | 0 | 1 | 18 |  |  |  |  | FALSE | Electric instantaneous | Very small | 0.84 | 0.8 | 2021-09-14 | 206658046 | 2022-08-23
A.O. Smith Water Products Company | A. O. SMITH | GSP-100 2** | Federally-Regulated Commercial & Industrial Equipment | Natural gas | 34 | 33 | 100 | TRUE |  |  | TRUE | FALSE | Gas-fired storage | High | 0.9 |  | 2022-02-09 | 206340869 | 2022-08-23
A.O. Smith Water Products Company | A. O. SMITH | C4LA-280E 1** | Federally-Regulated Commercial & Industrial Equipment | Electric resistance | 0 | 1 | 28 |  |  |  |  | FALSE | Electric instantaneous | Low | 0.92 | 0.8 | 2021-09-14 | 206658056 | 2022-08-23
A.O. Smith Water Products Company | A. O. SMITH | BTF-80 3*1 | Federally-Regulated Commercial & Industrial Equipment | LPG | 75 | 72 | 76 | TRUE |  |  | TRUE | FALSE | Gas-fired storage | High | 0.69 | 0.59 | 2021-05-05 | 206913155 | 2022-08-23
A.O. Smith Water Products Company | A. O. SMITH | C4MA-320E 1** | Federally-Regulated Commercial & Industrial Equipment | Electric resistance | 0 | 1 | 32 |  |  |  |  | FALSE | Electric instantaneous | Medium | 0.93 | 0.8 | 2021-09-14 | 206658050 | 2022-08-23
A.O. Smith Water Products Company | A. O. SMITH | R4LR-240E 1** | Federally-Regulated Commercial & Industrial Equipment | Electric resistance | 0 | 1 | 24 |  |  |  |  | FALSE | Electric instantaneous | Low | 0.92 |  | 2022-04-26 | 206658065 | 2022-08-23
A.O. Smith Water Products Company | A. O. SMITH | R2VR-160E 1** | Federally-Regulated Commercial & Industrial Equipment | Electric resistance | 0 | 1 | 16 |  |  |  |  | FALSE | Electric instantaneous | Very small | 0.82 | 0.8 | 2022-05-04 | 206658079 | 2022-08-23
A.O. Smith Water Products Company | A. O. SMITH | R4LR-280E 1** | Federally-Regulated Commercial & Industrial Equipment | Electric resistance | 0 | 1 | 28 |  |  |  |  | FALSE | Electric instantaneous | Low | 0.92 | 0.8 | 2021-09-14 | 206658058 | 2022-08-23
A.O. Smith Water Products Company | A. O. SMITH | G6-PVT7576NV 3** | Federally-Regulated Commercial & Industrial Equipment | Natural gas | 75 | 72 | 76 | TRUE |  |  | TRUE | FALSE | Gas-fired storage | High | 0.69 | 0.59 | 2021-05-05 | 206913156 | 2022-08-23
A.O. Smith Water Products Company | A. O. SMITH | GPHE-50 1** | Federally-Regulated Commercial & Industrial Equipment | Natural gas | 50 | 48 | 76 | FALSE |  |  | TRUE | FALSE | Gas-fired storage | High | 0.88 |  | 2022-02-09 | 206340207 | 2022-08-23
A.O. Smith Water Products Company | A. O. SMITH | R4LA-240E 1** | Federally-Regulated Commercial & Industrial Equipment | Electric resistance | 0 | 1 | 24 |  |  |  |  | FALSE | Electric instantaneous | Low | 0.92 | 0.8 | 2021-09-14 | 206658043 | 2022-08-23
A.O. Smith Water Products Company | A. O. SMITH | R4LA-220E 1** | Federally-Regulated Commercial & Industrial Equipment | Electric resistance | 0 | 1 | 22 |  |  |  |  | FALSE | Electric instantaneous | Low | 0.92 |  | 2022-04-26 | 206658044 | 2022-08-23
A.O. Smith Water Products Company | A. O. SMITH | R2VR-140E 1** | Federally-Regulated Commercial & Industrial Equipment | Electric resistance | 0 | 1 | 14 |  |  |  |  | FALSE | Electric instantaneous | Very small | 0.84 |  | 2022-04-26 | 206658086 | 2022-08-23
A.O. Smith Water Products Company | A. O. SMITH | C4LA-220E 1** | Federally-Regulated Commercial & Industrial Equipment | Electric resistance | 0 | 1 | 22 |  |  |  |  | FALSE | Electric instantaneous | Low | 0.92 |  | 2022-04-26 | 206658068 | 2022-08-23
A.O. Smith Water Products Company | A. O. SMITH | BTF-80 3** | Federally-Regulated Commercial & Industrial Equipment | Natural gas | 75 | 72 | 76 | TRUE |  |  | TRUE | FALSE | Gas-fired storage | High | 0.69 | 0.59 | 2021-05-05 | 206913157 | 2022-08-23
A.O. Smith Water Products Company | A. O. SMITH | C4LA-180E 1** | Federally-Regulated Commercial & Industrial Equipment | Electric resistance | 0 | 1 | 18 |  |  |  |  | FALSE | Electric instantaneous | Low | 0.92 |  | 2022-04-26 | 206658073 | 2022-08-23
A.O. Smith Water Products Company | A. O. SMITH | R4LA-280X 1** | Federally-Regulated Commercial & Industrial Equipment | Electric resistance | 0 | 1 | 28 |  |  |  |  | FALSE | Electric instantaneous | Low | 0.92 | 0.8 | 2021-09-14 | 206658055 | 2022-08-23
A.O. Smith Water Products Company | A. O. SMITH | GPDX-75L 3*1 | Federally-Regulated Commercial & Industrial Equipment | LPG | 75 | 72 | 76 | TRUE |  |  | TRUE | FALSE | Gas-fired storage | High | 0.68 | 0.59 | 2021-05-05 | 206913174 | 2022-08-23
A.O. Smith Water Products Company | A. O. SMITH | GSP-100 2** | Federally-Regulated Commercial & Industrial Equipment | LPG | 34 | 33 | 100 | TRUE |  |  | TRUE | FALSE | Gas-fired storage | High | 0.9 |  | 2022-02-09 | 206340869 | 2022-08-23
A.O. Smith Water Products Company | A. O. SMITH | C2VA-140E 1** | Federally-Regulated Commercial & Industrial Equipment | Electric resistance | 0 | 1 | 14 |  |  |  |  | FALSE | Electric instantaneous | Very small | 0.84 |  | 2022-04-26 | 206658084 | 2022-08-23
A.O. Smith Water Products Company | A. O. SMITH | R4LR-220E 1** | Federally-Regulated Commercial & Industrial Equipment | Electric resistance | 0 | 1 | 22 |  |  |  |  | FALSE | Electric instantaneous | Low | 0.92 |  | 2022-04-26 | 206658069 | 2022-08-23
A.O. Smith Water Products Company | A. O. SMITH | R4LA-180E 1** | Federally-Regulated Commercial & Industrial Equipment | Electric resistance | 0 | 1 | 18 |  |  |  |  | FALSE | Electric instantaneous | Low | 0.92 |  | 2022-04-26 | 206658045 | 2022-08-23
A.O. Smith Water Products Company | A. O. SMITH | C4LA-280X 1** | Federally-Regulated Commercial & Industrial Equipment | Electric resistance | 0 | 1 | 28 |  |  |  |  | FALSE | Electric instantaneous | Low | 0.92 | 0.8 | 2021-09-14 | 206658057 | 2022-08-23
A.O. Smith Water Products Company | A. O. SMITH | R4LA-280E 1** | Federally-Regulated Commercial & Industrial Equipment | Electric resistance | 0 | 1 | 28 |  |  |  |  | FALSE | Electric instantaneous | Low | 0.92 | 0.8 | 2021-09-14 | 206658042 | 2022-08-23
A.O. Smith Water Products Company | A. O. SMITH | GPDX-75L 3** | Federally-Regulated Commercial & Industrial Equipment | Natural gas | 75 | 72 | 76 | TRUE |  |  | TRUE | FALSE | Gas-fired storage | High | 0.68 | 0.59 | 2021-05-05 | 206913173 | 2022-08-23
A.O. Smith Water Products Company | A. O. SMITH | GDHE-50 3** | Federally-Regulated Commercial & Industrial Equipment | Natural gas | 50 | 49 | 100 | FALSE |  |  | TRUE | FALSE | Gas-fired storage | High | 0.88 |  | 2022-02-09 | 206362098 | 2022-08-23
A.O. Smith Water Products Company | A. O. SMITH | BPD-80 3** | Federally-Regulated Commercial & Industrial Equipment | Natural gas | 75 | 72 | 76 | TRUE |  |  | TRUE | FALSE | Gas-fired storage | High | 0.68 | 0.59 | 2021-05-05 | 206913175 | 2022-08-23
A.O. Smith Water Products Company | A. O. SMITH | C2VA-160E 1** | Federally-Regulated Commercial & Industrial Equipment | Electric resistance | 0 | 1 | 16 |  |  |  |  | FALSE | Electric instantaneous | Very small | 0.82 | 0.8 | 2022-05-04 | 206658078 | 2022-08-23
A.O. Smith Water Products Company | A. O. SMITH | GDHE-75 3** | Federally-Regulated Commercial & Industrial Equipment | LPG | 75 | 74 | 100 | FALSE |  |  | TRUE | FALSE | Gas-fired storage | High | 0.86 |  | 2022-02-09 | 206362099 | 2022-08-23
A.O. Smith Water Products Company | A. O. SMITH | GPVX-75L 3** | Federally-Regulated Commercial & Industrial Equipment | Natural gas | 75 | 72 | 76 | TRUE |  |  | TRUE | FALSE | Gas-fired storage | High | 0.69 | 0.59 | 2021-05-05 | 206913153 | 2022-08-23
A.O. Smith Water Products Company | A. O. SMITH | G6-PDT7576NV 3** | Federally-Regulated Commercial & Industrial Equipment | Natural gas | 75 | 72 | 76 | TRUE |  |  | TRUE | FALSE | Gas-fired storage | High | 0.68 | 0.59 | 2021-05-05 | 206913177 | 2022-08-23
A.O. Smith Water Products Company | A. O. SMITH | BPD-80 3*1 | Federally-Regulated Commercial & Industrial Equipment | LPG | 75 | 72 | 76 | TRUE |  |  | TRUE | FALSE | Gas-fired storage | High | 0.68 | 0.59 | 2021-05-05 | 206913176 | 2022-08-23
A.O. Smith Water Products Company | A. O. SMITH | C2VA-140X 1** | Federally-Regulated Commercial & Industrial Equipment | Electric resistance | 0 | 1 | 14 |  |  |  |  | FALSE | Electric instantaneous | Very small | 0.84 |  | 2022-04-26 | 206658085 | 2022-08-23
A.O. Smith Water Products Company | A. O. SMITH | R2VA-160E 1** | Federally-Regulated Commercial & Industrial Equipment | Electric resistance | 0 | 1 | 16 |  |  |  |  | FALSE | Electric instantaneous | Very small | 0.82 | 0.8 | 2022-05-04 | 206658047 | 2022-08-23
A.O. Smith Water Products Company | A. O. SMITH | GDHE-50 3** | Federally-Regulated Commercial & Industrial Equipment | LPG | 50 | 49 | 100 | FALSE |  |  | TRUE | FALSE | Gas-fired storage | High | 0.88 |  | 2022-02-09 | 206362098 | 2022-08-23
A.O. Smith Water Products Company | A. O. SMITH | GPVX-75L 3*1 | Federally-Regulated Commercial & Industrial Equipment | LPG | 75 | 72 | 76 | TRUE |  |  | TRUE | FALSE | Gas-fired storage | High | 0.69 | 0.59 | 2021-05-05 | 206913154 | 2022-08-23
A.O. Smith Water Products Company | A. O. SMITH | R4MR-320E 1** | Federally-Regulated Commercial & Industrial Equipment | Electric resistance | 0 | 1 | 32 |  |  |  |  | FALSE | Electric instantaneous | Medium | 0.93 | 0.8 | 2021-09-14 | 206658051 | 2022-08-23
A.O. Smith Water Products Company | A. O. SMITH | C2VA-120E 1** | Federally-Regulated Commercial & Industrial Equipment | Electric resistance | 0 | 1 | 12.2 |  |  |  |  | FALSE | Electric instantaneous | Very small | 0.84 |  | 2022-04-26 | 206658049 | 2022-08-23
A.O. Smith Water Products Company | A. O. SMITH | GDHE-75 3** | Federally-Regulated Commercial & Industrial Equipment | Natural gas | 75 | 74 | 100 | FALSE |  |  | TRUE | FALSE | Gas-fired storage | High | 0.86 |  | 2022-02-09 | 206362099 | 2022-08-23
A.O. Smith Water Products Company | A. O. SMITH | R2VA-140X 1** | Federally-Regulated Commercial & Industrial Equipment | Electric resistance | 0 | 1 | 14 |  |  |  |  | FALSE | Electric instantaneous | Very small | 0.84 |  | 2022-04-26 | 206658083 | 2022-08-23
Bosch Thermotechnology Corp. | Bosch | WH17 | Federally-Regulated Commercial & Industrial Equipment | Electric resistance | 0 | 1 | 17.3 |  |  |  |  | FALSE | Electric instantaneous | Low | 0.93 | 0.8 | 2020-10-05 |  | 2022-08-23
Ariston USA LLC | HTP | PH100-80**** | Federally-Regulated Commercial & Industrial Equipment | Natural gas | 80 | 75 | 100 | FALSE |  |  | TRUE | FALSE | Gas-fired storage | High | 0.93 |  | 2021-10-13 | 10324152 | 2022-08-23
Ariston USA LLC | HTP | PH76-60**** | Federally-Regulated Commercial & Industrial Equipment | LPG | 60 | 58 | 76 | FALSE |  |  | TRUE | FALSE | Gas-fired storage | High | 0.88 |  | 2021-10-13 | 10324085 | 2022-08-23
Ariston USA LLC | HTP | PH76-80**** | Federally-Regulated Commercial & Industrial Equipment | Natural gas | 80 | 77 | 76 | FALSE |  |  | TRUE | FALSE | Gas-fired storage | High | 0.87 |  | 2021-10-13 | 10324101 | 2022-08-23
Ariston USA LLC | HTP | PH100-55**** | Federally-Regulated Commercial & Industrial Equipment | LPG | 55 | 53 | 100 | FALSE |  |  | TRUE | FALSE | Gas-fired storage | High | 0.89 |  | 2021-10-13 | 10324150 | 2022-08-23
Ariston USA LLC | HTP | PH100-119**** | Federally-Regulated Commercial & Industrial Equipment | Natural gas | 119 | 112 | 100 | FALSE |  |  | TRUE | FALSE | Gas-fired storage | High | 0.9 |  | 2021-10-13 | 10324154 | 2022-08-23
Ariston USA LLC | HTP | PH76-50**** | Federally-Regulated Commercial & Industrial Equipment | LPG | 50 | 48 | 76 | FALSE |  |  | TRUE | FALSE | Gas-fired storage | High | 0.9 |  | 2021-10-13 | 10324028 | 2022-08-23
Ariston USA LLC | HTP | PH76-60**** | Federally-Regulated Commercial & Industrial Equipment | Natural gas | 60 | 58 | 76 | FALSE |  |  | TRUE | FALSE | Gas-fired storage | High | 0.88 |  | 2021-10-13 | 10324085 | 2022-08-23
Ariston USA LLC | HTP | PH100-80**** | Federally-Regulated Commercial & Industrial Equipment | LPG | 80 | 75 | 100 | FALSE |  |  | TRUE | FALSE | Gas-fired storage | High | 0.93 |  | 2021-10-13 | 10324152 | 2022-08-23
Ariston USA LLC | HTP | PH76-80**** | Federally-Regulated Commercial & Industrial Equipment | LPG | 80 | 77 | 76 | FALSE |  |  | TRUE | FALSE | Gas-fired storage | High | 0.87 |  | 2021-10-13 | 10324101 | 2022-08-23
Ariston USA LLC | HTP | PH76-50**** | Federally-Regulated Commercial & Industrial Equipment | Natural gas | 50 | 48 | 76 | FALSE |  |  | TRUE | FALSE | Gas-fired storage | High | 0.9 |  | 2021-10-13 | 10324028 | 2022-08-23
Ariston USA LLC | HTP | PH100-119**** | Federally-Regulated Commercial & Industrial Equipment | LPG | 119 | 112 | 100 | FALSE |  |  | TRUE | FALSE | Gas-fired storage | High | 0.9 |  | 2021-10-13 | 10324154 | 2022-08-23
Ariston USA LLC | HTP | PH100-55**** | Federally-Regulated Commercial & Industrial Equipment | Natural gas | 55 | 53 | 100 | FALSE |  |  | TRUE | FALSE | Gas-fired storage | High | 0.89 |  | 2021-10-13 | 10324150 | 2022-08-23
A.O. Smith Water Products Company | RELIANCE WATER HEATERS | R2VX-180E 1** | Federally-Regulated Commercial & Industrial Equipment | Electric resistance | 0 | 1 | 18 |  |  |  |  | FALSE | Electric instantaneous | Very small | 0.84 | 0.8 | 2021-09-14 | 206658077 | 2022-08-23
A.O. Smith Water Products Company | RELIANCE WATER HEATERS | R4LX-180E 1** | Federally-Regulated Commercial & Industrial Equipment | Electric resistance | 0 | 1 | 18 |  |  |  |  | FALSE | Electric instantaneous | Low | 0.92 |  | 2022-04-26 | 206658076 | 2022-08-23
A.O. Smith Water Products Company | RELIANCE WATER HEATERS | 6-75-HRPDTL 3*1 | Federally-Regulated Commercial & Industrial Equipment | LPG | 75 | 72 | 76 | TRUE |  |  | TRUE | FALSE | Gas-fired storage | High | 0.68 |  | 2021-05-05 | 206913182 | 2022-08-23
A.O. Smith Water Products Company | RELIANCE WATER HEATERS | R2VX-140X 1** | Federally-Regulated Commercial & Industrial Equipment | Electric resistance | 0 | 1 | 14 |  |  |  |  | FALSE | Electric instantaneous | Very small | 0.84 |  | 2022-04-26 | 206658092 | 2022-08-23
A.O. Smith Water Products Company | RELIANCE WATER HEATERS | 6-75-YRVHTL 3** | Federally-Regulated Commercial & Industrial Equipment | Natural gas | 75 | 72 | 76 | TRUE |  |  | TRUE | FALSE | Gas-fired storage | High | 0.69 |  | 2021-05-05 | 206913164 | 2022-08-23
A.O. Smith Water Products Company | RELIANCE WATER HEATERS | R4LX-280E 1** | Federally-Regulated Commercial & Industrial Equipment | Electric resistance | 0 | 1 | 28 |  |  |  |  | FALSE | Electric instantaneous | Low | 0.92 | 0.8 | 2021-09-14 | 206658063 | 2022-08-23
A.O. Smith Water Products Company | RELIANCE WATER HEATERS | R2VX-160E 1** | Federally-Regulated Commercial & Industrial Equipment | Electric resistance | 0 | 1 | 16 |  |  |  |  | FALSE | Electric instantaneous | Very small | 0.82 | 0.8 | 2021-09-14 | 206658082 | 2022-08-23
A.O. Smith Water Products Company | RELIANCE WATER HEATERS | 6-75-HRVHTL 3*1 | Federally-Regulated Commercial & Industrial Equipment | LPG | 75 | 72 | 76 | TRUE |  |  | TRUE | FALSE | Gas-fired storage | High | 0.69 |  | 2021-05-05 | 206913165 | 2022-08-23
A.O. Smith Water Products Company | RELIANCE WATER HEATERS | R4LX-220E 1** | Federally-Regulated Commercial & Industrial Equipment | Electric resistance | 0 | 1 | 22 |  |  |  |  | FALSE | Electric instantaneous | Low | 0.92 |  | 2022-04-26 | 206658072 | 2022-08-23
A.O. Smith Water Products Company | RELIANCE WATER HEATERS | 6-50-YTVIT 1** | Federally-Regulated Commercial & Industrial Equipment | Natural gas | 50 | 48 | 76 | FALSE |  |  | TRUE | FALSE | Gas-fired storage | High | 0.88 |  | 2022-02-09 | 206340216 | 2022-08-23
A.O. Smith Water Products Company | RELIANCE WATER HEATERS | 6-75- *TPDT 3** | Federally-Regulated Commercial & Industrial Equipment | LPG | 75 | 74 | 100 | FALSE |  |  | TRUE | FALSE | Gas-fired storage | High | 0.86 |  | 2022-02-09 | 206340224 | 2022-08-23
A.O. Smith Water Products Company | RELIANCE WATER HEATERS | R4LX-240E 1** | Federally-Regulated Commercial & Industrial Equipment | Electric resistance | 0 | 1 | 24 |  |  |  |  | FALSE | Electric instantaneous | Low | 0.92 |  | 2022-04-26 | 206658067 | 2022-08-23
A.O. Smith Water Products Company | RELIANCE WATER HEATERS | 6-75- *TPDT 3** | Federally-Regulated Commercial & Industrial Equipment | Natural gas | 75 | 74 | 100 | FALSE |  |  | TRUE | FALSE | Gas-fired storage | High | 0.86 |  | 2022-02-09 | 206340224 | 2022-08-23
A.O. Smith Water Products Company | RELIANCE WATER HEATERS | 6-50-*TPDT 3** | Federally-Regulated Commercial & Industrial Equipment | Natural gas | 50 | 49 | 100 | FALSE |  |  | TRUE | FALSE | Gas-fired storage | High | 0.88 |  | 2022-02-09 | 206340220 | 2022-08-23
A.O. Smith Water Products Company | RELIANCE WATER HEATERS | 6-75-YRPDTL 3** | Federally-Regulated Commercial & Industrial Equipment | Natural gas | 75 | 72 | 76 | TRUE |  |  | TRUE | FALSE | Gas-fired storage | High | 0.68 |  | 2021-05-05 | 206913183 | 2022-08-23
A.O. Smith Water Products Company | RELIANCE WATER HEATERS | R2VX-140E 1** | Federally-Regulated Commercial & Industrial Equipment | Electric resistance | 0 | 1 | 14 |  |  |  |  | FALSE | Electric instantaneous | Very small | 0.84 |  | 2022-04-26 | 206658091 | 2022-08-23
A.O. Smith Water Products Company | RELIANCE WATER HEATERS | R4MX-320E 1** | Federally-Regulated Commercial & Industrial Equipment | Electric resistance | 0 | 1 | 32 |  |  |  |  | FALSE | Electric instantaneous | Medium | 0.93 | 0.8 | 2021-09-14 | 206658054 | 2022-08-23
A.O. Smith Water Products Company | RELIANCE WATER HEATERS | R4LX-280X 1** | Federally-Regulated Commercial & Industrial Equipment | Electric resistance | 0 | 1 | 28 |  |  |  |  | FALSE | Electric instantaneous | Low | 0.92 | 0.8 | 2021-09-14 | 206658064 | 2022-08-23
A.O. Smith Water Products Company | RELIANCE WATER HEATERS | 6-50-*TPDT 3** | Federally-Regulated Commercial & Industrial Equipment | LPG | 50 | 49 | 100 | FALSE |  |  | TRUE | FALSE | Gas-fired storage | High | 0.88 |  | 2022-02-09 | 206340220 | 2022-08-23
A.O. Smith Water Products Company | Lochinvar | PRN07575ESST 3** | Federally-Regulated Commercial & Industrial Equipment | Natural gas | 75 | 72 | 76 | TRUE |  |  | TRUE | FALSE | Gas-fired storage | High | 0.68 |  | 2021-05-05 | 206913181 | 2022-08-23
A.O. Smith Water Products Company | Lochinvar | SWL100035 2** | Federally-Regulated Commercial & Industrial Equipment | Natural gas | 34 | 33 | 100 | TRUE |  |  | TRUE | FALSE | Gas-fired storage | High | 0.9 |  | 2021-11-17 | 206340871 | 2022-08-23
A.O. Smith Water Products Company | Lochinvar | PVN07575ST 3** | Federally-Regulated Commercial & Industrial Equipment | Natural gas | 75 | 72 | 76 | TRUE |  |  | TRUE | FALSE | Gas-fired storage | High | 0.69 |  | 2021-05-05 | 206913163 | 2022-08-23
A.O. Smith Water Products Company | Lochinvar | PVL07575ST 3*1 | Federally-Regulated Commercial & Industrial Equipment | LPG | 75 | 72 | 76 | TRUE |  |  | TRUE | FALSE | Gas-fired storage | High | 0.69 |  | 2021-05-05 | 206913162 | 2022-08-23
A.O. Smith Water Products Company | Lochinvar | SWL100035 2** | Federally-Regulated Commercial & Industrial Equipment | LPG | 34 | 33 | 100 | TRUE |  |  | TRUE | FALSE | Gas-fired storage | High | 0.9 |  | 2021-11-17 | 206340871 | 2022-08-23
A.O. Smith Water Products Company | Lochinvar | PRL07575ESST 3*1 | Federally-Regulated Commercial & Industrial Equipment | LPG | 75 | 72 | 76 | TRUE |  |  | TRUE | FALSE | Gas-fired storage | High | 0.68 |  | 2021-05-05 | 206913180 | 2022-08-23
A.O. Smith Water Products Company | Lochinvar | SWN100035 2** | Federally-Regulated Commercial & Industrial Equipment | Natural gas | 34 | 33 | 100 | TRUE |  |  | TRUE | FALSE | Gas-fired storage | High | 0.9 |  | 2021-11-17 | 206340870 | 2022-08-23
A.O. Smith Water Products Company | Lochinvar | SWN100035 2** | Federally-Regulated Commercial & Industrial Equipment | LPG | 34 | 33 | 100 | TRUE |  |  | TRUE | FALSE | Gas-fired storage | High | 0.9 |  | 2021-11-17 | 206340870 | 2022-08-23
GE Appliances, a Haier company | GE | GE27DNHPDG01 | Federally-Regulated Commercial & Industrial Equipment | Electric resistance | 0 | 1 | 27 |  |  |  |  | FALSE | Electric instantaneous | Low | 0.91 |  | 2022-03-02 | 206910693 | 2022-08-23
GE Appliances, a Haier company | GE | GE18SNHPDG01 | Federally-Regulated Commercial & Industrial Equipment | Electric resistance | 0 | 1 | 18 |  |  |  |  | FALSE | Electric instantaneous | Low | 0.91 |  | 2022-03-02 | 206910692 | 2022-08-23
GE Appliances, a Haier company | GE | GE15SNHPDG01 | Federally-Regulated Commercial & Industrial Equipment | Electric resistance | 0 | 1 | 14.6 |  |  |  |  | FALSE | Electric instantaneous | Very small | 0.91 |  | 2022-03-02 | 206910691 | 2022-08-23
EcoSmart US, LLC | Rheem | RETEX-13 | Federally-Regulated Commercial & Industrial Equipment | Electric resistance | 1 | 1 | 13 |  |  |  |  | FALSE | Electric instantaneous | Very small | 0.88 |  | 2022-06-15 | 207131862 | 2022-08-23
EcoSmart US, LLC | Rheem | EEM24013 | Federally-Regulated Commercial & Industrial Equipment | Electric resistance | 1 | 1 | 13 |  |  |  |  | FALSE | Electric instantaneous | Very small | 0.88 |  | 2022-05-18 | 207133152 | 2022-08-23
EcoSmart US, LLC | Rheem | RMTEX-13 | Federally-Regulated Commercial & Industrial Equipment | Electric resistance | 1 | 1 | 13 |  |  |  |  | FALSE | Electric instantaneous | Very small | 0.88 |  | 2022-06-15 | 207131863 | 2022-08-23
EcoSmart US, LLC | Rheem | HA013240 | Federally-Regulated Commercial & Industrial Equipment | Electric resistance | 1 | 1 | 13 |  |  |  |  | FALSE | Electric instantaneous | Very small | 0.88 |  | 2022-06-15 | 207133151 | 2022-08-23
EcoSmart US, LLC | Rheem | RETEX-18 | Federally-Regulated Commercial & Industrial Equipment | Electric resistance | 1 | 1 | 18 |  |  |  |  | FALSE | Electric instantaneous | Low | 0.94 |  | 2022-06-15 | 207104645 | 2022-08-23
EcoSmart US, LLC | Rheem | RETEX-36 | Federally-Regulated Commercial & Industrial Equipment | Electric resistance | 1 | 1 | 36 |  |  |  |  | FALSE | Electric instantaneous | Medium | 0.94 |  | 2022-06-15 | 207104648 | 2022-08-23
EcoSmart US, LLC | Rheem | RETEX-27 | Federally-Regulated Commercial & Industrial Equipment | Electric resistance | 1 | 1 | 27 |  |  |  |  | FALSE | Electric instantaneous | Low | 0.93 |  | 2022-06-15 | 207104647 | 2022-08-23
EcoSmart US, LLC | Rheem | RETEX-24 | Federally-Regulated Commercial & Industrial Equipment | Electric resistance | 1 | 1 | 24 |  |  |  |  | FALSE | Electric instantaneous | Low | 0.93 |  | 2022-06-15 | 207104646 | 2022-08-23
EcoSmart US, LLC | EcoSmart | ECO36 | Federally-Regulated Commercial & Industrial Equipment | Electric resistance | 1 | 1 | 36 |  |  |  |  | FALSE | Electric instantaneous | Medium | 0.94 |  | 2022-08-02 | 206903641 | 2022-08-23
EcoSmart US, LLC | EcoSmart | ECO18 | Federally-Regulated Commercial & Industrial Equipment | Electric resistance | 1 | 1 | 18 |  |  |  |  | FALSE | Electric instantaneous | Low | 0.94 |  | 2022-08-02 | 206903639 | 2022-08-23
EcoSmart US, LLC | EcoSmart | ECO24 | Federally-Regulated Commercial & Industrial Equipment | Electric resistance | 1 | 1 | 24 |  |  |  |  | FALSE | Electric instantaneous | Low | 0.93 |  | 2022-08-02 | 206903640 | 2022-08-23
EcoSmart US, LLC | EcoSmart | ECO27 | Federally-Regulated Commercial & Industrial Equipment | Electric resistance | 1 | 1 | 27 |  |  |  |  | FALSE | Electric instantaneous | Low | 0.93 |  | 2022-08-02 | 206900541 | 2022-08-23
American Water Heater Co. | American | VG6250T76NV 1** | Federally-Regulated Commercial & Industrial Equipment | Natural gas | 50 | 48 | 76 | FALSE |  |  | TRUE | FALSE | Gas-fired storage | High | 0.88 |  | 2022-02-09 | 206340215 | 2022-08-23
American Water Heater Co. | American | VG6250T100*V 3** | Federally-Regulated Commercial & Industrial Equipment | Natural gas | 50 | 49 | 100 | FALSE |  |  | TRUE | FALSE | Gas-fired storage | High | 0.88 |  | 2022-02-09 | 206340219 | 2022-08-23
American Water Heater Co. | American | PVCG62-75T76-LV 3*1 | Federally-Regulated Commercial & Industrial Equipment | LPG | 75 | 72 | 76 | TRUE |  |  | TRUE | FALSE | Gas-fired storage | High | 0.69 |  | 2021-05-05 | 206913161 | 2022-08-23
American Water Heater Co. | American | PVCG32-75T76-NV 3** | Federally-Regulated Commercial & Industrial Equipment | Natural gas | 75 | 72 | 76 | TRUE |  |  | TRUE | FALSE | Gas-fired storage | High | 0.69 |  | 2021-05-05 | 206913159 | 2022-08-23
American Water Heater Co. | American | PDVG62-75T76-PV 3*1 | Federally-Regulated Commercial & Industrial Equipment | LPG | 75 | 72 | 76 | TRUE |  |  | TRUE | FALSE | Gas-fired storage | High | 0.68 |  | 2021-05-05 | 206913179 | 2022-08-23
American Water Heater Co. | American | PG10 34 100 2*V 2** | Federally-Regulated Commercial & Industrial Equipment | LPG | 34 | 33 | 100 | TRUE |  |  | TRUE | FALSE | Gas-fired storage | High | 0.9 |  | 2022-02-09 | 206340847 | 2022-08-23
American Water Heater Co. | American | PVG62-75T76-LV 3*1 | Federally-Regulated Commercial & Industrial Equipment | LPG | 75 | 72 | 76 | TRUE |  |  | TRUE | FALSE | Gas-fired storage | High | 0.69 |  | 2021-05-05 | 206913160 | 2022-08-23
American Water Heater Co. | American | VG6275T100*V 3** | Federally-Regulated Commercial & Industrial Equipment | Natural gas | 75 | 74 | 100 | FALSE |  |  | TRUE | FALSE | Gas-fired storage | High | 0.86 |  | 2022-02-09 | 206340223 | 2022-08-23
American Water Heater Co. | American | PR-34-100 * 2** | Federally-Regulated Commercial & Industrial Equipment | Natural gas | 34 | 33 | 100 | TRUE |  |  | TRUE | FALSE | Gas-fired storage | High | 0.9 |  | 2022-02-09 | 206340868 | 2022-08-23
American Water Heater Co. | American | PDVG62-75T76-NV 3** | Federally-Regulated Commercial & Industrial Equipment | Natural gas | 75 | 72 | 76 | TRUE |  |  | TRUE | FALSE | Gas-fired storage | High | 0.68 |  | 2021-05-05 | 206913178 | 2022-08-23
American Water Heater Co. | American | VG6250T100*V 3** | Federally-Regulated Commercial & Industrial Equipment | LPG | 50 | 49 | 100 | FALSE |  |  | TRUE | FALSE | Gas-fired storage | High | 0.88 |  | 2022-02-09 | 206340219 | 2022-08-23
American Water Heater Co. | American | PVG62-75T76-NV 3** | Federally-Regulated Commercial & Industrial Equipment | Natural gas | 75 | 72 | 76 | TRUE |  |  | TRUE | FALSE | Gas-fired storage | High | 0.69 |  | 2021-05-05 | 206913158 | 2022-08-23
American Water Heater Co. | American | PR-34-100 * 2** | Federally-Regulated Commercial & Industrial Equipment | LPG | 34 | 33 | 100 | TRUE |  |  | TRUE | FALSE | Gas-fired storage | High | 0.9 |  | 2022-02-09 | 206340868 | 2022-08-23
American Water Heater Co. | American | PG10 34 100 2*V 2** | Federally-Regulated Commercial & Industrial Equipment | Natural gas | 34 | 33 | 100 | TRUE |  |  | TRUE | FALSE | Gas-fired storage | High | 0.9 |  | 2022-02-09 | 206340847 | 2022-08-23
American Water Heater Co. | American | VG6275T100*V 3** | Federally-Regulated Commercial & Industrial Equipment | LPG | 75 | 74 | 100 | FALSE |  |  | TRUE | FALSE | Gas-fired storage | High | 0.86 |  | 2022-02-09 | 206340223 | 2022-08-23
Bradford White Corporation | Jetglas | ULG275H76*N | Federally-Regulated Commercial & Industrial Equipment | Natural gas | 75 | 72 | 76 | TRUE |  |  | FALSE | FALSE | Gas-fired storage | High | 0.59 |  | 2021-07-31 | 200094613 | 2022-08-23
Bradford White Corporation | Jetglas | LG275H76*X | Federally-Regulated Commercial & Industrial Equipment | LPG | 75 | 72 | 76 | TRUE |  |  | FALSE | FALSE | Gas-fired storage | High | 0.59 |  | 2021-07-31 | 200094581 | 2022-08-23
Bradford White Corporation | Jetglas | URG275H*N | Federally-Regulated Commercial & Industrial Equipment | Natural gas | 75 | 72 | 76 | TRUE |  |  | FALSE | FALSE | Gas-fired storage | High | 0.59 |  | 2021-07-31 | 200094611 | 2022-08-23
Bradford White Corporation | Jetglas | LG275H76*N | Federally-Regulated Commercial & Industrial Equipment | Natural gas | 75 | 72 | 76 | TRUE |  |  | FALSE | FALSE | Gas-fired storage | High | 0.59 |  | 2021-07-31 | 200094579 | 2022-08-23
Bradford White Corporation | Jetglas | RG275H*N | Federally-Regulated Commercial & Industrial Equipment | Natural gas | 75 | 72 | 76 | TRUE |  |  | FALSE | FALSE | Gas-fired storage | High | 0.59 |  | 2021-07-31 | 200094575 | 2022-08-23
Bradford White Corporation | Jetglas | RG275H*X | Federally-Regulated Commercial & Industrial Equipment | LPG | 75 | 72 | 76 | TRUE |  |  | FALSE | FALSE | Gas-fired storage | High | 0.59 |  | 2021-07-31 | 200094577 | 2022-08-23
A.O. Smith Water Products Company | State | C2VS-160E 1** | Federally-Regulated Commercial & Industrial Equipment | Electric resistance | 0 | 1 | 16 |  |  |  |  | FALSE | Electric instantaneous | Very small | 0.82 | 0.8 | 2021-09-13 | 206658081 | 2022-08-23
A.O. Smith Water Products Company | State | C2VS-140E 1** | Federally-Regulated Commercial & Industrial Equipment | Electric resistance | 0 | 1 | 14 |  |  |  |  | FALSE | Electric instantaneous | Very small | 0.84 |  | 2022-04-26 | 206658089 | 2022-08-23
A.O. Smith Water Products Company | State | R2VS-140E 1** | Federally-Regulated Commercial & Industrial Equipment | Electric resistance | 0 | 1 | 14 |  |  |  |  | FALSE | Electric instantaneous | Very small | 0.84 |  | 2022-04-26 | 206658087 | 2022-08-23
A.O. Smith Water Products Company | State | R4LS-280E 1** | Federally-Regulated Commercial & Industrial Equipment | Electric resistance | 0 | 1 | 28 |  |  |  |  | FALSE | Electric instantaneous | Low | 0.92 | 0.8 | 2021-09-13 | 206658059 | 2022-08-23
A.O. Smith Water Products Company | State | GHX-34-100 N 2** | Federally-Regulated Commercial & Industrial Equipment | LPG | 34 | 33 | 100 | TRUE |  |  | TRUE | FALSE | Gas-fired storage | High | 0.9 |  | 2021-02-24 | 206340872 | 2022-08-23
A.O. Smith Water Products Company | State | GP6-50-YTVIT 1** | Federally-Regulated Commercial & Industrial Equipment | Natural gas | 50 | 48 | 76 | FALSE |  |  | TRUE | FALSE | Gas-fired storage | High | 0.88 |  | 2021-11-24 | 206340217 | 2022-08-23
A.O. Smith Water Products Company | State | C4LS-180E 1** | Federally-Regulated Commercial & Industrial Equipment | Electric resistance | 0 | 1 | 18 |  |  |  |  | FALSE | Electric instantaneous | Low | 0.92 |  | 2022-04-26 | 206658075 | 2022-08-23
A.O. Smith Water Products Company | State | GS6-75-YRVHTL 3** | Federally-Regulated Commercial & Industrial Equipment | Natural gas | 75 | 72 | 76 | TRUE |  |  | TRUE | FALSE | Gas-fired storage | High | 0.69 |  | 2021-05-05 | 206913166 | 2022-08-23
A.O. Smith Water Products Company | State | C4LS-280X 1** | Federally-Regulated Commercial & Industrial Equipment | Electric resistance | 0 | 1 | 28 |  |  |  |  | FALSE | Electric instantaneous | Low | 0.92 | 0.8 | 2021-09-13 | 206658062 | 2022-08-23
A.O. Smith Water Products Company | State | SDV-75-76PE 3*1 | Federally-Regulated Commercial & Industrial Equipment | LPG | 75 | 72 | 76 | TRUE |  |  | TRUE | FALSE | Gas-fired storage | High | 0.68 |  | 2021-05-05 | 206913187 | 2022-08-23
A.O. Smith Water Products Company | State | C2VS-140X 1** | Federally-Regulated Commercial & Industrial Equipment | Electric resistance | 0 | 1 | 14 |  |  |  |  | FALSE | Electric instantaneous | Very small | 0.84 |  | 2022-04-26 | 206658090 | 2022-08-23
A.O. Smith Water Products Company | State | GHX-34-100 N 2** | Federally-Regulated Commercial & Industrial Equipment | Natural gas | 34 | 33 | 100 | TRUE |  |  | TRUE | FALSE | Gas-fired storage | High | 0.9 |  | 2021-02-24 | 206340872 | 2022-08-23
A.O. Smith Water Products Company | State | R4LS-240E 1** | Federally-Regulated Commercial & Industrial Equipment | Electric resistance | 0 | 1 | 24 |  |  |  |  | FALSE | Electric instantaneous | Low | 0.92 |  | 2022-04-26 | 206658066 | 2022-08-23
A.O. Smith Water Products Company | State | C4LS-220E 1** | Federally-Regulated Commercial & Industrial Equipment | Electric resistance | 0 | 1 | 22 |  |  |  |  | FALSE | Electric instantaneous | Low | 0.92 |  | 2022-04-26 | 206658071 | 2022-08-23
A.O. Smith Water Products Company | State | GS6-75-HRPDTL 3*1 | Federally-Regulated Commercial & Industrial Equipment | LPG | 75 | 72 | 76 | TRUE |  |  | TRUE | FALSE | Gas-fired storage | High | 0.68 |  | 2021-05-05 | 206913184 | 2022-08-23
A.O. Smith Water Products Company | State | C4MS-320E 1** | Federally-Regulated Commercial & Industrial Equipment | Electric resistance | 0 | 1 | 32 |  |  |  |  | FALSE | Electric instantaneous | Medium | 0.93 | 0.8 | 2021-09-13 | 206658053 | 2022-08-23
A.O. Smith Water Products Company | State | SDV-75-76NE 3** | Federally-Regulated Commercial & Industrial Equipment | Natural gas | 75 | 72 | 76 | TRUE |  |  | TRUE | FALSE | Gas-fired storage | High | 0.68 |  | 2021-05-05 | 206913186 | 2022-08-23
A.O. Smith Water Products Company | State | C4LS-280E 1** | Federally-Regulated Commercial & Industrial Equipment | Electric resistance | 0 | 1 | 28 |  |  |  |  | FALSE | Electric instantaneous | Low | 0.92 | 0.8 | 2021-09-13 | 206658061 | 2022-08-23
A.O. Smith Water Products Company | State | R4LS-180E 1** | Federally-Regulated Commercial & Industrial Equipment | Electric resistance | 0 | 1 | 18 |  |  |  |  | FALSE | Electric instantaneous | Low | 0.92 |  | 2022-04-26 | 206658074 | 2022-08-23
A.O. Smith Water Products Company | State | GS6-75-YRPDTL 3** | Federally-Regulated Commercial & Industrial Equipment | Natural gas | 75 | 72 | 76 | TRUE |  |  | TRUE | FALSE | Gas-fired storage | High | 0.68 |  | 2021-05-05 | 206913185 | 2022-08-23
A.O. Smith Water Products Company | State | R2VS-160E 1** | Federally-Regulated Commercial & Industrial Equipment | Electric resistance | 0 | 1 | 16 |  |  |  |  | FALSE | Electric instantaneous | Very small | 0.82 | 0.8 | 2021-09-13 | 206658080 | 2022-08-23
A.O. Smith Water Products Company | State | R4MS-320E 1** | Federally-Regulated Commercial & Industrial Equipment | Electric resistance | 0 | 1 | 32 |  |  |  |  | FALSE | Electric instantaneous | Medium | 0.93 | 0.8 | 2021-09-13 | 206658052 | 2022-08-23
A.O. Smith Water Products Company | State | R4LS-280X 1** | Federally-Regulated Commercial & Industrial Equipment | Electric resistance | 0 | 1 | 28 |  |  |  |  | FALSE | Electric instantaneous | Low | 0.92 | 0.8 | 2021-09-13 | 206658060 | 2022-08-23
A.O. Smith Water Products Company | State | R4LS-220E 1** | Federally-Regulated Commercial & Industrial Equipment | Electric resistance | 0 | 1 | 22 |  |  |  |  | FALSE | Electric instantaneous | Low | 0.92 |  | 2022-04-26 | 206658070 | 2022-08-23
A.O. Smith Water Products Company | State | GS6-75-HRVHTL 3*1 | Federally-Regulated Commercial & Industrial Equipment | LPG | 75 | 72 | 76 | TRUE |  |  | TRUE | FALSE | Gas-fired storage | High | 0.69 |  | 2021-05-05 | 206913167 | 2022-08-23
A.O. Smith Water Products Company | State | R2VS-140X 1** | Federally-Regulated Commercial & Industrial Equipment | Electric resistance | 0 | 1 | 14 |  |  |  |  | FALSE | Electric instantaneous | Very small | 0.84 |  | 2022-04-26 | 206658088 | 2022-08-23
A.O. Smith Water Products Company | State | C2VS-120E 1** | Federally-Regulated Commercial & Industrial Equipment | Electric resistance | 0 | 1 | 12.2 |  |  |  |  | FALSE | Electric instantaneous | Very small | 0.84 |  | 2022-04-26 | 206658093 | 2022-08-23
A.O. Smith Water Products Company | GSW WATER HEATERS | 6G75100*PDVH0* 3** | Federally-Regulated Commercial & Industrial Equipment | Natural gas | 75 | 74 | 100 | FALSE |  |  | TRUE | FALSE | Gas-fired storage | High | 0.86 |  | 2022-02-09 | 206340222 | 2022-08-23
A.O. Smith Water Products Company | GSW WATER HEATERS | 6G50100*PDVH 3** | Federally-Regulated Commercial & Industrial Equipment | Natural gas | 50 | 49 | 100 | FALSE |  |  | TRUE | FALSE | Gas-fired storage | High | 0.88 |  | 2022-02-09 | 206340218 | 2022-08-23
A.O. Smith Water Products Company | GSW WATER HEATERS | 6G75100*PDVH0* 3** | Federally-Regulated Commercial & Industrial Equipment | LPG | 75 | 74 | 100 | FALSE |  |  | TRUE | FALSE | Gas-fired storage | High | 0.86 |  | 2022-02-09 | 206340222 | 2022-08-23
A.O. Smith Water Products Company | GSW WATER HEATERS | 6G5076NVC 1** | Federally-Regulated Commercial & Industrial Equipment | Natural gas | 50 | 48 | 76 | FALSE |  |  | TRUE | FALSE | Gas-fired storage | High | 0.88 |  | 2022-02-09 | 206340214 | 2022-08-23
A.O. Smith Water Products Company | GSW WATER HEATERS | 6G5076NVC02 1** | Federally-Regulated Commercial & Industrial Equipment | Natural gas | 50 | 48 | 76 | FALSE |  |  | TRUE | FALSE | Gas-fired storage | High | 0.88 |  | 2022-04-06 | 208105981 | 2022-08-23
A.O. Smith Water Products Company | GSW WATER HEATERS | 6G50100*PDVH 3** | Federally-Regulated Commercial & Industrial Equipment | LPG | 50 | 49 | 100 | FALSE |  |  | TRUE | FALSE | Gas-fired storage | High | 0.88 |  | 2022-02-09 | 206340218 | 2022-08-23
EcoSmart US, LLC | Rheem | RTEX-13 | Federally-Regulated Commercial & Industrial Equipment | Electric resistance | 1 | 1 | 13 |  |  |  |  | FALSE | Electric instantaneous | Very small | 0.88 |  | 2022-08-02 | 206903642 | 2022-08-23
Ariston USA LLC | HTP | PH100-80**** | Federally-Regulated Commercial & Industrial Equipment | Natural gas | 80 | 75 | 100 | FALSE |  |  | TRUE | FALSE | Gas-fired storage | High | 0.93 |  | 2022-08-23 | 10324152 | 2022-08-23
Ariston USA LLC | HTP | PH76-60**** | Federally-Regulated Commercial & Industrial Equipment | LPG | 60 | 58 | 76 | FALSE |  |  | TRUE | FALSE | Gas-fired storage | High | 0.88 |  | 2022-08-23 | 10324085 | 2022-08-23
Ariston USA LLC | HTP | PH76-80**** | Federally-Regulated Commercial & Industrial Equipment | Natural gas | 80 | 77 | 76 | FALSE |  |  | TRUE | FALSE | Gas-fired storage | High | 0.87 |  | 2022-08-23 | 10324101 | 2022-08-23
Ariston USA LLC | HTP | PH100-55**** | Federally-Regulated Commercial & Industrial Equipment | LPG | 55 | 53 | 100 | FALSE |  |  | TRUE | FALSE | Gas-fired storage | High | 0.89 |  | 2022-08-23 | 10324150 | 2022-08-23
Ariston USA LLC | HTP | PH100-119**** | Federally-Regulated Commercial & Industrial Equipment | Natural gas | 119 | 112 | 100 | FALSE |  |  | TRUE | FALSE | Gas-fired storage | High | 0.9 |  | 2022-08-23 | 10324154 | 2022-08-23
Ariston USA LLC | HTP | PH76-50**** | Federally-Regulated Commercial & Industrial Equipment | LPG | 50 | 48 | 76 | FALSE |  |  | TRUE | FALSE | Gas-fired storage | High | 0.9 |  | 2022-08-23 | 10324028 | 2022-08-23
Ariston USA LLC | HTP | PH76-60**** | Federally-Regulated Commercial & Industrial Equipment | Natural gas | 60 | 58 | 76 | FALSE |  |  | TRUE | FALSE | Gas-fired storage | High | 0.88 |  | 2022-08-23 | 10324085 | 2022-08-23
Ariston USA LLC | HTP | PH100-80**** | Federally-Regulated Commercial & Industrial Equipment | LPG | 80 | 75 | 100 | FALSE |  |  | TRUE | FALSE | Gas-fired storage | High | 0.93 |  | 2022-08-23 | 10324152 | 2022-08-23
Ariston USA LLC | HTP | PH76-80**** | Federally-Regulated Commercial & Industrial Equipment | LPG | 80 | 77 | 76 | FALSE |  |  | TRUE | FALSE | Gas-fired storage | High | 0.87 |  | 2022-08-23 | 10324101 | 2022-08-23
Ariston USA LLC | HTP | PH76-50**** | Federally-Regulated Commercial & Industrial Equipment | Natural gas | 50 | 48 | 76 | FALSE |  |  | TRUE | FALSE | Gas-fired storage | High | 0.9 |  | 2022-08-23 | 10324028 | 2022-08-23
Ariston USA LLC | HTP | PH100-119**** | Federally-Regulated Commercial & Industrial Equipment | LPG | 119 | 112 | 100 | FALSE |  |  | TRUE | FALSE | Gas-fired storage | High | 0.9 |  | 2022-08-23 | 10324154 | 2022-08-23
Ariston USA LLC | HTP | PH100-55**** | Federally-Regulated Commercial & Industrial Equipment | Natural gas | 55 | 53 | 100 | FALSE |  |  | TRUE | FALSE | Gas-fired storage | High | 0.89 |  | 2022-08-23 | 10324150 | 2022-08-23
EcoSmart US, LLC | EcoSmart | ECO36 | Federally-Regulated Commercial & Industrial Equipment | Electric resistance | 1 | 1 | 36 |  |  |  |  | FALSE | Electric instantaneous | Medium | 0.94 |  | 2022-08-23 | 206903641 | 2022-08-23
EcoSmart US, LLC | EcoSmart | ECO18 | Federally-Regulated Commercial & Industrial Equipment | Electric resistance | 1 | 1 | 18 |  |  |  |  | FALSE | Electric instantaneous | Low | 0.94 |  | 2022-08-23 | 206903639 | 2022-08-23
EcoSmart US, LLC | EcoSmart | ECO24 | Federally-Regulated Commercial & Industrial Equipment | Electric resistance | 1 | 1 | 24 |  |  |  |  | FALSE | Electric instantaneous | Low | 0.93 |  | 2022-08-23 | 206903640 | 2022-08-23
EcoSmart US, LLC | EcoSmart | ECO27 | Federally-Regulated Commercial & Industrial Equipment | Electric resistance | 1 | 1 | 27 |  |  |  |  | FALSE | Electric instantaneous | Low | 0.93 |  | 2022-08-23 | 206900541 | 2022-08-23
A.O. Smith Water Products Company | RELIANCE WATER HEATERS | R2VX-180E 1** | Federally-Regulated Commercial & Industrial Equipment | Electric resistance | 0 | 1 | 18 |  |  |  |  | FALSE | Electric instantaneous | Very small | 0.84 |  | 2022-08-23 | 206658077 | 2022-08-23
A.O. Smith Water Products Company | RELIANCE WATER HEATERS | R4LX-180E 1** | Federally-Regulated Commercial & Industrial Equipment | Electric resistance | 0 | 1 | 18 |  |  |  |  | FALSE | Electric instantaneous | Low | 0.92 |  | 2022-08-23 | 206658076 | 2022-08-23
A.O. Smith Water Products Company | RELIANCE WATER HEATERS | 6-75-HRPDTL 3*1 | Federally-Regulated Commercial & Industrial Equipment | LPG | 75 | 72 | 76 | TRUE |  |  | TRUE | FALSE | Gas-fired storage | High | 0.68 |  | 2022-08-23 | 206913182 | 2022-08-23
A.O. Smith Water Products Company | RELIANCE WATER HEATERS | R2VX-140X 1** | Federally-Regulated Commercial & Industrial Equipment | Electric resistance | 0 | 1 | 14 |  |  |  |  | FALSE | Electric instantaneous | Very small | 0.84 |  | 2022-08-23 | 206658092 | 2022-08-23
A.O. Smith Water Products Company | RELIANCE WATER HEATERS | 6-75-YRVHTL 3** | Federally-Regulated Commercial & Industrial Equipment | Natural gas | 75 | 72 | 76 | TRUE |  |  | TRUE | FALSE | Gas-fired storage | High | 0.69 |  | 2022-08-23 | 206913164 | 2022-08-23
A.O. Smith Water Products Company | RELIANCE WATER HEATERS | R4LX-280E 1** | Federally-Regulated Commercial & Industrial Equipment | Electric resistance | 0 | 1 | 28 |  |  |  |  | FALSE | Electric instantaneous | Low | 0.92 |  | 2022-08-23 | 206658063 | 2022-08-23
A.O. Smith Water Products Company | RELIANCE WATER HEATERS | R2VX-160E 1** | Federally-Regulated Commercial & Industrial Equipment | Electric resistance | 0 | 1 | 16 |  |  |  |  | FALSE | Electric instantaneous | Very small | 0.82 |  | 2022-08-23 | 206658082 | 2022-08-23
A.O. Smith Water Products Company | RELIANCE WATER HEATERS | 6-75-HRVHTL 3*1 | Federally-Regulated Commercial & Industrial Equipment | LPG | 75 | 72 | 76 | TRUE |  |  | TRUE | FALSE | Gas-fired storage | High | 0.69 |  | 2022-08-23 | 206913165 | 2022-08-23
A.O. Smith Water Products Company | RELIANCE WATER HEATERS | R4LX-220E 1** | Federally-Regulated Commercial & Industrial Equipment | Electric resistance | 0 | 1 | 22 |  |  |  |  | FALSE | Electric instantaneous | Low | 0.92 |  | 2022-08-23 | 206658072 | 2022-08-23
A.O. Smith Water Products Company | RELIANCE WATER HEATERS | 6-50-YTVIT 1** | Federally-Regulated Commercial & Industrial Equipment | Natural gas | 50 | 48 | 76 | FALSE |  |  | TRUE | FALSE | Gas-fired storage | High | 0.88 |  | 2022-08-23 | 206340216 | 2022-08-23
A.O. Smith Water Products Company | RELIANCE WATER HEATERS | 6-75- *TPDT 3** | Federally-Regulated Commercial & Industrial Equipment | LPG | 75 | 74 | 100 | FALSE |  |  | TRUE | FALSE | Gas-fired storage | High | 0.86 |  | 2022-08-23 | 206340224 | 2022-08-23
A.O. Smith Water Products Company | RELIANCE WATER HEATERS | R4LX-240E 1** | Federally-Regulated Commercial & Industrial Equipment | Electric resistance | 0 | 1 | 24 |  |  |  |  | FALSE | Electric instantaneous | Low | 0.92 |  | 2022-08-23 | 206658067 | 2022-08-23
A.O. Smith Water Products Company | RELIANCE WATER HEATERS | 6-75- *TPDT 3** | Federally-Regulated Commercial & Industrial Equipment | Natural gas | 75 | 74 | 100 | FALSE |  |  | TRUE | FALSE | Gas-fired storage | High | 0.86 |  | 2022-08-23 | 206340224 | 2022-08-23
A.O. Smith Water Products Company | RELIANCE WATER HEATERS | 6-50-*TPDT 3** | Federally-Regulated Commercial & Industrial Equipment | Natural gas | 50 | 49 | 100 | FALSE |  |  | TRUE | FALSE | Gas-fired storage | High | 0.88 |  | 2022-08-23 | 206340220 | 2022-08-23
A.O. Smith Water Products Company | RELIANCE WATER HEATERS | 6-75-YRPDTL 3** | Federally-Regulated Commercial & Industrial Equipment | Natural gas | 75 | 72 | 76 | TRUE |  |  | TRUE | FALSE | Gas-fired storage | High | 0.68 |  | 2022-08-23 | 206913183 | 2022-08-23
A.O. Smith Water Products Company | RELIANCE WATER HEATERS | R2VX-140E 1** | Federally-Regulated Commercial & Industrial Equipment | Electric resistance | 0 | 1 | 14 |  |  |  |  | FALSE | Electric instantaneous | Very small | 0.84 |  | 2022-08-23 | 206658091 | 2022-08-23
A.O. Smith Water Products Company | RELIANCE WATER HEATERS | R4MX-320E 1** | Federally-Regulated Commercial & Industrial Equipment | Electric resistance | 0 | 1 | 32 |  |  |  |  | FALSE | Electric instantaneous | Medium | 0.93 |  | 2022-08-23 | 206658054 | 2022-08-23
A.O. Smith Water Products Company | RELIANCE WATER HEATERS | R4LX-280X 1** | Federally-Regulated Commercial & Industrial Equipment | Electric resistance | 0 | 1 | 28 |  |  |  |  | FALSE | Electric instantaneous | Low | 0.92 |  | 2022-08-23 | 206658064 | 2022-08-23
A.O. Smith Water Products Company | RELIANCE WATER HEATERS | 6-50-*TPDT 3** | Federally-Regulated Commercial & Industrial Equipment | LPG | 50 | 49 | 100 | FALSE |  |  | TRUE | FALSE | Gas-fired storage | High | 0.88 |  | 2022-08-23 | 206340220 | 2022-08-23
A.O. Smith Water Products Company | Lochinvar | PRN07575ESST 3** | Federally-Regulated Commercial & Industrial Equipment | Natural gas | 75 | 72 | 76 | TRUE |  |  | TRUE | FALSE | Gas-fired storage | High | 0.68 |  | 2022-08-23 | 206913181 | 2022-08-23
A.O. Smith Water Products Company | Lochinvar | SWL100035 2** | Federally-Regulated Commercial & Industrial Equipment | Natural gas | 34 | 33 | 100 | TRUE |  |  | TRUE | FALSE | Gas-fired storage | High | 0.9 |  | 2022-08-23 | 206340871 | 2022-08-23
A.O. Smith Water Products Company | Lochinvar | PVN07575ST 3** | Federally-Regulated Commercial & Industrial Equipment | Natural gas | 75 | 72 | 76 | TRUE |  |  | TRUE | FALSE | Gas-fired storage | High | 0.69 |  | 2022-08-23 | 206913163 | 2022-08-23
A.O. Smith Water Products Company | Lochinvar | PVL07575ST 3*1 | Federally-Regulated Commercial & Industrial Equipment | LPG | 75 | 72 | 76 | TRUE |  |  | TRUE | FALSE | Gas-fired storage | High | 0.69 |  | 2022-08-23 | 206913162 | 2022-08-23
A.O. Smith Water Products Company | Lochinvar | SWL100035 2** | Federally-Regulated Commercial & Industrial Equipment | LPG | 34 | 33 | 100 | TRUE |  |  | TRUE | FALSE | Gas-fired storage | High | 0.9 |  | 2022-08-23 | 206340871 | 2022-08-23
A.O. Smith Water Products Company | Lochinvar | PRL07575ESST 3*1 | Federally-Regulated Commercial & Industrial Equipment | LPG | 75 | 72 | 76 | TRUE |  |  | TRUE | FALSE | Gas-fired storage | High | 0.68 |  | 2022-08-23 | 206913180 | 2022-08-23
A.O. Smith Water Products Company | Lochinvar | SWN100035 2** | Federally-Regulated Commercial & Industrial Equipment | Natural gas | 34 | 33 | 100 | TRUE |  |  | TRUE | FALSE | Gas-fired storage | High | 0.9 |  | 2022-08-23 | 206340870 | 2022-08-23
A.O. Smith Water Products Company | Lochinvar | SWN100035 2** | Federally-Regulated Commercial & Industrial Equipment | LPG | 34 | 33 | 100 | TRUE |  |  | TRUE | FALSE | Gas-fired storage | High | 0.9 |  | 2022-08-23 | 206340870 | 2022-08-23
Bosch Thermotechnology Corp. | Bosch | WH17 | Federally-Regulated Commercial & Industrial Equipment | Electric resistance | 0 | 1 | 17.3 |  |  |  |  | FALSE | Electric instantaneous | Low | 0.93 |  | 2022-08-23 | 10562604 | 2022-08-23
Bradford White Corporation | Jetglas | ULG275H76*N | Federally-Regulated Commercial & Industrial Equipment | Natural gas | 75 | 72 | 76 | TRUE |  |  | FALSE | FALSE | Gas-fired storage | High | 0.59 |  | 2022-08-23 | 200094613 | 2022-08-23
Bradford White Corporation | Jetglas | LG275H76*X | Federally-Regulated Commercial & Industrial Equipment | LPG | 75 | 72 | 76 | TRUE |  |  | FALSE | FALSE | Gas-fired storage | High | 0.59 |  | 2022-08-23 | 200094581 | 2022-08-23
Bradford White Corporation | Jetglas | URG275H*N | Federally-Regulated Commercial & Industrial Equipment | Natural gas | 75 | 72 | 76 | TRUE |  |  | FALSE | FALSE | Gas-fired storage | High | 0.59 |  | 2022-08-23 | 200094611 | 2022-08-23
Bradford White Corporation | Jetglas | LG275H76*N | Federally-Regulated Commercial & Industrial Equipment | Natural gas | 75 | 72 | 76 | TRUE |  |  | FALSE | FALSE | Gas-fired storage | High | 0.59 |  | 2022-08-23 | 200094579 | 2022-08-23
Bradford White Corporation | Jetglas | RG275H*N | Federally-Regulated Commercial & Industrial Equipment | Natural gas | 75 | 72 | 76 | TRUE |  |  | FALSE | FALSE | Gas-fired storage | High | 0.59 |  | 2022-08-23 | 200094575 | 2022-08-23
Bradford White Corporation | Jetglas | RG275H*X | Federally-Regulated Commercial & Industrial Equipment | LPG | 75 | 72 | 76 | TRUE |  |  | FALSE | FALSE | Gas-fired storage | High | 0.59 |  | 2022-08-23 | 200094577 | 2022-08-23
EcoSmart US, LLC | Rheem | RETEX-18 | Federally-Regulated Commercial & Industrial Equipment | Electric resistance | 1 | 1 | 18 |  |  |  |  | FALSE | Electric instantaneous | Low | 0.94 |  | 2022-08-23 | 207104645 | 2022-08-23
EcoSmart US, LLC | Rheem | RETEX-36 | Federally-Regulated Commercial & Industrial Equipment | Electric resistance | 1 | 1 | 36 |  |  |  |  | FALSE | Electric instantaneous | Medium | 0.94 |  | 2022-08-23 | 207104648 | 2022-08-23
EcoSmart US, LLC | Rheem | RETEX-27 | Federally-Regulated Commercial & Industrial Equipment | Electric resistance | 1 | 1 | 27 |  |  |  |  | FALSE | Electric instantaneous | Low | 0.93 |  | 2022-08-23 | 207104647 | 2022-08-23
EcoSmart US, LLC | Rheem | RETEX-24 | Federally-Regulated Commercial & Industrial Equipment | Electric resistance | 1 | 1 | 24 |  |  |  |  | FALSE | Electric instantaneous | Low | 0.93 |  | 2022-08-23 | 207104646 | 2022-08-23
A.O. Smith Water Products Company | GSW WATER HEATERS | 6G75100*PDVH0* 3** | Federally-Regulated Commercial & Industrial Equipment | Natural gas | 75 | 74 | 100 | FALSE |  |  | TRUE | FALSE | Gas-fired storage | High | 0.86 |  | 2022-08-23 | 206340222 | 2022-08-23
A.O. Smith Water Products Company | GSW WATER HEATERS | 6G50100*PDVH 3** | Federally-Regulated Commercial & Industrial Equipment | Natural gas | 50 | 49 | 100 | FALSE |  |  | TRUE | FALSE | Gas-fired storage | High | 0.88 |  | 2022-08-23 | 206340218 | 2022-08-23
A.O. Smith Water Products Company | GSW WATER HEATERS | 6G75100*PDVH0* 3** | Federally-Regulated Commercial & Industrial Equipment | LPG | 75 | 74 | 100 | FALSE |  |  | TRUE | FALSE | Gas-fired storage | High | 0.86 |  | 2022-08-23 | 206340222 | 2022-08-23
A.O. Smith Water Products Company | GSW WATER HEATERS | 6G5076NVC 1** | Federally-Regulated Commercial & Industrial Equipment | Natural gas | 50 | 48 | 76 | FALSE |  |  | TRUE | FALSE | Gas-fired storage | High | 0.88 |  | 2022-08-23 | 206340214 | 2022-08-23
A.O. Smith Water Products Company | GSW WATER HEATERS | 6G5076NVC02 1** | Federally-Regulated Commercial & Industrial Equipment | Natural gas | 50 | 48 | 76 | FALSE |  |  | TRUE | FALSE | Gas-fired storage | High | 0.88 |  | 2022-08-23 | 208105981 | 2022-08-23
A.O. Smith Water Products Company | GSW WATER HEATERS | 6G50100*PDVH 3** | Federally-Regulated Commercial & Industrial Equipment | LPG | 50 | 49 | 100 | FALSE |  |  | TRUE | FALSE | Gas-fired storage | High | 0.88 |  | 2022-08-23 | 206340218 | 2022-08-23
EcoSmart US, LLC | Rheem | RTEX-13 | Federally-Regulated Commercial & Industrial Equipment | Electric resistance | 1 | 1 | 13 |  |  |  |  | FALSE | Electric instantaneous | Very small | 0.88 |  | 2022-08-23 | 206903642 | 2022-08-23
A.O. Smith Water Products Company | State | C2VS-160E 1** | Federally-Regulated Commercial & Industrial Equipment | Electric resistance | 0 | 1 | 16 |  |  |  |  | FALSE | Electric instantaneous | Very small | 0.82 |  | 2022-08-23 | 206658081 | 2022-08-23
A.O. Smith Water Products Company | State | C2VS-140E 1** | Federally-Regulated Commercial & Industrial Equipment | Electric resistance | 0 | 1 | 14 |  |  |  |  | FALSE | Electric instantaneous | Very small | 0.84 |  | 2022-08-23 | 206658089 | 2022-08-23
A.O. Smith Water Products Company | State | R2VS-140E 1** | Federally-Regulated Commercial & Industrial Equipment | Electric resistance | 0 | 1 | 14 |  |  |  |  | FALSE | Electric instantaneous | Very small | 0.84 |  | 2022-08-23 | 206658087 | 2022-08-23
A.O. Smith Water Products Company | State | R4LS-280E 1** | Federally-Regulated Commercial & Industrial Equipment | Electric resistance | 0 | 1 | 28 |  |  |  |  | FALSE | Electric instantaneous | Low | 0.92 |  | 2022-08-23 | 206658059 | 2022-08-23
A.O. Smith Water Products Company | State | GHX-34-100 N 2** | Federally-Regulated Commercial & Industrial Equipment | LPG | 34 | 33 | 100 | TRUE |  |  | TRUE | FALSE | Gas-fired storage | High | 0.9 |  | 2022-08-23 | 206340872 | 2022-08-23
A.O. Smith Water Products Company | State | GP6-50-YTVIT 1** | Federally-Regulated Commercial & Industrial Equipment | Natural gas | 50 | 48 | 76 | FALSE |  |  | TRUE | FALSE | Gas-fired storage | High | 0.88 |  | 2022-08-23 | 206340217 | 2022-08-23
A.O. Smith Water Products Company | State | C4LS-180E 1** | Federally-Regulated Commercial & Industrial Equipment | Electric resistance | 0 | 1 | 18 |  |  |  |  | FALSE | Electric instantaneous | Low | 0.92 |  | 2022-08-23 | 206658075 | 2022-08-23
A.O. Smith Water Products Company | State | GS6-75-YRVHTL 3** | Federally-Regulated Commercial & Industrial Equipment | Natural gas | 75 | 72 | 76 | TRUE |  |  | TRUE | FALSE | Gas-fired storage | High | 0.69 |  | 2022-08-23 | 206913166 | 2022-08-23
A.O. Smith Water Products Company | State | C4LS-280X 1** | Federally-Regulated Commercial & Industrial Equipment | Electric resistance | 0 | 1 | 28 |  |  |  |  | FALSE | Electric instantaneous | Low | 0.92 |  | 2022-08-23 | 206658062 | 2022-08-23
A.O. Smith Water Products Company | State | SDV-75-76PE 3*1 | Federally-Regulated Commercial & Industrial Equipment | LPG | 75 | 72 | 76 | TRUE |  |  | TRUE | FALSE | Gas-fired storage | High | 0.68 |  | 2022-08-23 | 206913187 | 2022-08-23
A.O. Smith Water Products Company | State | C2VS-140X 1** | Federally-Regulated Commercial & Industrial Equipment | Electric resistance | 0 | 1 | 14 |  |  |  |  | FALSE | Electric instantaneous | Very small | 0.84 |  | 2022-08-23 | 206658090 | 2022-08-23
A.O. Smith Water Products Company | State | GHX-34-100 N 2** | Federally-Regulated Commercial & Industrial Equipment | Natural gas | 34 | 33 | 100 | TRUE |  |  | TRUE | FALSE | Gas-fired storage | High | 0.9 |  | 2022-08-23 | 206340872 | 2022-08-23
A.O. Smith Water Products Company | State | R4LS-240E 1** | Federally-Regulated Commercial & Industrial Equipment | Electric resistance | 0 | 1 | 24 |  |  |  |  | FALSE | Electric instantaneous | Low | 0.92 |  | 2022-08-23 | 206658066 | 2022-08-23
A.O. Smith Water Products Company | State | C4LS-220E 1** | Federally-Regulated Commercial & Industrial Equipment | Electric resistance | 0 | 1 | 22 |  |  |  |  | FALSE | Electric instantaneous | Low | 0.92 |  | 2022-08-23 | 206658071 | 2022-08-23
A.O. Smith Water Products Company | State | GS6-75-HRPDTL 3*1 | Federally-Regulated Commercial & Industrial Equipment | LPG | 75 | 72 | 76 | TRUE |  |  | TRUE | FALSE | Gas-fired storage | High | 0.68 |  | 2022-08-23 | 206913184 | 2022-08-23
A.O. Smith Water Products Company | State | C4MS-320E 1** | Federally-Regulated Commercial & Industrial Equipment | Electric resistance | 0 | 1 | 32 |  |  |  |  | FALSE | Electric instantaneous | Medium | 0.93 |  | 2022-08-23 | 206658053 | 2022-08-23
A.O. Smith Water Products Company | State | SDV-75-76NE 3** | Federally-Regulated Commercial & Industrial Equipment | Natural gas | 75 | 72 | 76 | TRUE |  |  | TRUE | FALSE | Gas-fired storage | High | 0.68 |  | 2022-08-23 | 206913186 | 2022-08-23
A.O. Smith Water Products Company | State | C4LS-280E 1** | Federally-Regulated Commercial & Industrial Equipment | Electric resistance | 0 | 1 | 28 |  |  |  |  | FALSE | Electric instantaneous | Low | 0.92 |  | 2022-08-23 | 206658061 | 2022-08-23
A.O. Smith Water Products Company | State | R4LS-180E 1** | Federally-Regulated Commercial & Industrial Equipment | Electric resistance | 0 | 1 | 18 |  |  |  |  | FALSE | Electric instantaneous | Low | 0.92 |  | 2022-08-23 | 206658074 | 2022-08-23
A.O. Smith Water Products Company | State | GS6-75-YRPDTL 3** | Federally-Regulated Commercial & Industrial Equipment | Natural gas | 75 | 72 | 76 | TRUE |  |  | TRUE | FALSE | Gas-fired storage | High | 0.68 |  | 2022-08-23 | 206913185 | 2022-08-23
A.O. Smith Water Products Company | State | R2VS-160E 1** | Federally-Regulated Commercial & Industrial Equipment | Electric resistance | 0 | 1 | 16 |  |  |  |  | FALSE | Electric instantaneous | Very small | 0.82 |  | 2022-08-23 | 206658080 | 2022-08-23
A.O. Smith Water Products Company | State | R4MS-320E 1** | Federally-Regulated Commercial & Industrial Equipment | Electric resistance | 0 | 1 | 32 |  |  |  |  | FALSE | Electric instantaneous | Medium | 0.93 |  | 2022-08-23 | 206658052 | 2022-08-23
A.O. Smith Water Products Company | State | R4LS-280X 1** | Federally-Regulated Commercial & Industrial Equipment | Electric resistance | 0 | 1 | 28 |  |  |  |  | FALSE | Electric instantaneous | Low | 0.92 |  | 2022-08-23 | 206658060 | 2022-08-23
A.O. Smith Water Products Company | State | R4LS-220E 1** | Federally-Regulated Commercial & Industrial Equipment | Electric resistance | 0 | 1 | 22 |  |  |  |  | FALSE | Electric instantaneous | Low | 0.92 |  | 2022-08-23 | 206658070 | 2022-08-23
A.O. Smith Water Products Company | State | GS6-75-HRVHTL 3*1 | Federally-Regulated Commercial & Industrial Equipment | LPG | 75 | 72 | 76 | TRUE |  |  | TRUE | FALSE | Gas-fired storage | High | 0.69 |  | 2022-08-23 | 206913167 | 2022-08-23
A.O. Smith Water Products Company | State | R2VS-140X 1** | Federally-Regulated Commercial & Industrial Equipment | Electric resistance | 0 | 1 | 14 |  |  |  |  | FALSE | Electric instantaneous | Very small | 0.84 |  | 2022-08-23 | 206658088 | 2022-08-23
A.O. Smith Water Products Company | State | C2VS-120E 1** | Federally-Regulated Commercial & Industrial Equipment | Electric resistance | 0 | 1 | 12.2 |  |  |  |  | FALSE | Electric instantaneous | Very small | 0.84 |  | 2022-08-23 | 206658093 | 2022-08-23
GE Appliances, a Haier company | GE | GE27DNHPDG01 | Federally-Regulated Commercial & Industrial Equipment | Electric resistance | 0 | 1 | 27 |  |  |  |  | FALSE | Electric instantaneous | Low | 0.91 |  | 2022-08-23 | 206910693 | 2022-08-23
GE Appliances, a Haier company | GE | GE18SNHPDG01 | Federally-Regulated Commercial & Industrial Equipment | Electric resistance | 0 | 1 | 18 |  |  |  |  | FALSE | Electric instantaneous | Low | 0.91 |  | 2022-08-23 | 206910692 | 2022-08-23
GE Appliances, a Haier company | GE | GE15SNHPDG01 | Federally-Regulated Commercial & Industrial Equipment | Electric resistance | 0 | 1 | 14.6 |  |  |  |  | FALSE | Electric instantaneous | Very small | 0.91 |  | 2022-08-23 | 206910691 | 2022-08-23
American Water Heater Co. | American | VG6250T76NV 1** | Federally-Regulated Commercial & Industrial Equipment | Natural gas | 50 | 48 | 76 | FALSE |  |  | TRUE | FALSE | Gas-fired storage | High | 0.88 |  | 2022-08-23 | 206340215 | 2022-08-23
American Water Heater Co. | American | VG6250T100*V 3** | Federally-Regulated Commercial & Industrial Equipment | Natural gas | 50 | 49 | 100 | FALSE |  |  | TRUE | FALSE | Gas-fired storage | High | 0.88 |  | 2022-08-23 | 206340219 | 2022-08-23
American Water Heater Co. | American | PVCG62-75T76-LV 3*1 | Federally-Regulated Commercial & Industrial Equipment | LPG | 75 | 72 | 76 | TRUE |  |  | TRUE | FALSE | Gas-fired storage | High | 0.69 |  | 2022-08-23 | 206913161 | 2022-08-23
American Water Heater Co. | American | PVCG32-75T76-NV 3** | Federally-Regulated Commercial & Industrial Equipment | Natural gas | 75 | 72 | 76 | TRUE |  |  | TRUE | FALSE | Gas-fired storage | High | 0.69 |  | 2022-08-23 | 206913159 | 2022-08-23
American Water Heater Co. | American | PDVG62-75T76-PV 3*1 | Federally-Regulated Commercial & Industrial Equipment | LPG | 75 | 72 | 76 | TRUE |  |  | TRUE | FALSE | Gas-fired storage | High | 0.68 |  | 2022-08-23 | 206913179 | 2022-08-23
American Water Heater Co. | American | PG10 34 100 2*V 2** | Federally-Regulated Commercial & Industrial Equipment | LPG | 34 | 33 | 100 | TRUE |  |  | TRUE | FALSE | Gas-fired storage | High | 0.9 |  | 2022-08-23 | 206340847 | 2022-08-23
American Water Heater Co. | American | PVG62-75T76-LV 3*1 | Federally-Regulated Commercial & Industrial Equipment | LPG | 75 | 72 | 76 | TRUE |  |  | TRUE | FALSE | Gas-fired storage | High | 0.69 |  | 2022-08-23 | 206913160 | 2022-08-23
American Water Heater Co. | American | VG6275T100*V 3** | Federally-Regulated Commercial & Industrial Equipment | Natural gas | 75 | 74 | 100 | FALSE |  |  | TRUE | FALSE | Gas-fired storage | High | 0.86 |  | 2022-08-23 | 206340223 | 2022-08-23
American Water Heater Co. | American | PR-34-100 * 2** | Federally-Regulated Commercial & Industrial Equipment | Natural gas | 34 | 33 | 100 | TRUE |  |  | TRUE | FALSE | Gas-fired storage | High | 0.9 |  | 2022-08-23 | 206340868 | 2022-08-23
American Water Heater Co. | American | PDVG62-75T76-NV 3** | Federally-Regulated Commercial & Industrial Equipment | Natural gas | 75 | 72 | 76 | TRUE |  |  | TRUE | FALSE | Gas-fired storage | High | 0.68 |  | 2022-08-23 | 206913178 | 2022-08-23
American Water Heater Co. | American | VG6250T100*V 3** | Federally-Regulated Commercial & Industrial Equipment | LPG | 50 | 49 | 100 | FALSE |  |  | TRUE | FALSE | Gas-fired storage | High | 0.88 |  | 2022-08-23 | 206340219 | 2022-08-23
American Water Heater Co. | American | PVG62-75T76-NV 3** | Federally-Regulated Commercial & Industrial Equipment | Natural gas | 75 | 72 | 76 | TRUE |  |  | TRUE | FALSE | Gas-fired storage | High | 0.69 |  | 2022-08-23 | 206913158 | 2022-08-23
American Water Heater Co. | American | PR-34-100 * 2** | Federally-Regulated Commercial & Industrial Equipment | LPG | 34 | 33 | 100 | TRUE |  |  | TRUE | FALSE | Gas-fired storage | High | 0.9 |  | 2022-08-23 | 206340868 | 2022-08-23
American Water Heater Co. | American | PG10 34 100 2*V 2** | Federally-Regulated Commercial & Industrial Equipment | Natural gas | 34 | 33 | 100 | TRUE |  |  | TRUE | FALSE | Gas-fired storage | High | 0.9 |  | 2022-08-23 | 206340847 | 2022-08-23
American Water Heater Co. | American | VG6275T100*V 3** | Federally-Regulated Commercial & Industrial Equipment | LPG | 75 | 74 | 100 | FALSE |  |  | TRUE | FALSE | Gas-fired storage | High | 0.86 |  | 2022-08-23 | 206340223 | 2022-08-23
EcoSmart US, LLC | Rheem | RETEX-13 | Federally-Regulated Commercial & Industrial Equipment | Electric resistance | 1 | 1 | 13 |  |  |  |  | FALSE | Electric instantaneous | Very small | 0.88 |  | 2022-08-23 | 207131862 | 2022-08-23
EcoSmart US, LLC | Rheem | EEM24013 | Federally-Regulated Commercial & Industrial Equipment | Electric resistance | 1 | 1 | 13 |  |  |  |  | FALSE | Electric instantaneous | Very small | 0.88 |  | 2022-08-23 | 207133152 | 2022-08-23
EcoSmart US, LLC | Rheem | RMTEX-13 | Federally-Regulated Commercial & Industrial Equipment | Electric resistance | 1 | 1 | 13 |  |  |  |  | FALSE | Electric instantaneous | Very small | 0.88 |  | 2022-08-23 | 207131863 | 2022-08-23
EcoSmart US, LLC | Rheem | HA013240 | Federally-Regulated Commercial & Industrial Equipment | Electric resistance | 1 | 1 | 13 |  |  |  |  | FALSE | Electric instantaneous | Very small | 0.88 |  | 2022-08-23 | 207133151 | 2022-08-23
A.O. Smith Water Products Company | A. O. SMITH | R2VA-140E 1** | Federally-Regulated Commercial & Industrial Equipment | Electric resistance | 0 | 1 | 14 |  |  |  |  | FALSE | Electric instantaneous | Very small | 0.84 |  | 2022-08-23 | 206658048 | 2022-08-23
A.O. Smith Water Products Company | A. O. SMITH | R4MA-320E 1** | Federally-Regulated Commercial & Industrial Equipment | Electric resistance | 0 | 1 | 32 |  |  |  |  | FALSE | Electric instantaneous | Medium | 0.93 |  | 2022-08-23 | 206658041 | 2022-08-23
A.O. Smith Water Products Company | A. O. SMITH | R2VR-180E 1** | Federally-Regulated Commercial & Industrial Equipment | Electric resistance | 0 | 1 | 18 |  |  |  |  | FALSE | Electric instantaneous | Very small | 0.84 |  | 2022-08-23 | 206658046 | 2022-08-23
A.O. Smith Water Products Company | A. O. SMITH | GSP-100 2** | Federally-Regulated Commercial & Industrial Equipment | Natural gas | 34 | 33 | 100 | TRUE |  |  | TRUE | FALSE | Gas-fired storage | High | 0.9 |  | 2022-08-23 | 206340869 | 2022-08-23
A.O. Smith Water Products Company | A. O. SMITH | C4LA-280E 1** | Federally-Regulated Commercial & Industrial Equipment | Electric resistance | 0 | 1 | 28 |  |  |  |  | FALSE | Electric instantaneous | Low | 0.92 |  | 2022-08-23 | 206658056 | 2022-08-23
A.O. Smith Water Products Company | A. O. SMITH | BTF-80 3*1 | Federally-Regulated Commercial & Industrial Equipment | LPG | 75 | 72 | 76 | TRUE |  |  | TRUE | FALSE | Gas-fired storage | High | 0.69 |  | 2022-08-23 | 206913155 | 2022-08-23
A.O. Smith Water Products Company | A. O. SMITH | C4MA-320E 1** | Federally-Regulated Commercial & Industrial Equipment | Electric resistance | 0 | 1 | 32 |  |  |  |  | FALSE | Electric instantaneous | Medium | 0.93 |  | 2022-08-23 | 206658050 | 2022-08-23
A.O. Smith Water Products Company | A. O. SMITH | R4LR-240E 1** | Federally-Regulated Commercial & Industrial Equipment | Electric resistance | 0 | 1 | 24 |  |  |  |  | FALSE | Electric instantaneous | Low | 0.92 |  | 2022-08-23 | 206658065 | 2022-08-23
A.O. Smith Water Products Company | A. O. SMITH | R2VR-160E 1** | Federally-Regulated Commercial & Industrial Equipment | Electric resistance | 0 | 1 | 16 |  |  |  |  | FALSE | Electric instantaneous | Very small | 0.82 |  | 2022-08-23 | 206658079 | 2022-08-23
A.O. Smith Water Products Company | A. O. SMITH | R4LR-280E 1** | Federally-Regulated Commercial & Industrial Equipment | Electric resistance | 0 | 1 | 28 |  |  |  |  | FALSE | Electric instantaneous | Low | 0.92 |  | 2022-08-23 | 206658058 | 2022-08-23
A.O. Smith Water Products Company | A. O. SMITH | G6-PVT7576NV 3** | Federally-Regulated Commercial & Industrial Equipment | Natural gas | 75 | 72 | 76 | TRUE |  |  | TRUE | FALSE | Gas-fired storage | High | 0.69 |  | 2022-08-23 | 206913156 | 2022-08-23
A.O. Smith Water Products Company | A. O. SMITH | GPHE-50 1** | Federally-Regulated Commercial & Industrial Equipment | Natural gas | 50 | 48 | 76 | FALSE |  |  | TRUE | FALSE | Gas-fired storage | High | 0.88 |  | 2022-08-23 | 206340207 | 2022-08-23
A.O. Smith Water Products Company | A. O. SMITH | R4LA-240E 1** | Federally-Regulated Commercial & Industrial Equipment | Electric resistance | 0 | 1 | 24 |  |  |  |  | FALSE | Electric instantaneous | Low | 0.92 |  | 2022-08-23 | 206658043 | 2022-08-23
A.O. Smith Water Products Company | A. O. SMITH | R4LA-220E 1** | Federally-Regulated Commercial & Industrial Equipment | Electric resistance | 0 | 1 | 22 |  |  |  |  | FALSE | Electric instantaneous | Low | 0.92 |  | 2022-08-23 | 206658044 | 2022-08-23
A.O. Smith Water Products Company | A. O. SMITH | R2VR-140E 1** | Federally-Regulated Commercial & Industrial Equipment | Electric resistance | 0 | 1 | 14 |  |  |  |  | FALSE | Electric instantaneous | Very small | 0.84 |  | 2022-08-23 | 206658086 | 2022-08-23
A.O. Smith Water Products Company | A. O. SMITH | C4LA-220E 1** | Federally-Regulated Commercial & Industrial Equipment | Electric resistance | 0 | 1 | 22 |  |  |  |  | FALSE | Electric instantaneous | Low | 0.92 |  | 2022-08-23 | 206658068 | 2022-08-23
A.O. Smith Water Products Company | A. O. SMITH | BTF-80 3** | Federally-Regulated Commercial & Industrial Equipment | Natural gas | 75 | 72 | 76 | TRUE |  |  | TRUE | FALSE | Gas-fired storage | High | 0.69 |  | 2022-08-23 | 206913157 | 2022-08-23
A.O. Smith Water Products Company | A. O. SMITH | C4LA-180E 1** | Federally-Regulated Commercial & Industrial Equipment | Electric resistance | 0 | 1 | 18 |  |  |  |  | FALSE | Electric instantaneous | Low | 0.92 |  | 2022-08-23 | 206658073 | 2022-08-23
A.O. Smith Water Products Company | A. O. SMITH | R4LA-280X 1** | Federally-Regulated Commercial & Industrial Equipment | Electric resistance | 0 | 1 | 28 |  |  |  |  | FALSE | Electric instantaneous | Low | 0.92 |  | 2022-08-23 | 206658055 | 2022-08-23
A.O. Smith Water Products Company | A. O. SMITH | GPDX-75L 3*1 | Federally-Regulated Commercial & Industrial Equipment | LPG | 75 | 72 | 76 | TRUE |  |  | TRUE | FALSE | Gas-fired storage | High | 0.68 |  | 2022-08-23 | 206913174 | 2022-08-23
A.O. Smith Water Products Company | A. O. SMITH | GSP-100 2** | Federally-Regulated Commercial & Industrial Equipment | LPG | 34 | 33 | 100 | TRUE |  |  | TRUE | FALSE | Gas-fired storage | High | 0.9 |  | 2022-08-23 | 206340869 | 2022-08-23
A.O. Smith Water Products Company | A. O. SMITH | C2VA-140E 1** | Federally-Regulated Commercial & Industrial Equipment | Electric resistance | 0 | 1 | 14 |  |  |  |  | FALSE | Electric instantaneous | Very small | 0.84 |  | 2022-08-23 | 206658084 | 2022-08-23
A.O. Smith Water Products Company | A. O. SMITH | R4LR-220E 1** | Federally-Regulated Commercial & Industrial Equipment | Electric resistance | 0 | 1 | 22 |  |  |  |  | FALSE | Electric instantaneous | Low | 0.92 |  | 2022-08-23 | 206658069 | 2022-08-23
A.O. Smith Water Products Company | A. O. SMITH | R4LA-180E 1** | Federally-Regulated Commercial & Industrial Equipment | Electric resistance | 0 | 1 | 18 |  |  |  |  | FALSE | Electric instantaneous | Low | 0.92 |  | 2022-08-23 | 206658045 | 2022-08-23
A.O. Smith Water Products Company | A. O. SMITH | C4LA-280X 1** | Federally-Regulated Commercial & Industrial Equipment | Electric resistance | 0 | 1 | 28 |  |  |  |  | FALSE | Electric instantaneous | Low | 0.92 |  | 2022-08-23 | 206658057 | 2022-08-23
A.O. Smith Water Products Company | A. O. SMITH | R4LA-280E 1** | Federally-Regulated Commercial & Industrial Equipment | Electric resistance | 0 | 1 | 28 |  |  |  |  | FALSE | Electric instantaneous | Low | 0.92 |  | 2022-08-23 | 206658042 | 2022-08-23
A.O. Smith Water Products Company | A. O. SMITH | GPDX-75L 3** | Federally-Regulated Commercial & Industrial Equipment | Natural gas | 75 | 72 | 76 | TRUE |  |  | TRUE | FALSE | Gas-fired storage | High | 0.68 |  | 2022-08-23 | 206913173 | 2022-08-23
A.O. Smith Water Products Company | A. O. SMITH | GDHE-50 3** | Federally-Regulated Commercial & Industrial Equipment | Natural gas | 50 | 49 | 100 | FALSE |  |  | TRUE | FALSE | Gas-fired storage | High | 0.88 |  | 2022-08-23 | 206362098 | 2022-08-23
A.O. Smith Water Products Company | A. O. SMITH | BPD-80 3** | Federally-Regulated Commercial & Industrial Equipment | Natural gas | 75 | 72 | 76 | TRUE |  |  | TRUE | FALSE | Gas-fired storage | High | 0.68 |  | 2022-08-23 | 206913175 | 2022-08-23
A.O. Smith Water Products Company | A. O. SMITH | C2VA-160E 1** | Federally-Regulated Commercial & Industrial Equipment | Electric resistance | 0 | 1 | 16 |  |  |  |  | FALSE | Electric instantaneous | Very small | 0.82 |  | 2022-08-23 | 206658078 | 2022-08-23
A.O. Smith Water Products Company | A. O. SMITH | GDHE-75 3** | Federally-Regulated Commercial & Industrial Equipment | LPG | 75 | 74 | 100 | FALSE |  |  | TRUE | FALSE | Gas-fired storage | High | 0.86 |  | 2022-08-23 | 206362099 | 2022-08-23
A.O. Smith Water Products Company | A. O. SMITH | GPVX-75L 3** | Federally-Regulated Commercial & Industrial Equipment | Natural gas | 75 | 72 | 76 | TRUE |  |  | TRUE | FALSE | Gas-fired storage | High | 0.69 |  | 2022-08-23 | 206913153 | 2022-08-23
A.O. Smith Water Products Company | A. O. SMITH | G6-PDT7576NV 3** | Federally-Regulated Commercial & Industrial Equipment | Natural gas | 75 | 72 | 76 | TRUE |  |  | TRUE | FALSE | Gas-fired storage | High | 0.68 |  | 2022-08-23 | 206913177 | 2022-08-23
A.O. Smith Water Products Company | A. O. SMITH | BPD-80 3*1 | Federally-Regulated Commercial & Industrial Equipment | LPG | 75 | 72 | 76 | TRUE |  |  | TRUE | FALSE | Gas-fired storage | High | 0.68 |  | 2022-08-23 | 206913176 | 2022-08-23
A.O. Smith Water Products Company | A. O. SMITH | C2VA-140X 1** | Federally-Regulated Commercial & Industrial Equipment | Electric resistance | 0 | 1 | 14 |  |  |  |  | FALSE | Electric instantaneous | Very small | 0.84 |  | 2022-08-23 | 206658085 | 2022-08-23
A.O. Smith Water Products Company | A. O. SMITH | R2VA-160E 1** | Federally-Regulated Commercial & Industrial Equipment | Electric resistance | 0 | 1 | 16 |  |  |  |  | FALSE | Electric instantaneous | Very small | 0.82 |  | 2022-08-23 | 206658047 | 2022-08-23
A.O. Smith Water Products Company | A. O. SMITH | GDHE-50 3** | Federally-Regulated Commercial & Industrial Equipment | LPG | 50 | 49 | 100 | FALSE |  |  | TRUE | FALSE | Gas-fired storage | High | 0.88 |  | 2022-08-23 | 206362098 | 2022-08-23
A.O. Smith Water Products Company | A. O. SMITH | GPVX-75L 3*1 | Federally-Regulated Commercial & Industrial Equipment | LPG | 75 | 72 | 76 | TRUE |  |  | TRUE | FALSE | Gas-fired storage | High | 0.69 |  | 2022-08-23 | 206913154 | 2022-08-23
A.O. Smith Water Products Company | A. O. SMITH | R4MR-320E 1** | Federally-Regulated Commercial & Industrial Equipment | Electric resistance | 0 | 1 | 32 |  |  |  |  | FALSE | Electric instantaneous | Medium | 0.93 |  | 2022-08-23 | 206658051 | 2022-08-23
A.O. Smith Water Products Company | A. O. SMITH | C2VA-120E 1** | Federally-Regulated Commercial & Industrial Equipment | Electric resistance | 0 | 1 | 12.2 |  |  |  |  | FALSE | Electric instantaneous | Very small | 0.84 |  | 2022-08-23 | 206658049 | 2022-08-23
A.O. Smith Water Products Company | A. O. SMITH | GDHE-75 3** | Federally-Regulated Commercial & Industrial Equipment | Natural gas | 75 | 74 | 100 | FALSE |  |  | TRUE | FALSE | Gas-fired storage | High | 0.86 |  | 2022-08-23 | 206362099 | 2022-08-23
A.O. Smith Water Products Company | A. O. SMITH | R2VA-140X 1** | Federally-Regulated Commercial & Industrial Equipment | Electric resistance | 0 | 1 | 14 |  |  |  |  | FALSE | Electric instantaneous | Very small | 0.84 |  | 2022-08-23 | 206658083 | 2022-08-23
Bradford White Corporation | BRADFORD WHITE | URG2PV75H*N** | Federally-Regulated Commercial & Industrial Equipment | Natural gas | 75 | 72 | 76 | TRUE |  |  | TRUE | FALSE | Gas-fired storage | High | 0.69 |  | 2022-08-23 | 208676386 | 2022-09-08
Bradford White Corporation | BRADFORD WHITE | URG2PV75H*N** | Federally-Regulated Commercial & Industrial Equipment | Natural gas | 75 | 72 | 76 | TRUE |  |  | TRUE | FALSE | Gas-fired storage | High | 0.69 |  | 2022-09-08 | 208676386 | 2022-09-08
Rheem Sales Company, Inc. | Rheem | PROP G50-76 (*) RH HE EC3 | Federally-Regulated Commercial & Industrial Equipment | Natural gas | 50 | 50 | 76 | TRUE |  |  | TRUE | FALSE | Gas-fired storage | High | 0.9 | 0.61 | 2022-10-04 | 207524717 | 2022-10-27
Rheem Sales Company, Inc. | Rheem | PROP G50-100 (*) RH HE EC3 | Federally-Regulated Commercial & Industrial Equipment | Natural gas | 50 | 50 | 100 | TRUE |  |  | TRUE | FALSE | Gas-fired storage | High | 0.9 | 0.61 | 2022-10-04 | 207524716 | 2022-10-27
Rheem Sales Company, Inc. | Rheem | PROP G50-76 (*) RH HE EC3 | Federally-Regulated Commercial & Industrial Equipment | LPG | 50 | 50 | 76 | TRUE |  |  | TRUE | FALSE | Gas-fired storage | High | 0.9 | 0.61 | 2022-10-04 | 207524717 | 2022-10-27
Rheem Sales Company, Inc. | Rheem | PROP G50-100 (*) RH HE EC3 | Federally-Regulated Commercial & Industrial Equipment | LPG | 50 | 50 | 100 | TRUE |  |  | TRUE | FALSE | Gas-fired storage | High | 0.9 | 0.61 | 2022-10-04 | 207524716 | 2022-10-27
Bradford White Corporation | BRADFORD WHITE | RC2PDV50H*X | Federally-Regulated Commercial & Industrial Equipment | LPG | 50 | 48 | 76 | TRUE |  |  | TRUE | FALSE | Gas-fired storage | High | 0.8 |  | 2022-08-23 | 205129077 | 2023-01-17
Bradford White Corporation | BRADFORD WHITE | RC2PV50H*X | Federally-Regulated Commercial & Industrial Equipment | LPG | 50 | 48 | 76 | TRUE |  |  | TRUE | FALSE | Gas-fired storage | High | 0.8 |  | 2022-08-23 | 200094560 | 2023-01-17
Bradford White Corporation | BRADFORD WHITE | RC2PDV50H*N | Federally-Regulated Commercial & Industrial Equipment | Natural gas | 50 | 48 | 76 | TRUE |  |  | TRUE | FALSE | Gas-fired storage | High | 0.8 |  | 2022-08-23 | 205123984 | 2023-01-17
Bradford White Corporation | BRADFORD WHITE | RC2PV50H*N | Federally-Regulated Commercial & Industrial Equipment | Natural gas | 50 | 48 | 76 | TRUE |  |  | TRUE | FALSE | Gas-fired storage | High | 0.8 |  | 2022-08-23 | 200094558 | 2023-01-17
Rheem Sales Company, Inc. | Richmond | 12GUH50-100F* | Federally-Regulated Commercial & Industrial Equipment | LPG | 50 | 50 | 100 | TRUE |  |  | TRUE | FALSE | Gas-fired storage | High | 0.89 |  | 2022-11-15 | 210605732 | 2023-01-17
Rheem Sales Company, Inc. | Richmond | 12GUH50-76F* | Federally-Regulated Commercial & Industrial Equipment | Natural gas | 50 | 50 | 76 | TRUE |  |  | TRUE | FALSE | Gas-fired storage | High | 0.89 |  | 2022-11-15 | 210605724 | 2023-01-17
Rheem Sales Company, Inc. | Richmond | 12GUH50-100F* | Federally-Regulated Commercial & Industrial Equipment | Natural gas | 50 | 50 | 100 | TRUE |  |  | TRUE | FALSE | Gas-fired storage | High | 0.89 |  | 2022-11-15 | 210605732 | 2023-01-17
Rheem Sales Company, Inc. | Richmond | 12GUH50-76F* | Federally-Regulated Commercial & Industrial Equipment | LPG | 50 | 50 | 76 | TRUE |  |  | TRUE | FALSE | Gas-fired storage | High | 0.89 |  | 2022-11-15 | 210605724 | 2023-01-17
Bradford White Corporation | BRADFORD WHITE | RC2PDV50H*X | Federally-Regulated Commercial & Industrial Equipment | LPG | 50 | 48 | 76 | TRUE |  |  | TRUE | FALSE | Gas-fired storage | High | 0.8 |  | 2023-01-17 | 205129077 | 2023-01-17
Bradford White Corporation | BRADFORD WHITE | RC2PV50H*X | Federally-Regulated Commercial & Industrial Equipment | LPG | 50 | 48 | 76 | TRUE |  |  | TRUE | FALSE | Gas-fired storage | High | 0.8 |  | 2023-01-17 | 200094560 | 2023-01-17
Bradford White Corporation | BRADFORD WHITE | RC2PDV50H*N | Federally-Regulated Commercial & Industrial Equipment | Natural gas | 50 | 48 | 76 | TRUE |  |  | TRUE | FALSE | Gas-fired storage | High | 0.8 |  | 2023-01-17 | 205123984 | 2023-01-17
Bradford White Corporation | BRADFORD WHITE | RC2PV50H*N | Federally-Regulated Commercial & Industrial Equipment | Natural gas | 50 | 48 | 76 | TRUE |  |  | TRUE | FALSE | Gas-fired storage | High | 0.8 |  | 2023-01-17 | 200094558 | 2023-01-17
Rheem Sales Company, Inc. | Richmond | 12GUH50-100F* | Federally-Regulated Commercial & Industrial Equipment | LPG | 50 | 50 | 100 | TRUE |  |  | TRUE | FALSE | Gas-fired storage | High | 0.89 |  | 2023-01-17 | 210605732 | 2023-01-17
Rheem Sales Company, Inc. | Richmond | 12GUH50-76F* | Federally-Regulated Commercial & Industrial Equipment | Natural gas | 50 | 50 | 76 | TRUE |  |  | TRUE | FALSE | Gas-fired storage | High | 0.89 |  | 2023-01-17 | 210605724 | 2023-01-17
Rheem Sales Company, Inc. | Richmond | 12GUH50-100F* | Federally-Regulated Commercial & Industrial Equipment | Natural gas | 50 | 50 | 100 | TRUE |  |  | TRUE | FALSE | Gas-fired storage | High | 0.89 |  | 2023-01-17 | 210605732 | 2023-01-17
Rheem Sales Company, Inc. | Richmond | 12GUH50-76F* | Federally-Regulated Commercial & Industrial Equipment | LPG | 50 | 50 | 76 | TRUE |  |  | TRUE | FALSE | Gas-fired storage | High | 0.89 |  | 2023-01-17 | 210605724 | 2023-01-17
EcoSmart US, LLC | EcoSmart | ECO36 | Federally-Regulated Commercial & Industrial Equipment | Electric resistance | 1 | 1 | 36 |  |  |  |  | FALSE | Electric instantaneous | Medium | 0.94 |  | 2022-08-23 | 206903641 | 2023-01-19
EcoSmart US, LLC | EcoSmart | ECO18 | Federally-Regulated Commercial & Industrial Equipment | Electric resistance | 1 | 1 | 18 |  |  |  |  | FALSE | Electric instantaneous | Low | 0.94 |  | 2022-08-23 | 206903639 | 2023-01-19
EcoSmart US, LLC | EcoSmart | ECO27 | Federally-Regulated Commercial & Industrial Equipment | Electric resistance | 1 | 1 | 27 |  |  |  |  | FALSE | Electric instantaneous | Low | 0.93 |  | 2022-08-23 | 206900541 | 2023-01-19
EcoSmart US, LLC | EcoSmart | ECO24 | Federally-Regulated Commercial & Industrial Equipment | Electric resistance | 1 | 1 | 24 |  |  |  |  | FALSE | Electric instantaneous | Low | 0.93 |  | 2022-08-23 | 206903640 | 2023-01-19
EcoSmart US, LLC | Rheem | RTEX-13 | Federally-Regulated Commercial & Industrial Equipment | Electric resistance | 1 | 1 | 13 |  |  |  |  | FALSE | Electric instantaneous | Very small | 0.88 |  | 2022-08-23 | 206903642 | 2023-01-19
A.O. Smith Water Products Company | GSW WATER HEATERS | 6G50100*PDVH 3** | Federally-Regulated Commercial & Industrial Equipment | LPG | 50 | 49 | 100 | FALSE |  |  | TRUE | FALSE | Gas-fired storage | High | 0.88 |  | 2022-08-23 | 206340218 | 2023-02-23
A.O. Smith Water Products Company | GSW WATER HEATERS | 6G75100*PDVH0* 3** | Federally-Regulated Commercial & Industrial Equipment | Natural gas | 75 | 74 | 100 | FALSE |  |  | TRUE | FALSE | Gas-fired storage | High | 0.86 |  | 2022-08-23 | 206340222 | 2023-02-23
A.O. Smith Water Products Company | GSW WATER HEATERS | 6G5076NVC 1** | Federally-Regulated Commercial & Industrial Equipment | Natural gas | 50 | 48 | 76 | FALSE |  |  | TRUE | FALSE | Gas-fired storage | High | 0.88 |  | 2022-08-23 | 206340214 | 2023-02-23
A.O. Smith Water Products Company | GSW WATER HEATERS | 6G5076NVC02 1** | Federally-Regulated Commercial & Industrial Equipment | Natural gas | 50 | 48 | 76 | FALSE |  |  | TRUE | FALSE | Gas-fired storage | High | 0.88 |  | 2022-08-23 | 208105981 | 2023-02-23
A.O. Smith Water Products Company | GSW WATER HEATERS | 6G75100*PDVH0* 3** | Federally-Regulated Commercial & Industrial Equipment | LPG | 75 | 74 | 100 | FALSE |  |  | TRUE | FALSE | Gas-fired storage | High | 0.86 |  | 2022-08-23 | 206340222 | 2023-02-23
A.O. Smith Water Products Company | GSW WATER HEATERS | 6G50100*PDVH 3** | Federally-Regulated Commercial & Industrial Equipment | Natural gas | 50 | 49 | 100 | FALSE |  |  | TRUE | FALSE | Gas-fired storage | High | 0.88 |  | 2022-08-23 | 206340218 | 2023-02-23
A.O. Smith Water Products Company | GSW WATER HEATERS | 6G50100*PDVH 3** | Federally-Regulated Commercial & Industrial Equipment | LPG | 50 | 49 | 100 | FALSE |  |  | TRUE | FALSE | Gas-fired storage | High | 0.88 | 0.61 | 2023-02-23 | 206340218 | 2023-02-23
A.O. Smith Water Products Company | GSW WATER HEATERS | 6G75100*PDVH0* 3** | Federally-Regulated Commercial & Industrial Equipment | Natural gas | 75 | 74 | 100 | FALSE |  |  | TRUE | FALSE | Gas-fired storage | High | 0.86 | 0.59 | 2023-02-23 | 206340222 | 2023-02-23
A.O. Smith Water Products Company | GSW WATER HEATERS | 6G5076NVC 1** | Federally-Regulated Commercial & Industrial Equipment | Natural gas | 50 | 48 | 76 | FALSE |  |  | TRUE | FALSE | Gas-fired storage | High | 0.88 | 0.61 | 2023-02-23 | 206340214 | 2023-02-23
A.O. Smith Water Products Company | GSW WATER HEATERS | 6G5076NVC02 1** | Federally-Regulated Commercial & Industrial Equipment | Natural gas | 50 | 48 | 76 | FALSE |  |  | TRUE | FALSE | Gas-fired storage | High | 0.88 | 0.61 | 2023-02-23 | 208105981 | 2023-02-23
A.O. Smith Water Products Company | GSW WATER HEATERS | 6G75100*PDVH0* 3** | Federally-Regulated Commercial & Industrial Equipment | LPG | 75 | 74 | 100 | FALSE |  |  | TRUE | FALSE | Gas-fired storage | High | 0.86 | 0.59 | 2023-02-23 | 206340222 | 2023-02-23
A.O. Smith Water Products Company | GSW WATER HEATERS | 6G50100*PDVH 3** | Federally-Regulated Commercial & Industrial Equipment | Natural gas | 50 | 49 | 100 | FALSE |  |  | TRUE | FALSE | Gas-fired storage | High | 0.88 | 0.61 | 2023-02-23 | 206340218 | 2023-02-23
Rheem Sales Company, Inc. | Richmond | 6G75-76F | Federally-Regulated Commercial & Industrial Equipment | Natural gas | 75 | 73 | 75.1 | TRUE |  |  | FALSE | FALSE | Gas-fired storage | High | 0.61 |  | 2022-08-23 | 10333800 | 2023-02-23
Rheem Sales Company, Inc. | Richmond | TPDV75-76LP | Federally-Regulated Commercial & Industrial Equipment | LPG | 75 | 73 | 75.1 | TRUE |  |  | TRUE | FALSE | Gas-fired storage | High | 0.63 |  | 2022-08-23 | 10597263 | 2023-02-23
Rheem Sales Company, Inc. | Richmond | T100-80N | Federally-Regulated Commercial & Industrial Equipment | Natural gas | 100 | 95 | 76 | FALSE |  |  | FALSE | FALSE | Gas-fired storage | High | 0.57 |  | 2022-08-23 | 10597265 | 2023-02-23
Rheem Sales Company, Inc. | Richmond | T100-80 | Federally-Regulated Commercial & Industrial Equipment | Natural gas | 100 | 96 | 80 | FALSE |  |  | FALSE | FALSE | Gas-fired storage | High | 0.57 |  | 2022-08-23 | 10597328 | 2023-02-23
Rheem Sales Company, Inc. | Richmond | 6G98-76FN4 | Federally-Regulated Commercial & Industrial Equipment | Natural gas | 98 | 95 | 75.1 | TRUE |  |  | FALSE | FALSE | Gas-fired storage | High | 0.57 |  | 2022-08-23 | 207175637 | 2023-02-23
Rheem Sales Company, Inc. | Richmond | 6G75PDVP-76 | Federally-Regulated Commercial & Industrial Equipment | LPG | 75 | 73 | 75.1 | TRUE |  |  | TRUE | FALSE | Gas-fired storage | High | 0.63 |  | 2022-08-23 | 10333820 | 2023-02-23
Rheem Sales Company, Inc. | Richmond | 12GUH50-76F* | Federally-Regulated Commercial & Industrial Equipment | Natural gas | 50 | 50 | 76 | TRUE |  |  | TRUE | FALSE | Gas-fired storage | High | 0.89 |  | 2023-01-17 | 210605724 | 2023-02-23
Rheem Sales Company, Inc. | Richmond | 12GUH50-100F* | Federally-Regulated Commercial & Industrial Equipment | LPG | 50 | 50 | 100 | TRUE |  |  | TRUE | FALSE | Gas-fired storage | High | 0.89 |  | 2023-01-17 | 210605732 | 2023-02-23
Rheem Sales Company, Inc. | Richmond | TPDV75-75 | Federally-Regulated Commercial & Industrial Equipment | Natural gas | 75 | 73 | 75.1 | TRUE |  |  | TRUE | FALSE | Gas-fired storage | High | 0.63 |  | 2022-08-23 | 10597262 | 2023-02-23
Rheem Sales Company, Inc. | Richmond | 12GUH50-100F* | Federally-Regulated Commercial & Industrial Equipment | Natural gas | 50 | 50 | 100 | TRUE |  |  | TRUE | FALSE | Gas-fired storage | High | 0.89 |  | 2023-01-17 | 210605732 | 2023-02-23
Rheem Sales Company, Inc. | Richmond | 12GUH50-76F* | Federally-Regulated Commercial & Industrial Equipment | LPG | 50 | 50 | 76 | TRUE |  |  | TRUE | FALSE | Gas-fired storage | High | 0.89 |  | 2023-01-17 | 210605724 | 2023-02-23
Rheem Sales Company, Inc. | Richmond | T75-75N-3 | Federally-Regulated Commercial & Industrial Equipment | Natural gas | 75 | 73 | 75.1 | TRUE |  |  | FALSE | FALSE | Gas-fired storage | High | 0.61 |  | 2022-08-23 | 10597253 | 2023-02-23
Rheem Sales Company, Inc. | Richmond | 6G75PDV-75 * | Federally-Regulated Commercial & Industrial Equipment | Natural gas | 75 | 73 | 75.1 | TRUE |  |  | TRUE | FALSE | Gas-fired storage | High | 0.63 |  | 2022-08-23 | 203258357 | 2023-02-23
Rheem Sales Company, Inc. | Richmond | T100-76LP | Federally-Regulated Commercial & Industrial Equipment | LPG | 98 | 93 | 75.1 | TRUE |  |  | FALSE | FALSE | Gas-fired storage | High | 0.58 |  | 2022-08-23 | 10333814 | 2023-02-23
Rheem Sales Company, Inc. | Richmond | 6G75-76PF | Federally-Regulated Commercial & Industrial Equipment | LPG | 75 | 73 | 75.1 | TRUE |  |  | FALSE | FALSE | Gas-fired storage | High | 0.61 |  | 2022-08-23 | 10333801 | 2023-02-23
Rheem Sales Company, Inc. | Richmond | T75-76LP | Federally-Regulated Commercial & Industrial Equipment | LPG | 75 | 73 | 75.1 | TRUE |  |  | FALSE | FALSE | Gas-fired storage | High | 0.61 |  | 2022-08-23 | 10333815 | 2023-02-23
Rheem Sales Company, Inc. | Richmond | 5V100F-76N | Federally-Regulated Commercial & Industrial Equipment | Natural gas | 98 | 93 | 75.1 | TRUE |  |  | FALSE | FALSE | Gas-fired storage | High | 0.58 |  | 2022-08-23 | 10333798 | 2023-02-23
Rheem Sales Company, Inc. | Richmond | 6G75-76FN4 | Federally-Regulated Commercial & Industrial Equipment | Natural gas | 75 | 73 | 75.1 | TRUE |  |  | FALSE | FALSE | Gas-fired storage | High | 0.59 |  | 2022-08-23 | 207175091 | 2023-02-23
Rheem Sales Company, Inc. | Richmond | 5V100F-76P | Federally-Regulated Commercial & Industrial Equipment | LPG | 98 | 93 | 75.1 | TRUE |  |  | FALSE | FALSE | Gas-fired storage | High | 0.58 |  | 2022-08-23 | 10333799 | 2023-02-23
Rheem Sales Company, Inc. | Rheem | GHE50S*-76 | Federally-Regulated Commercial & Industrial Equipment | Natural gas | 50 | 50 | 76 | TRUE |  |  | TRUE | FALSE | Gas-fired storage | High | 0.89 |  | 2022-11-15 | 210605725 | 2023-02-23
Rheem Sales Company, Inc. | Rheem | PRO+G98-80U RH EC1 | Federally-Regulated Commercial & Industrial Equipment | Natural gas | 98 | 95 | 80 | TRUE |  |  | FALSE | FALSE | Gas-fired storage | High | 0.57 |  | 2022-08-23 | 207177242 | 2023-02-23
Rheem Sales Company, Inc. | Rheem | PRO+G75-75N RH PDV | Federally-Regulated Commercial & Industrial Equipment | Natural gas | 75 | 73 | 75.1 | TRUE |  |  | TRUE | FALSE | Gas-fired storage | High | 0.63 |  | 2022-08-23 | 10597258 | 2023-02-23
Rheem Sales Company, Inc. | Rheem | PRO+G98-76P RH | Federally-Regulated Commercial & Industrial Equipment | LPG | 98 | 93 | 75.1 | TRUE |  |  | FALSE | FALSE | Gas-fired storage | High | 0.58 |  | 2022-08-23 | 10333812 | 2023-02-23
Rheem Sales Company, Inc. | Rheem | GPV75-76PFV | Federally-Regulated Commercial & Industrial Equipment | LPG | 75 | 73 | 75.1 | TRUE |  |  | TRUE | FALSE | Gas-fired storage | High | 0.59 |  | 2022-08-23 | 10609357 | 2023-02-23
Rheem Sales Company, Inc. | Rheem | G100UN-EC1 | Federally-Regulated Commercial & Industrial Equipment | Natural gas | 98 | 95 | 75.1 | TRUE |  |  | FALSE | FALSE | Gas-fired storage | High | 0.57 |  | 2022-08-23 | 207497785 | 2023-02-23
Rheem Sales Company, Inc. | Rheem | PRO+G75-76P RH | Federally-Regulated Commercial & Industrial Equipment | LPG | 75 | 73 | 75.1 | TRUE |  |  | FALSE | FALSE | Gas-fired storage | High | 0.61 |  | 2022-08-23 | 10333807 | 2023-02-23
Rheem Sales Company, Inc. | Rheem | XG75T12ST76U0 | Federally-Regulated Commercial & Industrial Equipment | Natural gas | 75 | 73 | 75.1 | TRUE |  |  | FALSE | FALSE | Gas-fired storage | High | 0.61 |  | 2022-08-23 | 10333817 | 2023-02-23
Rheem Sales Company, Inc. | Rheem | PRO+G98-76N RH | Federally-Regulated Commercial & Industrial Equipment | Natural gas | 98 | 93 | 75.1 | TRUE |  |  | FALSE | FALSE | Gas-fired storage | High | 0.58 |  | 2022-08-23 | 10333810 | 2023-02-23
Rheem Sales Company, Inc. | Rheem | PRO+G75-76N RH | Federally-Regulated Commercial & Industrial Equipment | Natural gas | 75 | 73 | 75.1 | TRUE |  |  | FALSE | FALSE | Gas-fired storage | High | 0.61 |  | 2022-08-23 | 10333805 | 2023-02-23
Rheem Sales Company, Inc. | Rheem | PROP G50-100* CN HE EC3 | Federally-Regulated Commercial & Industrial Equipment | Natural gas | 50 | 50 | 100 | TRUE |  |  | TRUE | FALSE | Gas-fired storage | High | 0.89 |  | 2022-11-15 | 210605727 | 2023-02-23
Rheem Sales Company, Inc. | Rheem | TPV75-76PFV | Federally-Regulated Commercial & Industrial Equipment | LPG | 75 | 73 | 75.1 | TRUE |  |  | TRUE | FALSE | Gas-fired storage | High | 0.59 |  | 2022-08-23 | 10609359 | 2023-02-23
Rheem Sales Company, Inc. | Rheem | ECE G50-100U CN HE EC3 | Federally-Regulated Commercial & Industrial Equipment | Natural gas | 50 | 50 | 100 | TRUE |  |  | TRUE | FALSE | Gas-fired storage | High | 0.89 |  | 2022-11-15 | 210605730 | 2023-02-23
Rheem Sales Company, Inc. | Rheem | PROG75-75U RU EC1 | Federally-Regulated Commercial & Industrial Equipment | Natural gas | 75 | 73 | 75.1 | TRUE |  |  | FALSE | FALSE | Gas-fired storage | High | 0.59 |  | 2023-01-24 | 211211205 | 2023-02-23
Rheem Sales Company, Inc. | Rheem | XG50T12UHN100*0 | Federally-Regulated Commercial & Industrial Equipment | Natural gas | 50 | 50 | 100 | TRUE |  |  | TRUE | FALSE | Gas-fired storage | High | 0.89 |  | 2022-11-15 | 210605728 | 2023-02-23
Rheem Sales Company, Inc. | Rheem | XP50T12UHC100U0 | Federally-Regulated Commercial & Industrial Equipment | LPG | 50 | 50 | 100 | TRUE |  |  | TRUE | FALSE | Gas-fired storage | High | 0.89 |  | 2022-11-15 | 210605729 | 2023-02-23
Rheem Sales Company, Inc. | Rheem | GHE50S*-100 | Federally-Regulated Commercial & Industrial Equipment | Natural gas | 50 | 50 | 100 | TRUE |  |  | TRUE | FALSE | Gas-fired storage | High | 0.89 |  | 2022-11-15 | 210605733 | 2023-02-23
Rheem Sales Company, Inc. | Rheem | PRO+G75-76P RH PDV | Federally-Regulated Commercial & Industrial Equipment | LPG | 75 | 73 | 75.1 | TRUE |  |  | TRUE | FALSE | Gas-fired storage | High | 0.63 |  | 2022-08-23 | 10333826 | 2023-02-23
Rheem Sales Company, Inc. | Rheem | PROP G50-100* CN HE EC3 | Federally-Regulated Commercial & Industrial Equipment | LPG | 50 | 50 | 100 | TRUE |  |  | TRUE | FALSE | Gas-fired storage | High | 0.89 |  | 2022-11-15 | 210605727 | 2023-02-23
Rheem Sales Company, Inc. | Rheem | G75UN-EC1 | Federally-Regulated Commercial & Industrial Equipment | Natural gas | 75 | 73 | 75.1 | TRUE |  |  | FALSE | FALSE | Gas-fired storage | High | 0.59 |  | 2022-08-23 | 207497784 | 2023-02-23
Rheem Sales Company, Inc. | Rheem | PRO+G75-76P RU PV | Federally-Regulated Commercial & Industrial Equipment | LPG | 75 | 73 | 75.1 | TRUE |  |  | TRUE | FALSE | Gas-fired storage | High | 0.59 |  | 2022-08-23 | 10609360 | 2023-02-23
Rheem Sales Company, Inc. | Rheem | XP50T12UHC76U0 | Federally-Regulated Commercial & Industrial Equipment | LPG | 50 | 50 | 76 | TRUE |  |  | TRUE | FALSE | Gas-fired storage | High | 0.89 |  | 2022-11-15 | 210605721 | 2023-02-23
Rheem Sales Company, Inc. | Rheem | GHE50S*-100** | Federally-Regulated Commercial & Industrial Equipment | LPG | 50 | 50 | 100 | TRUE |  |  | TRUE | FALSE | Gas-fired storage | High | 0.89 |  | 2022-11-15 | 210605734 | 2023-02-23
Rheem Sales Company, Inc. | Rheem | PROP G50-100* RH HE EC3 | Federally-Regulated Commercial & Industrial Equipment | Natural gas | 50 | 50 | 100 | TRUE |  |  | TRUE | FALSE | Gas-fired storage | High | 0.89 |  | 2022-11-08 | 210547594 | 2023-02-23
Rheem Sales Company, Inc. | Rheem | XP75T06PV76U0 | Federally-Regulated Commercial & Industrial Equipment | LPG | 75 | 73 | 75.1 | TRUE |  |  | TRUE | FALSE | Gas-fired storage | High | 0.59 |  | 2022-08-23 | 10609356 | 2023-02-23
Rheem Sales Company, Inc. | Rheem | GHE50S*-76** | Federally-Regulated Commercial & Industrial Equipment | LPG | 50 | 50 | 76 | TRUE |  |  | TRUE | FALSE | Gas-fired storage | High | 0.89 |  | 2022-11-15 | 210605726 | 2023-02-23
Rheem Sales Company, Inc. | Rheem | 6G75PV-76PFW | Federally-Regulated Commercial & Industrial Equipment | LPG | 75 | 73 | 75.1 | TRUE |  |  | TRUE | FALSE | Gas-fired storage | High | 0.59 |  | 2023-01-20 | 211194095 | 2023-02-23
Rheem Sales Company, Inc. | Rheem | PROP G50-76* RH HE EC3 | Federally-Regulated Commercial & Industrial Equipment | Natural gas | 50 | 50 | 76 | TRUE |  |  | TRUE | FALSE | Gas-fired storage | High | 0.89 |  | 2022-11-08 | 210547593 | 2023-02-23
Rheem Sales Company, Inc. | Rheem | ECE G50-76U CN HE EC3 | Federally-Regulated Commercial & Industrial Equipment | Natural gas | 50 | 50 | 76 | TRUE |  |  | TRUE | FALSE | Gas-fired storage | High | 0.89 |  | 2022-11-15 | 210605722 | 2023-02-23
Rheem Sales Company, Inc. | Rheem | PROP G50-100* RH HE EC3 | Federally-Regulated Commercial & Industrial Equipment | LPG | 50 | 50 | 100 | TRUE |  |  | TRUE | FALSE | Gas-fired storage | High | 0.89 |  | 2022-11-08 | 210547594 | 2023-02-23
Rheem Sales Company, Inc. | Rheem | XP98T06ST76U0 | Federally-Regulated Commercial & Industrial Equipment | LPG | 98 | 93 | 75.1 | TRUE |  |  | FALSE | FALSE | Gas-fired storage | High | 0.58 |  | 2022-08-23 | 10597259 | 2023-02-23
Rheem Sales Company, Inc. | Rheem | PRO+G75-76N RH PV | Federally-Regulated Commercial & Industrial Equipment | Natural gas | 75 | 73 | 75.1 | TRUE |  |  | TRUE | FALSE | Gas-fired storage | High | 0.59 |  | 2022-08-23 | 10333824 | 2023-02-23
Rheem Sales Company, Inc. | Rheem | XG50T12UHN76*0 | Federally-Regulated Commercial & Industrial Equipment | Natural gas | 50 | 50 | 76 | TRUE |  |  | TRUE | FALSE | Gas-fired storage | High | 0.89 |  | 2022-11-15 | 210605720 | 2023-02-23
Rheem Sales Company, Inc. | Rheem | XG98T06EN76U1 | Federally-Regulated Commercial & Industrial Equipment | Natural gas | 98 | 95 | 75.1 | TRUE |  |  | FALSE | FALSE | Gas-fired storage | High | 0.57 |  | 2022-08-23 | 207175635 | 2023-02-23
Rheem Sales Company, Inc. | Rheem | PROG98-75U RH EC1 | Federally-Regulated Commercial & Industrial Equipment | Natural gas | 98 | 95 | 75.1 | TRUE |  |  | FALSE | FALSE | Gas-fired storage | High | 0.57 |  | 2022-08-23 | 207172468 | 2023-02-23
Rheem Sales Company, Inc. | Rheem | PROP G50-76* CN HE EC3 | Federally-Regulated Commercial & Industrial Equipment | LPG | 50 | 50 | 76 | TRUE |  |  | TRUE | FALSE | Gas-fired storage | High | 0.89 |  | 2022-11-15 | 210605719 | 2023-02-23
Rheem Sales Company, Inc. | Rheem | XG75T06PV76U0 | Federally-Regulated Commercial & Industrial Equipment | Natural gas | 75 | 73 | 75.1 | TRUE |  |  | TRUE | FALSE | Gas-fired storage | High | 0.59 |  | 2022-08-23 | 10333829 | 2023-02-23
Rheem Sales Company, Inc. | Rheem | PRO+G75-75U RH EC1 | Federally-Regulated Commercial & Industrial Equipment | Natural gas | 75 | 73 | 75.1 | TRUE |  |  | FALSE | FALSE | Gas-fired storage | High | 0.59 |  | 2022-08-23 | 207454691 | 2023-02-23
Rheem Sales Company, Inc. | Rheem | PROG75-75U RH EC1 | Federally-Regulated Commercial & Industrial Equipment | Natural gas | 75 | 73 | 75.1 | FALSE |  |  | FALSE | FALSE | Gas-fired storage | High | 0.59 |  | 2022-08-23 | 207169057 | 2023-02-23
Rheem Sales Company, Inc. | Rheem | XG98T06ST76U0 | Federally-Regulated Commercial & Industrial Equipment | Natural gas | 98 | 93 | 75.1 | TRUE |  |  | FALSE | FALSE | Gas-fired storage | High | 0.58 |  | 2022-08-23 | 10333818 | 2023-02-23
Rheem Sales Company, Inc. | Rheem | PRO+G75-76P RH PV | Federally-Regulated Commercial & Industrial Equipment | LPG | 75 | 73 | 75.1 | TRUE |  |  | TRUE | FALSE | Gas-fired storage | High | 0.59 |  | 2022-08-23 | 10609355 | 2023-02-23
Rheem Sales Company, Inc. | Rheem | XP75T06ST76U0 | Federally-Regulated Commercial & Industrial Equipment | LPG | 75 | 73 | 75.1 | TRUE |  |  | FALSE | FALSE | Gas-fired storage | High | 0.61 |  | 2022-08-23 | 10333819 | 2023-02-23
Rheem Sales Company, Inc. | Rheem | PROP G50-76* RH HE EC3 | Federally-Regulated Commercial & Industrial Equipment | LPG | 50 | 50 | 76 | TRUE |  |  | TRUE | FALSE | Gas-fired storage | High | 0.89 |  | 2022-11-08 | 210547593 | 2023-02-23
Rheem Sales Company, Inc. | Rheem | PROP G50-76* CN HE EC3 | Federally-Regulated Commercial & Industrial Equipment | Natural gas | 50 | 50 | 76 | TRUE |  |  | TRUE | FALSE | Gas-fired storage | High | 0.89 |  | 2022-11-15 | 210605719 | 2023-02-23
Rheem Sales Company, Inc. | RHEEM/RUUD | G100-76LP | Federally-Regulated Commercial & Industrial Equipment | LPG | 98 | 93 | 75.1 | TRUE |  |  | FALSE | FALSE | Gas-fired storage | High | 0.58 |  | 2022-08-23 | 10333802 | 2023-02-23
Rheem Sales Company, Inc. | RHEEM/RUUD | TPV75-76FV | Federally-Regulated Commercial & Industrial Equipment | Natural gas | 75 | 73 | 75.1 | TRUE |  |  | TRUE | FALSE | Gas-fired storage | High | 0.59 |  | 2022-08-23 | 10333828 | 2023-02-23
Rheem Sales Company, Inc. | RHEEM/RUUD | G75-75N-3 | Federally-Regulated Commercial & Industrial Equipment | Natural gas | 75 | 73 | 75.1 | TRUE |  |  | FALSE | FALSE | Gas-fired storage | High | 0.61 |  | 2022-08-23 | 10596858 | 2023-02-23
Rheem Sales Company, Inc. | RHEEM/RUUD | G100-80N | Federally-Regulated Commercial & Industrial Equipment | Natural gas | 100 | 95 | 76 | FALSE |  |  | FALSE | FALSE | Gas-fired storage | High | 0.57 |  | 2022-08-23 | 10333822 | 2023-02-23
Rheem Sales Company, Inc. | RHEEM/RUUD | GPDV75-75 | Federally-Regulated Commercial & Industrial Equipment | Natural gas | 75 | 73 | 75.1 | TRUE |  |  | TRUE | FALSE | Gas-fired storage | High | 0.63 |  | 2022-08-23 | 10597260 | 2023-02-23
Rheem Sales Company, Inc. | RHEEM/RUUD | G100-80 | Federally-Regulated Commercial & Industrial Equipment | Natural gas | 100 | 96 | 80 | FALSE |  |  | FALSE | FALSE | Gas-fired storage | High | 0.57 |  | 2022-08-23 | 10597327 | 2023-02-23
Rheem Sales Company, Inc. | RHEEM/RUUD | G75-76LP | Federally-Regulated Commercial & Industrial Equipment | LPG | 75 | 73 | 75.1 | TRUE |  |  | FALSE | FALSE | Gas-fired storage | High | 0.61 |  | 2022-08-23 | 10333803 | 2023-02-23
Rheem Sales Company, Inc. | RHEEM/RUUD | GPV75-76FV | Federally-Regulated Commercial & Industrial Equipment | Natural gas | 75 | 73 | 75.1 | TRUE |  |  | TRUE | FALSE | Gas-fired storage | High | 0.59 |  | 2022-08-23 | 10333823 | 2023-02-23
Rheem Sales Company, Inc. | RHEEM/RUUD | GPDV75-76LP | Federally-Regulated Commercial & Industrial Equipment | LPG | 75 | 73 | 75.1 | TRUE |  |  | TRUE | FALSE | Gas-fired storage | High | 0.63 |  | 2022-08-23 | 10597261 | 2023-02-23
Bradford White Corporation | BRADFORD WHITE | LG275H76*N | Federally-Regulated Commercial & Industrial Equipment | Natural gas | 75 | 72 | 76 | TRUE |  |  | FALSE | FALSE | Gas-fired storage | High | 0.59 |  | 2022-08-23 | 200094578 | 2023-02-23
Bradford White Corporation | BRADFORD WHITE | LG255H78*N | Federally-Regulated Commercial & Industrial Equipment | Natural gas | 55 | 55 | 78 | TRUE |  |  | FALSE | FALSE | Gas-fired storage | High | 0.61 |  | 2022-08-23 | 200094631 | 2023-02-23
Bradford White Corporation | BRADFORD WHITE | LG1PV55H78*X** | Federally-Regulated Commercial & Industrial Equipment | LPG | 55 | 55 | 78 | TRUE |  |  | TRUE | FALSE | Gas-fired storage | High | 0.68 |  | 2022-08-23 | 208157073 | 2023-02-23
Bradford White Corporation | BRADFORD WHITE | LC2PDV50H76*N | Federally-Regulated Commercial & Industrial Equipment | Natural gas | 50 | 48 | 76 | TRUE |  |  | TRUE | FALSE | Gas-fired storage | High | 0.8 |  | 2022-08-23 | 205573465 | 2023-02-23
Bradford White Corporation | BRADFORD WHITE | RG1PV55H*X** | Federally-Regulated Commercial & Industrial Equipment | LPG | 55 | 55 | 78 | TRUE |  |  | TRUE | FALSE | Gas-fired storage | High | 0.68 |  | 2022-08-23 | 208157071 | 2023-02-23
Bradford White Corporation | BRADFORD WHITE | RG2100H*X | Federally-Regulated Commercial & Industrial Equipment | LPG | 100 | 95 | 80 | TRUE |  |  | FALSE | FALSE | Gas-fired storage | High | 0.57 |  | 2022-08-23 | 200094584 | 2023-02-23
Bradford White Corporation | BRADFORD WHITE | LC2PDV50H76*X | Federally-Regulated Commercial & Industrial Equipment | LPG | 50 | 48 | 76 | TRUE |  |  | TRUE | FALSE | Gas-fired storage | High | 0.8 |  | 2022-08-23 | 205573466 | 2023-02-23
Bradford White Corporation | BRADFORD WHITE | RG255H*X | Federally-Regulated Commercial & Industrial Equipment | LPG | 55 | 55 | 78 | TRUE |  |  | FALSE | FALSE | Gas-fired storage | High | 0.61 |  | 2022-08-23 | 200094625 | 2023-02-23
Bradford White Corporation | BRADFORD WHITE | RG2100H*N | Federally-Regulated Commercial & Industrial Equipment | Natural gas | 100 | 95 | 80 | TRUE |  |  | FALSE | FALSE | Gas-fired storage | High | 0.57 |  | 2022-08-23 | 200094582 | 2023-02-23
Bradford White Corporation | BRADFORD WHITE | LG2PDV75H80*X | Federally-Regulated Commercial & Industrial Equipment | LPG | 75 | 72 | 78 | TRUE |  |  | TRUE | FALSE | Gas-fired storage | High | 0.69 |  | 2022-08-23 | 200094608 | 2023-02-23
Bradford White Corporation | BRADFORD WHITE | RG2PV75H*N** | Federally-Regulated Commercial & Industrial Equipment | Natural gas | 75 | 72 | 76 | TRUE |  |  | TRUE | FALSE | Gas-fired storage | High | 0.69 |  | 2022-08-23 | 208141880 | 2023-02-23
Bradford White Corporation | BRADFORD WHITE | URG275H*N | Federally-Regulated Commercial & Industrial Equipment | Natural gas | 75 | 72 | 76 | TRUE |  |  | FALSE | FALSE | Gas-fired storage | High | 0.59 |  | 2022-08-23 | 200094610 | 2023-02-23
Bradford White Corporation | BRADFORD WHITE | RG1PV55H*N** | Federally-Regulated Commercial & Industrial Equipment | Natural gas | 55 | 55 | 78 | TRUE |  |  | TRUE | FALSE | Gas-fired storage | High | 0.68 |  | 2022-08-23 | 208141881 | 2023-02-23
Bradford White Corporation | BRADFORD WHITE | URG2100H**N | Federally-Regulated Commercial & Industrial Equipment | Natural gas | 100 | 95 | 80 | TRUE |  |  | FALSE | FALSE | Gas-fired storage | High | 0.57 |  | 2022-08-23 | 200094641 | 2023-02-23
Bradford White Corporation | BRADFORD WHITE | ULG2PV75H76*N** | Federally-Regulated Commercial & Industrial Equipment | Natural gas | 75 | 72 | 76 | TRUE |  |  | TRUE | FALSE | Gas-fired storage | High | 0.69 |  | 2022-08-23 | 208157069 | 2023-02-23
Bradford White Corporation | BRADFORD WHITE | LG1PV55H78*N** | Federally-Regulated Commercial & Industrial Equipment | Natural gas | 55 | 55 | 78 | TRUE |  |  | TRUE | FALSE | Gas-fired storage | High | 0.68 |  | 2022-08-23 | 208157072 | 2023-02-23
Bradford White Corporation | BRADFORD WHITE | LC2PV50H76*N | Federally-Regulated Commercial & Industrial Equipment | Natural gas | 50 | 48 | 76 | TRUE |  |  | TRUE | FALSE | Gas-fired storage | High | 0.8 |  | 2022-08-23 | 200094562 | 2023-02-23
Bradford White Corporation | BRADFORD WHITE | RC2PV50H*X | Federally-Regulated Commercial & Industrial Equipment | LPG | 50 | 48 | 76 | TRUE |  |  | TRUE | FALSE | Gas-fired storage | High | 0.8 |  | 2023-01-17 | 200094560 | 2023-02-23
Bradford White Corporation | BRADFORD WHITE | RG255H*N | Federally-Regulated Commercial & Industrial Equipment | Natural gas | 55 | 55 | 78 | TRUE |  |  | FALSE | FALSE | Gas-fired storage | High | 0.61 |  | 2022-08-23 | 200094623 | 2023-02-23
Bradford White Corporation | BRADFORD WHITE | RG2PDV75H*N | Federally-Regulated Commercial & Industrial Equipment | Natural gas | 75 | 72 | 80 | TRUE |  |  | TRUE | FALSE | Gas-fired storage | High | 0.69 |  | 2022-08-23 | 200094602 | 2023-02-23
Bradford White Corporation | BRADFORD WHITE | LG275H76*X | Federally-Regulated Commercial & Industrial Equipment | LPG | 75 | 72 | 76 | TRUE |  |  | FALSE | FALSE | Gas-fired storage | High | 0.59 |  | 2022-08-23 | 200094580 | 2023-02-23
Bradford White Corporation | BRADFORD WHITE | RC2PDV50H*X | Federally-Regulated Commercial & Industrial Equipment | LPG | 50 | 48 | 76 | TRUE |  |  | TRUE | FALSE | Gas-fired storage | High | 0.8 |  | 2023-01-17 | 205129077 | 2023-02-23
Bradford White Corporation | BRADFORD WHITE | LC2PV50H76*X | Federally-Regulated Commercial & Industrial Equipment | LPG | 50 | 48 | 76 | TRUE |  |  | TRUE | FALSE | Gas-fired storage | High | 0.8 |  | 2022-08-23 | 200094564 | 2023-02-23
Bradford White Corporation | BRADFORD WHITE | URG2PV75H*N** | Federally-Regulated Commercial & Industrial Equipment | Natural gas | 75 | 72 | 76 | TRUE |  |  | TRUE | FALSE | Gas-fired storage | High | 0.69 |  | 2022-09-08 | 208676386 | 2023-02-23
Bradford White Corporation | BRADFORD WHITE | LG255H78*X | Federally-Regulated Commercial & Industrial Equipment | LPG | 55 | 55 | 78 | TRUE |  |  | FALSE | FALSE | Gas-fired storage | High | 0.61 |  | 2022-08-23 | 200094633 | 2023-02-23
Bradford White Corporation | BRADFORD WHITE | ULG275H76*N | Federally-Regulated Commercial & Industrial Equipment | Natural gas | 75 | 72 | 76 | TRUE |  |  | FALSE | FALSE | Gas-fired storage | High | 0.59 |  | 2022-08-23 | 200094612 | 2023-02-23
Bradford White Corporation | BRADFORD WHITE | LG2100H80*N | Federally-Regulated Commercial & Industrial Equipment | Natural gas | 100 | 95 | 80 | TRUE |  |  | FALSE | FALSE | Gas-fired storage | High | 0.57 |  | 2022-08-23 | 200094635 | 2023-02-23
Bradford White Corporation | BRADFORD WHITE | RG2PV75H*X** | Federally-Regulated Commercial & Industrial Equipment | LPG | 75 | 72 | 76 | TRUE |  |  | TRUE | FALSE | Gas-fired storage | High | 0.69 |  | 2022-08-23 | 208157065 | 2023-02-23
Bradford White Corporation | BRADFORD WHITE | RG275H*N | Federally-Regulated Commercial & Industrial Equipment | Natural gas | 75 | 72 | 76 | TRUE |  |  | FALSE | FALSE | Gas-fired storage | High | 0.59 |  | 2022-08-23 | 200094574 | 2023-02-23
Bradford White Corporation | BRADFORD WHITE | RG2PDV75H*X | Federally-Regulated Commercial & Industrial Equipment | LPG | 75 | 72 | 78 | TRUE |  |  | TRUE | FALSE | Gas-fired storage | High | 0.69 |  | 2022-08-23 | 200094604 | 2023-02-23
Bradford White Corporation | BRADFORD WHITE | LG2PV75H76*X** | Federally-Regulated Commercial & Industrial Equipment | LPG | 75 | 72 | 76 | TRUE |  |  | TRUE | FALSE | Gas-fired storage | High | 0.69 |  | 2022-08-23 | 208157067 | 2023-02-23
Bradford White Corporation | BRADFORD WHITE | LG2PV75H76*N** | Federally-Regulated Commercial & Industrial Equipment | Natural gas | 75 | 72 | 76 | TRUE |  |  | TRUE | FALSE | Gas-fired storage | High | 0.69 |  | 2022-08-23 | 208157066 | 2023-02-23
Bradford White Corporation | BRADFORD WHITE | LG2PDV75H80*N | Federally-Regulated Commercial & Industrial Equipment | Natural gas | 75 | 72 | 80 | TRUE |  |  | TRUE | FALSE | Gas-fired storage | High | 0.69 |  | 2022-08-23 | 200094606 | 2023-02-23
Bradford White Corporation | BRADFORD WHITE | LG2100H80*X | Federally-Regulated Commercial & Industrial Equipment | LPG | 100 | 95 | 80 | TRUE |  |  | FALSE | FALSE | Gas-fired storage | High | 0.57 |  | 2022-08-23 | 200094637 | 2023-02-23
Bradford White Corporation | BRADFORD WHITE | RG275H*X | Federally-Regulated Commercial & Industrial Equipment | LPG | 75 | 72 | 76 | TRUE |  |  | FALSE | FALSE | Gas-fired storage | High | 0.59 |  | 2022-08-23 | 200094576 | 2023-02-23
Bradford White Corporation | BRADFORD WHITE | ULG2100H80*N | Federally-Regulated Commercial & Industrial Equipment | Natural gas | 100 | 95 | 80 | TRUE |  |  | FALSE | FALSE | Gas-fired storage | High | 0.57 |  | 2022-08-23 | 200094639 | 2023-02-23
Bradford White Corporation | BRADFORD WHITE | RC2PDV50H*N | Federally-Regulated Commercial & Industrial Equipment | Natural gas | 50 | 48 | 76 | TRUE |  |  | TRUE | FALSE | Gas-fired storage | High | 0.8 |  | 2023-01-17 | 205123984 | 2023-02-23
Bradford White Corporation | BRADFORD WHITE | RC2PV50H*N | Federally-Regulated Commercial & Industrial Equipment | Natural gas | 50 | 48 | 76 | TRUE |  |  | TRUE | FALSE | Gas-fired storage | High | 0.8 |  | 2023-01-17 | 200094558 | 2023-02-23
Bradford White Corporation | Jetglas | RG275H*N | Federally-Regulated Commercial & Industrial Equipment | Natural gas | 75 | 72 | 76 | TRUE |  |  | FALSE | FALSE | Gas-fired storage | High | 0.59 |  | 2022-08-23 | 200094575 | 2023-02-23
Bradford White Corporation | Jetglas | ULG275H76*N | Federally-Regulated Commercial & Industrial Equipment | Natural gas | 75 | 72 | 76 | TRUE |  |  | FALSE | FALSE | Gas-fired storage | High | 0.59 |  | 2022-08-23 | 200094613 | 2023-02-23
Bradford White Corporation | Jetglas | RG275H*X | Federally-Regulated Commercial & Industrial Equipment | LPG | 75 | 72 | 76 | TRUE |  |  | FALSE | FALSE | Gas-fired storage | High | 0.59 |  | 2022-08-23 | 200094577 | 2023-02-23
Bradford White Corporation | Jetglas | LG275H76*X | Federally-Regulated Commercial & Industrial Equipment | LPG | 75 | 72 | 76 | TRUE |  |  | FALSE | FALSE | Gas-fired storage | High | 0.59 |  | 2022-08-23 | 200094581 | 2023-02-23
Bradford White Corporation | Jetglas | LG275H76*N | Federally-Regulated Commercial & Industrial Equipment | Natural gas | 75 | 72 | 76 | TRUE |  |  | FALSE | FALSE | Gas-fired storage | High | 0.59 |  | 2022-08-23 | 200094579 | 2023-02-23
Bradford White Corporation | Jetglas | URG275H*N | Federally-Regulated Commercial & Industrial Equipment | Natural gas | 75 | 72 | 76 | TRUE |  |  | FALSE | FALSE | Gas-fired storage | High | 0.59 |  | 2022-08-23 | 200094611 | 2023-02-23
American Water Heater Co. | American | PR-34-100 * 2** | Federally-Regulated Commercial & Industrial Equipment | LPG | 34 | 33 | 100 | TRUE |  |  | TRUE | FALSE | Gas-fired storage | High | 0.9 |  | 2022-08-23 | 206340868 | 2023-02-23
American Water Heater Co. | American | PVG62-75T76-NV 3** | Federally-Regulated Commercial & Industrial Equipment | Natural gas | 75 | 72 | 76 | TRUE |  |  | TRUE | FALSE | Gas-fired storage | High | 0.69 |  | 2022-08-23 | 206913158 | 2023-02-23
American Water Heater Co. | American | PVG62-75T76-LV 3*1 | Federally-Regulated Commercial & Industrial Equipment | LPG | 75 | 72 | 76 | TRUE |  |  | TRUE | FALSE | Gas-fired storage | High | 0.69 |  | 2022-08-23 | 206913160 | 2023-02-23
American Water Heater Co. | American | VG6250T100*V 3** | Federally-Regulated Commercial & Industrial Equipment | LPG | 50 | 49 | 100 | FALSE |  |  | TRUE | FALSE | Gas-fired storage | High | 0.88 |  | 2022-08-23 | 206340219 | 2023-02-23
American Water Heater Co. | American | PR-34-100 * 2** | Federally-Regulated Commercial & Industrial Equipment | Natural gas | 34 | 33 | 100 | TRUE |  |  | TRUE | FALSE | Gas-fired storage | High | 0.9 |  | 2022-08-23 | 206340868 | 2023-02-23
American Water Heater Co. | American | PG10 34 100 2*V 2** | Federally-Regulated Commercial & Industrial Equipment | Natural gas | 34 | 33 | 100 | TRUE |  |  | TRUE | FALSE | Gas-fired storage | High | 0.9 |  | 2022-08-23 | 206340847 | 2023-02-23
American Water Heater Co. | American | PG10 34 100 2*V 2** | Federally-Regulated Commercial & Industrial Equipment | LPG | 34 | 33 | 100 | TRUE |  |  | TRUE | FALSE | Gas-fired storage | High | 0.9 |  | 2022-08-23 | 206340847 | 2023-02-23
American Water Heater Co. | American | VG6275T100*V 3** | Federally-Regulated Commercial & Industrial Equipment | Natural gas | 75 | 74 | 100 | FALSE |  |  | TRUE | FALSE | Gas-fired storage | High | 0.86 |  | 2022-08-23 | 206340223 | 2023-02-23
American Water Heater Co. | American | VG6275T100*V 3** | Federally-Regulated Commercial & Industrial Equipment | LPG | 75 | 74 | 100 | FALSE |  |  | TRUE | FALSE | Gas-fired storage | High | 0.86 |  | 2022-08-23 | 206340223 | 2023-02-23
American Water Heater Co. | American | VG6250T100*V 3** | Federally-Regulated Commercial & Industrial Equipment | Natural gas | 50 | 49 | 100 | FALSE |  |  | TRUE | FALSE | Gas-fired storage | High | 0.88 |  | 2022-08-23 | 206340219 | 2023-02-23
American Water Heater Co. | American | PVCG32-75T76-NV 3** | Federally-Regulated Commercial & Industrial Equipment | Natural gas | 75 | 72 | 76 | TRUE |  |  | TRUE | FALSE | Gas-fired storage | High | 0.69 |  | 2022-08-23 | 206913159 | 2023-02-23
American Water Heater Co. | American | PDVG62-75T76-PV 3*1 | Federally-Regulated Commercial & Industrial Equipment | LPG | 75 | 72 | 76 | TRUE |  |  | TRUE | FALSE | Gas-fired storage | High | 0.68 |  | 2022-08-23 | 206913179 | 2023-02-23
American Water Heater Co. | American | PVCG62-75T76-LV 3*1 | Federally-Regulated Commercial & Industrial Equipment | LPG | 75 | 72 | 76 | TRUE |  |  | TRUE | FALSE | Gas-fired storage | High | 0.69 |  | 2022-08-23 | 206913161 | 2023-02-23
American Water Heater Co. | American | VG6250T76NV 1** | Federally-Regulated Commercial & Industrial Equipment | Natural gas | 50 | 48 | 76 | FALSE |  |  | TRUE | FALSE | Gas-fired storage | High | 0.88 |  | 2022-08-23 | 206340215 | 2023-02-23
American Water Heater Co. | American | PDVG62-75T76-NV 3** | Federally-Regulated Commercial & Industrial Equipment | Natural gas | 75 | 72 | 76 | TRUE |  |  | TRUE | FALSE | Gas-fired storage | High | 0.68 |  | 2022-08-23 | 206913178 | 2023-02-23
A.O. Smith Water Products Company | RELIANCE WATER HEATERS | 6-50-*TPDT 3** | Federally-Regulated Commercial & Industrial Equipment | Natural gas | 50 | 49 | 100 | FALSE |  |  | TRUE | FALSE | Gas-fired storage | High | 0.88 |  | 2022-08-23 | 206340220 | 2023-02-23
A.O. Smith Water Products Company | RELIANCE WATER HEATERS | 6-75-HRPDTL 3*1 | Federally-Regulated Commercial & Industrial Equipment | LPG | 75 | 72 | 76 | TRUE |  |  | TRUE | FALSE | Gas-fired storage | High | 0.68 |  | 2022-08-23 | 206913182 | 2023-02-23
A.O. Smith Water Products Company | RELIANCE WATER HEATERS | 6-75- *TPDT 3** | Federally-Regulated Commercial & Industrial Equipment | Natural gas | 75 | 74 | 100 | FALSE |  |  | TRUE | FALSE | Gas-fired storage | High | 0.86 |  | 2022-08-23 | 206340224 | 2023-02-23
A.O. Smith Water Products Company | RELIANCE WATER HEATERS | 6-75-YRPDTL 3** | Federally-Regulated Commercial & Industrial Equipment | Natural gas | 75 | 72 | 76 | TRUE |  |  | TRUE | FALSE | Gas-fired storage | High | 0.68 |  | 2022-08-23 | 206913183 | 2023-02-23
A.O. Smith Water Products Company | RELIANCE WATER HEATERS | 6-50-*TPDT 3** | Federally-Regulated Commercial & Industrial Equipment | LPG | 50 | 49 | 100 | FALSE |  |  | TRUE | FALSE | Gas-fired storage | High | 0.88 |  | 2022-08-23 | 206340220 | 2023-02-23
A.O. Smith Water Products Company | RELIANCE WATER HEATERS | 6-75-HRVHTL 3*1 | Federally-Regulated Commercial & Industrial Equipment | LPG | 75 | 72 | 76 | TRUE |  |  | TRUE | FALSE | Gas-fired storage | High | 0.69 |  | 2022-08-23 | 206913165 | 2023-02-23
A.O. Smith Water Products Company | RELIANCE WATER HEATERS | 6-75- *TPDT 3** | Federally-Regulated Commercial & Industrial Equipment | LPG | 75 | 74 | 100 | FALSE |  |  | TRUE | FALSE | Gas-fired storage | High | 0.86 |  | 2022-08-23 | 206340224 | 2023-02-23
A.O. Smith Water Products Company | RELIANCE WATER HEATERS | 6-75-YRVHTL 3** | Federally-Regulated Commercial & Industrial Equipment | Natural gas | 75 | 72 | 76 | TRUE |  |  | TRUE | FALSE | Gas-fired storage | High | 0.69 |  | 2022-08-23 | 206913164 | 2023-02-23
A.O. Smith Water Products Company | RELIANCE WATER HEATERS | 6-50-YTVIT 1** | Federally-Regulated Commercial & Industrial Equipment | Natural gas | 50 | 48 | 76 | FALSE |  |  | TRUE | FALSE | Gas-fired storage | High | 0.88 |  | 2022-08-23 | 206340216 | 2023-02-23
A.O. Smith Water Products Company | Lochinvar | PRL07575ESST 3*1 | Federally-Regulated Commercial & Industrial Equipment | LPG | 75 | 72 | 76 | TRUE |  |  | TRUE | FALSE | Gas-fired storage | High | 0.68 |  | 2022-08-23 | 206913180 | 2023-02-23
A.O. Smith Water Products Company | Lochinvar | SWL100035 2** | Federally-Regulated Commercial & Industrial Equipment | LPG | 34 | 33 | 100 | TRUE |  |  | TRUE | FALSE | Gas-fired storage | High | 0.9 |  | 2022-08-23 | 206340871 | 2023-02-23
A.O. Smith Water Products Company | Lochinvar | SWN100035 2** | Federally-Regulated Commercial & Industrial Equipment | LPG | 34 | 33 | 100 | TRUE |  |  | TRUE | FALSE | Gas-fired storage | High | 0.9 |  | 2022-08-23 | 206340870 | 2023-02-23
A.O. Smith Water Products Company | Lochinvar | PRN07575ESST 3** | Federally-Regulated Commercial & Industrial Equipment | Natural gas | 75 | 72 | 76 | TRUE |  |  | TRUE | FALSE | Gas-fired storage | High | 0.68 |  | 2022-08-23 | 206913181 | 2023-02-23
A.O. Smith Water Products Company | Lochinvar | SWL100035 2** | Federally-Regulated Commercial & Industrial Equipment | Natural gas | 34 | 33 | 100 | TRUE |  |  | TRUE | FALSE | Gas-fired storage | High | 0.9 |  | 2022-08-23 | 206340871 | 2023-02-23
A.O. Smith Water Products Company | Lochinvar | PVL07575ST 3*1 | Federally-Regulated Commercial & Industrial Equipment | LPG | 75 | 72 | 76 | TRUE |  |  | TRUE | FALSE | Gas-fired storage | High | 0.69 |  | 2022-08-23 | 206913162 | 2023-02-23
A.O. Smith Water Products Company | Lochinvar | SWN100035 2** | Federally-Regulated Commercial & Industrial Equipment | Natural gas | 34 | 33 | 100 | TRUE |  |  | TRUE | FALSE | Gas-fired storage | High | 0.9 |  | 2022-08-23 | 206340870 | 2023-02-23
A.O. Smith Water Products Company | Lochinvar | PVN07575ST 3** | Federally-Regulated Commercial & Industrial Equipment | Natural gas | 75 | 72 | 76 | TRUE |  |  | TRUE | FALSE | Gas-fired storage | High | 0.69 |  | 2022-08-23 | 206913163 | 2023-02-23
A.O. Smith Water Products Company | A. O. SMITH | G6-PVT7576NV 3** | Federally-Regulated Commercial & Industrial Equipment | Natural gas | 75 | 72 | 76 | TRUE |  |  | TRUE | FALSE | Gas-fired storage | High | 0.69 |  | 2022-08-23 | 206913156 | 2023-02-23
A.O. Smith Water Products Company | A. O. SMITH | GPDX-75L 3*1 | Federally-Regulated Commercial & Industrial Equipment | LPG | 75 | 72 | 76 | TRUE |  |  | TRUE | FALSE | Gas-fired storage | High | 0.68 |  | 2022-08-23 | 206913174 | 2023-02-23
A.O. Smith Water Products Company | A. O. SMITH | GPHE-50 1** | Federally-Regulated Commercial & Industrial Equipment | Natural gas | 50 | 48 | 76 | FALSE |  |  | TRUE | FALSE | Gas-fired storage | High | 0.88 |  | 2022-08-23 | 206340207 | 2023-02-23
A.O. Smith Water Products Company | A. O. SMITH | GPDX-75L 3** | Federally-Regulated Commercial & Industrial Equipment | Natural gas | 75 | 72 | 76 | TRUE |  |  | TRUE | FALSE | Gas-fired storage | High | 0.68 |  | 2022-08-23 | 206913173 | 2023-02-23
A.O. Smith Water Products Company | A. O. SMITH | GPVX-75L 3** | Federally-Regulated Commercial & Industrial Equipment | Natural gas | 75 | 72 | 76 | TRUE |  |  | TRUE | FALSE | Gas-fired storage | High | 0.69 |  | 2022-08-23 | 206913153 | 2023-02-23
A.O. Smith Water Products Company | A. O. SMITH | GDHE-75 3** | Federally-Regulated Commercial & Industrial Equipment | Natural gas | 75 | 74 | 100 | FALSE |  |  | TRUE | FALSE | Gas-fired storage | High | 0.86 |  | 2022-08-23 | 206362099 | 2023-02-23
A.O. Smith Water Products Company | A. O. SMITH | BTF-80 3*1 | Federally-Regulated Commercial & Industrial Equipment | LPG | 75 | 72 | 76 | TRUE |  |  | TRUE | FALSE | Gas-fired storage | High | 0.69 |  | 2022-08-23 | 206913155 | 2023-02-23
A.O. Smith Water Products Company | A. O. SMITH | GDHE-50 3** | Federally-Regulated Commercial & Industrial Equipment | LPG | 50 | 49 | 100 | FALSE |  |  | TRUE | FALSE | Gas-fired storage | High | 0.88 |  | 2022-08-23 | 206362098 | 2023-02-23
A.O. Smith Water Products Company | A. O. SMITH | GDHE-75 3** | Federally-Regulated Commercial & Industrial Equipment | LPG | 75 | 74 | 100 | FALSE |  |  | TRUE | FALSE | Gas-fired storage | High | 0.86 |  | 2022-08-23 | 206362099 | 2023-02-23
A.O. Smith Water Products Company | A. O. SMITH | GSP-100 2** | Federally-Regulated Commercial & Industrial Equipment | Natural gas | 34 | 33 | 100 | TRUE |  |  | TRUE | FALSE | Gas-fired storage | High | 0.9 |  | 2022-08-23 | 206340869 | 2023-02-23
A.O. Smith Water Products Company | A. O. SMITH | BTF-80 3** | Federally-Regulated Commercial & Industrial Equipment | Natural gas | 75 | 72 | 76 | TRUE |  |  | TRUE | FALSE | Gas-fired storage | High | 0.69 |  | 2022-08-23 | 206913157 | 2023-02-23
A.O. Smith Water Products Company | A. O. SMITH | BPD-80 3*1 | Federally-Regulated Commercial & Industrial Equipment | LPG | 75 | 72 | 76 | TRUE |  |  | TRUE | FALSE | Gas-fired storage | High | 0.68 |  | 2022-08-23 | 206913176 | 2023-02-23
A.O. Smith Water Products Company | A. O. SMITH | GSP-100 2** | Federally-Regulated Commercial & Industrial Equipment | LPG | 34 | 33 | 100 | TRUE |  |  | TRUE | FALSE | Gas-fired storage | High | 0.9 |  | 2022-08-23 | 206340869 | 2023-02-23
A.O. Smith Water Products Company | A. O. SMITH | G6-PDT7576NV 3** | Federally-Regulated Commercial & Industrial Equipment | Natural gas | 75 | 72 | 76 | TRUE |  |  | TRUE | FALSE | Gas-fired storage | High | 0.68 |  | 2022-08-23 | 206913177 | 2023-02-23
A.O. Smith Water Products Company | A. O. SMITH | BPD-80 3** | Federally-Regulated Commercial & Industrial Equipment | Natural gas | 75 | 72 | 76 | TRUE |  |  | TRUE | FALSE | Gas-fired storage | High | 0.68 |  | 2022-08-23 | 206913175 | 2023-02-23
A.O. Smith Water Products Company | A. O. SMITH | GDHE-50 3** | Federally-Regulated Commercial & Industrial Equipment | Natural gas | 50 | 49 | 100 | FALSE |  |  | TRUE | FALSE | Gas-fired storage | High | 0.88 |  | 2022-08-23 | 206362098 | 2023-02-23
A.O. Smith Water Products Company | A. O. SMITH | GPVX-75L 3*1 | Federally-Regulated Commercial & Industrial Equipment | LPG | 75 | 72 | 76 | TRUE |  |  | TRUE | FALSE | Gas-fired storage | High | 0.69 |  | 2022-08-23 | 206913154 | 2023-02-23
A.O. Smith Water Products Company | State | GS6-75-HRPDTL 3*1 | Federally-Regulated Commercial & Industrial Equipment | LPG | 75 | 72 | 76 | TRUE |  |  | TRUE | FALSE | Gas-fired storage | High | 0.68 |  | 2022-08-23 | 206913184 | 2023-02-23
A.O. Smith Water Products Company | State | GP6-50-YTVIT 1** | Federally-Regulated Commercial & Industrial Equipment | Natural gas | 50 | 48 | 76 | FALSE |  |  | TRUE | FALSE | Gas-fired storage | High | 0.88 |  | 2022-08-23 | 206340217 | 2023-02-23
A.O. Smith Water Products Company | State | GS6-75-YRVHTL 3** | Federally-Regulated Commercial & Industrial Equipment | Natural gas | 75 | 72 | 76 | TRUE |  |  | TRUE | FALSE | Gas-fired storage | High | 0.69 |  | 2022-08-23 | 206913166 | 2023-02-23
A.O. Smith Water Products Company | State | GHX-34-100 N 2** | Federally-Regulated Commercial & Industrial Equipment | LPG | 34 | 33 | 100 | TRUE |  |  | TRUE | FALSE | Gas-fired storage | High | 0.9 |  | 2022-08-23 | 206340872 | 2023-02-23
A.O. Smith Water Products Company | State | SDV-75-76PE 3*1 | Federally-Regulated Commercial & Industrial Equipment | LPG | 75 | 72 | 76 | TRUE |  |  | TRUE | FALSE | Gas-fired storage | High | 0.68 |  | 2022-08-23 | 206913187 | 2023-02-23
A.O. Smith Water Products Company | State | GS6-75-YRPDTL 3** | Federally-Regulated Commercial & Industrial Equipment | Natural gas | 75 | 72 | 76 | TRUE |  |  | TRUE | FALSE | Gas-fired storage | High | 0.68 |  | 2022-08-23 | 206913185 | 2023-02-23
A.O. Smith Water Products Company | State | SDV-75-76NE 3** | Federally-Regulated Commercial & Industrial Equipment | Natural gas | 75 | 72 | 76 | TRUE |  |  | TRUE | FALSE | Gas-fired storage | High | 0.68 |  | 2022-08-23 | 206913186 | 2023-02-23
A.O. Smith Water Products Company | State | GHX-34-100 N 2** | Federally-Regulated Commercial & Industrial Equipment | Natural gas | 34 | 33 | 100 | TRUE |  |  | TRUE | FALSE | Gas-fired storage | High | 0.9 |  | 2022-08-23 | 206340872 | 2023-02-23
A.O. Smith Water Products Company | State | GS6-75-HRVHTL 3*1 | Federally-Regulated Commercial & Industrial Equipment | LPG | 75 | 72 | 76 | TRUE |  |  | TRUE | FALSE | Gas-fired storage | High | 0.69 |  | 2022-08-23 | 206913167 | 2023-02-23
Rheem Sales Company, Inc. | Ruud | PROU G50-76* RU HE EC3 | Federally-Regulated Commercial & Industrial Equipment | LPG | 50 | 50 | 76 | TRUE |  |  | TRUE | FALSE | Gas-fired storage | High | 0.89 |  | 2022-11-15 | 210605723 | 2023-02-23
Rheem Sales Company, Inc. | Ruud | PRO+G98-76P RU | Federally-Regulated Commercial & Industrial Equipment | LPG | 98 | 93 | 75.1 | TRUE |  |  | FALSE | FALSE | Gas-fired storage | High | 0.58 |  | 2022-08-23 | 10333813 | 2023-02-23
Rheem Sales Company, Inc. | Ruud | PRO+G98-76N RU | Federally-Regulated Commercial & Industrial Equipment | Natural gas | 98 | 93 | 75.1 | TRUE |  |  | FALSE | FALSE | Gas-fired storage | High | 0.58 |  | 2022-08-23 | 10333811 | 2023-02-23
Rheem Sales Company, Inc. | Ruud | PROG98-75U RU EC1 | Federally-Regulated Commercial & Industrial Equipment | Natural gas | 98 | 95 | 75.1 | TRUE |  |  | FALSE | FALSE | Gas-fired storage | High | 0.57 |  | 2022-08-23 | 207175636 | 2023-02-23
Rheem Sales Company, Inc. | Ruud | PRO+G75-75U RU EC1 | Federally-Regulated Commercial & Industrial Equipment | Natural gas | 75 | 73 | 75.1 | TRUE |  |  | FALSE | FALSE | Gas-fired storage | High | 0.59 |  | 2022-08-23 | 207454692 | 2023-02-23
Rheem Sales Company, Inc. | Ruud | XG75T06EN76U1 | Federally-Regulated Commercial & Industrial Equipment | Natural gas | 75 | 73 | 75.1 | TRUE |  |  | FALSE | FALSE | Gas-fired storage | High | 0.59 |  | 2022-08-23 | 207175090 | 2023-02-23
Rheem Sales Company, Inc. | Ruud | PRO+G75-76P RU | Federally-Regulated Commercial & Industrial Equipment | LPG | 75 | 73 | 75.1 | TRUE |  |  | FALSE | FALSE | Gas-fired storage | High | 0.61 |  | 2022-08-23 | 10333808 | 2023-02-23
Rheem Sales Company, Inc. | Ruud | PRO+G75-76N RU | Federally-Regulated Commercial & Industrial Equipment | Natural gas | 75 | 73 | 75.1 | TRUE |  |  | FALSE | FALSE | Gas-fired storage | High | 0.61 |  | 2022-08-23 | 10333806 | 2023-02-23
Rheem Sales Company, Inc. | Ruud | PROU G50-76* RU HE EC3 | Federally-Regulated Commercial & Industrial Equipment | Natural gas | 50 | 50 | 76 | TRUE |  |  | TRUE | FALSE | Gas-fired storage | High | 0.89 |  | 2022-11-15 | 210605723 | 2023-02-23
Rheem Sales Company, Inc. | Ruud | PROU G50-100* RU HE EC3 | Federally-Regulated Commercial & Industrial Equipment | Natural gas | 50 | 50 | 100 | TRUE |  |  | TRUE | FALSE | Gas-fired storage | High | 0.89 |  | 2022-11-15 | 210605731 | 2023-02-23
Rheem Sales Company, Inc. | Ruud | PRO+G75-76N RU PV | Federally-Regulated Commercial & Industrial Equipment | Natural gas | 75 | 73 | 75.1 | TRUE |  |  | TRUE | FALSE | Gas-fired storage | High | 0.59 |  | 2022-08-23 | 10333825 | 2023-02-23
Rheem Sales Company, Inc. | Ruud | PRO+G98-80U RU EC1 | Federally-Regulated Commercial & Industrial Equipment | Natural gas | 98 | 95 | 80 | TRUE |  |  | FALSE | FALSE | Gas-fired storage | High | 0.57 |  | 2022-08-23 | 207177244 | 2023-02-23
Rheem Sales Company, Inc. | Ruud | PROU G50-100* RU HE EC3 | Federally-Regulated Commercial & Industrial Equipment | LPG | 50 | 50 | 100 | TRUE |  |  | TRUE | FALSE | Gas-fired storage | High | 0.89 |  | 2022-11-15 | 210605731 | 2023-02-23
Rheem Sales Company, Inc. | Ruud | PRO+G75-76P RU PDV | Federally-Regulated Commercial & Industrial Equipment | LPG | 75 | 73 | 75.1 | TRUE |  |  | TRUE | FALSE | Gas-fired storage | High | 0.63 |  | 2022-08-23 | 10333827 | 2023-02-23
Rheem Sales Company, Inc. | Ruud | PRO+G75-75N RU PDV | Federally-Regulated Commercial & Industrial Equipment | Natural gas | 75 | 73 | 75.1 | TRUE |  |  | TRUE | FALSE | Gas-fired storage | High | 0.63 |  | 2022-08-23 | 10597264 | 2023-02-23
Ariston USA LLC | HTP | PH100-80**** | Federally-Regulated Commercial & Industrial Equipment | LPG | 80 | 75 | 100 | FALSE |  |  | TRUE | FALSE | Gas-fired storage | High | 0.93 |  | 2022-08-23 | 10324152 | 2023-02-23
Ariston USA LLC | HTP | PH76-60**** | Federally-Regulated Commercial & Industrial Equipment | LPG | 60 | 58 | 76 | FALSE |  |  | TRUE | FALSE | Gas-fired storage | High | 0.88 |  | 2022-08-23 | 10324085 | 2023-02-23
Ariston USA LLC | HTP | PH100-80**** | Federally-Regulated Commercial & Industrial Equipment | Natural gas | 80 | 75 | 100 | FALSE |  |  | TRUE | FALSE | Gas-fired storage | High | 0.93 |  | 2022-08-23 | 10324152 | 2023-02-23
Ariston USA LLC | HTP | PH76-80**** | Federally-Regulated Commercial & Industrial Equipment | Natural gas | 80 | 77 | 76 | FALSE |  |  | TRUE | FALSE | Gas-fired storage | High | 0.87 |  | 2022-08-23 | 10324101 | 2023-02-23
Ariston USA LLC | HTP | PH76-50**** | Federally-Regulated Commercial & Industrial Equipment | Natural gas | 50 | 48 | 76 | FALSE |  |  | TRUE | FALSE | Gas-fired storage | High | 0.9 |  | 2022-08-23 | 10324028 | 2023-02-23
Ariston USA LLC | HTP | PH76-80**** | Federally-Regulated Commercial & Industrial Equipment | LPG | 80 | 77 | 76 | FALSE |  |  | TRUE | FALSE | Gas-fired storage | High | 0.87 |  | 2022-08-23 | 10324101 | 2023-02-23
Ariston USA LLC | HTP | PH100-119**** | Federally-Regulated Commercial & Industrial Equipment | LPG | 119 | 112 | 100 | FALSE |  |  | TRUE | FALSE | Gas-fired storage | High | 0.9 |  | 2022-08-23 | 10324154 | 2023-02-23
Ariston USA LLC | HTP | PH100-55**** | Federally-Regulated Commercial & Industrial Equipment | Natural gas | 55 | 53 | 100 | FALSE |  |  | TRUE | FALSE | Gas-fired storage | High | 0.89 |  | 2022-08-23 | 10324150 | 2023-02-23
Ariston USA LLC | HTP | PH100-55**** | Federally-Regulated Commercial & Industrial Equipment | LPG | 55 | 53 | 100 | FALSE |  |  | TRUE | FALSE | Gas-fired storage | High | 0.89 |  | 2022-08-23 | 10324150 | 2023-02-23
Ariston USA LLC | HTP | PH76-60**** | Federally-Regulated Commercial & Industrial Equipment | Natural gas | 60 | 58 | 76 | FALSE |  |  | TRUE | FALSE | Gas-fired storage | High | 0.88 |  | 2022-08-23 | 10324085 | 2023-02-23
Ariston USA LLC | HTP | PH76-50**** | Federally-Regulated Commercial & Industrial Equipment | LPG | 50 | 48 | 76 | FALSE |  |  | TRUE | FALSE | Gas-fired storage | High | 0.9 |  | 2022-08-23 | 10324028 | 2023-02-23
Ariston USA LLC | HTP | PH100-119**** | Federally-Regulated Commercial & Industrial Equipment | Natural gas | 119 | 112 | 100 | FALSE |  |  | TRUE | FALSE | Gas-fired storage | High | 0.9 |  | 2022-08-23 | 10324154 | 2023-02-23
A.O. Smith Water Products Company | A. O. SMITH | G6-PVT7576NV 3** | Federally-Regulated Commercial & Industrial Equipment | Natural gas | 75 | 72 | 76 | TRUE |  |  | TRUE | FALSE | Gas-fired storage | High | 0.69 |  | 2023-02-23 | 206913156 | 2023-02-23
A.O. Smith Water Products Company | A. O. SMITH | GPDX-75L 3*1 | Federally-Regulated Commercial & Industrial Equipment | LPG | 75 | 72 | 76 | TRUE |  |  | TRUE | FALSE | Gas-fired storage | High | 0.68 |  | 2023-02-23 | 206913174 | 2023-02-23
A.O. Smith Water Products Company | A. O. SMITH | GPHE-50 1** | Federally-Regulated Commercial & Industrial Equipment | Natural gas | 50 | 48 | 76 | FALSE |  |  | TRUE | FALSE | Gas-fired storage | High | 0.88 |  | 2023-02-23 | 206340207 | 2023-02-23
A.O. Smith Water Products Company | A. O. SMITH | GPDX-75L 3** | Federally-Regulated Commercial & Industrial Equipment | Natural gas | 75 | 72 | 76 | TRUE |  |  | TRUE | FALSE | Gas-fired storage | High | 0.68 |  | 2023-02-23 | 206913173 | 2023-02-23
A.O. Smith Water Products Company | A. O. SMITH | GPVX-75L 3** | Federally-Regulated Commercial & Industrial Equipment | Natural gas | 75 | 72 | 76 | TRUE |  |  | TRUE | FALSE | Gas-fired storage | High | 0.69 |  | 2023-02-23 | 206913153 | 2023-02-23
A.O. Smith Water Products Company | A. O. SMITH | GDHE-75 3** | Federally-Regulated Commercial & Industrial Equipment | Natural gas | 75 | 74 | 100 | FALSE |  |  | TRUE | FALSE | Gas-fired storage | High | 0.86 |  | 2023-02-23 | 206362099 | 2023-02-23
A.O. Smith Water Products Company | A. O. SMITH | BTF-80 3*1 | Federally-Regulated Commercial & Industrial Equipment | LPG | 75 | 72 | 76 | TRUE |  |  | TRUE | FALSE | Gas-fired storage | High | 0.69 |  | 2023-02-23 | 206913155 | 2023-02-23
A.O. Smith Water Products Company | A. O. SMITH | GDHE-50 3** | Federally-Regulated Commercial & Industrial Equipment | LPG | 50 | 49 | 100 | FALSE |  |  | TRUE | FALSE | Gas-fired storage | High | 0.88 |  | 2023-02-23 | 206362098 | 2023-02-23
A.O. Smith Water Products Company | A. O. SMITH | GDHE-75 3** | Federally-Regulated Commercial & Industrial Equipment | LPG | 75 | 74 | 100 | FALSE |  |  | TRUE | FALSE | Gas-fired storage | High | 0.86 |  | 2023-02-23 | 206362099 | 2023-02-23
A.O. Smith Water Products Company | A. O. SMITH | GSP-100 2** | Federally-Regulated Commercial & Industrial Equipment | Natural gas | 34 | 33 | 100 | TRUE |  |  | TRUE | FALSE | Gas-fired storage | High | 0.9 |  | 2023-02-23 | 206340869 | 2023-02-23
A.O. Smith Water Products Company | A. O. SMITH | BTF-80 3** | Federally-Regulated Commercial & Industrial Equipment | Natural gas | 75 | 72 | 76 | TRUE |  |  | TRUE | FALSE | Gas-fired storage | High | 0.69 |  | 2023-02-23 | 206913157 | 2023-02-23
A.O. Smith Water Products Company | A. O. SMITH | BPD-80 3*1 | Federally-Regulated Commercial & Industrial Equipment | LPG | 75 | 72 | 76 | TRUE |  |  | TRUE | FALSE | Gas-fired storage | High | 0.68 |  | 2023-02-23 | 206913176 | 2023-02-23
A.O. Smith Water Products Company | A. O. SMITH | GSP-100 2** | Federally-Regulated Commercial & Industrial Equipment | LPG | 34 | 33 | 100 | TRUE |  |  | TRUE | FALSE | Gas-fired storage | High | 0.9 |  | 2023-02-23 | 206340869 | 2023-02-23
A.O. Smith Water Products Company | A. O. SMITH | G6-PDT7576NV 3** | Federally-Regulated Commercial & Industrial Equipment | Natural gas | 75 | 72 | 76 | TRUE |  |  | TRUE | FALSE | Gas-fired storage | High | 0.68 |  | 2023-02-23 | 206913177 | 2023-02-23
A.O. Smith Water Products Company | A. O. SMITH | BPD-80 3** | Federally-Regulated Commercial & Industrial Equipment | Natural gas | 75 | 72 | 76 | TRUE |  |  | TRUE | FALSE | Gas-fired storage | High | 0.68 |  | 2023-02-23 | 206913175 | 2023-02-23
A.O. Smith Water Products Company | A. O. SMITH | GDHE-50 3** | Federally-Regulated Commercial & Industrial Equipment | Natural gas | 50 | 49 | 100 | FALSE |  |  | TRUE | FALSE | Gas-fired storage | High | 0.88 |  | 2023-02-23 | 206362098 | 2023-02-23
A.O. Smith Water Products Company | A. O. SMITH | GPVX-75L 3*1 | Federally-Regulated Commercial & Industrial Equipment | LPG | 75 | 72 | 76 | TRUE |  |  | TRUE | FALSE | Gas-fired storage | High | 0.69 |  | 2023-02-23 | 206913154 | 2023-02-23
A.O. Smith Water Products Company | Lochinvar | PRL07575ESST 3*1 | Federally-Regulated Commercial & Industrial Equipment | LPG | 75 | 72 | 76 | TRUE |  |  | TRUE | FALSE | Gas-fired storage | High | 0.68 |  | 2023-02-23 | 206913180 | 2023-02-23
A.O. Smith Water Products Company | Lochinvar | SWL100035 2** | Federally-Regulated Commercial & Industrial Equipment | LPG | 34 | 33 | 100 | TRUE |  |  | TRUE | FALSE | Gas-fired storage | High | 0.9 |  | 2023-02-23 | 206340871 | 2023-02-23
A.O. Smith Water Products Company | Lochinvar | SWN100035 2** | Federally-Regulated Commercial & Industrial Equipment | LPG | 34 | 33 | 100 | TRUE |  |  | TRUE | FALSE | Gas-fired storage | High | 0.9 |  | 2023-02-23 | 206340870 | 2023-02-23
A.O. Smith Water Products Company | Lochinvar | PRN07575ESST 3** | Federally-Regulated Commercial & Industrial Equipment | Natural gas | 75 | 72 | 76 | TRUE |  |  | TRUE | FALSE | Gas-fired storage | High | 0.68 |  | 2023-02-23 | 206913181 | 2023-02-23
A.O. Smith Water Products Company | Lochinvar | SWL100035 2** | Federally-Regulated Commercial & Industrial Equipment | Natural gas | 34 | 33 | 100 | TRUE |  |  | TRUE | FALSE | Gas-fired storage | High | 0.9 |  | 2023-02-23 | 206340871 | 2023-02-23
A.O. Smith Water Products Company | Lochinvar | PVL07575ST 3*1 | Federally-Regulated Commercial & Industrial Equipment | LPG | 75 | 72 | 76 | TRUE |  |  | TRUE | FALSE | Gas-fired storage | High | 0.69 |  | 2023-02-23 | 206913162 | 2023-02-23
A.O. Smith Water Products Company | Lochinvar | SWN100035 2** | Federally-Regulated Commercial & Industrial Equipment | Natural gas | 34 | 33 | 100 | TRUE |  |  | TRUE | FALSE | Gas-fired storage | High | 0.9 |  | 2023-02-23 | 206340870 | 2023-02-23
A.O. Smith Water Products Company | Lochinvar | PVN07575ST 3** | Federally-Regulated Commercial & Industrial Equipment | Natural gas | 75 | 72 | 76 | TRUE |  |  | TRUE | FALSE | Gas-fired storage | High | 0.69 |  | 2023-02-23 | 206913163 | 2023-02-23
A.O. Smith Water Products Company | RELIANCE WATER HEATERS | 6-50-*TPDT 3** | Federally-Regulated Commercial & Industrial Equipment | Natural gas | 50 | 49 | 100 | FALSE |  |  | TRUE | FALSE | Gas-fired storage | High | 0.88 |  | 2023-02-23 | 206340220 | 2023-02-23
A.O. Smith Water Products Company | RELIANCE WATER HEATERS | 6-75-HRPDTL 3*1 | Federally-Regulated Commercial & Industrial Equipment | LPG | 75 | 72 | 76 | TRUE |  |  | TRUE | FALSE | Gas-fired storage | High | 0.68 |  | 2023-02-23 | 206913182 | 2023-02-23
A.O. Smith Water Products Company | RELIANCE WATER HEATERS | 6-75- *TPDT 3** | Federally-Regulated Commercial & Industrial Equipment | Natural gas | 75 | 74 | 100 | FALSE |  |  | TRUE | FALSE | Gas-fired storage | High | 0.86 |  | 2023-02-23 | 206340224 | 2023-02-23
A.O. Smith Water Products Company | RELIANCE WATER HEATERS | 6-75-YRPDTL 3** | Federally-Regulated Commercial & Industrial Equipment | Natural gas | 75 | 72 | 76 | TRUE |  |  | TRUE | FALSE | Gas-fired storage | High | 0.68 |  | 2023-02-23 | 206913183 | 2023-02-23
A.O. Smith Water Products Company | RELIANCE WATER HEATERS | 6-50-*TPDT 3** | Federally-Regulated Commercial & Industrial Equipment | LPG | 50 | 49 | 100 | FALSE |  |  | TRUE | FALSE | Gas-fired storage | High | 0.88 |  | 2023-02-23 | 206340220 | 2023-02-23
A.O. Smith Water Products Company | RELIANCE WATER HEATERS | 6-75-HRVHTL 3*1 | Federally-Regulated Commercial & Industrial Equipment | LPG | 75 | 72 | 76 | TRUE |  |  | TRUE | FALSE | Gas-fired storage | High | 0.69 |  | 2023-02-23 | 206913165 | 2023-02-23
A.O. Smith Water Products Company | RELIANCE WATER HEATERS | 6-75- *TPDT 3** | Federally-Regulated Commercial & Industrial Equipment | LPG | 75 | 74 | 100 | FALSE |  |  | TRUE | FALSE | Gas-fired storage | High | 0.86 |  | 2023-02-23 | 206340224 | 2023-02-23
A.O. Smith Water Products Company | RELIANCE WATER HEATERS | 6-75-YRVHTL 3** | Federally-Regulated Commercial & Industrial Equipment | Natural gas | 75 | 72 | 76 | TRUE |  |  | TRUE | FALSE | Gas-fired storage | High | 0.69 |  | 2023-02-23 | 206913164 | 2023-02-23
A.O. Smith Water Products Company | RELIANCE WATER HEATERS | 6-50-YTVIT 1** | Federally-Regulated Commercial & Industrial Equipment | Natural gas | 50 | 48 | 76 | FALSE |  |  | TRUE | FALSE | Gas-fired storage | High | 0.88 |  | 2023-02-23 | 206340216 | 2023-02-23
Rheem Sales Company, Inc. | Ruud | PROU G50-76* RU HE EC3 | Federally-Regulated Commercial & Industrial Equipment | LPG | 50 | 50 | 76 | TRUE |  |  | TRUE | FALSE | Gas-fired storage | High | 0.89 |  | 2023-02-23 | 210605723 | 2023-02-23
Rheem Sales Company, Inc. | Ruud | PRO+G98-76P RU | Federally-Regulated Commercial & Industrial Equipment | LPG | 98 | 93 | 75.1 | TRUE |  |  | FALSE | FALSE | Gas-fired storage | High | 0.58 |  | 2023-02-23 | 10333813 | 2023-02-23
Rheem Sales Company, Inc. | Ruud | PRO+G98-76N RU | Federally-Regulated Commercial & Industrial Equipment | Natural gas | 98 | 93 | 75.1 | TRUE |  |  | FALSE | FALSE | Gas-fired storage | High | 0.58 |  | 2023-02-23 | 10333811 | 2023-02-23
Rheem Sales Company, Inc. | Ruud | PROG98-75U RU EC1 | Federally-Regulated Commercial & Industrial Equipment | Natural gas | 98 | 95 | 75.1 | TRUE |  |  | FALSE | FALSE | Gas-fired storage | High | 0.57 |  | 2023-02-23 | 207175636 | 2023-02-23
Rheem Sales Company, Inc. | Ruud | PRO+G75-75U RU EC1 | Federally-Regulated Commercial & Industrial Equipment | Natural gas | 75 | 73 | 75.1 | TRUE |  |  | FALSE | FALSE | Gas-fired storage | High | 0.59 |  | 2023-02-23 | 207454692 | 2023-02-23
Rheem Sales Company, Inc. | Ruud | XG75T06EN76U1 | Federally-Regulated Commercial & Industrial Equipment | Natural gas | 75 | 73 | 75.1 | TRUE |  |  | FALSE | FALSE | Gas-fired storage | High | 0.59 |  | 2023-02-23 | 207175090 | 2023-02-23
Rheem Sales Company, Inc. | Ruud | PRO+G75-76P RU | Federally-Regulated Commercial & Industrial Equipment | LPG | 75 | 73 | 75.1 | TRUE |  |  | FALSE | FALSE | Gas-fired storage | High | 0.61 |  | 2023-02-23 | 10333808 | 2023-02-23
Rheem Sales Company, Inc. | Ruud | PRO+G75-76N RU | Federally-Regulated Commercial & Industrial Equipment | Natural gas | 75 | 73 | 75.1 | TRUE |  |  | FALSE | FALSE | Gas-fired storage | High | 0.61 |  | 2023-02-23 | 10333806 | 2023-02-23
Rheem Sales Company, Inc. | Ruud | PROU G50-76* RU HE EC3 | Federally-Regulated Commercial & Industrial Equipment | Natural gas | 50 | 50 | 76 | TRUE |  |  | TRUE | FALSE | Gas-fired storage | High | 0.89 |  | 2023-02-23 | 210605723 | 2023-02-23
Rheem Sales Company, Inc. | Ruud | PROU G50-100* RU HE EC3 | Federally-Regulated Commercial & Industrial Equipment | Natural gas | 50 | 50 | 100 | TRUE |  |  | TRUE | FALSE | Gas-fired storage | High | 0.89 |  | 2023-02-23 | 210605731 | 2023-02-23
Rheem Sales Company, Inc. | Ruud | PRO+G75-76N RU PV | Federally-Regulated Commercial & Industrial Equipment | Natural gas | 75 | 73 | 75.1 | TRUE |  |  | TRUE | FALSE | Gas-fired storage | High | 0.59 |  | 2023-02-23 | 10333825 | 2023-02-23
Rheem Sales Company, Inc. | Ruud | PRO+G98-80U RU EC1 | Federally-Regulated Commercial & Industrial Equipment | Natural gas | 98 | 95 | 80 | TRUE |  |  | FALSE | FALSE | Gas-fired storage | High | 0.57 |  | 2023-02-23 | 207177244 | 2023-02-23
Rheem Sales Company, Inc. | Ruud | PROU G50-100* RU HE EC3 | Federally-Regulated Commercial & Industrial Equipment | LPG | 50 | 50 | 100 | TRUE |  |  | TRUE | FALSE | Gas-fired storage | High | 0.89 |  | 2023-02-23 | 210605731 | 2023-02-23
Rheem Sales Company, Inc. | Ruud | PRO+G75-76P RU PDV | Federally-Regulated Commercial & Industrial Equipment | LPG | 75 | 73 | 75.1 | TRUE |  |  | TRUE | FALSE | Gas-fired storage | High | 0.63 |  | 2023-02-23 | 10333827 | 2023-02-23
Rheem Sales Company, Inc. | Ruud | PRO+G75-75N RU PDV | Federally-Regulated Commercial & Industrial Equipment | Natural gas | 75 | 73 | 75.1 | TRUE |  |  | TRUE | FALSE | Gas-fired storage | High | 0.63 |  | 2023-02-23 | 10597264 | 2023-02-23
A.O. Smith Water Products Company | State | GS6-75-HRPDTL 3*1 | Federally-Regulated Commercial & Industrial Equipment | LPG | 75 | 72 | 76 | TRUE |  |  | TRUE | FALSE | Gas-fired storage | High | 0.68 |  | 2023-02-23 | 206913184 | 2023-02-23
A.O. Smith Water Products Company | State | GP6-50-YTVIT 1** | Federally-Regulated Commercial & Industrial Equipment | Natural gas | 50 | 48 | 76 | FALSE |  |  | TRUE | FALSE | Gas-fired storage | High | 0.88 |  | 2023-02-23 | 206340217 | 2023-02-23
A.O. Smith Water Products Company | State | GS6-75-YRVHTL 3** | Federally-Regulated Commercial & Industrial Equipment | Natural gas | 75 | 72 | 76 | TRUE |  |  | TRUE | FALSE | Gas-fired storage | High | 0.69 |  | 2023-02-23 | 206913166 | 2023-02-23
A.O. Smith Water Products Company | State | GHX-34-100 N 2** | Federally-Regulated Commercial & Industrial Equipment | LPG | 34 | 33 | 100 | TRUE |  |  | TRUE | FALSE | Gas-fired storage | High | 0.9 |  | 2023-02-23 | 206340872 | 2023-02-23
A.O. Smith Water Products Company | State | SDV-75-76PE 3*1 | Federally-Regulated Commercial & Industrial Equipment | LPG | 75 | 72 | 76 | TRUE |  |  | TRUE | FALSE | Gas-fired storage | High | 0.68 |  | 2023-02-23 | 206913187 | 2023-02-23
A.O. Smith Water Products Company | State | GS6-75-YRPDTL 3** | Federally-Regulated Commercial & Industrial Equipment | Natural gas | 75 | 72 | 76 | TRUE |  |  | TRUE | FALSE | Gas-fired storage | High | 0.68 |  | 2023-02-23 | 206913185 | 2023-02-23
A.O. Smith Water Products Company | State | SDV-75-76NE 3** | Federally-Regulated Commercial & Industrial Equipment | Natural gas | 75 | 72 | 76 | TRUE |  |  | TRUE | FALSE | Gas-fired storage | High | 0.68 |  | 2023-02-23 | 206913186 | 2023-02-23
A.O. Smith Water Products Company | State | GHX-34-100 N 2** | Federally-Regulated Commercial & Industrial Equipment | Natural gas | 34 | 33 | 100 | TRUE |  |  | TRUE | FALSE | Gas-fired storage | High | 0.9 |  | 2023-02-23 | 206340872 | 2023-02-23
A.O. Smith Water Products Company | State | GS6-75-HRVHTL 3*1 | Federally-Regulated Commercial & Industrial Equipment | LPG | 75 | 72 | 76 | TRUE |  |  | TRUE | FALSE | Gas-fired storage | High | 0.69 |  | 2023-02-23 | 206913167 | 2023-02-23
Rheem Sales Company, Inc. | RHEEM/RUUD | G100-76LP | Federally-Regulated Commercial & Industrial Equipment | LPG | 98 | 93 | 75.1 | TRUE |  |  | FALSE | FALSE | Gas-fired storage | High | 0.58 |  | 2023-02-23 | 10333802 | 2023-02-23
Rheem Sales Company, Inc. | RHEEM/RUUD | TPV75-76FV | Federally-Regulated Commercial & Industrial Equipment | Natural gas | 75 | 73 | 75.1 | TRUE |  |  | TRUE | FALSE | Gas-fired storage | High | 0.59 |  | 2023-02-23 | 10333828 | 2023-02-23
Rheem Sales Company, Inc. | RHEEM/RUUD | G75-75N-3 | Federally-Regulated Commercial & Industrial Equipment | Natural gas | 75 | 73 | 75.1 | TRUE |  |  | FALSE | FALSE | Gas-fired storage | High | 0.61 |  | 2023-02-23 | 10596858 | 2023-02-23
Rheem Sales Company, Inc. | RHEEM/RUUD | G100-80N | Federally-Regulated Commercial & Industrial Equipment | Natural gas | 100 | 95 | 76 | FALSE |  |  | FALSE | FALSE | Gas-fired storage | High | 0.57 |  | 2023-02-23 | 10333822 | 2023-02-23
Rheem Sales Company, Inc. | RHEEM/RUUD | GPDV75-75 | Federally-Regulated Commercial & Industrial Equipment | Natural gas | 75 | 73 | 75.1 | TRUE |  |  | TRUE | FALSE | Gas-fired storage | High | 0.63 |  | 2023-02-23 | 10597260 | 2023-02-23
Rheem Sales Company, Inc. | RHEEM/RUUD | G100-80 | Federally-Regulated Commercial & Industrial Equipment | Natural gas | 100 | 96 | 80 | FALSE |  |  | FALSE | FALSE | Gas-fired storage | High | 0.57 |  | 2023-02-23 | 10597327 | 2023-02-23
Rheem Sales Company, Inc. | RHEEM/RUUD | G75-76LP | Federally-Regulated Commercial & Industrial Equipment | LPG | 75 | 73 | 75.1 | TRUE |  |  | FALSE | FALSE | Gas-fired storage | High | 0.61 |  | 2023-02-23 | 10333803 | 2023-02-23
Rheem Sales Company, Inc. | RHEEM/RUUD | GPV75-76FV | Federally-Regulated Commercial & Industrial Equipment | Natural gas | 75 | 73 | 75.1 | TRUE |  |  | TRUE | FALSE | Gas-fired storage | High | 0.59 |  | 2023-02-23 | 10333823 | 2023-02-23
Rheem Sales Company, Inc. | RHEEM/RUUD | GPDV75-76LP | Federally-Regulated Commercial & Industrial Equipment | LPG | 75 | 73 | 75.1 | TRUE |  |  | TRUE | FALSE | Gas-fired storage | High | 0.63 |  | 2023-02-23 | 10597261 | 2023-02-23
Rheem Sales Company, Inc. | Rheem | GHE50S*-76 | Federally-Regulated Commercial & Industrial Equipment | Natural gas | 50 | 50 | 76 | TRUE |  |  | TRUE | FALSE | Gas-fired storage | High | 0.89 |  | 2023-02-23 | 210605725 | 2023-02-23
Rheem Sales Company, Inc. | Rheem | PRO+G98-80U RH EC1 | Federally-Regulated Commercial & Industrial Equipment | Natural gas | 98 | 95 | 80 | TRUE |  |  | FALSE | FALSE | Gas-fired storage | High | 0.57 |  | 2023-02-23 | 207177242 | 2023-02-23
Rheem Sales Company, Inc. | Rheem | PRO+G75-75N RH PDV | Federally-Regulated Commercial & Industrial Equipment | Natural gas | 75 | 73 | 75.1 | TRUE |  |  | TRUE | FALSE | Gas-fired storage | High | 0.63 |  | 2023-02-23 | 10597258 | 2023-02-23
Rheem Sales Company, Inc. | Rheem | PRO+G98-76P RH | Federally-Regulated Commercial & Industrial Equipment | LPG | 98 | 93 | 75.1 | TRUE |  |  | FALSE | FALSE | Gas-fired storage | High | 0.58 |  | 2023-02-23 | 10333812 | 2023-02-23
Rheem Sales Company, Inc. | Rheem | GPV75-76PFV | Federally-Regulated Commercial & Industrial Equipment | LPG | 75 | 73 | 75.1 | TRUE |  |  | TRUE | FALSE | Gas-fired storage | High | 0.59 |  | 2023-02-23 | 10609357 | 2023-02-23
Rheem Sales Company, Inc. | Rheem | G100UN-EC1 | Federally-Regulated Commercial & Industrial Equipment | Natural gas | 98 | 95 | 75.1 | TRUE |  |  | FALSE | FALSE | Gas-fired storage | High | 0.57 |  | 2023-02-23 | 207497785 | 2023-02-23
Rheem Sales Company, Inc. | Rheem | PRO+G75-76P RH | Federally-Regulated Commercial & Industrial Equipment | LPG | 75 | 73 | 75.1 | TRUE |  |  | FALSE | FALSE | Gas-fired storage | High | 0.61 |  | 2023-02-23 | 10333807 | 2023-02-23
Rheem Sales Company, Inc. | Rheem | XG75T12ST76U0 | Federally-Regulated Commercial & Industrial Equipment | Natural gas | 75 | 73 | 75.1 | TRUE |  |  | FALSE | FALSE | Gas-fired storage | High | 0.61 |  | 2023-02-23 | 10333817 | 2023-02-23
Rheem Sales Company, Inc. | Rheem | PRO+G98-76N RH | Federally-Regulated Commercial & Industrial Equipment | Natural gas | 98 | 93 | 75.1 | TRUE |  |  | FALSE | FALSE | Gas-fired storage | High | 0.58 |  | 2023-02-23 | 10333810 | 2023-02-23
Rheem Sales Company, Inc. | Rheem | PRO+G75-76N RH | Federally-Regulated Commercial & Industrial Equipment | Natural gas | 75 | 73 | 75.1 | TRUE |  |  | FALSE | FALSE | Gas-fired storage | High | 0.61 |  | 2023-02-23 | 10333805 | 2023-02-23
Rheem Sales Company, Inc. | Rheem | PROP G50-100* CN HE EC3 | Federally-Regulated Commercial & Industrial Equipment | Natural gas | 50 | 50 | 100 | TRUE |  |  | TRUE | FALSE | Gas-fired storage | High | 0.89 |  | 2023-02-23 | 210605727 | 2023-02-23
Rheem Sales Company, Inc. | Rheem | TPV75-76PFV | Federally-Regulated Commercial & Industrial Equipment | LPG | 75 | 73 | 75.1 | TRUE |  |  | TRUE | FALSE | Gas-fired storage | High | 0.59 |  | 2023-02-23 | 10609359 | 2023-02-23
Rheem Sales Company, Inc. | Rheem | ECE G50-100U CN HE EC3 | Federally-Regulated Commercial & Industrial Equipment | Natural gas | 50 | 50 | 100 | TRUE |  |  | TRUE | FALSE | Gas-fired storage | High | 0.89 |  | 2023-02-23 | 210605730 | 2023-02-23
Rheem Sales Company, Inc. | Rheem | PROG75-75U RU EC1 | Federally-Regulated Commercial & Industrial Equipment | Natural gas | 75 | 73 | 75.1 | TRUE |  |  | FALSE | FALSE | Gas-fired storage | High | 0.59 |  | 2023-02-23 | 211211205 | 2023-02-23
Rheem Sales Company, Inc. | Rheem | XG50T12UHN100*0 | Federally-Regulated Commercial & Industrial Equipment | Natural gas | 50 | 50 | 100 | TRUE |  |  | TRUE | FALSE | Gas-fired storage | High | 0.89 |  | 2023-02-23 | 210605728 | 2023-02-23
Rheem Sales Company, Inc. | Rheem | XP50T12UHC100U0 | Federally-Regulated Commercial & Industrial Equipment | LPG | 50 | 50 | 100 | TRUE |  |  | TRUE | FALSE | Gas-fired storage | High | 0.89 |  | 2023-02-23 | 210605729 | 2023-02-23
Rheem Sales Company, Inc. | Rheem | GHE50S*-100 | Federally-Regulated Commercial & Industrial Equipment | Natural gas | 50 | 50 | 100 | TRUE |  |  | TRUE | FALSE | Gas-fired storage | High | 0.89 |  | 2023-02-23 | 210605733 | 2023-02-23
Rheem Sales Company, Inc. | Rheem | PRO+G75-76P RH PDV | Federally-Regulated Commercial & Industrial Equipment | LPG | 75 | 73 | 75.1 | TRUE |  |  | TRUE | FALSE | Gas-fired storage | High | 0.63 |  | 2023-02-23 | 10333826 | 2023-02-23
Rheem Sales Company, Inc. | Rheem | PROP G50-100* CN HE EC3 | Federally-Regulated Commercial & Industrial Equipment | LPG | 50 | 50 | 100 | TRUE |  |  | TRUE | FALSE | Gas-fired storage | High | 0.89 |  | 2023-02-23 | 210605727 | 2023-02-23
Rheem Sales Company, Inc. | Rheem | G75UN-EC1 | Federally-Regulated Commercial & Industrial Equipment | Natural gas | 75 | 73 | 75.1 | TRUE |  |  | FALSE | FALSE | Gas-fired storage | High | 0.59 |  | 2023-02-23 | 207497784 | 2023-02-23
Rheem Sales Company, Inc. | Rheem | PRO+G75-76P RU PV | Federally-Regulated Commercial & Industrial Equipment | LPG | 75 | 73 | 75.1 | TRUE |  |  | TRUE | FALSE | Gas-fired storage | High | 0.59 |  | 2023-02-23 | 10609360 | 2023-02-23
Rheem Sales Company, Inc. | Rheem | XP50T12UHC76U0 | Federally-Regulated Commercial & Industrial Equipment | LPG | 50 | 50 | 76 | TRUE |  |  | TRUE | FALSE | Gas-fired storage | High | 0.89 |  | 2023-02-23 | 210605721 | 2023-02-23
Rheem Sales Company, Inc. | Rheem | GHE50S*-100** | Federally-Regulated Commercial & Industrial Equipment | LPG | 50 | 50 | 100 | TRUE |  |  | TRUE | FALSE | Gas-fired storage | High | 0.89 |  | 2023-02-23 | 210605734 | 2023-02-23
Rheem Sales Company, Inc. | Rheem | PROP G50-100* RH HE EC3 | Federally-Regulated Commercial & Industrial Equipment | Natural gas | 50 | 50 | 100 | TRUE |  |  | TRUE | FALSE | Gas-fired storage | High | 0.89 |  | 2023-02-23 | 210547594 | 2023-02-23
Rheem Sales Company, Inc. | Rheem | XP75T06PV76U0 | Federally-Regulated Commercial & Industrial Equipment | LPG | 75 | 73 | 75.1 | TRUE |  |  | TRUE | FALSE | Gas-fired storage | High | 0.59 |  | 2023-02-23 | 10609356 | 2023-02-23
Rheem Sales Company, Inc. | Rheem | GHE50S*-76** | Federally-Regulated Commercial & Industrial Equipment | LPG | 50 | 50 | 76 | TRUE |  |  | TRUE | FALSE | Gas-fired storage | High | 0.89 |  | 2023-02-23 | 210605726 | 2023-02-23
Rheem Sales Company, Inc. | Rheem | 6G75PV-76PFW | Federally-Regulated Commercial & Industrial Equipment | LPG | 75 | 73 | 75.1 | TRUE |  |  | TRUE | FALSE | Gas-fired storage | High | 0.59 |  | 2023-02-23 | 211194095 | 2023-02-23
Rheem Sales Company, Inc. | Rheem | PROP G50-76* RH HE EC3 | Federally-Regulated Commercial & Industrial Equipment | Natural gas | 50 | 50 | 76 | TRUE |  |  | TRUE | FALSE | Gas-fired storage | High | 0.89 |  | 2023-02-23 | 210547593 | 2023-02-23
Rheem Sales Company, Inc. | Rheem | ECE G50-76U CN HE EC3 | Federally-Regulated Commercial & Industrial Equipment | Natural gas | 50 | 50 | 76 | TRUE |  |  | TRUE | FALSE | Gas-fired storage | High | 0.89 |  | 2023-02-23 | 210605722 | 2023-02-23
Rheem Sales Company, Inc. | Rheem | PROP G50-100* RH HE EC3 | Federally-Regulated Commercial & Industrial Equipment | LPG | 50 | 50 | 100 | TRUE |  |  | TRUE | FALSE | Gas-fired storage | High | 0.89 |  | 2023-02-23 | 210547594 | 2023-02-23
Rheem Sales Company, Inc. | Rheem | XP98T06ST76U0 | Federally-Regulated Commercial & Industrial Equipment | LPG | 98 | 93 | 75.1 | TRUE |  |  | FALSE | FALSE | Gas-fired storage | High | 0.58 |  | 2023-02-23 | 10597259 | 2023-02-23
Rheem Sales Company, Inc. | Rheem | PRO+G75-76N RH PV | Federally-Regulated Commercial & Industrial Equipment | Natural gas | 75 | 73 | 75.1 | TRUE |  |  | TRUE | FALSE | Gas-fired storage | High | 0.59 |  | 2023-02-23 | 10333824 | 2023-02-23
Rheem Sales Company, Inc. | Rheem | XG50T12UHN76*0 | Federally-Regulated Commercial & Industrial Equipment | Natural gas | 50 | 50 | 76 | TRUE |  |  | TRUE | FALSE | Gas-fired storage | High | 0.89 |  | 2023-02-23 | 210605720 | 2023-02-23
Rheem Sales Company, Inc. | Rheem | XG98T06EN76U1 | Federally-Regulated Commercial & Industrial Equipment | Natural gas | 98 | 95 | 75.1 | TRUE |  |  | FALSE | FALSE | Gas-fired storage | High | 0.57 |  | 2023-02-23 | 207175635 | 2023-02-23
Rheem Sales Company, Inc. | Rheem | PROG98-75U RH EC1 | Federally-Regulated Commercial & Industrial Equipment | Natural gas | 98 | 95 | 75.1 | TRUE |  |  | FALSE | FALSE | Gas-fired storage | High | 0.57 |  | 2023-02-23 | 207172468 | 2023-02-23
Rheem Sales Company, Inc. | Rheem | PROP G50-76* CN HE EC3 | Federally-Regulated Commercial & Industrial Equipment | LPG | 50 | 50 | 76 | TRUE |  |  | TRUE | FALSE | Gas-fired storage | High | 0.89 |  | 2023-02-23 | 210605719 | 2023-02-23
Rheem Sales Company, Inc. | Rheem | XG75T06PV76U0 | Federally-Regulated Commercial & Industrial Equipment | Natural gas | 75 | 73 | 75.1 | TRUE |  |  | TRUE | FALSE | Gas-fired storage | High | 0.59 |  | 2023-02-23 | 10333829 | 2023-02-23
Rheem Sales Company, Inc. | Rheem | PRO+G75-75U RH EC1 | Federally-Regulated Commercial & Industrial Equipment | Natural gas | 75 | 73 | 75.1 | TRUE |  |  | FALSE | FALSE | Gas-fired storage | High | 0.59 |  | 2023-02-23 | 207454691 | 2023-02-23
Rheem Sales Company, Inc. | Rheem | PROG75-75U RH EC1 | Federally-Regulated Commercial & Industrial Equipment | Natural gas | 75 | 73 | 75.1 | FALSE |  |  | FALSE | FALSE | Gas-fired storage | High | 0.59 |  | 2023-02-23 | 207169057 | 2023-02-23
Rheem Sales Company, Inc. | Rheem | XG98T06ST76U0 | Federally-Regulated Commercial & Industrial Equipment | Natural gas | 98 | 93 | 75.1 | TRUE |  |  | FALSE | FALSE | Gas-fired storage | High | 0.58 |  | 2023-02-23 | 10333818 | 2023-02-23
Rheem Sales Company, Inc. | Rheem | PRO+G75-76P RH PV | Federally-Regulated Commercial & Industrial Equipment | LPG | 75 | 73 | 75.1 | TRUE |  |  | TRUE | FALSE | Gas-fired storage | High | 0.59 |  | 2023-02-23 | 10609355 | 2023-02-23
Rheem Sales Company, Inc. | Rheem | XP75T06ST76U0 | Federally-Regulated Commercial & Industrial Equipment | LPG | 75 | 73 | 75.1 | TRUE |  |  | FALSE | FALSE | Gas-fired storage | High | 0.61 |  | 2023-02-23 | 10333819 | 2023-02-23
Rheem Sales Company, Inc. | Rheem | PROP G50-76* RH HE EC3 | Federally-Regulated Commercial & Industrial Equipment | LPG | 50 | 50 | 76 | TRUE |  |  | TRUE | FALSE | Gas-fired storage | High | 0.89 |  | 2023-02-23 | 210547593 | 2023-02-23
Rheem Sales Company, Inc. | Rheem | PROP G50-76* CN HE EC3 | Federally-Regulated Commercial & Industrial Equipment | Natural gas | 50 | 50 | 76 | TRUE |  |  | TRUE | FALSE | Gas-fired storage | High | 0.89 |  | 2023-02-23 | 210605719 | 2023-02-23
Bradford White Corporation | Jetglas | RG275H*N | Federally-Regulated Commercial & Industrial Equipment | Natural gas | 75 | 72 | 76 | TRUE |  |  | FALSE | FALSE | Gas-fired storage | High | 0.59 |  | 2023-02-23 | 200094575 | 2023-02-23
Bradford White Corporation | Jetglas | ULG275H76*N | Federally-Regulated Commercial & Industrial Equipment | Natural gas | 75 | 72 | 76 | TRUE |  |  | FALSE | FALSE | Gas-fired storage | High | 0.59 |  | 2023-02-23 | 200094613 | 2023-02-23
Bradford White Corporation | Jetglas | RG275H*X | Federally-Regulated Commercial & Industrial Equipment | LPG | 75 | 72 | 76 | TRUE |  |  | FALSE | FALSE | Gas-fired storage | High | 0.59 |  | 2023-02-23 | 200094577 | 2023-02-23
Bradford White Corporation | Jetglas | LG275H76*X | Federally-Regulated Commercial & Industrial Equipment | LPG | 75 | 72 | 76 | TRUE |  |  | FALSE | FALSE | Gas-fired storage | High | 0.59 |  | 2023-02-23 | 200094581 | 2023-02-23
Bradford White Corporation | Jetglas | LG275H76*N | Federally-Regulated Commercial & Industrial Equipment | Natural gas | 75 | 72 | 76 | TRUE |  |  | FALSE | FALSE | Gas-fired storage | High | 0.59 |  | 2023-02-23 | 200094579 | 2023-02-23
Bradford White Corporation | Jetglas | URG275H*N | Federally-Regulated Commercial & Industrial Equipment | Natural gas | 75 | 72 | 76 | TRUE |  |  | FALSE | FALSE | Gas-fired storage | High | 0.59 |  | 2023-02-23 | 200094611 | 2023-02-23
Ariston USA LLC | HTP | PH100-80**** | Federally-Regulated Commercial & Industrial Equipment | LPG | 80 | 75 | 100 | FALSE |  |  | TRUE | FALSE | Gas-fired storage | High | 0.93 |  | 2023-02-23 | 10324152 | 2023-02-23
Ariston USA LLC | HTP | PH76-60**** | Federally-Regulated Commercial & Industrial Equipment | LPG | 60 | 58 | 76 | FALSE |  |  | TRUE | FALSE | Gas-fired storage | High | 0.88 |  | 2023-02-23 | 10324085 | 2023-02-23
Ariston USA LLC | HTP | PH100-80**** | Federally-Regulated Commercial & Industrial Equipment | Natural gas | 80 | 75 | 100 | FALSE |  |  | TRUE | FALSE | Gas-fired storage | High | 0.93 |  | 2023-02-23 | 10324152 | 2023-02-23
Ariston USA LLC | HTP | PH76-80**** | Federally-Regulated Commercial & Industrial Equipment | Natural gas | 80 | 77 | 76 | FALSE |  |  | TRUE | FALSE | Gas-fired storage | High | 0.87 |  | 2023-02-23 | 10324101 | 2023-02-23
Ariston USA LLC | HTP | PH76-50**** | Federally-Regulated Commercial & Industrial Equipment | Natural gas | 50 | 48 | 76 | FALSE |  |  | TRUE | FALSE | Gas-fired storage | High | 0.9 |  | 2023-02-23 | 10324028 | 2023-02-23
Ariston USA LLC | HTP | PH76-80**** | Federally-Regulated Commercial & Industrial Equipment | LPG | 80 | 77 | 76 | FALSE |  |  | TRUE | FALSE | Gas-fired storage | High | 0.87 |  | 2023-02-23 | 10324101 | 2023-02-23
Ariston USA LLC | HTP | PH100-119**** | Federally-Regulated Commercial & Industrial Equipment | LPG | 119 | 112 | 100 | FALSE |  |  | TRUE | FALSE | Gas-fired storage | High | 0.9 |  | 2023-02-23 | 10324154 | 2023-02-23
Ariston USA LLC | HTP | PH100-55**** | Federally-Regulated Commercial & Industrial Equipment | Natural gas | 55 | 53 | 100 | FALSE |  |  | TRUE | FALSE | Gas-fired storage | High | 0.89 |  | 2023-02-23 | 10324150 | 2023-02-23
Ariston USA LLC | HTP | PH100-55**** | Federally-Regulated Commercial & Industrial Equipment | LPG | 55 | 53 | 100 | FALSE |  |  | TRUE | FALSE | Gas-fired storage | High | 0.89 |  | 2023-02-23 | 10324150 | 2023-02-23
Ariston USA LLC | HTP | PH76-60**** | Federally-Regulated Commercial & Industrial Equipment | Natural gas | 60 | 58 | 76 | FALSE |  |  | TRUE | FALSE | Gas-fired storage | High | 0.88 |  | 2023-02-23 | 10324085 | 2023-02-23
Ariston USA LLC | HTP | PH76-50**** | Federally-Regulated Commercial & Industrial Equipment | LPG | 50 | 48 | 76 | FALSE |  |  | TRUE | FALSE | Gas-fired storage | High | 0.9 |  | 2023-02-23 | 10324028 | 2023-02-23
Ariston USA LLC | HTP | PH100-119**** | Federally-Regulated Commercial & Industrial Equipment | Natural gas | 119 | 112 | 100 | FALSE |  |  | TRUE | FALSE | Gas-fired storage | High | 0.9 |  | 2023-02-23 | 10324154 | 2023-02-23
American Water Heater Co. | American | PR-34-100 * 2** | Federally-Regulated Commercial & Industrial Equipment | LPG | 34 | 33 | 100 | TRUE |  |  | TRUE | FALSE | Gas-fired storage | High | 0.9 |  | 2023-02-23 | 206340868 | 2023-02-23
American Water Heater Co. | American | PVG62-75T76-NV 3** | Federally-Regulated Commercial & Industrial Equipment | Natural gas | 75 | 72 | 76 | TRUE |  |  | TRUE | FALSE | Gas-fired storage | High | 0.69 |  | 2023-02-23 | 206913158 | 2023-02-23
American Water Heater Co. | American | PVG62-75T76-LV 3*1 | Federally-Regulated Commercial & Industrial Equipment | LPG | 75 | 72 | 76 | TRUE |  |  | TRUE | FALSE | Gas-fired storage | High | 0.69 |  | 2023-02-23 | 206913160 | 2023-02-23
American Water Heater Co. | American | VG6250T100*V 3** | Federally-Regulated Commercial & Industrial Equipment | LPG | 50 | 49 | 100 | FALSE |  |  | TRUE | FALSE | Gas-fired storage | High | 0.88 |  | 2023-02-23 | 206340219 | 2023-02-23
American Water Heater Co. | American | PR-34-100 * 2** | Federally-Regulated Commercial & Industrial Equipment | Natural gas | 34 | 33 | 100 | TRUE |  |  | TRUE | FALSE | Gas-fired storage | High | 0.9 |  | 2023-02-23 | 206340868 | 2023-02-23
American Water Heater Co. | American | PG10 34 100 2*V 2** | Federally-Regulated Commercial & Industrial Equipment | Natural gas | 34 | 33 | 100 | TRUE |  |  | TRUE | FALSE | Gas-fired storage | High | 0.9 |  | 2023-02-23 | 206340847 | 2023-02-23
American Water Heater Co. | American | PG10 34 100 2*V 2** | Federally-Regulated Commercial & Industrial Equipment | LPG | 34 | 33 | 100 | TRUE |  |  | TRUE | FALSE | Gas-fired storage | High | 0.9 |  | 2023-02-23 | 206340847 | 2023-02-23
American Water Heater Co. | American | VG6275T100*V 3** | Federally-Regulated Commercial & Industrial Equipment | Natural gas | 75 | 74 | 100 | FALSE |  |  | TRUE | FALSE | Gas-fired storage | High | 0.86 |  | 2023-02-23 | 206340223 | 2023-02-23
American Water Heater Co. | American | VG6275T100*V 3** | Federally-Regulated Commercial & Industrial Equipment | LPG | 75 | 74 | 100 | FALSE |  |  | TRUE | FALSE | Gas-fired storage | High | 0.86 |  | 2023-02-23 | 206340223 | 2023-02-23
American Water Heater Co. | American | VG6250T100*V 3** | Federally-Regulated Commercial & Industrial Equipment | Natural gas | 50 | 49 | 100 | FALSE |  |  | TRUE | FALSE | Gas-fired storage | High | 0.88 |  | 2023-02-23 | 206340219 | 2023-02-23
American Water Heater Co. | American | PVCG32-75T76-NV 3** | Federally-Regulated Commercial & Industrial Equipment | Natural gas | 75 | 72 | 76 | TRUE |  |  | TRUE | FALSE | Gas-fired storage | High | 0.69 |  | 2023-02-23 | 206913159 | 2023-02-23
American Water Heater Co. | American | PDVG62-75T76-PV 3*1 | Federally-Regulated Commercial & Industrial Equipment | LPG | 75 | 72 | 76 | TRUE |  |  | TRUE | FALSE | Gas-fired storage | High | 0.68 |  | 2023-02-23 | 206913179 | 2023-02-23
American Water Heater Co. | American | PVCG62-75T76-LV 3*1 | Federally-Regulated Commercial & Industrial Equipment | LPG | 75 | 72 | 76 | TRUE |  |  | TRUE | FALSE | Gas-fired storage | High | 0.69 |  | 2023-02-23 | 206913161 | 2023-02-23
American Water Heater Co. | American | VG6250T76NV 1** | Federally-Regulated Commercial & Industrial Equipment | Natural gas | 50 | 48 | 76 | FALSE |  |  | TRUE | FALSE | Gas-fired storage | High | 0.88 |  | 2023-02-23 | 206340215 | 2023-02-23
American Water Heater Co. | American | PDVG62-75T76-NV 3** | Federally-Regulated Commercial & Industrial Equipment | Natural gas | 75 | 72 | 76 | TRUE |  |  | TRUE | FALSE | Gas-fired storage | High | 0.68 |  | 2023-02-23 | 206913178 | 2023-02-23
Rheem Sales Company, Inc. | Richmond | 6G75-76F | Federally-Regulated Commercial & Industrial Equipment | Natural gas | 75 | 73 | 75.1 | TRUE |  |  | FALSE | FALSE | Gas-fired storage | High | 0.61 |  | 2023-02-23 | 10333800 | 2023-02-23
Rheem Sales Company, Inc. | Richmond | TPDV75-76LP | Federally-Regulated Commercial & Industrial Equipment | LPG | 75 | 73 | 75.1 | TRUE |  |  | TRUE | FALSE | Gas-fired storage | High | 0.63 |  | 2023-02-23 | 10597263 | 2023-02-23
Rheem Sales Company, Inc. | Richmond | T100-80N | Federally-Regulated Commercial & Industrial Equipment | Natural gas | 100 | 95 | 76 | FALSE |  |  | FALSE | FALSE | Gas-fired storage | High | 0.57 |  | 2023-02-23 | 10597265 | 2023-02-23
Rheem Sales Company, Inc. | Richmond | T100-80 | Federally-Regulated Commercial & Industrial Equipment | Natural gas | 100 | 96 | 80 | FALSE |  |  | FALSE | FALSE | Gas-fired storage | High | 0.57 |  | 2023-02-23 | 10597328 | 2023-02-23
Rheem Sales Company, Inc. | Richmond | 6G98-76FN4 | Federally-Regulated Commercial & Industrial Equipment | Natural gas | 98 | 95 | 75.1 | TRUE |  |  | FALSE | FALSE | Gas-fired storage | High | 0.57 |  | 2023-02-23 | 207175637 | 2023-02-23
Rheem Sales Company, Inc. | Richmond | 6G75PDVP-76 | Federally-Regulated Commercial & Industrial Equipment | LPG | 75 | 73 | 75.1 | TRUE |  |  | TRUE | FALSE | Gas-fired storage | High | 0.63 |  | 2023-02-23 | 10333820 | 2023-02-23
Rheem Sales Company, Inc. | Richmond | 12GUH50-76F* | Federally-Regulated Commercial & Industrial Equipment | Natural gas | 50 | 50 | 76 | TRUE |  |  | TRUE | FALSE | Gas-fired storage | High | 0.89 |  | 2023-02-23 | 210605724 | 2023-02-23
Rheem Sales Company, Inc. | Richmond | 12GUH50-100F* | Federally-Regulated Commercial & Industrial Equipment | LPG | 50 | 50 | 100 | TRUE |  |  | TRUE | FALSE | Gas-fired storage | High | 0.89 |  | 2023-02-23 | 210605732 | 2023-02-23
Rheem Sales Company, Inc. | Richmond | TPDV75-75 | Federally-Regulated Commercial & Industrial Equipment | Natural gas | 75 | 73 | 75.1 | TRUE |  |  | TRUE | FALSE | Gas-fired storage | High | 0.63 |  | 2023-02-23 | 10597262 | 2023-02-23
Rheem Sales Company, Inc. | Richmond | 12GUH50-100F* | Federally-Regulated Commercial & Industrial Equipment | Natural gas | 50 | 50 | 100 | TRUE |  |  | TRUE | FALSE | Gas-fired storage | High | 0.89 |  | 2023-02-23 | 210605732 | 2023-02-23
Rheem Sales Company, Inc. | Richmond | 12GUH50-76F* | Federally-Regulated Commercial & Industrial Equipment | LPG | 50 | 50 | 76 | TRUE |  |  | TRUE | FALSE | Gas-fired storage | High | 0.89 |  | 2023-02-23 | 210605724 | 2023-02-23
Rheem Sales Company, Inc. | Richmond | T75-75N-3 | Federally-Regulated Commercial & Industrial Equipment | Natural gas | 75 | 73 | 75.1 | TRUE |  |  | FALSE | FALSE | Gas-fired storage | High | 0.61 |  | 2023-02-23 | 10597253 | 2023-02-23
Rheem Sales Company, Inc. | Richmond | 6G75PDV-75 * | Federally-Regulated Commercial & Industrial Equipment | Natural gas | 75 | 73 | 75.1 | TRUE |  |  | TRUE | FALSE | Gas-fired storage | High | 0.63 |  | 2023-02-23 | 203258357 | 2023-02-23
Rheem Sales Company, Inc. | Richmond | T100-76LP | Federally-Regulated Commercial & Industrial Equipment | LPG | 98 | 93 | 75.1 | TRUE |  |  | FALSE | FALSE | Gas-fired storage | High | 0.58 |  | 2023-02-23 | 10333814 | 2023-02-23
Rheem Sales Company, Inc. | Richmond | 6G75-76PF | Federally-Regulated Commercial & Industrial Equipment | LPG | 75 | 73 | 75.1 | TRUE |  |  | FALSE | FALSE | Gas-fired storage | High | 0.61 |  | 2023-02-23 | 10333801 | 2023-02-23
Rheem Sales Company, Inc. | Richmond | T75-76LP | Federally-Regulated Commercial & Industrial Equipment | LPG | 75 | 73 | 75.1 | TRUE |  |  | FALSE | FALSE | Gas-fired storage | High | 0.61 |  | 2023-02-23 | 10333815 | 2023-02-23
Rheem Sales Company, Inc. | Richmond | 5V100F-76N | Federally-Regulated Commercial & Industrial Equipment | Natural gas | 98 | 93 | 75.1 | TRUE |  |  | FALSE | FALSE | Gas-fired storage | High | 0.58 |  | 2023-02-23 | 10333798 | 2023-02-23
Rheem Sales Company, Inc. | Richmond | 6G75-76FN4 | Federally-Regulated Commercial & Industrial Equipment | Natural gas | 75 | 73 | 75.1 | TRUE |  |  | FALSE | FALSE | Gas-fired storage | High | 0.59 |  | 2023-02-23 | 207175091 | 2023-02-23
Rheem Sales Company, Inc. | Richmond | 5V100F-76P | Federally-Regulated Commercial & Industrial Equipment | LPG | 98 | 93 | 75.1 | TRUE |  |  | FALSE | FALSE | Gas-fired storage | High | 0.58 |  | 2023-02-23 | 10333799 | 2023-02-23
Bradford White Corporation | BRADFORD WHITE | LG275H76*N | Federally-Regulated Commercial & Industrial Equipment | Natural gas | 75 | 72 | 76 | TRUE |  |  | FALSE | FALSE | Gas-fired storage | High | 0.59 |  | 2023-02-23 | 200094578 | 2023-02-23
Bradford White Corporation | BRADFORD WHITE | LG255H78*N | Federally-Regulated Commercial & Industrial Equipment | Natural gas | 55 | 55 | 78 | TRUE |  |  | FALSE | FALSE | Gas-fired storage | High | 0.61 |  | 2023-02-23 | 200094631 | 2023-02-23
Bradford White Corporation | BRADFORD WHITE | LG1PV55H78*X** | Federally-Regulated Commercial & Industrial Equipment | LPG | 55 | 55 | 78 | TRUE |  |  | TRUE | FALSE | Gas-fired storage | High | 0.68 |  | 2023-02-23 | 208157073 | 2023-02-23
Bradford White Corporation | BRADFORD WHITE | LC2PDV50H76*N | Federally-Regulated Commercial & Industrial Equipment | Natural gas | 50 | 48 | 76 | TRUE |  |  | TRUE | FALSE | Gas-fired storage | High | 0.8 |  | 2023-02-23 | 205573465 | 2023-02-23
Bradford White Corporation | BRADFORD WHITE | RG1PV55H*X** | Federally-Regulated Commercial & Industrial Equipment | LPG | 55 | 55 | 78 | TRUE |  |  | TRUE | FALSE | Gas-fired storage | High | 0.68 |  | 2023-02-23 | 208157071 | 2023-02-23
Bradford White Corporation | BRADFORD WHITE | RG2100H*X | Federally-Regulated Commercial & Industrial Equipment | LPG | 100 | 95 | 80 | TRUE |  |  | FALSE | FALSE | Gas-fired storage | High | 0.57 |  | 2023-02-23 | 200094584 | 2023-02-23
Bradford White Corporation | BRADFORD WHITE | LC2PDV50H76*X | Federally-Regulated Commercial & Industrial Equipment | LPG | 50 | 48 | 76 | TRUE |  |  | TRUE | FALSE | Gas-fired storage | High | 0.8 |  | 2023-02-23 | 205573466 | 2023-02-23
Bradford White Corporation | BRADFORD WHITE | RG255H*X | Federally-Regulated Commercial & Industrial Equipment | LPG | 55 | 55 | 78 | TRUE |  |  | FALSE | FALSE | Gas-fired storage | High | 0.61 |  | 2023-02-23 | 200094625 | 2023-02-23
Bradford White Corporation | BRADFORD WHITE | RG2100H*N | Federally-Regulated Commercial & Industrial Equipment | Natural gas | 100 | 95 | 80 | TRUE |  |  | FALSE | FALSE | Gas-fired storage | High | 0.57 |  | 2023-02-23 | 200094582 | 2023-02-23
Bradford White Corporation | BRADFORD WHITE | LG2PDV75H80*X | Federally-Regulated Commercial & Industrial Equipment | LPG | 75 | 72 | 78 | TRUE |  |  | TRUE | FALSE | Gas-fired storage | High | 0.69 |  | 2023-02-23 | 200094608 | 2023-02-23
Bradford White Corporation | BRADFORD WHITE | RG2PV75H*N** | Federally-Regulated Commercial & Industrial Equipment | Natural gas | 75 | 72 | 76 | TRUE |  |  | TRUE | FALSE | Gas-fired storage | High | 0.69 |  | 2023-02-23 | 208141880 | 2023-02-23
Bradford White Corporation | BRADFORD WHITE | URG275H*N | Federally-Regulated Commercial & Industrial Equipment | Natural gas | 75 | 72 | 76 | TRUE |  |  | FALSE | FALSE | Gas-fired storage | High | 0.59 |  | 2023-02-23 | 200094610 | 2023-02-23
Bradford White Corporation | BRADFORD WHITE | RG1PV55H*N** | Federally-Regulated Commercial & Industrial Equipment | Natural gas | 55 | 55 | 78 | TRUE |  |  | TRUE | FALSE | Gas-fired storage | High | 0.68 |  | 2023-02-23 | 208141881 | 2023-02-23
Bradford White Corporation | BRADFORD WHITE | URG2100H**N | Federally-Regulated Commercial & Industrial Equipment | Natural gas | 100 | 95 | 80 | TRUE |  |  | FALSE | FALSE | Gas-fired storage | High | 0.57 |  | 2023-02-23 | 200094641 | 2023-02-23
Bradford White Corporation | BRADFORD WHITE | ULG2PV75H76*N** | Federally-Regulated Commercial & Industrial Equipment | Natural gas | 75 | 72 | 76 | TRUE |  |  | TRUE | FALSE | Gas-fired storage | High | 0.69 |  | 2023-02-23 | 208157069 | 2023-02-23
Bradford White Corporation | BRADFORD WHITE | LG1PV55H78*N** | Federally-Regulated Commercial & Industrial Equipment | Natural gas | 55 | 55 | 78 | TRUE |  |  | TRUE | FALSE | Gas-fired storage | High | 0.68 |  | 2023-02-23 | 208157072 | 2023-02-23
Bradford White Corporation | BRADFORD WHITE | LC2PV50H76*N | Federally-Regulated Commercial & Industrial Equipment | Natural gas | 50 | 48 | 76 | TRUE |  |  | TRUE | FALSE | Gas-fired storage | High | 0.8 |  | 2023-02-23 | 200094562 | 2023-02-23
Bradford White Corporation | BRADFORD WHITE | RC2PV50H*X | Federally-Regulated Commercial & Industrial Equipment | LPG | 50 | 48 | 76 | TRUE |  |  | TRUE | FALSE | Gas-fired storage | High | 0.8 |  | 2023-02-23 | 200094560 | 2023-02-23
Bradford White Corporation | BRADFORD WHITE | RG255H*N | Federally-Regulated Commercial & Industrial Equipment | Natural gas | 55 | 55 | 78 | TRUE |  |  | FALSE | FALSE | Gas-fired storage | High | 0.61 |  | 2023-02-23 | 200094623 | 2023-02-23
Bradford White Corporation | BRADFORD WHITE | RG2PDV75H*N | Federally-Regulated Commercial & Industrial Equipment | Natural gas | 75 | 72 | 80 | TRUE |  |  | TRUE | FALSE | Gas-fired storage | High | 0.69 |  | 2023-02-23 | 200094602 | 2023-02-23
Bradford White Corporation | BRADFORD WHITE | LG275H76*X | Federally-Regulated Commercial & Industrial Equipment | LPG | 75 | 72 | 76 | TRUE |  |  | FALSE | FALSE | Gas-fired storage | High | 0.59 |  | 2023-02-23 | 200094580 | 2023-02-23
Bradford White Corporation | BRADFORD WHITE | RC2PDV50H*X | Federally-Regulated Commercial & Industrial Equipment | LPG | 50 | 48 | 76 | TRUE |  |  | TRUE | FALSE | Gas-fired storage | High | 0.8 |  | 2023-02-23 | 205129077 | 2023-02-23
Bradford White Corporation | BRADFORD WHITE | LC2PV50H76*X | Federally-Regulated Commercial & Industrial Equipment | LPG | 50 | 48 | 76 | TRUE |  |  | TRUE | FALSE | Gas-fired storage | High | 0.8 |  | 2023-02-23 | 200094564 | 2023-02-23
Bradford White Corporation | BRADFORD WHITE | URG2PV75H*N** | Federally-Regulated Commercial & Industrial Equipment | Natural gas | 75 | 72 | 76 | TRUE |  |  | TRUE | FALSE | Gas-fired storage | High | 0.69 |  | 2023-02-23 | 208676386 | 2023-02-23
Bradford White Corporation | BRADFORD WHITE | LG255H78*X | Federally-Regulated Commercial & Industrial Equipment | LPG | 55 | 55 | 78 | TRUE |  |  | FALSE | FALSE | Gas-fired storage | High | 0.61 |  | 2023-02-23 | 200094633 | 2023-02-23
Bradford White Corporation | BRADFORD WHITE | ULG275H76*N | Federally-Regulated Commercial & Industrial Equipment | Natural gas | 75 | 72 | 76 | TRUE |  |  | FALSE | FALSE | Gas-fired storage | High | 0.59 |  | 2023-02-23 | 200094612 | 2023-02-23
Bradford White Corporation | BRADFORD WHITE | LG2100H80*N | Federally-Regulated Commercial & Industrial Equipment | Natural gas | 100 | 95 | 80 | TRUE |  |  | FALSE | FALSE | Gas-fired storage | High | 0.57 |  | 2023-02-23 | 200094635 | 2023-02-23
Bradford White Corporation | BRADFORD WHITE | RG2PV75H*X** | Federally-Regulated Commercial & Industrial Equipment | LPG | 75 | 72 | 76 | TRUE |  |  | TRUE | FALSE | Gas-fired storage | High | 0.69 |  | 2023-02-23 | 208157065 | 2023-02-23
Bradford White Corporation | BRADFORD WHITE | RG275H*N | Federally-Regulated Commercial & Industrial Equipment | Natural gas | 75 | 72 | 76 | TRUE |  |  | FALSE | FALSE | Gas-fired storage | High | 0.59 |  | 2023-02-23 | 200094574 | 2023-02-23
Bradford White Corporation | BRADFORD WHITE | RG2PDV75H*X | Federally-Regulated Commercial & Industrial Equipment | LPG | 75 | 72 | 78 | TRUE |  |  | TRUE | FALSE | Gas-fired storage | High | 0.69 |  | 2023-02-23 | 200094604 | 2023-02-23
Bradford White Corporation | BRADFORD WHITE | LG2PV75H76*X** | Federally-Regulated Commercial & Industrial Equipment | LPG | 75 | 72 | 76 | TRUE |  |  | TRUE | FALSE | Gas-fired storage | High | 0.69 |  | 2023-02-23 | 208157067 | 2023-02-23
Bradford White Corporation | BRADFORD WHITE | LG2PV75H76*N** | Federally-Regulated Commercial & Industrial Equipment | Natural gas | 75 | 72 | 76 | TRUE |  |  | TRUE | FALSE | Gas-fired storage | High | 0.69 |  | 2023-02-23 | 208157066 | 2023-02-23
Bradford White Corporation | BRADFORD WHITE | LG2PDV75H80*N | Federally-Regulated Commercial & Industrial Equipment | Natural gas | 75 | 72 | 80 | TRUE |  |  | TRUE | FALSE | Gas-fired storage | High | 0.69 |  | 2023-02-23 | 200094606 | 2023-02-23
Bradford White Corporation | BRADFORD WHITE | LG2100H80*X | Federally-Regulated Commercial & Industrial Equipment | LPG | 100 | 95 | 80 | TRUE |  |  | FALSE | FALSE | Gas-fired storage | High | 0.57 |  | 2023-02-23 | 200094637 | 2023-02-23
Bradford White Corporation | BRADFORD WHITE | RG275H*X | Federally-Regulated Commercial & Industrial Equipment | LPG | 75 | 72 | 76 | TRUE |  |  | FALSE | FALSE | Gas-fired storage | High | 0.59 |  | 2023-02-23 | 200094576 | 2023-02-23
Bradford White Corporation | BRADFORD WHITE | ULG2100H80*N | Federally-Regulated Commercial & Industrial Equipment | Natural gas | 100 | 95 | 80 | TRUE |  |  | FALSE | FALSE | Gas-fired storage | High | 0.57 |  | 2023-02-23 | 200094639 | 2023-02-23
Bradford White Corporation | BRADFORD WHITE | RC2PDV50H*N | Federally-Regulated Commercial & Industrial Equipment | Natural gas | 50 | 48 | 76 | TRUE |  |  | TRUE | FALSE | Gas-fired storage | High | 0.8 |  | 2023-02-23 | 205123984 | 2023-02-23
Bradford White Corporation | BRADFORD WHITE | RC2PV50H*N | Federally-Regulated Commercial & Industrial Equipment | Natural gas | 50 | 48 | 76 | TRUE |  |  | TRUE | FALSE | Gas-fired storage | High | 0.8 |  | 2023-02-23 | 200094558 | 2023-02-23
Bosch Thermotechnology Corp. | Bosch | WH17 | Federally-Regulated Commercial & Industrial Equipment | Electric resistance | 0 | 1 | 17.3 |  |  |  |  | FALSE | Electric instantaneous | Low | 0.93 |  | 2022-08-23 | 10562604 | 2023-03-02
Bosch Thermotechnology Corp. | Bosch | WH17 | Federally-Regulated Commercial & Industrial Equipment | Electric resistance | 0 | 1 | 17.3 |  |  |  |  | FALSE | Electric instantaneous | Low | 0.93 |  | 2023-03-02 | 10562604 | 2023-03-02
Rheem Sales Company, Inc. | Rheem | GHE50S*-100 | Federally-Regulated Commercial & Industrial Equipment | Natural gas | 50 | 50 | 100 | TRUE |  |  | TRUE | FALSE | Gas-fired storage | High | 0.89 |  | 2023-02-23 | 210605733 | 2023-03-21
Rheem Sales Company, Inc. | Rheem | PROG75-75U RH EC1 | Federally-Regulated Commercial & Industrial Equipment | Natural gas | 75 | 73 | 75.1 | FALSE |  |  | FALSE | FALSE | Gas-fired storage | High | 0.59 |  | 2023-02-23 | 207169057 | 2023-03-21
Rheem Sales Company, Inc. | Rheem | PROP G50-100* CN HE EC3 | Federally-Regulated Commercial & Industrial Equipment | Natural gas | 50 | 50 | 100 | TRUE |  |  | TRUE | FALSE | Gas-fired storage | High | 0.89 |  | 2023-02-23 | 210605727 | 2023-03-21
Rheem Sales Company, Inc. | Rheem | XP50T12UHC76U0 | Federally-Regulated Commercial & Industrial Equipment | LPG | 50 | 50 | 76 | TRUE |  |  | TRUE | FALSE | Gas-fired storage | High | 0.89 |  | 2023-02-23 | 210605721 | 2023-03-21
Rheem Sales Company, Inc. | Rheem | PROP G50-76* RH HE EC3 | Federally-Regulated Commercial & Industrial Equipment | Natural gas | 50 | 50 | 76 | TRUE |  |  | TRUE | FALSE | Gas-fired storage | High | 0.89 |  | 2023-02-23 | 210547593 | 2023-03-21
Rheem Sales Company, Inc. | Rheem | PROP G50-100* CN HE EC3 | Federally-Regulated Commercial & Industrial Equipment | LPG | 50 | 50 | 100 | TRUE |  |  | TRUE | FALSE | Gas-fired storage | High | 0.89 |  | 2023-02-23 | 210605727 | 2023-03-21
Rheem Sales Company, Inc. | Rheem | XP50T12UHC100U0 | Federally-Regulated Commercial & Industrial Equipment | LPG | 50 | 50 | 100 | TRUE |  |  | TRUE | FALSE | Gas-fired storage | High | 0.89 |  | 2023-02-23 | 210605729 | 2023-03-21
Rheem Sales Company, Inc. | Rheem | PROG75-75U RU EC1 | Federally-Regulated Commercial & Industrial Equipment | Natural gas | 75 | 73 | 75.1 | TRUE |  |  | FALSE | FALSE | Gas-fired storage | High | 0.59 |  | 2023-02-23 | 211211205 | 2023-03-21
Rheem Sales Company, Inc. | Rheem | PRO+G75-76N RH | Federally-Regulated Commercial & Industrial Equipment | Natural gas | 75 | 73 | 75.1 | TRUE |  |  | FALSE | FALSE | Gas-fired storage | High | 0.61 |  | 2023-02-23 | 10333805 | 2023-03-21
Rheem Sales Company, Inc. | Rheem | PROP G50-100* RH HE EC3 | Federally-Regulated Commercial & Industrial Equipment | Natural gas | 50 | 50 | 100 | TRUE |  |  | TRUE | FALSE | Gas-fired storage | High | 0.89 |  | 2023-02-23 | 210547594 | 2023-03-21
Rheem Sales Company, Inc. | Rheem | PRO+G98-80U RH EC1 | Federally-Regulated Commercial & Industrial Equipment | Natural gas | 98 | 95 | 80 | TRUE |  |  | FALSE | FALSE | Gas-fired storage | High | 0.57 |  | 2023-02-23 | 207177242 | 2023-03-21
Rheem Sales Company, Inc. | Rheem | G75UN-EC1 | Federally-Regulated Commercial & Industrial Equipment | Natural gas | 75 | 73 | 75.1 | TRUE |  |  | FALSE | FALSE | Gas-fired storage | High | 0.59 |  | 2023-02-23 | 207497784 | 2023-03-21
Rheem Sales Company, Inc. | Rheem | G100UN-EC1 | Federally-Regulated Commercial & Industrial Equipment | Natural gas | 98 | 95 | 75.1 | TRUE |  |  | FALSE | FALSE | Gas-fired storage | High | 0.57 |  | 2023-02-23 | 207497785 | 2023-03-21
Rheem Sales Company, Inc. | Rheem | XG98T06EN76U1 | Federally-Regulated Commercial & Industrial Equipment | Natural gas | 98 | 95 | 75.1 | TRUE |  |  | FALSE | FALSE | Gas-fired storage | High | 0.57 |  | 2023-02-23 | 207175635 | 2023-03-21
Rheem Sales Company, Inc. | Rheem | XP75T06ST76U0 | Federally-Regulated Commercial & Industrial Equipment | LPG | 75 | 73 | 75.1 | TRUE |  |  | FALSE | FALSE | Gas-fired storage | High | 0.61 |  | 2023-02-23 | 10333819 | 2023-03-21
Rheem Sales Company, Inc. | Rheem | PROG98-75U RH EC1 | Federally-Regulated Commercial & Industrial Equipment | Natural gas | 98 | 95 | 75.1 | TRUE |  |  | FALSE | FALSE | Gas-fired storage | High | 0.57 |  | 2023-02-23 | 207172468 | 2023-03-21
Rheem Sales Company, Inc. | Rheem | GHE50S*-76 | Federally-Regulated Commercial & Industrial Equipment | Natural gas | 50 | 50 | 76 | TRUE |  |  | TRUE | FALSE | Gas-fired storage | High | 0.89 |  | 2023-02-23 | 210605725 | 2023-03-21
Rheem Sales Company, Inc. | Rheem | ECE G50-76U CN HE EC3 | Federally-Regulated Commercial & Industrial Equipment | Natural gas | 50 | 50 | 76 | TRUE |  |  | TRUE | FALSE | Gas-fired storage | High | 0.89 |  | 2023-02-23 | 210605722 | 2023-03-21
Rheem Sales Company, Inc. | Rheem | PROP G50-76* CN HE EC3 | Federally-Regulated Commercial & Industrial Equipment | Natural gas | 50 | 50 | 76 | TRUE |  |  | TRUE | FALSE | Gas-fired storage | High | 0.89 |  | 2023-02-23 | 210605719 | 2023-03-21
Rheem Sales Company, Inc. | Rheem | XG98T06ST76U0 | Federally-Regulated Commercial & Industrial Equipment | Natural gas | 98 | 93 | 75.1 | TRUE |  |  | FALSE | FALSE | Gas-fired storage | High | 0.58 |  | 2023-02-23 | 10333818 | 2023-03-21
Rheem Sales Company, Inc. | Rheem | GHE50S*-76** | Federally-Regulated Commercial & Industrial Equipment | LPG | 50 | 50 | 76 | TRUE |  |  | TRUE | FALSE | Gas-fired storage | High | 0.89 |  | 2023-02-23 | 210605726 | 2023-03-21
Rheem Sales Company, Inc. | Rheem | PROP G50-76* CN HE EC3 | Federally-Regulated Commercial & Industrial Equipment | LPG | 50 | 50 | 76 | TRUE |  |  | TRUE | FALSE | Gas-fired storage | High | 0.89 |  | 2023-02-23 | 210605719 | 2023-03-21
Rheem Sales Company, Inc. | Rheem | PRO+G98-76N RH | Federally-Regulated Commercial & Industrial Equipment | Natural gas | 98 | 93 | 75.1 | TRUE |  |  | FALSE | FALSE | Gas-fired storage | High | 0.58 |  | 2023-02-23 | 10333810 | 2023-03-21
Rheem Sales Company, Inc. | Rheem | GHE50S*-100** | Federally-Regulated Commercial & Industrial Equipment | LPG | 50 | 50 | 100 | TRUE |  |  | TRUE | FALSE | Gas-fired storage | High | 0.89 |  | 2023-02-23 | 210605734 | 2023-03-21
Rheem Sales Company, Inc. | Rheem | ECE G50-100U CN HE EC3 | Federally-Regulated Commercial & Industrial Equipment | Natural gas | 50 | 50 | 100 | TRUE |  |  | TRUE | FALSE | Gas-fired storage | High | 0.89 |  | 2023-02-23 | 210605730 | 2023-03-21
Rheem Sales Company, Inc. | Rheem | PRO+G75-75U RH EC1 | Federally-Regulated Commercial & Industrial Equipment | Natural gas | 75 | 73 | 75.1 | TRUE |  |  | FALSE | FALSE | Gas-fired storage | High | 0.59 |  | 2023-02-23 | 207454691 | 2023-03-21
Rheem Sales Company, Inc. | Rheem | XP98T06ST76U0 | Federally-Regulated Commercial & Industrial Equipment | LPG | 98 | 93 | 75.1 | TRUE |  |  | FALSE | FALSE | Gas-fired storage | High | 0.58 |  | 2023-02-23 | 10597259 | 2023-03-21
Rheem Sales Company, Inc. | Rheem | 6G75PV-76PFW | Federally-Regulated Commercial & Industrial Equipment | LPG | 75 | 73 | 75.1 | TRUE |  |  | TRUE | FALSE | Gas-fired storage | High | 0.59 |  | 2023-02-23 | 211194095 | 2023-03-21
Rheem Sales Company, Inc. | Rheem | PRO+G98-76P RH | Federally-Regulated Commercial & Industrial Equipment | LPG | 98 | 93 | 75.1 | TRUE |  |  | FALSE | FALSE | Gas-fired storage | High | 0.58 |  | 2023-02-23 | 10333812 | 2023-03-21
Rheem Sales Company, Inc. | Rheem | PROP G50-76* RH HE EC3 | Federally-Regulated Commercial & Industrial Equipment | LPG | 50 | 50 | 76 | TRUE |  |  | TRUE | FALSE | Gas-fired storage | High | 0.89 |  | 2023-02-23 | 210547593 | 2023-03-21
Rheem Sales Company, Inc. | Rheem | XG50T12UHN100*0 | Federally-Regulated Commercial & Industrial Equipment | Natural gas | 50 | 50 | 100 | TRUE |  |  | TRUE | FALSE | Gas-fired storage | High | 0.89 |  | 2023-02-23 | 210605728 | 2023-03-21
Rheem Sales Company, Inc. | Rheem | XG50T12UHN76*0 | Federally-Regulated Commercial & Industrial Equipment | Natural gas | 50 | 50 | 76 | TRUE |  |  | TRUE | FALSE | Gas-fired storage | High | 0.89 |  | 2023-02-23 | 210605720 | 2023-03-21
Rheem Sales Company, Inc. | Rheem | PROP G50-100* RH HE EC3 | Federally-Regulated Commercial & Industrial Equipment | LPG | 50 | 50 | 100 | TRUE |  |  | TRUE | FALSE | Gas-fired storage | High | 0.89 |  | 2023-02-23 | 210547594 | 2023-03-21
Rheem Sales Company, Inc. | Rheem | PRO+G75-76P RH | Federally-Regulated Commercial & Industrial Equipment | LPG | 75 | 73 | 75.1 | TRUE |  |  | FALSE | FALSE | Gas-fired storage | High | 0.61 |  | 2023-02-23 | 10333807 | 2023-03-21
Rheem Sales Company, Inc. | Rheem | XG75T12ST76U0 | Federally-Regulated Commercial & Industrial Equipment | Natural gas | 75 | 73 | 75.1 | TRUE |  |  | FALSE | FALSE | Gas-fired storage | High | 0.61 |  | 2023-02-23 | 10333817 | 2023-03-21
Rheem Sales Company, Inc. | Richmond | 12GUH50-100F* | Federally-Regulated Commercial & Industrial Equipment | Natural gas | 50 | 50 | 100 | TRUE |  |  | TRUE | FALSE | Gas-fired storage | High | 0.89 |  | 2023-02-23 | 210605732 | 2023-03-21
Rheem Sales Company, Inc. | Richmond | 5V100F-76P | Federally-Regulated Commercial & Industrial Equipment | LPG | 98 | 93 | 75.1 | TRUE |  |  | FALSE | FALSE | Gas-fired storage | High | 0.58 |  | 2023-02-23 | 10333799 | 2023-03-21
Rheem Sales Company, Inc. | Richmond | T75-76LP | Federally-Regulated Commercial & Industrial Equipment | LPG | 75 | 73 | 75.1 | TRUE |  |  | FALSE | FALSE | Gas-fired storage | High | 0.61 |  | 2023-02-23 | 10333815 | 2023-03-21
Rheem Sales Company, Inc. | Richmond | 6G98-76FN4 | Federally-Regulated Commercial & Industrial Equipment | Natural gas | 98 | 95 | 75.1 | TRUE |  |  | FALSE | FALSE | Gas-fired storage | High | 0.57 |  | 2023-02-23 | 207175637 | 2023-03-21
Rheem Sales Company, Inc. | Richmond | 12GUH50-76F* | Federally-Regulated Commercial & Industrial Equipment | LPG | 50 | 50 | 76 | TRUE |  |  | TRUE | FALSE | Gas-fired storage | High | 0.89 |  | 2023-02-23 | 210605724 | 2023-03-21
Rheem Sales Company, Inc. | Richmond | 12GUH50-76F* | Federally-Regulated Commercial & Industrial Equipment | Natural gas | 50 | 50 | 76 | TRUE |  |  | TRUE | FALSE | Gas-fired storage | High | 0.89 |  | 2023-02-23 | 210605724 | 2023-03-21
Rheem Sales Company, Inc. | Richmond | T100-80 | Federally-Regulated Commercial & Industrial Equipment | Natural gas | 100 | 96 | 80 | FALSE |  |  | FALSE | FALSE | Gas-fired storage | High | 0.57 |  | 2023-02-23 | 10597328 | 2023-03-21
Rheem Sales Company, Inc. | Richmond | 5V100F-76N | Federally-Regulated Commercial & Industrial Equipment | Natural gas | 98 | 93 | 75.1 | TRUE |  |  | FALSE | FALSE | Gas-fired storage | High | 0.58 |  | 2023-02-23 | 10333798 | 2023-03-21
Rheem Sales Company, Inc. | Richmond | 6G75-76PF | Federally-Regulated Commercial & Industrial Equipment | LPG | 75 | 73 | 75.1 | TRUE |  |  | FALSE | FALSE | Gas-fired storage | High | 0.61 |  | 2023-02-23 | 10333801 | 2023-03-21
Rheem Sales Company, Inc. | Richmond | 6G75-76F | Federally-Regulated Commercial & Industrial Equipment | Natural gas | 75 | 73 | 75.1 | TRUE |  |  | FALSE | FALSE | Gas-fired storage | High | 0.61 |  | 2023-02-23 | 10333800 | 2023-03-21
Rheem Sales Company, Inc. | Richmond | T100-76LP | Federally-Regulated Commercial & Industrial Equipment | LPG | 98 | 93 | 75.1 | TRUE |  |  | FALSE | FALSE | Gas-fired storage | High | 0.58 |  | 2023-02-23 | 10333814 | 2023-03-21
Rheem Sales Company, Inc. | Richmond | 6G75-76FN4 | Federally-Regulated Commercial & Industrial Equipment | Natural gas | 75 | 73 | 75.1 | TRUE |  |  | FALSE | FALSE | Gas-fired storage | High | 0.59 |  | 2023-02-23 | 207175091 | 2023-03-21
Rheem Sales Company, Inc. | Richmond | T75-75N-3 | Federally-Regulated Commercial & Industrial Equipment | Natural gas | 75 | 73 | 75.1 | TRUE |  |  | FALSE | FALSE | Gas-fired storage | High | 0.61 |  | 2023-02-23 | 10597253 | 2023-03-21
Rheem Sales Company, Inc. | Richmond | 12GUH50-100F* | Federally-Regulated Commercial & Industrial Equipment | LPG | 50 | 50 | 100 | TRUE |  |  | TRUE | FALSE | Gas-fired storage | High | 0.89 |  | 2023-02-23 | 210605732 | 2023-03-21
Rheem Sales Company, Inc. | RHEEM/RUUD | G75-76LP | Federally-Regulated Commercial & Industrial Equipment | LPG | 75 | 73 | 75.1 | TRUE |  |  | FALSE | FALSE | Gas-fired storage | High | 0.61 |  | 2023-02-23 | 10333803 | 2023-03-21
Rheem Sales Company, Inc. | RHEEM/RUUD | G100-80 | Federally-Regulated Commercial & Industrial Equipment | Natural gas | 100 | 96 | 80 | FALSE |  |  | FALSE | FALSE | Gas-fired storage | High | 0.57 |  | 2023-02-23 | 10597327 | 2023-03-21
Rheem Sales Company, Inc. | RHEEM/RUUD | G100-76LP | Federally-Regulated Commercial & Industrial Equipment | LPG | 98 | 93 | 75.1 | TRUE |  |  | FALSE | FALSE | Gas-fired storage | High | 0.58 |  | 2023-02-23 | 10333802 | 2023-03-21
Rheem Sales Company, Inc. | RHEEM/RUUD | G75-75N-3 | Federally-Regulated Commercial & Industrial Equipment | Natural gas | 75 | 73 | 75.1 | TRUE |  |  | FALSE | FALSE | Gas-fired storage | High | 0.61 |  | 2023-02-23 | 10596858 | 2023-03-21
Rheem Sales Company, Inc. | Rheem | GHE50S*-100 | Federally-Regulated Commercial & Industrial Equipment | Natural gas | 50 | 50 | 100 | TRUE |  |  | TRUE | FALSE | Gas-fired storage | High | 0.89 |  | 2023-03-21 | 210605733 | 2023-03-21
Rheem Sales Company, Inc. | Rheem | PROG75-75U RH EC1 | Federally-Regulated Commercial & Industrial Equipment | Natural gas | 75 | 73 | 75.1 | FALSE |  |  | FALSE | FALSE | Gas-fired storage | High | 0.59 |  | 2023-03-21 | 207169057 | 2023-03-21
Rheem Sales Company, Inc. | Rheem | PROP G50-100* CN HE EC3 | Federally-Regulated Commercial & Industrial Equipment | Natural gas | 50 | 50 | 100 | TRUE |  |  | TRUE | FALSE | Gas-fired storage | High | 0.89 |  | 2023-03-21 | 210605727 | 2023-03-21
Rheem Sales Company, Inc. | Rheem | XP50T12UHC76U0 | Federally-Regulated Commercial & Industrial Equipment | LPG | 50 | 50 | 76 | TRUE |  |  | TRUE | FALSE | Gas-fired storage | High | 0.89 |  | 2023-03-21 | 210605721 | 2023-03-21
Rheem Sales Company, Inc. | Rheem | PROP G50-76* RH HE EC3 | Federally-Regulated Commercial & Industrial Equipment | Natural gas | 50 | 50 | 76 | TRUE |  |  | TRUE | FALSE | Gas-fired storage | High | 0.89 |  | 2023-03-21 | 210547593 | 2023-03-21
Rheem Sales Company, Inc. | Rheem | PROP G50-100* CN HE EC3 | Federally-Regulated Commercial & Industrial Equipment | LPG | 50 | 50 | 100 | TRUE |  |  | TRUE | FALSE | Gas-fired storage | High | 0.89 |  | 2023-03-21 | 210605727 | 2023-03-21
Rheem Sales Company, Inc. | Rheem | XP50T12UHC100U0 | Federally-Regulated Commercial & Industrial Equipment | LPG | 50 | 50 | 100 | TRUE |  |  | TRUE | FALSE | Gas-fired storage | High | 0.89 |  | 2023-03-21 | 210605729 | 2023-03-21
Rheem Sales Company, Inc. | Rheem | PROG75-75U RU EC1 | Federally-Regulated Commercial & Industrial Equipment | Natural gas | 75 | 73 | 75.1 | TRUE |  |  | FALSE | FALSE | Gas-fired storage | High | 0.59 |  | 2023-03-21 | 211211205 | 2023-03-21
Rheem Sales Company, Inc. | Rheem | PRO+G75-76N RH | Federally-Regulated Commercial & Industrial Equipment | Natural gas | 75 | 73 | 75.1 | TRUE |  |  | FALSE | FALSE | Gas-fired storage | High | 0.61 |  | 2023-03-21 | 10333805 | 2023-03-21
Rheem Sales Company, Inc. | Rheem | PROP G50-100* RH HE EC3 | Federally-Regulated Commercial & Industrial Equipment | Natural gas | 50 | 50 | 100 | TRUE |  |  | TRUE | FALSE | Gas-fired storage | High | 0.89 |  | 2023-03-21 | 210547594 | 2023-03-21
Rheem Sales Company, Inc. | Rheem | PRO+G98-80U RH EC1 | Federally-Regulated Commercial & Industrial Equipment | Natural gas | 98 | 95 | 80 | TRUE |  |  | FALSE | FALSE | Gas-fired storage | High | 0.57 |  | 2023-03-21 | 207177242 | 2023-03-21
Rheem Sales Company, Inc. | Rheem | G75UN-EC1 | Federally-Regulated Commercial & Industrial Equipment | Natural gas | 75 | 73 | 75.1 | TRUE |  |  | FALSE | FALSE | Gas-fired storage | High | 0.59 |  | 2023-03-21 | 207497784 | 2023-03-21
Rheem Sales Company, Inc. | Rheem | G100UN-EC1 | Federally-Regulated Commercial & Industrial Equipment | Natural gas | 98 | 95 | 75.1 | TRUE |  |  | FALSE | FALSE | Gas-fired storage | High | 0.57 |  | 2023-03-21 | 207497785 | 2023-03-21
Rheem Sales Company, Inc. | Rheem | XG98T06EN76U1 | Federally-Regulated Commercial & Industrial Equipment | Natural gas | 98 | 95 | 75.1 | TRUE |  |  | FALSE | FALSE | Gas-fired storage | High | 0.57 |  | 2023-03-21 | 207175635 | 2023-03-21
Rheem Sales Company, Inc. | Rheem | XP75T06ST76U0 | Federally-Regulated Commercial & Industrial Equipment | LPG | 75 | 73 | 75.1 | TRUE |  |  | FALSE | FALSE | Gas-fired storage | High | 0.61 |  | 2023-03-21 | 10333819 | 2023-03-21
Rheem Sales Company, Inc. | Rheem | PROG98-75U RH EC1 | Federally-Regulated Commercial & Industrial Equipment | Natural gas | 98 | 95 | 75.1 | TRUE |  |  | FALSE | FALSE | Gas-fired storage | High | 0.57 |  | 2023-03-21 | 207172468 | 2023-03-21
Rheem Sales Company, Inc. | Rheem | GHE50S*-76 | Federally-Regulated Commercial & Industrial Equipment | Natural gas | 50 | 50 | 76 | TRUE |  |  | TRUE | FALSE | Gas-fired storage | High | 0.89 |  | 2023-03-21 | 210605725 | 2023-03-21
Rheem Sales Company, Inc. | Rheem | ECE G50-76U CN HE EC3 | Federally-Regulated Commercial & Industrial Equipment | Natural gas | 50 | 50 | 76 | TRUE |  |  | TRUE | FALSE | Gas-fired storage | High | 0.89 |  | 2023-03-21 | 210605722 | 2023-03-21
Rheem Sales Company, Inc. | Rheem | PROP G50-76* CN HE EC3 | Federally-Regulated Commercial & Industrial Equipment | Natural gas | 50 | 50 | 76 | TRUE |  |  | TRUE | FALSE | Gas-fired storage | High | 0.89 |  | 2023-03-21 | 210605719 | 2023-03-21
Rheem Sales Company, Inc. | Rheem | XG98T06ST76U0 | Federally-Regulated Commercial & Industrial Equipment | Natural gas | 98 | 93 | 75.1 | TRUE |  |  | FALSE | FALSE | Gas-fired storage | High | 0.58 |  | 2023-03-21 | 10333818 | 2023-03-21
Rheem Sales Company, Inc. | Rheem | GHE50S*-76** | Federally-Regulated Commercial & Industrial Equipment | LPG | 50 | 50 | 76 | TRUE |  |  | TRUE | FALSE | Gas-fired storage | High | 0.89 |  | 2023-03-21 | 210605726 | 2023-03-21
Rheem Sales Company, Inc. | Rheem | PROP G50-76* CN HE EC3 | Federally-Regulated Commercial & Industrial Equipment | LPG | 50 | 50 | 76 | TRUE |  |  | TRUE | FALSE | Gas-fired storage | High | 0.89 |  | 2023-03-21 | 210605719 | 2023-03-21
Rheem Sales Company, Inc. | Rheem | PRO+G98-76N RH | Federally-Regulated Commercial & Industrial Equipment | Natural gas | 98 | 93 | 75.1 | TRUE |  |  | FALSE | FALSE | Gas-fired storage | High | 0.58 |  | 2023-03-21 | 10333810 | 2023-03-21
Rheem Sales Company, Inc. | Rheem | GHE50S*-100** | Federally-Regulated Commercial & Industrial Equipment | LPG | 50 | 50 | 100 | TRUE |  |  | TRUE | FALSE | Gas-fired storage | High | 0.89 |  | 2023-03-21 | 210605734 | 2023-03-21
Rheem Sales Company, Inc. | Rheem | ECE G50-100U CN HE EC3 | Federally-Regulated Commercial & Industrial Equipment | Natural gas | 50 | 50 | 100 | TRUE |  |  | TRUE | FALSE | Gas-fired storage | High | 0.89 |  | 2023-03-21 | 210605730 | 2023-03-21
Rheem Sales Company, Inc. | Rheem | PRO+G75-75U RH EC1 | Federally-Regulated Commercial & Industrial Equipment | Natural gas | 75 | 73 | 75.1 | TRUE |  |  | FALSE | FALSE | Gas-fired storage | High | 0.59 |  | 2023-03-21 | 207454691 | 2023-03-21
Rheem Sales Company, Inc. | Rheem | XP98T06ST76U0 | Federally-Regulated Commercial & Industrial Equipment | LPG | 98 | 93 | 75.1 | TRUE |  |  | FALSE | FALSE | Gas-fired storage | High | 0.58 |  | 2023-03-21 | 10597259 | 2023-03-21
Rheem Sales Company, Inc. | Rheem | 6G75PV-76PFW | Federally-Regulated Commercial & Industrial Equipment | LPG | 75 | 73 | 75.1 | TRUE |  |  | TRUE | FALSE | Gas-fired storage | High | 0.59 |  | 2023-03-21 | 211194095 | 2023-03-21
Rheem Sales Company, Inc. | Rheem | PRO+G98-76P RH | Federally-Regulated Commercial & Industrial Equipment | LPG | 98 | 93 | 75.1 | TRUE |  |  | FALSE | FALSE | Gas-fired storage | High | 0.58 |  | 2023-03-21 | 10333812 | 2023-03-21
Rheem Sales Company, Inc. | Rheem | PROP G50-76* RH HE EC3 | Federally-Regulated Commercial & Industrial Equipment | LPG | 50 | 50 | 76 | TRUE |  |  | TRUE | FALSE | Gas-fired storage | High | 0.89 |  | 2023-03-21 | 210547593 | 2023-03-21
Rheem Sales Company, Inc. | Rheem | XG50T12UHN100*0 | Federally-Regulated Commercial & Industrial Equipment | Natural gas | 50 | 50 | 100 | TRUE |  |  | TRUE | FALSE | Gas-fired storage | High | 0.89 |  | 2023-03-21 | 210605728 | 2023-03-21
Rheem Sales Company, Inc. | Rheem | XG50T12UHN76*0 | Federally-Regulated Commercial & Industrial Equipment | Natural gas | 50 | 50 | 76 | TRUE |  |  | TRUE | FALSE | Gas-fired storage | High | 0.89 |  | 2023-03-21 | 210605720 | 2023-03-21
Rheem Sales Company, Inc. | Rheem | PROP G50-100* RH HE EC3 | Federally-Regulated Commercial & Industrial Equipment | LPG | 50 | 50 | 100 | TRUE |  |  | TRUE | FALSE | Gas-fired storage | High | 0.89 |  | 2023-03-21 | 210547594 | 2023-03-21
Rheem Sales Company, Inc. | Rheem | PRO+G75-76P RH | Federally-Regulated Commercial & Industrial Equipment | LPG | 75 | 73 | 75.1 | TRUE |  |  | FALSE | FALSE | Gas-fired storage | High | 0.61 |  | 2023-03-21 | 10333807 | 2023-03-21
Rheem Sales Company, Inc. | Rheem | XG75T12ST76U0 | Federally-Regulated Commercial & Industrial Equipment | Natural gas | 75 | 73 | 75.1 | TRUE |  |  | FALSE | FALSE | Gas-fired storage | High | 0.61 |  | 2023-03-21 | 10333817 | 2023-03-21
Rheem Sales Company, Inc. | RHEEM/RUUD | G75-76LP | Federally-Regulated Commercial & Industrial Equipment | LPG | 75 | 73 | 75.1 | TRUE |  |  | FALSE | FALSE | Gas-fired storage | High | 0.61 |  | 2023-03-21 | 10333803 | 2023-03-21
Rheem Sales Company, Inc. | RHEEM/RUUD | G100-80 | Federally-Regulated Commercial & Industrial Equipment | Natural gas | 100 | 96 | 80 | FALSE |  |  | FALSE | FALSE | Gas-fired storage | High | 0.57 |  | 2023-03-21 | 10597327 | 2023-03-21
Rheem Sales Company, Inc. | RHEEM/RUUD | G100-76LP | Federally-Regulated Commercial & Industrial Equipment | LPG | 98 | 93 | 75.1 | TRUE |  |  | FALSE | FALSE | Gas-fired storage | High | 0.58 |  | 2023-03-21 | 10333802 | 2023-03-21
Rheem Sales Company, Inc. | RHEEM/RUUD | G75-75N-3 | Federally-Regulated Commercial & Industrial Equipment | Natural gas | 75 | 73 | 75.1 | TRUE |  |  | FALSE | FALSE | Gas-fired storage | High | 0.61 |  | 2023-03-21 | 10596858 | 2023-03-21
Rheem Sales Company, Inc. | Richmond | 12GUH50-100F* | Federally-Regulated Commercial & Industrial Equipment | Natural gas | 50 | 50 | 100 | TRUE |  |  | TRUE | FALSE | Gas-fired storage | High | 0.89 |  | 2023-03-21 | 210605732 | 2023-03-21
Rheem Sales Company, Inc. | Richmond | 5V100F-76P | Federally-Regulated Commercial & Industrial Equipment | LPG | 98 | 93 | 75.1 | TRUE |  |  | FALSE | FALSE | Gas-fired storage | High | 0.58 |  | 2023-03-21 | 10333799 | 2023-03-21
Rheem Sales Company, Inc. | Richmond | T75-76LP | Federally-Regulated Commercial & Industrial Equipment | LPG | 75 | 73 | 75.1 | TRUE |  |  | FALSE | FALSE | Gas-fired storage | High | 0.61 |  | 2023-03-21 | 10333815 | 2023-03-21
Rheem Sales Company, Inc. | Richmond | 6G98-76FN4 | Federally-Regulated Commercial & Industrial Equipment | Natural gas | 98 | 95 | 75.1 | TRUE |  |  | FALSE | FALSE | Gas-fired storage | High | 0.57 |  | 2023-03-21 | 207175637 | 2023-03-21
Rheem Sales Company, Inc. | Richmond | 12GUH50-76F* | Federally-Regulated Commercial & Industrial Equipment | LPG | 50 | 50 | 76 | TRUE |  |  | TRUE | FALSE | Gas-fired storage | High | 0.89 |  | 2023-03-21 | 210605724 | 2023-03-21
Rheem Sales Company, Inc. | Richmond | 12GUH50-76F* | Federally-Regulated Commercial & Industrial Equipment | Natural gas | 50 | 50 | 76 | TRUE |  |  | TRUE | FALSE | Gas-fired storage | High | 0.89 |  | 2023-03-21 | 210605724 | 2023-03-21
Rheem Sales Company, Inc. | Richmond | T100-80 | Federally-Regulated Commercial & Industrial Equipment | Natural gas | 100 | 96 | 80 | FALSE |  |  | FALSE | FALSE | Gas-fired storage | High | 0.57 |  | 2023-03-21 | 10597328 | 2023-03-21
Rheem Sales Company, Inc. | Richmond | 5V100F-76N | Federally-Regulated Commercial & Industrial Equipment | Natural gas | 98 | 93 | 75.1 | TRUE |  |  | FALSE | FALSE | Gas-fired storage | High | 0.58 |  | 2023-03-21 | 10333798 | 2023-03-21
Rheem Sales Company, Inc. | Richmond | 6G75-76PF | Federally-Regulated Commercial & Industrial Equipment | LPG | 75 | 73 | 75.1 | TRUE |  |  | FALSE | FALSE | Gas-fired storage | High | 0.61 |  | 2023-03-21 | 10333801 | 2023-03-21
Rheem Sales Company, Inc. | Richmond | 6G75-76F | Federally-Regulated Commercial & Industrial Equipment | Natural gas | 75 | 73 | 75.1 | TRUE |  |  | FALSE | FALSE | Gas-fired storage | High | 0.61 |  | 2023-03-21 | 10333800 | 2023-03-21
Rheem Sales Company, Inc. | Richmond | T100-76LP | Federally-Regulated Commercial & Industrial Equipment | LPG | 98 | 93 | 75.1 | TRUE |  |  | FALSE | FALSE | Gas-fired storage | High | 0.58 |  | 2023-03-21 | 10333814 | 2023-03-21
Rheem Sales Company, Inc. | Richmond | 6G75-76FN4 | Federally-Regulated Commercial & Industrial Equipment | Natural gas | 75 | 73 | 75.1 | TRUE |  |  | FALSE | FALSE | Gas-fired storage | High | 0.59 |  | 2023-03-21 | 207175091 | 2023-03-21
Rheem Sales Company, Inc. | Richmond | T75-75N-3 | Federally-Regulated Commercial & Industrial Equipment | Natural gas | 75 | 73 | 75.1 | TRUE |  |  | FALSE | FALSE | Gas-fired storage | High | 0.61 |  | 2023-03-21 | 10597253 | 2023-03-21
Rheem Sales Company, Inc. | Richmond | 12GUH50-100F* | Federally-Regulated Commercial & Industrial Equipment | LPG | 50 | 50 | 100 | TRUE |  |  | TRUE | FALSE | Gas-fired storage | High | 0.89 |  | 2023-03-21 | 210605732 | 2023-03-21
Rheem Sales Company, Inc. | Ruud | PRO+G98-76N RU | Federally-Regulated Commercial & Industrial Equipment | Natural gas | 98 | 93 | 75.1 | TRUE |  |  | FALSE | FALSE | Gas-fired storage | High | 0.58 |  | 2023-02-23 | 10333811 | 2023-03-21
Rheem Sales Company, Inc. | Ruud | PRO+G75-76N RU | Federally-Regulated Commercial & Industrial Equipment | Natural gas | 75 | 73 | 75.1 | TRUE |  |  | FALSE | FALSE | Gas-fired storage | High | 0.61 |  | 2023-02-23 | 10333806 | 2023-03-21
Rheem Sales Company, Inc. | Ruud | PRO+G98-76P RU | Federally-Regulated Commercial & Industrial Equipment | LPG | 98 | 93 | 75.1 | TRUE |  |  | FALSE | FALSE | Gas-fired storage | High | 0.58 |  | 2023-02-23 | 10333813 | 2023-03-21
Rheem Sales Company, Inc. | Ruud | PRO+G98-80U RU EC1 | Federally-Regulated Commercial & Industrial Equipment | Natural gas | 98 | 95 | 80 | TRUE |  |  | FALSE | FALSE | Gas-fired storage | High | 0.57 |  | 2023-02-23 | 207177244 | 2023-03-21
Rheem Sales Company, Inc. | Ruud | PROU G50-76* RU HE EC3 | Federally-Regulated Commercial & Industrial Equipment | LPG | 50 | 50 | 76 | TRUE |  |  | TRUE | FALSE | Gas-fired storage | High | 0.89 |  | 2023-02-23 | 210605723 | 2023-03-21
Rheem Sales Company, Inc. | Ruud | XG75T06EN76U1 | Federally-Regulated Commercial & Industrial Equipment | Natural gas | 75 | 73 | 75.1 | TRUE |  |  | FALSE | FALSE | Gas-fired storage | High | 0.59 |  | 2023-02-23 | 207175090 | 2023-03-21
Rheem Sales Company, Inc. | Ruud | PROU G50-76* RU HE EC3 | Federally-Regulated Commercial & Industrial Equipment | Natural gas | 50 | 50 | 76 | TRUE |  |  | TRUE | FALSE | Gas-fired storage | High | 0.89 |  | 2023-02-23 | 210605723 | 2023-03-21
Rheem Sales Company, Inc. | Ruud | PRO+G75-75U RU EC1 | Federally-Regulated Commercial & Industrial Equipment | Natural gas | 75 | 73 | 75.1 | TRUE |  |  | FALSE | FALSE | Gas-fired storage | High | 0.59 |  | 2023-02-23 | 207454692 | 2023-03-21
Rheem Sales Company, Inc. | Ruud | PROU G50-100* RU HE EC3 | Federally-Regulated Commercial & Industrial Equipment | Natural gas | 50 | 50 | 100 | TRUE |  |  | TRUE | FALSE | Gas-fired storage | High | 0.89 |  | 2023-02-23 | 210605731 | 2023-03-21
Rheem Sales Company, Inc. | Ruud | PROU G50-100* RU HE EC3 | Federally-Regulated Commercial & Industrial Equipment | LPG | 50 | 50 | 100 | TRUE |  |  | TRUE | FALSE | Gas-fired storage | High | 0.89 |  | 2023-02-23 | 210605731 | 2023-03-21
Rheem Sales Company, Inc. | Ruud | PROG98-75U RU EC1 | Federally-Regulated Commercial & Industrial Equipment | Natural gas | 98 | 95 | 75.1 | TRUE |  |  | FALSE | FALSE | Gas-fired storage | High | 0.57 |  | 2023-02-23 | 207175636 | 2023-03-21
Bradford White Corporation | BRADFORD WHITE | RC2PV50H*X | Federally-Regulated Commercial & Industrial Equipment | LPG | 50 | 48 | 76 | TRUE |  |  | TRUE | FALSE | Gas-fired storage | High | 0.8 |  | 2023-02-23 | 200094560 | 2023-03-23
Bradford White Corporation | BRADFORD WHITE | LC2PV50H76*X | Federally-Regulated Commercial & Industrial Equipment | LPG | 50 | 48 | 76 | TRUE |  |  | TRUE | FALSE | Gas-fired storage | High | 0.8 |  | 2023-02-23 | 200094564 | 2023-03-23
Bradford White Corporation | BRADFORD WHITE | LC2PV50H76*N | Federally-Regulated Commercial & Industrial Equipment | Natural gas | 50 | 48 | 76 | TRUE |  |  | TRUE | FALSE | Gas-fired storage | High | 0.8 |  | 2023-02-23 | 200094562 | 2023-03-23
Bradford White Corporation | BRADFORD WHITE | RC2PDV50H*X | Federally-Regulated Commercial & Industrial Equipment | LPG | 50 | 48 | 76 | TRUE |  |  | TRUE | FALSE | Gas-fired storage | High | 0.8 |  | 2023-02-23 | 205129077 | 2023-03-23
Bradford White Corporation | BRADFORD WHITE | LC2PDV50H76*X | Federally-Regulated Commercial & Industrial Equipment | LPG | 50 | 48 | 76 | TRUE |  |  | TRUE | FALSE | Gas-fired storage | High | 0.8 |  | 2023-02-23 | 205573466 | 2023-03-23
Bradford White Corporation | BRADFORD WHITE | LC2PDV50H76*N | Federally-Regulated Commercial & Industrial Equipment | Natural gas | 50 | 48 | 76 | TRUE |  |  | TRUE | FALSE | Gas-fired storage | High | 0.8 |  | 2023-02-23 | 205573465 | 2023-03-23
Bradford White Corporation | BRADFORD WHITE | RC2PV50H*X | Federally-Regulated Commercial & Industrial Equipment | LPG | 50 | 48 | 76 | TRUE |  |  | TRUE | FALSE | Gas-fired storage | High | 0.8 |  | 2023-03-23 | 200094560 | 2023-03-23
Bradford White Corporation | BRADFORD WHITE | LC2PV50H76*X | Federally-Regulated Commercial & Industrial Equipment | LPG | 50 | 48 | 76 | TRUE |  |  | TRUE | FALSE | Gas-fired storage | High | 0.8 |  | 2023-03-23 | 200094564 | 2023-03-23
Bradford White Corporation | BRADFORD WHITE | LC2PV50H76*N | Federally-Regulated Commercial & Industrial Equipment | Natural gas | 50 | 48 | 76 | TRUE |  |  | TRUE | FALSE | Gas-fired storage | High | 0.8 |  | 2023-03-23 | 200094562 | 2023-03-23
Bradford White Corporation | BRADFORD WHITE | RC2PDV50H*X | Federally-Regulated Commercial & Industrial Equipment | LPG | 50 | 48 | 76 | TRUE |  |  | TRUE | FALSE | Gas-fired storage | High | 0.8 |  | 2023-03-23 | 205129077 | 2023-03-23
Bradford White Corporation | BRADFORD WHITE | LC2PDV50H76*X | Federally-Regulated Commercial & Industrial Equipment | LPG | 50 | 48 | 76 | TRUE |  |  | TRUE | FALSE | Gas-fired storage | High | 0.8 |  | 2023-03-23 | 205573466 | 2023-03-23
Bradford White Corporation | BRADFORD WHITE | LC2PDV50H76*N | Federally-Regulated Commercial & Industrial Equipment | Natural gas | 50 | 48 | 76 | TRUE |  |  | TRUE | FALSE | Gas-fired storage | High | 0.8 |  | 2023-03-23 | 205573465 | 2023-03-23
Rheem Sales Company, Inc. | Rheem | XP50T12UHC76U0 | Federally-Regulated Commercial & Industrial Equipment | LPG | 50 | 50 | 76 | TRUE |  |  | TRUE | FALSE | Gas-fired storage | High | 0.89 |  | 2023-03-21 | 210605721 | 2023-04-06
Rheem Sales Company, Inc. | Rheem | XG50T12UHN76*0 | Federally-Regulated Commercial & Industrial Equipment | Natural gas | 50 | 50 | 76 | TRUE |  |  | TRUE | FALSE | Gas-fired storage | High | 0.89 |  | 2023-03-21 | 210605720 | 2023-04-06
Rheem Sales Company, Inc. | Rheem | ECE G50-76U CN HE EC3 | Federally-Regulated Commercial & Industrial Equipment | Natural gas | 50 | 50 | 76 | TRUE |  |  | TRUE | FALSE | Gas-fired storage | High | 0.89 |  | 2023-03-21 | 210605722 | 2023-04-06
Rheem Sales Company, Inc. | Rheem | PRO+G98-76P RH | Federally-Regulated Commercial & Industrial Equipment | LPG | 98 | 93 | 75.1 | TRUE |  |  | FALSE | FALSE | Gas-fired storage | High | 0.58 |  | 2023-03-21 | 10333812 | 2023-04-06
Rheem Sales Company, Inc. | Rheem | GHE50S*-100 | Federally-Regulated Commercial & Industrial Equipment | Natural gas | 50 | 50 | 100 | TRUE |  |  | TRUE | FALSE | Gas-fired storage | High | 0.89 |  | 2023-03-21 | 210605733 | 2023-04-06
Rheem Sales Company, Inc. | Rheem | GHE50S*-76** | Federally-Regulated Commercial & Industrial Equipment | LPG | 50 | 50 | 76 | TRUE |  |  | TRUE | FALSE | Gas-fired storage | High | 0.89 |  | 2023-03-21 | 210605726 | 2023-04-06
Rheem Sales Company, Inc. | Rheem | ECE G50-100U CN HE EC3 | Federally-Regulated Commercial & Industrial Equipment | Natural gas | 50 | 50 | 100 | TRUE |  |  | TRUE | FALSE | Gas-fired storage | High | 0.89 |  | 2023-03-21 | 210605730 | 2023-04-06
Rheem Sales Company, Inc. | Rheem | PRO+G75-76N RH | Federally-Regulated Commercial & Industrial Equipment | Natural gas | 75 | 73 | 75.1 | TRUE |  |  | FALSE | FALSE | Gas-fired storage | High | 0.61 |  | 2023-03-21 | 10333805 | 2023-04-06
Rheem Sales Company, Inc. | Rheem | XP98T06ST76U0 | Federally-Regulated Commercial & Industrial Equipment | LPG | 98 | 93 | 75.1 | TRUE |  |  | FALSE | FALSE | Gas-fired storage | High | 0.58 |  | 2023-03-21 | 10597259 | 2023-04-06
Rheem Sales Company, Inc. | Rheem | XP75T06ST76U0 | Federally-Regulated Commercial & Industrial Equipment | LPG | 75 | 73 | 75.1 | TRUE |  |  | FALSE | FALSE | Gas-fired storage | High | 0.61 |  | 2023-03-21 | 10333819 | 2023-04-06
Rheem Sales Company, Inc. | Rheem | XG98T06ST76U0 | Federally-Regulated Commercial & Industrial Equipment | Natural gas | 98 | 93 | 75.1 | TRUE |  |  | FALSE | FALSE | Gas-fired storage | High | 0.58 |  | 2023-03-21 | 10333818 | 2023-04-06
Rheem Sales Company, Inc. | Rheem | PRO+G75-76P RH | Federally-Regulated Commercial & Industrial Equipment | LPG | 75 | 73 | 75.1 | TRUE |  |  | FALSE | FALSE | Gas-fired storage | High | 0.61 |  | 2023-03-21 | 10333807 | 2023-04-06
Rheem Sales Company, Inc. | Rheem | XG50T12UHN100*0 | Federally-Regulated Commercial & Industrial Equipment | Natural gas | 50 | 50 | 100 | TRUE |  |  | TRUE | FALSE | Gas-fired storage | High | 0.89 |  | 2023-03-21 | 210605728 | 2023-04-06
Rheem Sales Company, Inc. | Rheem | GHE50S*-76 | Federally-Regulated Commercial & Industrial Equipment | Natural gas | 50 | 50 | 76 | TRUE |  |  | TRUE | FALSE | Gas-fired storage | High | 0.89 |  | 2023-03-21 | 210605725 | 2023-04-06
Rheem Sales Company, Inc. | Rheem | XP50T12UHC100U0 | Federally-Regulated Commercial & Industrial Equipment | LPG | 50 | 50 | 100 | TRUE |  |  | TRUE | FALSE | Gas-fired storage | High | 0.89 |  | 2023-03-21 | 210605729 | 2023-04-06
Rheem Sales Company, Inc. | Rheem | GHE50S*-100** | Federally-Regulated Commercial & Industrial Equipment | LPG | 50 | 50 | 100 | TRUE |  |  | TRUE | FALSE | Gas-fired storage | High | 0.89 |  | 2023-03-21 | 210605734 | 2023-04-06
Rheem Sales Company, Inc. | Rheem | XG75T12ST76U0 | Federally-Regulated Commercial & Industrial Equipment | Natural gas | 75 | 73 | 75.1 | TRUE |  |  | FALSE | FALSE | Gas-fired storage | High | 0.61 |  | 2023-03-21 | 10333817 | 2023-04-06
Rheem Sales Company, Inc. | Rheem | PRO+G98-76N RH | Federally-Regulated Commercial & Industrial Equipment | Natural gas | 98 | 93 | 75.1 | TRUE |  |  | FALSE | FALSE | Gas-fired storage | High | 0.58 |  | 2023-03-21 | 10333810 | 2023-04-06
Rheem Sales Company, Inc. | Ruud | PRO+G98-76N RU | Federally-Regulated Commercial & Industrial Equipment | Natural gas | 98 | 93 | 75.1 | TRUE |  |  | FALSE | FALSE | Gas-fired storage | High | 0.58 | 0.57 | 2023-03-21 | 10333811 | 2023-04-06
Rheem Sales Company, Inc. | Ruud | PRO+G98-76P RU | Federally-Regulated Commercial & Industrial Equipment | LPG | 98 | 93 | 75.1 | TRUE |  |  | FALSE | FALSE | Gas-fired storage | High | 0.58 | 0.57 | 2023-03-21 | 10333813 | 2023-04-06
Rheem Sales Company, Inc. | Ruud | PRO+G75-76N RU | Federally-Regulated Commercial & Industrial Equipment | Natural gas | 75 | 73 | 75.1 | TRUE |  |  | FALSE | FALSE | Gas-fired storage | High | 0.61 | 0.59 | 2023-03-21 | 10333806 | 2023-04-06
Rheem Sales Company, Inc. | Ruud | PRO+G75-76P RU | Federally-Regulated Commercial & Industrial Equipment | LPG | 75 | 73 | 75.1 | TRUE |  |  | FALSE | FALSE | Gas-fired storage | High | 0.61 |  | 2023-02-23 | 10333808 | 2023-04-06
Rheem Sales Company, Inc. | RHEEM/RUUD | G75-75N-3 | Federally-Regulated Commercial & Industrial Equipment | Natural gas | 75 | 73 | 75.1 | TRUE |  |  | FALSE | FALSE | Gas-fired storage | High | 0.61 |  | 2023-03-21 | 10596858 | 2023-04-06
Rheem Sales Company, Inc. | RHEEM/RUUD | G75-76LP | Federally-Regulated Commercial & Industrial Equipment | LPG | 75 | 73 | 75.1 | TRUE |  |  | FALSE | FALSE | Gas-fired storage | High | 0.61 |  | 2023-03-21 | 10333803 | 2023-04-06
Rheem Sales Company, Inc. | RHEEM/RUUD | G100-76LP | Federally-Regulated Commercial & Industrial Equipment | LPG | 98 | 93 | 75.1 | TRUE |  |  | FALSE | FALSE | Gas-fired storage | High | 0.58 |  | 2023-03-21 | 10333802 | 2023-04-06
Rheem Sales Company, Inc. | Richmond | 6G75-76F | Federally-Regulated Commercial & Industrial Equipment | Natural gas | 75 | 73 | 75.1 | TRUE |  |  | FALSE | FALSE | Gas-fired storage | High | 0.61 |  | 2023-03-21 | 10333800 | 2023-04-06
Rheem Sales Company, Inc. | Richmond | 6G75-76PF | Federally-Regulated Commercial & Industrial Equipment | LPG | 75 | 73 | 75.1 | TRUE |  |  | FALSE | FALSE | Gas-fired storage | High | 0.61 |  | 2023-03-21 | 10333801 | 2023-04-06
Rheem Sales Company, Inc. | Richmond | 5V100F-76P | Federally-Regulated Commercial & Industrial Equipment | LPG | 98 | 93 | 75.1 | TRUE |  |  | FALSE | FALSE | Gas-fired storage | High | 0.58 |  | 2023-03-21 | 10333799 | 2023-04-06
Rheem Sales Company, Inc. | Richmond | T75-76LP | Federally-Regulated Commercial & Industrial Equipment | LPG | 75 | 73 | 75.1 | TRUE |  |  | FALSE | FALSE | Gas-fired storage | High | 0.61 |  | 2023-03-21 | 10333815 | 2023-04-06
Rheem Sales Company, Inc. | Richmond | T75-75N-3 | Federally-Regulated Commercial & Industrial Equipment | Natural gas | 75 | 73 | 75.1 | TRUE |  |  | FALSE | FALSE | Gas-fired storage | High | 0.61 |  | 2023-03-21 | 10597253 | 2023-04-06
Rheem Sales Company, Inc. | Richmond | T100-76LP | Federally-Regulated Commercial & Industrial Equipment | LPG | 98 | 93 | 75.1 | TRUE |  |  | FALSE | FALSE | Gas-fired storage | High | 0.58 |  | 2023-03-21 | 10333814 | 2023-04-06
Rheem Sales Company, Inc. | Richmond | 5V100F-76N | Federally-Regulated Commercial & Industrial Equipment | Natural gas | 98 | 93 | 75.1 | TRUE |  |  | FALSE | FALSE | Gas-fired storage | High | 0.58 |  | 2023-03-21 | 10333798 | 2023-04-06
Rheem Sales Company, Inc. | Richmond | 6G75-76F | Federally-Regulated Commercial & Industrial Equipment | Natural gas | 75 | 73 | 75.1 | TRUE |  |  | FALSE | FALSE | Gas-fired storage | High | 0.61 |  | 2023-04-06 | 10333800 | 2023-04-06
Rheem Sales Company, Inc. | Richmond | 6G75-76PF | Federally-Regulated Commercial & Industrial Equipment | LPG | 75 | 73 | 75.1 | TRUE |  |  | FALSE | FALSE | Gas-fired storage | High | 0.61 |  | 2023-04-06 | 10333801 | 2023-04-06
Rheem Sales Company, Inc. | Richmond | 5V100F-76P | Federally-Regulated Commercial & Industrial Equipment | LPG | 98 | 93 | 75.1 | TRUE |  |  | FALSE | FALSE | Gas-fired storage | High | 0.58 |  | 2023-04-06 | 10333799 | 2023-04-06
Rheem Sales Company, Inc. | Richmond | T75-76LP | Federally-Regulated Commercial & Industrial Equipment | LPG | 75 | 73 | 75.1 | TRUE |  |  | FALSE | FALSE | Gas-fired storage | High | 0.61 |  | 2023-04-06 | 10333815 | 2023-04-06
Rheem Sales Company, Inc. | Richmond | T75-75N-3 | Federally-Regulated Commercial & Industrial Equipment | Natural gas | 75 | 73 | 75.1 | TRUE |  |  | FALSE | FALSE | Gas-fired storage | High | 0.61 |  | 2023-04-06 | 10597253 | 2023-04-06
Rheem Sales Company, Inc. | Richmond | T100-76LP | Federally-Regulated Commercial & Industrial Equipment | LPG | 98 | 93 | 75.1 | TRUE |  |  | FALSE | FALSE | Gas-fired storage | High | 0.58 |  | 2023-04-06 | 10333814 | 2023-04-06
Rheem Sales Company, Inc. | Richmond | 5V100F-76N | Federally-Regulated Commercial & Industrial Equipment | Natural gas | 98 | 93 | 75.1 | TRUE |  |  | FALSE | FALSE | Gas-fired storage | High | 0.58 |  | 2023-04-06 | 10333798 | 2023-04-06
Rheem Sales Company, Inc. | Rheem | XP50T12UHC76U0 | Federally-Regulated Commercial & Industrial Equipment | LPG | 50 | 50 | 76 | TRUE |  |  | TRUE | FALSE | Gas-fired storage | High | 0.89 |  | 2023-04-06 | 210605721 | 2023-04-06
Rheem Sales Company, Inc. | Rheem | XG50T12UHN76*0 | Federally-Regulated Commercial & Industrial Equipment | Natural gas | 50 | 50 | 76 | TRUE |  |  | TRUE | FALSE | Gas-fired storage | High | 0.89 |  | 2023-04-06 | 210605720 | 2023-04-06
Rheem Sales Company, Inc. | Rheem | ECE G50-76U CN HE EC3 | Federally-Regulated Commercial & Industrial Equipment | Natural gas | 50 | 50 | 76 | TRUE |  |  | TRUE | FALSE | Gas-fired storage | High | 0.89 |  | 2023-04-06 | 210605722 | 2023-04-06
Rheem Sales Company, Inc. | Rheem | PRO+G98-76P RH | Federally-Regulated Commercial & Industrial Equipment | LPG | 98 | 93 | 75.1 | TRUE |  |  | FALSE | FALSE | Gas-fired storage | High | 0.58 |  | 2023-04-06 | 10333812 | 2023-04-06
Rheem Sales Company, Inc. | Rheem | GHE50S*-100 | Federally-Regulated Commercial & Industrial Equipment | Natural gas | 50 | 50 | 100 | TRUE |  |  | TRUE | FALSE | Gas-fired storage | High | 0.89 |  | 2023-04-06 | 210605733 | 2023-04-06
Rheem Sales Company, Inc. | Rheem | GHE50S*-76** | Federally-Regulated Commercial & Industrial Equipment | LPG | 50 | 50 | 76 | TRUE |  |  | TRUE | FALSE | Gas-fired storage | High | 0.89 |  | 2023-04-06 | 210605726 | 2023-04-06
Rheem Sales Company, Inc. | Rheem | ECE G50-100U CN HE EC3 | Federally-Regulated Commercial & Industrial Equipment | Natural gas | 50 | 50 | 100 | TRUE |  |  | TRUE | FALSE | Gas-fired storage | High | 0.89 |  | 2023-04-06 | 210605730 | 2023-04-06
Rheem Sales Company, Inc. | Rheem | PRO+G75-76N RH | Federally-Regulated Commercial & Industrial Equipment | Natural gas | 75 | 73 | 75.1 | TRUE |  |  | FALSE | FALSE | Gas-fired storage | High | 0.61 |  | 2023-04-06 | 10333805 | 2023-04-06
Rheem Sales Company, Inc. | Rheem | XP98T06ST76U0 | Federally-Regulated Commercial & Industrial Equipment | LPG | 98 | 93 | 75.1 | TRUE |  |  | FALSE | FALSE | Gas-fired storage | High | 0.58 |  | 2023-04-06 | 10597259 | 2023-04-06
Rheem Sales Company, Inc. | Rheem | XP75T06ST76U0 | Federally-Regulated Commercial & Industrial Equipment | LPG | 75 | 73 | 75.1 | TRUE |  |  | FALSE | FALSE | Gas-fired storage | High | 0.61 |  | 2023-04-06 | 10333819 | 2023-04-06
Rheem Sales Company, Inc. | Rheem | XG98T06ST76U0 | Federally-Regulated Commercial & Industrial Equipment | Natural gas | 98 | 93 | 75.1 | TRUE |  |  | FALSE | FALSE | Gas-fired storage | High | 0.58 |  | 2023-04-06 | 10333818 | 2023-04-06
Rheem Sales Company, Inc. | Rheem | PRO+G75-76P RH | Federally-Regulated Commercial & Industrial Equipment | LPG | 75 | 73 | 75.1 | TRUE |  |  | FALSE | FALSE | Gas-fired storage | High | 0.61 |  | 2023-04-06 | 10333807 | 2023-04-06
Rheem Sales Company, Inc. | Rheem | XG50T12UHN100*0 | Federally-Regulated Commercial & Industrial Equipment | Natural gas | 50 | 50 | 100 | TRUE |  |  | TRUE | FALSE | Gas-fired storage | High | 0.89 |  | 2023-04-06 | 210605728 | 2023-04-06
Rheem Sales Company, Inc. | Rheem | GHE50S*-76 | Federally-Regulated Commercial & Industrial Equipment | Natural gas | 50 | 50 | 76 | TRUE |  |  | TRUE | FALSE | Gas-fired storage | High | 0.89 |  | 2023-04-06 | 210605725 | 2023-04-06
Rheem Sales Company, Inc. | Rheem | XP50T12UHC100U0 | Federally-Regulated Commercial & Industrial Equipment | LPG | 50 | 50 | 100 | TRUE |  |  | TRUE | FALSE | Gas-fired storage | High | 0.89 |  | 2023-04-06 | 210605729 | 2023-04-06
Rheem Sales Company, Inc. | Rheem | GHE50S*-100** | Federally-Regulated Commercial & Industrial Equipment | LPG | 50 | 50 | 100 | TRUE |  |  | TRUE | FALSE | Gas-fired storage | High | 0.89 |  | 2023-04-06 | 210605734 | 2023-04-06
Rheem Sales Company, Inc. | Rheem | XG75T12ST76U0 | Federally-Regulated Commercial & Industrial Equipment | Natural gas | 75 | 73 | 75.1 | TRUE |  |  | FALSE | FALSE | Gas-fired storage | High | 0.61 |  | 2023-04-06 | 10333817 | 2023-04-06
Rheem Sales Company, Inc. | Rheem | PRO+G98-76N RH | Federally-Regulated Commercial & Industrial Equipment | Natural gas | 98 | 93 | 75.1 | TRUE |  |  | FALSE | FALSE | Gas-fired storage | High | 0.58 |  | 2023-04-06 | 10333810 | 2023-04-06
Rheem Sales Company, Inc. | Ruud | PRO+G98-76N RU | Federally-Regulated Commercial & Industrial Equipment | Natural gas | 98 | 93 | 75.1 | TRUE |  |  | FALSE | FALSE | Gas-fired storage | High | 0.58 |  | 2023-04-06 | 10333811 | 2023-04-06
Rheem Sales Company, Inc. | Ruud | PRO+G98-76P RU | Federally-Regulated Commercial & Industrial Equipment | LPG | 98 | 93 | 75.1 | TRUE |  |  | FALSE | FALSE | Gas-fired storage | High | 0.58 |  | 2023-04-06 | 10333813 | 2023-04-06
Rheem Sales Company, Inc. | Ruud | PRO+G75-76N RU | Federally-Regulated Commercial & Industrial Equipment | Natural gas | 75 | 73 | 75.1 | TRUE |  |  | FALSE | FALSE | Gas-fired storage | High | 0.61 |  | 2023-04-06 | 10333806 | 2023-04-06
Rheem Sales Company, Inc. | Ruud | PRO+G75-76P RU | Federally-Regulated Commercial & Industrial Equipment | LPG | 75 | 73 | 75.1 | TRUE |  |  | FALSE | FALSE | Gas-fired storage | High | 0.61 |  | 2023-04-06 | 10333808 | 2023-04-06
Rheem Sales Company, Inc. | RHEEM/RUUD | G75-75N-3 | Federally-Regulated Commercial & Industrial Equipment | Natural gas | 75 | 73 | 75.1 | TRUE |  |  | FALSE | FALSE | Gas-fired storage | High | 0.61 |  | 2023-04-06 | 10596858 | 2023-04-06
Rheem Sales Company, Inc. | RHEEM/RUUD | G75-76LP | Federally-Regulated Commercial & Industrial Equipment | LPG | 75 | 73 | 75.1 | TRUE |  |  | FALSE | FALSE | Gas-fired storage | High | 0.61 |  | 2023-04-06 | 10333803 | 2023-04-06
Rheem Sales Company, Inc. | RHEEM/RUUD | G100-76LP | Federally-Regulated Commercial & Industrial Equipment | LPG | 98 | 93 | 75.1 | TRUE |  |  | FALSE | FALSE | Gas-fired storage | High | 0.58 |  | 2023-04-06 | 10333802 | 2023-04-06
Rheem Sales Company, Inc. | Rheem | 6G75PV-76PFW | Federally-Regulated Commercial & Industrial Equipment | LPG | 75 | 73 | 75.1 | TRUE |  |  | TRUE | FALSE | Gas-fired storage | High | 0.59 |  | 2023-03-21 | 211194095 | 2023-04-18
Rheem Sales Company, Inc. | Rheem | PROG75-75U RU EC1 | Federally-Regulated Commercial & Industrial Equipment | Natural gas | 75 | 73 | 75.1 | TRUE |  |  | FALSE | FALSE | Gas-fired storage | High | 0.59 |  | 2023-03-21 | 211211205 | 2023-04-18
Rheem Sales Company, Inc. | Rheem | 6G75PV-76PFW | Federally-Regulated Commercial & Industrial Equipment | LPG | 75 | 73 | 75.1 | TRUE |  |  | TRUE | FALSE | Gas-fired storage | High | 0.59 |  | 2023-04-18 | 211194095 | 2023-04-18
Rheem Sales Company, Inc. | Rheem | PROG75-75U RU EC1 | Federally-Regulated Commercial & Industrial Equipment | Natural gas | 75 | 73 | 75.1 | TRUE |  |  | FALSE | FALSE | Gas-fired storage | High | 0.59 |  | 2023-04-18 | 211211205 | 2023-04-18
Rheem Sales Company, Inc. | Rheem | 6G75PV-76PFW | Federally-Regulated Commercial & Industrial Equipment | LPG | 75 | 73 | 75.1 | TRUE |  |  | TRUE | FALSE | Gas-fired storage | High | 0.59 |  | 2023-04-18 | 211194095 | 2023-04-20
Rheem Sales Company, Inc. | Rheem | 6G75PV-76PFW | Federally-Regulated Commercial & Industrial Equipment | LPG | 75 | 73 | 75.1 | TRUE |  |  | TRUE | FALSE | Gas-fired storage | High | 0.59 |  | 2023-04-20 | 211194095 | 2023-04-20
A.O. Smith Water Products Company | State | GS6-75-HRPDTL 3*1 | Federally-Regulated Commercial & Industrial Equipment | LPG | 75 | 72 | 76 | TRUE |  |  | TRUE | FALSE | Gas-fired storage | High | 0.68 |  | 2023-02-23 | 206913184 | 2023-04-25
A.O. Smith Water Products Company | State | GS6-75-HRVHTL 3*1 | Federally-Regulated Commercial & Industrial Equipment | LPG | 75 | 72 | 76 | TRUE |  |  | TRUE | FALSE | Gas-fired storage | High | 0.69 |  | 2023-02-23 | 206913167 | 2023-04-25
A.O. Smith Water Products Company | State | SDV-75-76PE 3*1 | Federally-Regulated Commercial & Industrial Equipment | LPG | 75 | 72 | 76 | TRUE |  |  | TRUE | FALSE | Gas-fired storage | High | 0.68 |  | 2023-02-23 | 206913187 | 2023-04-25
A.O. Smith Water Products Company | Lochinvar | PVL07575ST 3*1 | Federally-Regulated Commercial & Industrial Equipment | LPG | 75 | 72 | 76 | TRUE |  |  | TRUE | FALSE | Gas-fired storage | High | 0.69 |  | 2023-02-23 | 206913162 | 2023-04-25
A.O. Smith Water Products Company | Lochinvar | PRL07575ESST 3*1 | Federally-Regulated Commercial & Industrial Equipment | LPG | 75 | 72 | 76 | TRUE |  |  | TRUE | FALSE | Gas-fired storage | High | 0.68 |  | 2023-02-23 | 206913180 | 2023-04-25
American Water Heater Co. | American | PDVG62-75T76-PV 3*1 | Federally-Regulated Commercial & Industrial Equipment | LPG | 75 | 72 | 76 | TRUE |  |  | TRUE | FALSE | Gas-fired storage | High | 0.68 |  | 2023-02-23 | 206913179 | 2023-04-25
American Water Heater Co. | American | PVG62-75T76-LV 3*1 | Federally-Regulated Commercial & Industrial Equipment | LPG | 75 | 72 | 76 | TRUE |  |  | TRUE | FALSE | Gas-fired storage | High | 0.69 |  | 2023-02-23 | 206913160 | 2023-04-25
American Water Heater Co. | American | PVCG62-75T76-LV 3*1 | Federally-Regulated Commercial & Industrial Equipment | LPG | 75 | 72 | 76 | TRUE |  |  | TRUE | FALSE | Gas-fired storage | High | 0.69 |  | 2023-02-23 | 206913161 | 2023-04-25
A.O. Smith Water Products Company | A. O. SMITH | BPD-80 3*1 | Federally-Regulated Commercial & Industrial Equipment | LPG | 75 | 72 | 76 | TRUE |  |  | TRUE | FALSE | Gas-fired storage | High | 0.68 |  | 2023-02-23 | 206913176 | 2023-04-25
A.O. Smith Water Products Company | A. O. SMITH | BTF-80 3*1 | Federally-Regulated Commercial & Industrial Equipment | LPG | 75 | 72 | 76 | TRUE |  |  | TRUE | FALSE | Gas-fired storage | High | 0.69 |  | 2023-02-23 | 206913155 | 2023-04-25
A.O. Smith Water Products Company | A. O. SMITH | GPDX-75L 3*1 | Federally-Regulated Commercial & Industrial Equipment | LPG | 75 | 72 | 76 | TRUE |  |  | TRUE | FALSE | Gas-fired storage | High | 0.68 |  | 2023-02-23 | 206913174 | 2023-04-25
A.O. Smith Water Products Company | A. O. SMITH | GPVX-75L 3*1 | Federally-Regulated Commercial & Industrial Equipment | LPG | 75 | 72 | 76 | TRUE |  |  | TRUE | FALSE | Gas-fired storage | High | 0.69 |  | 2023-02-23 | 206913154 | 2023-04-25
A.O. Smith Water Products Company | RELIANCE WATER HEATERS | 6-75-HRVHTL 3*1 | Federally-Regulated Commercial & Industrial Equipment | LPG | 75 | 72 | 76 | TRUE |  |  | TRUE | FALSE | Gas-fired storage | High | 0.69 |  | 2023-02-23 | 206913165 | 2023-04-25
A.O. Smith Water Products Company | RELIANCE WATER HEATERS | 6-75-HRPDTL 3*1 | Federally-Regulated Commercial & Industrial Equipment | LPG | 75 | 72 | 76 | TRUE |  |  | TRUE | FALSE | Gas-fired storage | High | 0.68 |  | 2023-02-23 | 206913182 | 2023-04-25
A.O. Smith Water Products Company | State | GS6-75-HRPDTL 3*1 | Federally-Regulated Commercial & Industrial Equipment | LPG | 75 | 72 | 76 | TRUE |  |  | TRUE | FALSE | Gas-fired storage | High | 0.68 | 0.59 | 2023-04-25 | 206913184 | 2023-04-25
A.O. Smith Water Products Company | State | GS6-75-HRVHTL 3*1 | Federally-Regulated Commercial & Industrial Equipment | LPG | 75 | 72 | 76 | TRUE |  |  | TRUE | FALSE | Gas-fired storage | High | 0.69 | 0.59 | 2023-04-25 | 206913167 | 2023-04-25
A.O. Smith Water Products Company | State | SDV-75-76PE 3*1 | Federally-Regulated Commercial & Industrial Equipment | LPG | 75 | 72 | 76 | TRUE |  |  | TRUE | FALSE | Gas-fired storage | High | 0.68 | 0.59 | 2023-04-25 | 206913187 | 2023-04-25
A.O. Smith Water Products Company | Lochinvar | PVL07575ST 3*1 | Federally-Regulated Commercial & Industrial Equipment | LPG | 75 | 72 | 76 | TRUE |  |  | TRUE | FALSE | Gas-fired storage | High | 0.69 |  | 2023-04-25 | 206913162 | 2023-04-25
A.O. Smith Water Products Company | Lochinvar | PRL07575ESST 3*1 | Federally-Regulated Commercial & Industrial Equipment | LPG | 75 | 72 | 76 | TRUE |  |  | TRUE | FALSE | Gas-fired storage | High | 0.68 |  | 2023-04-25 | 206913180 | 2023-04-25
A.O. Smith Water Products Company | RELIANCE WATER HEATERS | 6-75-HRVHTL 3*1 | Federally-Regulated Commercial & Industrial Equipment | LPG | 75 | 72 | 76 | TRUE |  |  | TRUE | FALSE | Gas-fired storage | High | 0.69 |  | 2023-04-25 | 206913165 | 2023-04-25
A.O. Smith Water Products Company | RELIANCE WATER HEATERS | 6-75-HRPDTL 3*1 | Federally-Regulated Commercial & Industrial Equipment | LPG | 75 | 72 | 76 | TRUE |  |  | TRUE | FALSE | Gas-fired storage | High | 0.68 |  | 2023-04-25 | 206913182 | 2023-04-25
American Water Heater Co. | American | PDVG62-75T76-PV 3*1 | Federally-Regulated Commercial & Industrial Equipment | LPG | 75 | 72 | 76 | TRUE |  |  | TRUE | FALSE | Gas-fired storage | High | 0.68 |  | 2023-04-25 | 206913179 | 2023-04-25
American Water Heater Co. | American | PVG62-75T76-LV 3*1 | Federally-Regulated Commercial & Industrial Equipment | LPG | 75 | 72 | 76 | TRUE |  |  | TRUE | FALSE | Gas-fired storage | High | 0.69 |  | 2023-04-25 | 206913160 | 2023-04-25
American Water Heater Co. | American | PVCG62-75T76-LV 3*1 | Federally-Regulated Commercial & Industrial Equipment | LPG | 75 | 72 | 76 | TRUE |  |  | TRUE | FALSE | Gas-fired storage | High | 0.69 |  | 2023-04-25 | 206913161 | 2023-04-25
A.O. Smith Water Products Company | A. O. SMITH | BPD-80 3*1 | Federally-Regulated Commercial & Industrial Equipment | LPG | 75 | 72 | 76 | TRUE |  |  | TRUE | FALSE | Gas-fired storage | High | 0.68 |  | 2023-04-25 | 206913176 | 2023-04-25
A.O. Smith Water Products Company | A. O. SMITH | BTF-80 3*1 | Federally-Regulated Commercial & Industrial Equipment | LPG | 75 | 72 | 76 | TRUE |  |  | TRUE | FALSE | Gas-fired storage | High | 0.69 |  | 2023-04-25 | 206913155 | 2023-04-25
A.O. Smith Water Products Company | A. O. SMITH | GPDX-75L 3*1 | Federally-Regulated Commercial & Industrial Equipment | LPG | 75 | 72 | 76 | TRUE |  |  | TRUE | FALSE | Gas-fired storage | High | 0.68 |  | 2023-04-25 | 206913174 | 2023-04-25
A.O. Smith Water Products Company | A. O. SMITH | GPVX-75L 3*1 | Federally-Regulated Commercial & Industrial Equipment | LPG | 75 | 72 | 76 | TRUE |  |  | TRUE | FALSE | Gas-fired storage | High | 0.69 |  | 2023-04-25 | 206913154 | 2023-04-25
American Water Heater Co. | American | PDVG62-75T76-PV 3*1 | Federally-Regulated Commercial & Industrial Equipment | LPG | 75 | 72 | 76 | TRUE |  |  | TRUE | FALSE | Gas-fired storage | High | 0.68 |  | 2023-04-25 | 206913179 | 2023-05-16
American Water Heater Co. | American | PVG62-75T76-LV 3*1 | Federally-Regulated Commercial & Industrial Equipment | LPG | 75 | 72 | 76 | TRUE |  |  | TRUE | FALSE | Gas-fired storage | High | 0.69 |  | 2023-04-25 | 206913160 | 2023-05-16
American Water Heater Co. | American | PVCG62-75T76-LV 3*1 | Federally-Regulated Commercial & Industrial Equipment | LPG | 75 | 72 | 76 | TRUE |  |  | TRUE | FALSE | Gas-fired storage | High | 0.69 |  | 2023-04-25 | 206913161 | 2023-05-16
American Water Heater Co. | American | PDVG62-75T76-PV 3*1 | Federally-Regulated Commercial & Industrial Equipment | LPG | 75 | 72 | 76 | TRUE |  |  | TRUE | FALSE | Gas-fired storage | High | 0.68 | 0.59 | 2023-05-16 | 206913179 | 2023-05-16
American Water Heater Co. | American | PVG62-75T76-LV 3*1 | Federally-Regulated Commercial & Industrial Equipment | LPG | 75 | 72 | 76 | TRUE |  |  | TRUE | FALSE | Gas-fired storage | High | 0.69 | 0.59 | 2023-05-16 | 206913160 | 2023-05-16
American Water Heater Co. | American | PVCG62-75T76-LV 3*1 | Federally-Regulated Commercial & Industrial Equipment | LPG | 75 | 72 | 76 | TRUE |  |  | TRUE | FALSE | Gas-fired storage | High | 0.69 | 0.59 | 2023-05-16 | 206913161 | 2023-05-16
Rheem Sales Company, Inc. | Rheem | GHE50S*-76** | Federally-Regulated Commercial & Industrial Equipment | LPG | 50 | 50 | 76 | TRUE |  |  | TRUE | FALSE | Gas-fired storage | High | 0.89 |  | 2023-04-06 | 210605726 | 2023-05-16
Rheem Sales Company, Inc. | Rheem | XP50T12UHC76U0 | Federally-Regulated Commercial & Industrial Equipment | LPG | 50 | 50 | 76 | TRUE |  |  | TRUE | FALSE | Gas-fired storage | High | 0.89 |  | 2023-04-06 | 210605721 | 2023-05-16
Rheem Sales Company, Inc. | Rheem | PRO+G98-76P RH | Federally-Regulated Commercial & Industrial Equipment | LPG | 98 | 93 | 75.1 | TRUE |  |  | FALSE | FALSE | Gas-fired storage | High | 0.58 |  | 2023-04-06 | 10333812 | 2023-05-16
Rheem Sales Company, Inc. | Rheem | XP75T06ST76U0 | Federally-Regulated Commercial & Industrial Equipment | LPG | 75 | 73 | 75.1 | TRUE |  |  | FALSE | FALSE | Gas-fired storage | High | 0.61 |  | 2023-04-06 | 10333819 | 2023-05-16
Rheem Sales Company, Inc. | Rheem | XP98T06ST76U0 | Federally-Regulated Commercial & Industrial Equipment | LPG | 98 | 93 | 75.1 | TRUE |  |  | FALSE | FALSE | Gas-fired storage | High | 0.58 |  | 2023-04-06 | 10597259 | 2023-05-16
Rheem Sales Company, Inc. | Rheem | XP50T12UHC100U0 | Federally-Regulated Commercial & Industrial Equipment | LPG | 50 | 50 | 100 | TRUE |  |  | TRUE | FALSE | Gas-fired storage | High | 0.89 |  | 2023-04-06 | 210605729 | 2023-05-16
Rheem Sales Company, Inc. | Rheem | PRO+G75-76P RH | Federally-Regulated Commercial & Industrial Equipment | LPG | 75 | 73 | 75.1 | TRUE |  |  | FALSE | FALSE | Gas-fired storage | High | 0.61 |  | 2023-04-06 | 10333807 | 2023-05-16
Rheem Sales Company, Inc. | Rheem | GHE50S*-100** | Federally-Regulated Commercial & Industrial Equipment | LPG | 50 | 50 | 100 | TRUE |  |  | TRUE | FALSE | Gas-fired storage | High | 0.89 |  | 2023-04-06 | 210605734 | 2023-05-16
Rheem Sales Company, Inc. | Rheem | 6G75PV-76PFW | Federally-Regulated Commercial & Industrial Equipment | LPG | 75 | 73 | 75.1 | TRUE |  |  | TRUE | FALSE | Gas-fired storage | High | 0.59 |  | 2023-04-20 | 211194095 | 2023-05-16
Rheem Sales Company, Inc. | Ruud | PRO+G75-76P RU | Federally-Regulated Commercial & Industrial Equipment | LPG | 75 | 73 | 75.1 | TRUE |  |  | FALSE | FALSE | Gas-fired storage | High | 0.61 |  | 2023-04-06 | 10333808 | 2023-05-16
Rheem Sales Company, Inc. | Ruud | PRO+G98-76P RU | Federally-Regulated Commercial & Industrial Equipment | LPG | 98 | 93 | 75.1 | TRUE |  |  | FALSE | FALSE | Gas-fired storage | High | 0.58 |  | 2023-04-06 | 10333813 | 2023-05-16
Rheem Sales Company, Inc. | RHEEM/RUUD | G100-76LP | Federally-Regulated Commercial & Industrial Equipment | LPG | 98 | 93 | 75.1 | TRUE |  |  | FALSE | FALSE | Gas-fired storage | High | 0.58 |  | 2023-04-06 | 10333802 | 2023-05-16
Rheem Sales Company, Inc. | RHEEM/RUUD | G75-76LP | Federally-Regulated Commercial & Industrial Equipment | LPG | 75 | 73 | 75.1 | TRUE |  |  | FALSE | FALSE | Gas-fired storage | High | 0.61 |  | 2023-04-06 | 10333803 | 2023-05-16
A.O. Smith Water Products Company | RELIANCE WATER HEATERS | 6-75-HRVHTL 3*1 | Federally-Regulated Commercial & Industrial Equipment | LPG | 75 | 72 | 76 | TRUE |  |  | TRUE | FALSE | Gas-fired storage | High | 0.69 |  | 2023-04-25 | 206913165 | 2023-05-16
A.O. Smith Water Products Company | RELIANCE WATER HEATERS | 6-75-HRPDTL 3*1 | Federally-Regulated Commercial & Industrial Equipment | LPG | 75 | 72 | 76 | TRUE |  |  | TRUE | FALSE | Gas-fired storage | High | 0.68 |  | 2023-04-25 | 206913182 | 2023-05-16
Rheem Sales Company, Inc. | Richmond | 5V100F-76P | Federally-Regulated Commercial & Industrial Equipment | LPG | 98 | 93 | 75.1 | TRUE |  |  | FALSE | FALSE | Gas-fired storage | High | 0.58 |  | 2023-04-06 | 10333799 | 2023-05-16
Rheem Sales Company, Inc. | Richmond | T75-76LP | Federally-Regulated Commercial & Industrial Equipment | LPG | 75 | 73 | 75.1 | TRUE |  |  | FALSE | FALSE | Gas-fired storage | High | 0.61 |  | 2023-04-06 | 10333815 | 2023-05-16
Rheem Sales Company, Inc. | Richmond | 6G75-76PF | Federally-Regulated Commercial & Industrial Equipment | LPG | 75 | 73 | 75.1 | TRUE |  |  | FALSE | FALSE | Gas-fired storage | High | 0.61 |  | 2023-04-06 | 10333801 | 2023-05-16
Rheem Sales Company, Inc. | Richmond | T100-76LP | Federally-Regulated Commercial & Industrial Equipment | LPG | 98 | 93 | 75.1 | TRUE |  |  | FALSE | FALSE | Gas-fired storage | High | 0.58 |  | 2023-04-06 | 10333814 | 2023-05-16
A.O. Smith Water Products Company | State | GS6-75-HRPDTL 3*1 | Federally-Regulated Commercial & Industrial Equipment | LPG | 75 | 72 | 76 | TRUE |  |  | TRUE | FALSE | Gas-fired storage | High | 0.68 | 0.59 | 2023-04-25 | 206913184 | 2023-05-16
A.O. Smith Water Products Company | State | SDV-75-76PE 3*1 | Federally-Regulated Commercial & Industrial Equipment | LPG | 75 | 72 | 76 | TRUE |  |  | TRUE | FALSE | Gas-fired storage | High | 0.68 | 0.59 | 2023-04-25 | 206913187 | 2023-05-16
A.O. Smith Water Products Company | State | GS6-75-HRVHTL 3*1 | Federally-Regulated Commercial & Industrial Equipment | LPG | 75 | 72 | 76 | TRUE |  |  | TRUE | FALSE | Gas-fired storage | High | 0.69 | 0.59 | 2023-04-25 | 206913167 | 2023-05-16
A.O. Smith Water Products Company | Lochinvar | PVL07575ST 3*1 | Federally-Regulated Commercial & Industrial Equipment | LPG | 75 | 72 | 76 | TRUE |  |  | TRUE | FALSE | Gas-fired storage | High | 0.69 |  | 2023-04-25 | 206913162 | 2023-05-16
A.O. Smith Water Products Company | Lochinvar | PRL07575ESST 3*1 | Federally-Regulated Commercial & Industrial Equipment | LPG | 75 | 72 | 76 | TRUE |  |  | TRUE | FALSE | Gas-fired storage | High | 0.68 |  | 2023-04-25 | 206913180 | 2023-05-16
A.O. Smith Water Products Company | A. O. SMITH | BPD-80 3*1 | Federally-Regulated Commercial & Industrial Equipment | LPG | 75 | 72 | 76 | TRUE |  |  | TRUE | FALSE | Gas-fired storage | High | 0.68 |  | 2023-04-25 | 206913176 | 2023-05-16
A.O. Smith Water Products Company | A. O. SMITH | GPVX-75L 3*1 | Federally-Regulated Commercial & Industrial Equipment | LPG | 75 | 72 | 76 | TRUE |  |  | TRUE | FALSE | Gas-fired storage | High | 0.69 |  | 2023-04-25 | 206913154 | 2023-05-16
A.O. Smith Water Products Company | A. O. SMITH | GPDX-75L 3*1 | Federally-Regulated Commercial & Industrial Equipment | LPG | 75 | 72 | 76 | TRUE |  |  | TRUE | FALSE | Gas-fired storage | High | 0.68 |  | 2023-04-25 | 206913174 | 2023-05-16
A.O. Smith Water Products Company | A. O. SMITH | BTF-80 3*1 | Federally-Regulated Commercial & Industrial Equipment | LPG | 75 | 72 | 76 | TRUE |  |  | TRUE | FALSE | Gas-fired storage | High | 0.69 |  | 2023-04-25 | 206913155 | 2023-05-16
A.O. Smith Water Products Company | RELIANCE WATER HEATERS | 6-75-HRVHTL 3*1 | Federally-Regulated Commercial & Industrial Equipment | LPG | 75 | 72 | 76 | TRUE |  |  | TRUE | FALSE | Gas-fired storage | High | 0.69 |  | 2023-05-16 | 206913165 | 2023-05-16
A.O. Smith Water Products Company | RELIANCE WATER HEATERS | 6-75-HRPDTL 3*1 | Federally-Regulated Commercial & Industrial Equipment | LPG | 75 | 72 | 76 | TRUE |  |  | TRUE | FALSE | Gas-fired storage | High | 0.68 |  | 2023-05-16 | 206913182 | 2023-05-16
Rheem Sales Company, Inc. | RHEEM/RUUD | G100-76LP | Federally-Regulated Commercial & Industrial Equipment | LPG | 98 | 93 | 75.1 | TRUE |  |  | FALSE | FALSE | Gas-fired storage | High | 0.58 |  | 2023-05-16 | 10333802 | 2023-05-16
Rheem Sales Company, Inc. | RHEEM/RUUD | G75-76LP | Federally-Regulated Commercial & Industrial Equipment | LPG | 75 | 73 | 75.1 | TRUE |  |  | FALSE | FALSE | Gas-fired storage | High | 0.61 |  | 2023-05-16 | 10333803 | 2023-05-16
Rheem Sales Company, Inc. | Ruud | PRO+G75-76P RU | Federally-Regulated Commercial & Industrial Equipment | LPG | 75 | 73 | 75.1 | TRUE |  |  | FALSE | FALSE | Gas-fired storage | High | 0.61 |  | 2023-05-16 | 10333808 | 2023-05-16
Rheem Sales Company, Inc. | Ruud | PRO+G98-76P RU | Federally-Regulated Commercial & Industrial Equipment | LPG | 98 | 93 | 75.1 | TRUE |  |  | FALSE | FALSE | Gas-fired storage | High | 0.58 |  | 2023-05-16 | 10333813 | 2023-05-16
A.O. Smith Water Products Company | A. O. SMITH | BPD-80 3*1 | Federally-Regulated Commercial & Industrial Equipment | LPG | 75 | 72 | 76 | TRUE |  |  | TRUE | FALSE | Gas-fired storage | High | 0.68 |  | 2023-05-16 | 206913176 | 2023-05-16
A.O. Smith Water Products Company | A. O. SMITH | GPVX-75L 3*1 | Federally-Regulated Commercial & Industrial Equipment | LPG | 75 | 72 | 76 | TRUE |  |  | TRUE | FALSE | Gas-fired storage | High | 0.69 |  | 2023-05-16 | 206913154 | 2023-05-16
A.O. Smith Water Products Company | A. O. SMITH | GPDX-75L 3*1 | Federally-Regulated Commercial & Industrial Equipment | LPG | 75 | 72 | 76 | TRUE |  |  | TRUE | FALSE | Gas-fired storage | High | 0.68 |  | 2023-05-16 | 206913174 | 2023-05-16
A.O. Smith Water Products Company | A. O. SMITH | BTF-80 3*1 | Federally-Regulated Commercial & Industrial Equipment | LPG | 75 | 72 | 76 | TRUE |  |  | TRUE | FALSE | Gas-fired storage | High | 0.69 |  | 2023-05-16 | 206913155 | 2023-05-16
Rheem Sales Company, Inc. | Rheem | GHE50S*-76** | Federally-Regulated Commercial & Industrial Equipment | LPG | 50 | 50 | 76 | TRUE |  |  | TRUE | FALSE | Gas-fired storage | High | 0.89 |  | 2023-05-16 | 210605726 | 2023-05-16
Rheem Sales Company, Inc. | Rheem | XP50T12UHC76U0 | Federally-Regulated Commercial & Industrial Equipment | LPG | 50 | 50 | 76 | TRUE |  |  | TRUE | FALSE | Gas-fired storage | High | 0.89 |  | 2023-05-16 | 210605721 | 2023-05-16
Rheem Sales Company, Inc. | Rheem | PRO+G98-76P RH | Federally-Regulated Commercial & Industrial Equipment | LPG | 98 | 93 | 75.1 | TRUE |  |  | FALSE | FALSE | Gas-fired storage | High | 0.58 |  | 2023-05-16 | 10333812 | 2023-05-16
Rheem Sales Company, Inc. | Rheem | XP75T06ST76U0 | Federally-Regulated Commercial & Industrial Equipment | LPG | 75 | 73 | 75.1 | TRUE |  |  | FALSE | FALSE | Gas-fired storage | High | 0.61 |  | 2023-05-16 | 10333819 | 2023-05-16
Rheem Sales Company, Inc. | Rheem | XP98T06ST76U0 | Federally-Regulated Commercial & Industrial Equipment | LPG | 98 | 93 | 75.1 | TRUE |  |  | FALSE | FALSE | Gas-fired storage | High | 0.58 |  | 2023-05-16 | 10597259 | 2023-05-16
Rheem Sales Company, Inc. | Rheem | XP50T12UHC100U0 | Federally-Regulated Commercial & Industrial Equipment | LPG | 50 | 50 | 100 | TRUE |  |  | TRUE | FALSE | Gas-fired storage | High | 0.89 |  | 2023-05-16 | 210605729 | 2023-05-16
Rheem Sales Company, Inc. | Rheem | PRO+G75-76P RH | Federally-Regulated Commercial & Industrial Equipment | LPG | 75 | 73 | 75.1 | TRUE |  |  | FALSE | FALSE | Gas-fired storage | High | 0.61 |  | 2023-05-16 | 10333807 | 2023-05-16
Rheem Sales Company, Inc. | Rheem | GHE50S*-100** | Federally-Regulated Commercial & Industrial Equipment | LPG | 50 | 50 | 100 | TRUE |  |  | TRUE | FALSE | Gas-fired storage | High | 0.89 |  | 2023-05-16 | 210605734 | 2023-05-16
Rheem Sales Company, Inc. | Rheem | 6G75PV-76PFW | Federally-Regulated Commercial & Industrial Equipment | LPG | 75 | 73 | 75.1 | TRUE |  |  | TRUE | FALSE | Gas-fired storage | High | 0.59 |  | 2023-05-16 | 211194095 | 2023-05-16
A.O. Smith Water Products Company | State | GS6-75-HRPDTL 3*1 | Federally-Regulated Commercial & Industrial Equipment | LPG | 75 | 72 | 76 | TRUE |  |  | TRUE | FALSE | Gas-fired storage | High | 0.68 |  | 2023-05-16 | 206913184 | 2023-05-16
A.O. Smith Water Products Company | State | SDV-75-76PE 3*1 | Federally-Regulated Commercial & Industrial Equipment | LPG | 75 | 72 | 76 | TRUE |  |  | TRUE | FALSE | Gas-fired storage | High | 0.68 |  | 2023-05-16 | 206913187 | 2023-05-16
A.O. Smith Water Products Company | State | GS6-75-HRVHTL 3*1 | Federally-Regulated Commercial & Industrial Equipment | LPG | 75 | 72 | 76 | TRUE |  |  | TRUE | FALSE | Gas-fired storage | High | 0.69 |  | 2023-05-16 | 206913167 | 2023-05-16
Rheem Sales Company, Inc. | Richmond | 5V100F-76P | Federally-Regulated Commercial & Industrial Equipment | LPG | 98 | 93 | 75.1 | TRUE |  |  | FALSE | FALSE | Gas-fired storage | High | 0.58 |  | 2023-05-16 | 10333799 | 2023-05-16
Rheem Sales Company, Inc. | Richmond | T75-76LP | Federally-Regulated Commercial & Industrial Equipment | LPG | 75 | 73 | 75.1 | TRUE |  |  | FALSE | FALSE | Gas-fired storage | High | 0.61 |  | 2023-05-16 | 10333815 | 2023-05-16
Rheem Sales Company, Inc. | Richmond | 6G75-76PF | Federally-Regulated Commercial & Industrial Equipment | LPG | 75 | 73 | 75.1 | TRUE |  |  | FALSE | FALSE | Gas-fired storage | High | 0.61 |  | 2023-05-16 | 10333801 | 2023-05-16
Rheem Sales Company, Inc. | Richmond | T100-76LP | Federally-Regulated Commercial & Industrial Equipment | LPG | 98 | 93 | 75.1 | TRUE |  |  | FALSE | FALSE | Gas-fired storage | High | 0.58 |  | 2023-05-16 | 10333814 | 2023-05-16
A.O. Smith Water Products Company | Lochinvar | PVL07575ST 3*1 | Federally-Regulated Commercial & Industrial Equipment | LPG | 75 | 72 | 76 | TRUE |  |  | TRUE | FALSE | Gas-fired storage | High | 0.69 |  | 2023-05-16 | 206913162 | 2023-05-16
A.O. Smith Water Products Company | Lochinvar | PRL07575ESST 3*1 | Federally-Regulated Commercial & Industrial Equipment | LPG | 75 | 72 | 76 | TRUE |  |  | TRUE | FALSE | Gas-fired storage | High | 0.68 |  | 2023-05-16 | 206913180 | 2023-05-16
Rheem Sales Company, Inc. | Richmond | 6G98-76FN4 | Federally-Regulated Commercial & Industrial Equipment | Natural gas | 98 | 95 | 75.1 | TRUE |  |  | FALSE | FALSE | Gas-fired storage | High | 0.57 |  | 2023-03-21 | 207175637 | 2023-05-18
Rheem Sales Company, Inc. | Richmond | 6G75-76FN4 | Federally-Regulated Commercial & Industrial Equipment | Natural gas | 75 | 73 | 75.1 | TRUE |  |  | FALSE | FALSE | Gas-fired storage | High | 0.59 |  | 2023-03-21 | 207175091 | 2023-05-18
Rheem Sales Company, Inc. | Richmond | 5V100F-76P | Federally-Regulated Commercial & Industrial Equipment | LPG | 98 | 93 | 75.1 | TRUE |  |  | FALSE | FALSE | Gas-fired storage | High | 0.58 |  | 2023-05-16 | 10333799 | 2023-05-18
Rheem Sales Company, Inc. | Richmond | 6G75-76PF | Federally-Regulated Commercial & Industrial Equipment | LPG | 75 | 73 | 75.1 | TRUE |  |  | FALSE | FALSE | Gas-fired storage | High | 0.61 |  | 2023-05-16 | 10333801 | 2023-05-18
Rheem Sales Company, Inc. | Richmond | 5V100F-76N | Federally-Regulated Commercial & Industrial Equipment | Natural gas | 98 | 93 | 75.1 | TRUE |  |  | FALSE | FALSE | Gas-fired storage | High | 0.58 |  | 2023-04-06 | 10333798 | 2023-05-18
Rheem Sales Company, Inc. | Richmond | T100-80 | Federally-Regulated Commercial & Industrial Equipment | Natural gas | 100 | 96 | 80 | FALSE |  |  | FALSE | FALSE | Gas-fired storage | High | 0.57 |  | 2023-03-21 | 10597328 | 2023-05-18
Rheem Sales Company, Inc. | Richmond | 6G75-76F | Federally-Regulated Commercial & Industrial Equipment | Natural gas | 75 | 73 | 75.1 | TRUE |  |  | FALSE | FALSE | Gas-fired storage | High | 0.61 |  | 2023-04-06 | 10333800 | 2023-05-18
Rheem Sales Company, Inc. | Richmond | T75-75N-3 | Federally-Regulated Commercial & Industrial Equipment | Natural gas | 75 | 73 | 75.1 | TRUE |  |  | FALSE | FALSE | Gas-fired storage | High | 0.61 |  | 2023-04-06 | 10597253 | 2023-05-18
Rheem Sales Company, Inc. | Richmond | 12GUH50-100F* | Federally-Regulated Commercial & Industrial Equipment | Natural gas | 50 | 50 | 100 | TRUE |  |  | TRUE | FALSE | Gas-fired storage | High | 0.89 |  | 2023-03-21 | 210605732 | 2023-05-18
Rheem Sales Company, Inc. | Richmond | 12GUH50-76F* | Federally-Regulated Commercial & Industrial Equipment | LPG | 50 | 50 | 76 | TRUE |  |  | TRUE | FALSE | Gas-fired storage | High | 0.89 |  | 2023-03-21 | 210605724 | 2023-05-18
Rheem Sales Company, Inc. | Richmond | 12GUH50-76F* | Federally-Regulated Commercial & Industrial Equipment | Natural gas | 50 | 50 | 76 | TRUE |  |  | TRUE | FALSE | Gas-fired storage | High | 0.89 |  | 2023-03-21 | 210605724 | 2023-05-18
Rheem Sales Company, Inc. | Richmond | T75-76LP | Federally-Regulated Commercial & Industrial Equipment | LPG | 75 | 73 | 75.1 | TRUE |  |  | FALSE | FALSE | Gas-fired storage | High | 0.61 |  | 2023-05-16 | 10333815 | 2023-05-18
Rheem Sales Company, Inc. | Richmond | 12GUH50-100F* | Federally-Regulated Commercial & Industrial Equipment | LPG | 50 | 50 | 100 | TRUE |  |  | TRUE | FALSE | Gas-fired storage | High | 0.89 |  | 2023-03-21 | 210605732 | 2023-05-18
Rheem Sales Company, Inc. | Richmond | T100-76LP | Federally-Regulated Commercial & Industrial Equipment | LPG | 98 | 93 | 75.1 | TRUE |  |  | FALSE | FALSE | Gas-fired storage | High | 0.58 |  | 2023-05-16 | 10333814 | 2023-05-18
Rheem Sales Company, Inc. | Rheem | PROP G50-100* CN HE EC3 | Federally-Regulated Commercial & Industrial Equipment | Natural gas | 50 | 50 | 100 | TRUE |  |  | TRUE | FALSE | Gas-fired storage | High | 0.89 |  | 2023-03-21 | 210605727 | 2023-05-18
Rheem Sales Company, Inc. | Rheem | PROP G50-76* CN HE EC3 | Federally-Regulated Commercial & Industrial Equipment | Natural gas | 50 | 50 | 76 | TRUE |  |  | TRUE | FALSE | Gas-fired storage | High | 0.89 |  | 2023-03-21 | 210605719 | 2023-05-18
Rheem Sales Company, Inc. | Rheem | PROP G50-76* RH HE EC3 | Federally-Regulated Commercial & Industrial Equipment | LPG | 50 | 50 | 76 | TRUE |  |  | TRUE | FALSE | Gas-fired storage | High | 0.89 |  | 2023-03-21 | 210547593 | 2023-05-18
Rheem Sales Company, Inc. | Rheem | 6G75PV-76PFW | Federally-Regulated Commercial & Industrial Equipment | LPG | 75 | 73 | 75.1 | TRUE |  |  | TRUE | FALSE | Gas-fired storage | High | 0.59 |  | 2023-05-16 | 211194095 | 2023-05-18
Rheem Sales Company, Inc. | Rheem | GHE50S*-76 | Federally-Regulated Commercial & Industrial Equipment | Natural gas | 50 | 50 | 76 | TRUE |  |  | TRUE | FALSE | Gas-fired storage | High | 0.89 |  | 2023-04-06 | 210605725 | 2023-05-18
Rheem Sales Company, Inc. | Rheem | PROG98-75U RH EC1 | Federally-Regulated Commercial & Industrial Equipment | Natural gas | 98 | 95 | 75.1 | TRUE |  |  | FALSE | FALSE | Gas-fired storage | High | 0.57 |  | 2023-03-21 | 207172468 | 2023-05-18
Rheem Sales Company, Inc. | Rheem | XG50T12UHN76*0 | Federally-Regulated Commercial & Industrial Equipment | Natural gas | 50 | 50 | 76 | TRUE |  |  | TRUE | FALSE | Gas-fired storage | High | 0.89 |  | 2023-04-06 | 210605720 | 2023-05-18
Rheem Sales Company, Inc. | Rheem | PRO+G75-75U RH EC1 | Federally-Regulated Commercial & Industrial Equipment | Natural gas | 75 | 73 | 75.1 | TRUE |  |  | FALSE | FALSE | Gas-fired storage | High | 0.59 |  | 2023-03-21 | 207454691 | 2023-05-18
Rheem Sales Company, Inc. | Rheem | GHE50S*-100 | Federally-Regulated Commercial & Industrial Equipment | Natural gas | 50 | 50 | 100 | TRUE |  |  | TRUE | FALSE | Gas-fired storage | High | 0.89 |  | 2023-04-06 | 210605733 | 2023-05-18
Rheem Sales Company, Inc. | Rheem | XP75T06ST76U0 | Federally-Regulated Commercial & Industrial Equipment | LPG | 75 | 73 | 75.1 | TRUE |  |  | FALSE | FALSE | Gas-fired storage | High | 0.61 |  | 2023-05-16 | 10333819 | 2023-05-18
Rheem Sales Company, Inc. | Rheem | PRO+G75-76P RH | Federally-Regulated Commercial & Industrial Equipment | LPG | 75 | 73 | 75.1 | TRUE |  |  | FALSE | FALSE | Gas-fired storage | High | 0.61 |  | 2023-05-16 | 10333807 | 2023-05-18
Rheem Sales Company, Inc. | Rheem | XP50T12UHC76U0 | Federally-Regulated Commercial & Industrial Equipment | LPG | 50 | 50 | 76 | TRUE |  |  | TRUE | FALSE | Gas-fired storage | High | 0.89 |  | 2023-05-16 | 210605721 | 2023-05-18
Rheem Sales Company, Inc. | Rheem | GHE50S*-76** | Federally-Regulated Commercial & Industrial Equipment | LPG | 50 | 50 | 76 | TRUE |  |  | TRUE | FALSE | Gas-fired storage | High | 0.89 |  | 2023-05-16 | 210605726 | 2023-05-18
Rheem Sales Company, Inc. | Rheem | ECE G50-100U CN HE EC3 | Federally-Regulated Commercial & Industrial Equipment | Natural gas | 50 | 50 | 100 | TRUE |  |  | TRUE | FALSE | Gas-fired storage | High | 0.89 |  | 2023-04-06 | 210605730 | 2023-05-18
Rheem Sales Company, Inc. | Rheem | GHE50S*-100** | Federally-Regulated Commercial & Industrial Equipment | LPG | 50 | 50 | 100 | TRUE |  |  | TRUE | FALSE | Gas-fired storage | High | 0.89 |  | 2023-05-16 | 210605734 | 2023-05-18
Rheem Sales Company, Inc. | Rheem | PROP G50-100* CN HE EC3 | Federally-Regulated Commercial & Industrial Equipment | LPG | 50 | 50 | 100 | TRUE |  |  | TRUE | FALSE | Gas-fired storage | High | 0.89 |  | 2023-03-21 | 210605727 | 2023-05-18
Rheem Sales Company, Inc. | Rheem | PROP G50-76* RH HE EC3 | Federally-Regulated Commercial & Industrial Equipment | Natural gas | 50 | 50 | 76 | TRUE |  |  | TRUE | FALSE | Gas-fired storage | High | 0.89 |  | 2023-03-21 | 210547593 | 2023-05-18
Rheem Sales Company, Inc. | Rheem | ECE G50-76U CN HE EC3 | Federally-Regulated Commercial & Industrial Equipment | Natural gas | 50 | 50 | 76 | TRUE |  |  | TRUE | FALSE | Gas-fired storage | High | 0.89 |  | 2023-04-06 | 210605722 | 2023-05-18
Rheem Sales Company, Inc. | Rheem | G100UN-EC1 | Federally-Regulated Commercial & Industrial Equipment | Natural gas | 98 | 95 | 75.1 | TRUE |  |  | FALSE | FALSE | Gas-fired storage | High | 0.57 |  | 2023-03-21 | 207497785 | 2023-05-18
Rheem Sales Company, Inc. | Rheem | XP50T12UHC100U0 | Federally-Regulated Commercial & Industrial Equipment | LPG | 50 | 50 | 100 | TRUE |  |  | TRUE | FALSE | Gas-fired storage | High | 0.89 |  | 2023-05-16 | 210605729 | 2023-05-18
Rheem Sales Company, Inc. | Rheem | PROG75-75U RU EC1 | Federally-Regulated Commercial & Industrial Equipment | Natural gas | 75 | 73 | 75.1 | TRUE |  |  | FALSE | FALSE | Gas-fired storage | High | 0.59 |  | 2023-04-18 | 211211205 | 2023-05-18
Rheem Sales Company, Inc. | Rheem | XG98T06ST76U0 | Federally-Regulated Commercial & Industrial Equipment | Natural gas | 98 | 93 | 75.1 | TRUE |  |  | FALSE | FALSE | Gas-fired storage | High | 0.58 |  | 2023-04-06 | 10333818 | 2023-05-18
Rheem Sales Company, Inc. | Rheem | XG75T12ST76U0 | Federally-Regulated Commercial & Industrial Equipment | Natural gas | 75 | 73 | 75.1 | TRUE |  |  | FALSE | FALSE | Gas-fired storage | High | 0.61 |  | 2023-04-06 | 10333817 | 2023-05-18
Rheem Sales Company, Inc. | Rheem | G75UN-EC1 | Federally-Regulated Commercial & Industrial Equipment | Natural gas | 75 | 73 | 75.1 | TRUE |  |  | FALSE | FALSE | Gas-fired storage | High | 0.59 |  | 2023-03-21 | 207497784 | 2023-05-18
Rheem Sales Company, Inc. | Rheem | XG98T06EN76U1 | Federally-Regulated Commercial & Industrial Equipment | Natural gas | 98 | 95 | 75.1 | TRUE |  |  | FALSE | FALSE | Gas-fired storage | High | 0.57 |  | 2023-03-21 | 207175635 | 2023-05-18
Rheem Sales Company, Inc. | Rheem | PROP G50-100* RH HE EC3 | Federally-Regulated Commercial & Industrial Equipment | LPG | 50 | 50 | 100 | TRUE |  |  | TRUE | FALSE | Gas-fired storage | High | 0.89 |  | 2023-03-21 | 210547594 | 2023-05-18
Rheem Sales Company, Inc. | Rheem | PROP G50-76* CN HE EC3 | Federally-Regulated Commercial & Industrial Equipment | LPG | 50 | 50 | 76 | TRUE |  |  | TRUE | FALSE | Gas-fired storage | High | 0.89 |  | 2023-03-21 | 210605719 | 2023-05-18
Rheem Sales Company, Inc. | Rheem | PRO+G98-76P RH | Federally-Regulated Commercial & Industrial Equipment | LPG | 98 | 93 | 75.1 | TRUE |  |  | FALSE | FALSE | Gas-fired storage | High | 0.58 |  | 2023-05-16 | 10333812 | 2023-05-18
Rheem Sales Company, Inc. | Rheem | XG50T12UHN100*0 | Federally-Regulated Commercial & Industrial Equipment | Natural gas | 50 | 50 | 100 | TRUE |  |  | TRUE | FALSE | Gas-fired storage | High | 0.89 |  | 2023-04-06 | 210605728 | 2023-05-18
Rheem Sales Company, Inc. | Rheem | PROG75-75U RH EC1 | Federally-Regulated Commercial & Industrial Equipment | Natural gas | 75 | 73 | 75.1 | FALSE |  |  | FALSE | FALSE | Gas-fired storage | High | 0.59 |  | 2023-03-21 | 207169057 | 2023-05-18
Rheem Sales Company, Inc. | Rheem | PROP G50-100* RH HE EC3 | Federally-Regulated Commercial & Industrial Equipment | Natural gas | 50 | 50 | 100 | TRUE |  |  | TRUE | FALSE | Gas-fired storage | High | 0.89 |  | 2023-03-21 | 210547594 | 2023-05-18
Rheem Sales Company, Inc. | Rheem | PRO+G98-76N RH | Federally-Regulated Commercial & Industrial Equipment | Natural gas | 98 | 93 | 75.1 | TRUE |  |  | FALSE | FALSE | Gas-fired storage | High | 0.58 |  | 2023-04-06 | 10333810 | 2023-05-18
Rheem Sales Company, Inc. | Rheem | PRO+G98-80U RH EC1 | Federally-Regulated Commercial & Industrial Equipment | Natural gas | 98 | 95 | 80 | TRUE |  |  | FALSE | FALSE | Gas-fired storage | High | 0.57 |  | 2023-03-21 | 207177242 | 2023-05-18
Rheem Sales Company, Inc. | Rheem | XP98T06ST76U0 | Federally-Regulated Commercial & Industrial Equipment | LPG | 98 | 93 | 75.1 | TRUE |  |  | FALSE | FALSE | Gas-fired storage | High | 0.58 |  | 2023-05-16 | 10597259 | 2023-05-18
Rheem Sales Company, Inc. | Rheem | PRO+G75-76N RH | Federally-Regulated Commercial & Industrial Equipment | Natural gas | 75 | 73 | 75.1 | TRUE |  |  | FALSE | FALSE | Gas-fired storage | High | 0.61 |  | 2023-04-06 | 10333805 | 2023-05-18
Rheem Sales Company, Inc. | Ruud | PRO+G98-80U RU EC1 | Federally-Regulated Commercial & Industrial Equipment | Natural gas | 98 | 95 | 80 | TRUE |  |  | FALSE | FALSE | Gas-fired storage | High | 0.57 | 0.57 | 2023-03-21 | 207177244 | 2023-05-18
Rheem Sales Company, Inc. | Ruud | PROU G50-76* RU HE EC3 | Federally-Regulated Commercial & Industrial Equipment | Natural gas | 50 | 50 | 76 | TRUE |  |  | TRUE | FALSE | Gas-fired storage | High | 0.89 | 0.61 | 2023-03-21 | 210605723 | 2023-05-18
Rheem Sales Company, Inc. | Ruud | PRO+G75-76N RU | Federally-Regulated Commercial & Industrial Equipment | Natural gas | 75 | 73 | 75.1 | TRUE |  |  | FALSE | FALSE | Gas-fired storage | High | 0.61 |  | 2023-04-06 | 10333806 | 2023-05-18
Rheem Sales Company, Inc. | Ruud | PROU G50-76* RU HE EC3 | Federally-Regulated Commercial & Industrial Equipment | LPG | 50 | 50 | 76 | TRUE |  |  | TRUE | FALSE | Gas-fired storage | High | 0.89 | 0.61 | 2023-03-21 | 210605723 | 2023-05-18
Rheem Sales Company, Inc. | Ruud | PRO+G75-75U RU EC1 | Federally-Regulated Commercial & Industrial Equipment | Natural gas | 75 | 73 | 75.1 | TRUE |  |  | FALSE | FALSE | Gas-fired storage | High | 0.59 | 0.59 | 2023-03-21 | 207454692 | 2023-05-18
Rheem Sales Company, Inc. | Ruud | PROU G50-100* RU HE EC3 | Federally-Regulated Commercial & Industrial Equipment | Natural gas | 50 | 50 | 100 | TRUE |  |  | TRUE | FALSE | Gas-fired storage | High | 0.89 | 0.61 | 2023-03-21 | 210605731 | 2023-05-18
Rheem Sales Company, Inc. | Ruud | PRO+G75-76P RU | Federally-Regulated Commercial & Industrial Equipment | LPG | 75 | 73 | 75.1 | TRUE |  |  | FALSE | FALSE | Gas-fired storage | High | 0.61 |  | 2023-05-16 | 10333808 | 2023-05-18
Rheem Sales Company, Inc. | Ruud | PRO+G98-76P RU | Federally-Regulated Commercial & Industrial Equipment | LPG | 98 | 93 | 75.1 | TRUE |  |  | FALSE | FALSE | Gas-fired storage | High | 0.58 |  | 2023-05-16 | 10333813 | 2023-05-18
Rheem Sales Company, Inc. | Ruud | PROG98-75U RU EC1 | Federally-Regulated Commercial & Industrial Equipment | Natural gas | 98 | 95 | 75.1 | TRUE |  |  | FALSE | FALSE | Gas-fired storage | High | 0.57 | 0.57 | 2023-03-21 | 207175636 | 2023-05-18
Rheem Sales Company, Inc. | Ruud | PRO+G98-76N RU | Federally-Regulated Commercial & Industrial Equipment | Natural gas | 98 | 93 | 75.1 | TRUE |  |  | FALSE | FALSE | Gas-fired storage | High | 0.58 |  | 2023-04-06 | 10333811 | 2023-05-18
Rheem Sales Company, Inc. | Ruud | XG75T06EN76U1 | Federally-Regulated Commercial & Industrial Equipment | Natural gas | 75 | 73 | 75.1 | TRUE |  |  | FALSE | FALSE | Gas-fired storage | High | 0.59 | 0.59 | 2023-03-21 | 207175090 | 2023-05-18
Rheem Sales Company, Inc. | Ruud | PROU G50-100* RU HE EC3 | Federally-Regulated Commercial & Industrial Equipment | LPG | 50 | 50 | 100 | TRUE |  |  | TRUE | FALSE | Gas-fired storage | High | 0.89 | 0.61 | 2023-03-21 | 210605731 | 2023-05-18
Rheem Sales Company, Inc. | Rheem | PROP G50-100* CN HE EC3 | Federally-Regulated Commercial & Industrial Equipment | Natural gas | 50 | 50 | 100 | TRUE |  |  | TRUE | FALSE | Gas-fired storage | High | 0.89 |  | 2023-05-18 | 210605727 | 2023-05-18
Rheem Sales Company, Inc. | Rheem | PROP G50-76* CN HE EC3 | Federally-Regulated Commercial & Industrial Equipment | Natural gas | 50 | 50 | 76 | TRUE |  |  | TRUE | FALSE | Gas-fired storage | High | 0.89 |  | 2023-05-18 | 210605719 | 2023-05-18
Rheem Sales Company, Inc. | Rheem | PROP G50-76* RH HE EC3 | Federally-Regulated Commercial & Industrial Equipment | LPG | 50 | 50 | 76 | TRUE |  |  | TRUE | FALSE | Gas-fired storage | High | 0.89 |  | 2023-05-18 | 210547593 | 2023-05-18
Rheem Sales Company, Inc. | Rheem | 6G75PV-76PFW | Federally-Regulated Commercial & Industrial Equipment | LPG | 75 | 73 | 75.1 | TRUE |  |  | TRUE | FALSE | Gas-fired storage | High | 0.59 |  | 2023-05-18 | 211194095 | 2023-05-18
Rheem Sales Company, Inc. | Rheem | GHE50S*-76 | Federally-Regulated Commercial & Industrial Equipment | Natural gas | 50 | 50 | 76 | TRUE |  |  | TRUE | FALSE | Gas-fired storage | High | 0.89 |  | 2023-05-18 | 210605725 | 2023-05-18
Rheem Sales Company, Inc. | Rheem | PROG98-75U RH EC1 | Federally-Regulated Commercial & Industrial Equipment | Natural gas | 98 | 95 | 75.1 | TRUE |  |  | FALSE | FALSE | Gas-fired storage | High | 0.57 |  | 2023-05-18 | 207172468 | 2023-05-18
Rheem Sales Company, Inc. | Rheem | XG50T12UHN76*0 | Federally-Regulated Commercial & Industrial Equipment | Natural gas | 50 | 50 | 76 | TRUE |  |  | TRUE | FALSE | Gas-fired storage | High | 0.89 |  | 2023-05-18 | 210605720 | 2023-05-18
Rheem Sales Company, Inc. | Rheem | PRO+G75-75U RH EC1 | Federally-Regulated Commercial & Industrial Equipment | Natural gas | 75 | 73 | 75.1 | TRUE |  |  | FALSE | FALSE | Gas-fired storage | High | 0.59 |  | 2023-05-18 | 207454691 | 2023-05-18
Rheem Sales Company, Inc. | Rheem | GHE50S*-100 | Federally-Regulated Commercial & Industrial Equipment | Natural gas | 50 | 50 | 100 | TRUE |  |  | TRUE | FALSE | Gas-fired storage | High | 0.89 |  | 2023-05-18 | 210605733 | 2023-05-18
Rheem Sales Company, Inc. | Rheem | XP75T06ST76U0 | Federally-Regulated Commercial & Industrial Equipment | LPG | 75 | 73 | 75.1 | TRUE |  |  | FALSE | FALSE | Gas-fired storage | High | 0.61 |  | 2023-05-18 | 10333819 | 2023-05-18
Rheem Sales Company, Inc. | Rheem | PRO+G75-76P RH | Federally-Regulated Commercial & Industrial Equipment | LPG | 75 | 73 | 75.1 | TRUE |  |  | FALSE | FALSE | Gas-fired storage | High | 0.61 |  | 2023-05-18 | 10333807 | 2023-05-18
Rheem Sales Company, Inc. | Rheem | XP50T12UHC76U0 | Federally-Regulated Commercial & Industrial Equipment | LPG | 50 | 50 | 76 | TRUE |  |  | TRUE | FALSE | Gas-fired storage | High | 0.89 |  | 2023-05-18 | 210605721 | 2023-05-18
Rheem Sales Company, Inc. | Rheem | GHE50S*-76** | Federally-Regulated Commercial & Industrial Equipment | LPG | 50 | 50 | 76 | TRUE |  |  | TRUE | FALSE | Gas-fired storage | High | 0.89 |  | 2023-05-18 | 210605726 | 2023-05-18
Rheem Sales Company, Inc. | Rheem | ECE G50-100U CN HE EC3 | Federally-Regulated Commercial & Industrial Equipment | Natural gas | 50 | 50 | 100 | TRUE |  |  | TRUE | FALSE | Gas-fired storage | High | 0.89 |  | 2023-05-18 | 210605730 | 2023-05-18
Rheem Sales Company, Inc. | Rheem | GHE50S*-100** | Federally-Regulated Commercial & Industrial Equipment | LPG | 50 | 50 | 100 | TRUE |  |  | TRUE | FALSE | Gas-fired storage | High | 0.89 |  | 2023-05-18 | 210605734 | 2023-05-18
Rheem Sales Company, Inc. | Rheem | PROP G50-100* CN HE EC3 | Federally-Regulated Commercial & Industrial Equipment | LPG | 50 | 50 | 100 | TRUE |  |  | TRUE | FALSE | Gas-fired storage | High | 0.89 |  | 2023-05-18 | 210605727 | 2023-05-18
Rheem Sales Company, Inc. | Rheem | PROP G50-76* RH HE EC3 | Federally-Regulated Commercial & Industrial Equipment | Natural gas | 50 | 50 | 76 | TRUE |  |  | TRUE | FALSE | Gas-fired storage | High | 0.89 |  | 2023-05-18 | 210547593 | 2023-05-18
Rheem Sales Company, Inc. | Rheem | ECE G50-76U CN HE EC3 | Federally-Regulated Commercial & Industrial Equipment | Natural gas | 50 | 50 | 76 | TRUE |  |  | TRUE | FALSE | Gas-fired storage | High | 0.89 |  | 2023-05-18 | 210605722 | 2023-05-18
Rheem Sales Company, Inc. | Rheem | G100UN-EC1 | Federally-Regulated Commercial & Industrial Equipment | Natural gas | 98 | 95 | 75.1 | TRUE |  |  | FALSE | FALSE | Gas-fired storage | High | 0.57 |  | 2023-05-18 | 207497785 | 2023-05-18
Rheem Sales Company, Inc. | Rheem | XP50T12UHC100U0 | Federally-Regulated Commercial & Industrial Equipment | LPG | 50 | 50 | 100 | TRUE |  |  | TRUE | FALSE | Gas-fired storage | High | 0.89 |  | 2023-05-18 | 210605729 | 2023-05-18
Rheem Sales Company, Inc. | Rheem | PROG75-75U RU EC1 | Federally-Regulated Commercial & Industrial Equipment | Natural gas | 75 | 73 | 75.1 | TRUE |  |  | FALSE | FALSE | Gas-fired storage | High | 0.59 |  | 2023-05-18 | 211211205 | 2023-05-18
Rheem Sales Company, Inc. | Rheem | XG98T06ST76U0 | Federally-Regulated Commercial & Industrial Equipment | Natural gas | 98 | 93 | 75.1 | TRUE |  |  | FALSE | FALSE | Gas-fired storage | High | 0.58 |  | 2023-05-18 | 10333818 | 2023-05-18
Rheem Sales Company, Inc. | Rheem | XG75T12ST76U0 | Federally-Regulated Commercial & Industrial Equipment | Natural gas | 75 | 73 | 75.1 | TRUE |  |  | FALSE | FALSE | Gas-fired storage | High | 0.61 |  | 2023-05-18 | 10333817 | 2023-05-18
Rheem Sales Company, Inc. | Rheem | G75UN-EC1 | Federally-Regulated Commercial & Industrial Equipment | Natural gas | 75 | 73 | 75.1 | TRUE |  |  | FALSE | FALSE | Gas-fired storage | High | 0.59 |  | 2023-05-18 | 207497784 | 2023-05-18
Rheem Sales Company, Inc. | Rheem | XG98T06EN76U1 | Federally-Regulated Commercial & Industrial Equipment | Natural gas | 98 | 95 | 75.1 | TRUE |  |  | FALSE | FALSE | Gas-fired storage | High | 0.57 |  | 2023-05-18 | 207175635 | 2023-05-18
Rheem Sales Company, Inc. | Rheem | PROP G50-100* RH HE EC3 | Federally-Regulated Commercial & Industrial Equipment | LPG | 50 | 50 | 100 | TRUE |  |  | TRUE | FALSE | Gas-fired storage | High | 0.89 |  | 2023-05-18 | 210547594 | 2023-05-18
Rheem Sales Company, Inc. | Rheem | PROP G50-76* CN HE EC3 | Federally-Regulated Commercial & Industrial Equipment | LPG | 50 | 50 | 76 | TRUE |  |  | TRUE | FALSE | Gas-fired storage | High | 0.89 |  | 2023-05-18 | 210605719 | 2023-05-18
Rheem Sales Company, Inc. | Rheem | PRO+G98-76P RH | Federally-Regulated Commercial & Industrial Equipment | LPG | 98 | 93 | 75.1 | TRUE |  |  | FALSE | FALSE | Gas-fired storage | High | 0.58 |  | 2023-05-18 | 10333812 | 2023-05-18
Rheem Sales Company, Inc. | Rheem | XG50T12UHN100*0 | Federally-Regulated Commercial & Industrial Equipment | Natural gas | 50 | 50 | 100 | TRUE |  |  | TRUE | FALSE | Gas-fired storage | High | 0.89 |  | 2023-05-18 | 210605728 | 2023-05-18
Rheem Sales Company, Inc. | Rheem | PROG75-75U RH EC1 | Federally-Regulated Commercial & Industrial Equipment | Natural gas | 75 | 73 | 75.1 | FALSE |  |  | FALSE | FALSE | Gas-fired storage | High | 0.59 |  | 2023-05-18 | 207169057 | 2023-05-18
Rheem Sales Company, Inc. | Rheem | PROP G50-100* RH HE EC3 | Federally-Regulated Commercial & Industrial Equipment | Natural gas | 50 | 50 | 100 | TRUE |  |  | TRUE | FALSE | Gas-fired storage | High | 0.89 |  | 2023-05-18 | 210547594 | 2023-05-18
Rheem Sales Company, Inc. | Rheem | PRO+G98-76N RH | Federally-Regulated Commercial & Industrial Equipment | Natural gas | 98 | 93 | 75.1 | TRUE |  |  | FALSE | FALSE | Gas-fired storage | High | 0.58 |  | 2023-05-18 | 10333810 | 2023-05-18
Rheem Sales Company, Inc. | Rheem | PRO+G98-80U RH EC1 | Federally-Regulated Commercial & Industrial Equipment | Natural gas | 98 | 95 | 80 | TRUE |  |  | FALSE | FALSE | Gas-fired storage | High | 0.57 |  | 2023-05-18 | 207177242 | 2023-05-18
Rheem Sales Company, Inc. | Rheem | XP98T06ST76U0 | Federally-Regulated Commercial & Industrial Equipment | LPG | 98 | 93 | 75.1 | TRUE |  |  | FALSE | FALSE | Gas-fired storage | High | 0.58 |  | 2023-05-18 | 10597259 | 2023-05-18
Rheem Sales Company, Inc. | Rheem | PRO+G75-76N RH | Federally-Regulated Commercial & Industrial Equipment | Natural gas | 75 | 73 | 75.1 | TRUE |  |  | FALSE | FALSE | Gas-fired storage | High | 0.61 |  | 2023-05-18 | 10333805 | 2023-05-18
Rheem Sales Company, Inc. | Ruud | PRO+G98-80U RU EC1 | Federally-Regulated Commercial & Industrial Equipment | Natural gas | 98 | 95 | 80 | TRUE |  |  | FALSE | FALSE | Gas-fired storage | High | 0.57 |  | 2023-05-18 | 207177244 | 2023-05-18
Rheem Sales Company, Inc. | Ruud | PROU G50-76* RU HE EC3 | Federally-Regulated Commercial & Industrial Equipment | Natural gas | 50 | 50 | 76 | TRUE |  |  | TRUE | FALSE | Gas-fired storage | High | 0.89 |  | 2023-05-18 | 210605723 | 2023-05-18
Rheem Sales Company, Inc. | Ruud | PRO+G75-76N RU | Federally-Regulated Commercial & Industrial Equipment | Natural gas | 75 | 73 | 75.1 | TRUE |  |  | FALSE | FALSE | Gas-fired storage | High | 0.61 |  | 2023-05-18 | 10333806 | 2023-05-18
Rheem Sales Company, Inc. | Ruud | PROU G50-76* RU HE EC3 | Federally-Regulated Commercial & Industrial Equipment | LPG | 50 | 50 | 76 | TRUE |  |  | TRUE | FALSE | Gas-fired storage | High | 0.89 |  | 2023-05-18 | 210605723 | 2023-05-18
Rheem Sales Company, Inc. | Ruud | PRO+G75-75U RU EC1 | Federally-Regulated Commercial & Industrial Equipment | Natural gas | 75 | 73 | 75.1 | TRUE |  |  | FALSE | FALSE | Gas-fired storage | High | 0.59 |  | 2023-05-18 | 207454692 | 2023-05-18
Rheem Sales Company, Inc. | Ruud | PROU G50-100* RU HE EC3 | Federally-Regulated Commercial & Industrial Equipment | Natural gas | 50 | 50 | 100 | TRUE |  |  | TRUE | FALSE | Gas-fired storage | High | 0.89 |  | 2023-05-18 | 210605731 | 2023-05-18
Rheem Sales Company, Inc. | Ruud | PRO+G75-76P RU | Federally-Regulated Commercial & Industrial Equipment | LPG | 75 | 73 | 75.1 | TRUE |  |  | FALSE | FALSE | Gas-fired storage | High | 0.61 |  | 2023-05-18 | 10333808 | 2023-05-18
Rheem Sales Company, Inc. | Ruud | PRO+G98-76P RU | Federally-Regulated Commercial & Industrial Equipment | LPG | 98 | 93 | 75.1 | TRUE |  |  | FALSE | FALSE | Gas-fired storage | High | 0.58 |  | 2023-05-18 | 10333813 | 2023-05-18
Rheem Sales Company, Inc. | Ruud | PROG98-75U RU EC1 | Federally-Regulated Commercial & Industrial Equipment | Natural gas | 98 | 95 | 75.1 | TRUE |  |  | FALSE | FALSE | Gas-fired storage | High | 0.57 |  | 2023-05-18 | 207175636 | 2023-05-18
Rheem Sales Company, Inc. | Ruud | PRO+G98-76N RU | Federally-Regulated Commercial & Industrial Equipment | Natural gas | 98 | 93 | 75.1 | TRUE |  |  | FALSE | FALSE | Gas-fired storage | High | 0.58 |  | 2023-05-18 | 10333811 | 2023-05-18
Rheem Sales Company, Inc. | Ruud | XG75T06EN76U1 | Federally-Regulated Commercial & Industrial Equipment | Natural gas | 75 | 73 | 75.1 | TRUE |  |  | FALSE | FALSE | Gas-fired storage | High | 0.59 |  | 2023-05-18 | 207175090 | 2023-05-18
Rheem Sales Company, Inc. | Ruud | PROU G50-100* RU HE EC3 | Federally-Regulated Commercial & Industrial Equipment | LPG | 50 | 50 | 100 | TRUE |  |  | TRUE | FALSE | Gas-fired storage | High | 0.89 |  | 2023-05-18 | 210605731 | 2023-05-18
Rheem Sales Company, Inc. | Richmond | 6G98-76FN4 | Federally-Regulated Commercial & Industrial Equipment | Natural gas | 98 | 95 | 75.1 | TRUE |  |  | FALSE | FALSE | Gas-fired storage | High | 0.57 | 0.57 | 2023-05-18 | 207175637 | 2023-05-18
Rheem Sales Company, Inc. | Richmond | 6G75-76FN4 | Federally-Regulated Commercial & Industrial Equipment | Natural gas | 75 | 73 | 75.1 | TRUE |  |  | FALSE | FALSE | Gas-fired storage | High | 0.59 | 0.59 | 2023-05-18 | 207175091 | 2023-05-18
Rheem Sales Company, Inc. | Richmond | 5V100F-76P | Federally-Regulated Commercial & Industrial Equipment | LPG | 98 | 93 | 75.1 | TRUE |  |  | FALSE | FALSE | Gas-fired storage | High | 0.58 | 0.57 | 2023-05-18 | 10333799 | 2023-05-18
Rheem Sales Company, Inc. | Richmond | 6G75-76PF | Federally-Regulated Commercial & Industrial Equipment | LPG | 75 | 73 | 75.1 | TRUE |  |  | FALSE | FALSE | Gas-fired storage | High | 0.61 | 0.59 | 2023-05-18 | 10333801 | 2023-05-18
Rheem Sales Company, Inc. | Richmond | 5V100F-76N | Federally-Regulated Commercial & Industrial Equipment | Natural gas | 98 | 93 | 75.1 | TRUE |  |  | FALSE | FALSE | Gas-fired storage | High | 0.58 | 0.57 | 2023-05-18 | 10333798 | 2023-05-18
Rheem Sales Company, Inc. | Richmond | T100-80 | Federally-Regulated Commercial & Industrial Equipment | Natural gas | 100 | 96 | 80 | FALSE |  |  | FALSE | FALSE | Gas-fired storage | High | 0.57 | 0.57 | 2023-05-18 | 10597328 | 2023-05-18
Rheem Sales Company, Inc. | Richmond | 6G75-76F | Federally-Regulated Commercial & Industrial Equipment | Natural gas | 75 | 73 | 75.1 | TRUE |  |  | FALSE | FALSE | Gas-fired storage | High | 0.61 | 0.59 | 2023-05-18 | 10333800 | 2023-05-18
Rheem Sales Company, Inc. | Richmond | T75-75N-3 | Federally-Regulated Commercial & Industrial Equipment | Natural gas | 75 | 73 | 75.1 | TRUE |  |  | FALSE | FALSE | Gas-fired storage | High | 0.61 | 0.59 | 2023-05-18 | 10597253 | 2023-05-18
Rheem Sales Company, Inc. | Richmond | 12GUH50-100F* | Federally-Regulated Commercial & Industrial Equipment | Natural gas | 50 | 50 | 100 | TRUE |  |  | TRUE | FALSE | Gas-fired storage | High | 0.89 | 0.61 | 2023-05-18 | 210605732 | 2023-05-18
Rheem Sales Company, Inc. | Richmond | 12GUH50-76F* | Federally-Regulated Commercial & Industrial Equipment | LPG | 50 | 50 | 76 | TRUE |  |  | TRUE | FALSE | Gas-fired storage | High | 0.89 | 0.61 | 2023-05-18 | 210605724 | 2023-05-18
Rheem Sales Company, Inc. | Richmond | 12GUH50-76F* | Federally-Regulated Commercial & Industrial Equipment | Natural gas | 50 | 50 | 76 | TRUE |  |  | TRUE | FALSE | Gas-fired storage | High | 0.89 | 0.61 | 2023-05-18 | 210605724 | 2023-05-18
Rheem Sales Company, Inc. | Richmond | T75-76LP | Federally-Regulated Commercial & Industrial Equipment | LPG | 75 | 73 | 75.1 | TRUE |  |  | FALSE | FALSE | Gas-fired storage | High | 0.61 | 0.59 | 2023-05-18 | 10333815 | 2023-05-18
Rheem Sales Company, Inc. | Richmond | 12GUH50-100F* | Federally-Regulated Commercial & Industrial Equipment | LPG | 50 | 50 | 100 | TRUE |  |  | TRUE | FALSE | Gas-fired storage | High | 0.89 | 0.61 | 2023-05-18 | 210605732 | 2023-05-18
Rheem Sales Company, Inc. | Richmond | T100-76LP | Federally-Regulated Commercial & Industrial Equipment | LPG | 98 | 93 | 75.1 | TRUE |  |  | FALSE | FALSE | Gas-fired storage | High | 0.58 | 0.57 | 2023-05-18 | 10333814 | 2023-05-18
A.O. Smith Water Products Company | RELIANCE WATER HEATERS | 6-75-HRVHTL 3*1 | Federally-Regulated Commercial & Industrial Equipment | LPG | 75 | 72 | 76 | TRUE |  |  | TRUE | FALSE | Gas-fired storage | High | 0.69 |  | 2023-05-16 | 206913165 | 2023-05-18
A.O. Smith Water Products Company | RELIANCE WATER HEATERS | 6-75-HRPDTL 3*1 | Federally-Regulated Commercial & Industrial Equipment | LPG | 75 | 72 | 76 | TRUE |  |  | TRUE | FALSE | Gas-fired storage | High | 0.68 |  | 2023-05-16 | 206913182 | 2023-05-18
A.O. Smith Water Products Company | Lochinvar | PVL07575ST 3*1 | Federally-Regulated Commercial & Industrial Equipment | LPG | 75 | 72 | 76 | TRUE |  |  | TRUE | FALSE | Gas-fired storage | High | 0.69 |  | 2023-05-16 | 206913162 | 2023-05-18
A.O. Smith Water Products Company | Lochinvar | PRL07575ESST 3*1 | Federally-Regulated Commercial & Industrial Equipment | LPG | 75 | 72 | 76 | TRUE |  |  | TRUE | FALSE | Gas-fired storage | High | 0.68 |  | 2023-05-16 | 206913180 | 2023-05-18
A.O. Smith Water Products Company | A. O. SMITH | BPD-80 3*1 | Federally-Regulated Commercial & Industrial Equipment | LPG | 75 | 72 | 76 | TRUE |  |  | TRUE | FALSE | Gas-fired storage | High | 0.68 |  | 2023-05-16 | 206913176 | 2023-05-18
A.O. Smith Water Products Company | A. O. SMITH | GPVX-75L 3*1 | Federally-Regulated Commercial & Industrial Equipment | LPG | 75 | 72 | 76 | TRUE |  |  | TRUE | FALSE | Gas-fired storage | High | 0.69 |  | 2023-05-16 | 206913154 | 2023-05-18
A.O. Smith Water Products Company | A. O. SMITH | BTF-80 3*1 | Federally-Regulated Commercial & Industrial Equipment | LPG | 75 | 72 | 76 | TRUE |  |  | TRUE | FALSE | Gas-fired storage | High | 0.69 |  | 2023-05-16 | 206913155 | 2023-05-18
A.O. Smith Water Products Company | A. O. SMITH | GPDX-75L 3*1 | Federally-Regulated Commercial & Industrial Equipment | LPG | 75 | 72 | 76 | TRUE |  |  | TRUE | FALSE | Gas-fired storage | High | 0.68 |  | 2023-05-16 | 206913174 | 2023-05-18
Bradford White Corporation | BRADFORD WHITE | LC2PV50H76*N | Federally-Regulated Commercial & Industrial Equipment | Natural gas | 50 | 48 | 76 | TRUE |  |  | TRUE | FALSE | Gas-fired storage | High | 0.8 |  | 2023-03-23 | 200094562 | 2023-05-18
Bradford White Corporation | BRADFORD WHITE | LC2PDV50H76*N | Federally-Regulated Commercial & Industrial Equipment | Natural gas | 50 | 48 | 76 | TRUE |  |  | TRUE | FALSE | Gas-fired storage | High | 0.8 |  | 2023-03-23 | 205573465 | 2023-05-18
Bradford White Corporation | BRADFORD WHITE | RC2PDV50H*X | Federally-Regulated Commercial & Industrial Equipment | LPG | 50 | 48 | 76 | TRUE |  |  | TRUE | FALSE | Gas-fired storage | High | 0.8 |  | 2023-03-23 | 205129077 | 2023-05-18
Bradford White Corporation | BRADFORD WHITE | LC2PV50H76*X | Federally-Regulated Commercial & Industrial Equipment | LPG | 50 | 48 | 76 | TRUE |  |  | TRUE | FALSE | Gas-fired storage | High | 0.8 |  | 2023-03-23 | 200094564 | 2023-05-18
Bradford White Corporation | BRADFORD WHITE | LC2PDV50H76*X | Federally-Regulated Commercial & Industrial Equipment | LPG | 50 | 48 | 76 | TRUE |  |  | TRUE | FALSE | Gas-fired storage | High | 0.8 |  | 2023-03-23 | 205573466 | 2023-05-18
Bradford White Corporation | BRADFORD WHITE | RC2PV50H*X | Federally-Regulated Commercial & Industrial Equipment | LPG | 50 | 48 | 76 | TRUE |  |  | TRUE | FALSE | Gas-fired storage | High | 0.8 |  | 2023-03-23 | 200094560 | 2023-05-18
American Water Heater Co. | American | PDVG62-75T76-PV 3*1 | Federally-Regulated Commercial & Industrial Equipment | LPG | 75 | 72 | 76 | TRUE |  |  | TRUE | FALSE | Gas-fired storage | High | 0.68 | 0.59 | 2023-05-16 | 206913179 | 2023-05-18
American Water Heater Co. | American | PVG62-75T76-LV 3*1 | Federally-Regulated Commercial & Industrial Equipment | LPG | 75 | 72 | 76 | TRUE |  |  | TRUE | FALSE | Gas-fired storage | High | 0.69 | 0.59 | 2023-05-16 | 206913160 | 2023-05-18
American Water Heater Co. | American | PVCG62-75T76-LV 3*1 | Federally-Regulated Commercial & Industrial Equipment | LPG | 75 | 72 | 76 | TRUE |  |  | TRUE | FALSE | Gas-fired storage | High | 0.69 | 0.59 | 2023-05-16 | 206913161 | 2023-05-18
Rheem Sales Company, Inc. | RHEEM/RUUD | G75-76LP | Federally-Regulated Commercial & Industrial Equipment | LPG | 75 | 73 | 75.1 | TRUE |  |  | FALSE | FALSE | Gas-fired storage | High | 0.61 |  | 2023-05-16 | 10333803 | 2023-05-18
Rheem Sales Company, Inc. | RHEEM/RUUD | G100-76LP | Federally-Regulated Commercial & Industrial Equipment | LPG | 98 | 93 | 75.1 | TRUE |  |  | FALSE | FALSE | Gas-fired storage | High | 0.58 |  | 2023-05-16 | 10333802 | 2023-05-18
Rheem Sales Company, Inc. | RHEEM/RUUD | G75-75N-3 | Federally-Regulated Commercial & Industrial Equipment | Natural gas | 75 | 73 | 75.1 | TRUE |  |  | FALSE | FALSE | Gas-fired storage | High | 0.61 |  | 2023-04-06 | 10596858 | 2023-05-18
Rheem Sales Company, Inc. | RHEEM/RUUD | G100-80 | Federally-Regulated Commercial & Industrial Equipment | Natural gas | 100 | 96 | 80 | FALSE |  |  | FALSE | FALSE | Gas-fired storage | High | 0.57 |  | 2023-03-21 | 10597327 | 2023-05-18
A.O. Smith Water Products Company | State | GS6-75-HRVHTL 3*1 | Federally-Regulated Commercial & Industrial Equipment | LPG | 75 | 72 | 76 | TRUE |  |  | TRUE | FALSE | Gas-fired storage | High | 0.69 |  | 2023-05-16 | 206913167 | 2023-05-18
A.O. Smith Water Products Company | State | GS6-75-HRPDTL 3*1 | Federally-Regulated Commercial & Industrial Equipment | LPG | 75 | 72 | 76 | TRUE |  |  | TRUE | FALSE | Gas-fired storage | High | 0.68 |  | 2023-05-16 | 206913184 | 2023-05-18
A.O. Smith Water Products Company | State | SDV-75-76PE 3*1 | Federally-Regulated Commercial & Industrial Equipment | LPG | 75 | 72 | 76 | TRUE |  |  | TRUE | FALSE | Gas-fired storage | High | 0.68 |  | 2023-05-16 | 206913187 | 2023-05-18
A.O. Smith Water Products Company | RELIANCE WATER HEATERS | 6-75-HRVHTL 3*1 | Federally-Regulated Commercial & Industrial Equipment | LPG | 75 | 72 | 76 | TRUE |  |  | TRUE | FALSE | Gas-fired storage | High | 0.69 |  | 2023-05-18 | 206913165 | 2023-05-18
A.O. Smith Water Products Company | RELIANCE WATER HEATERS | 6-75-HRPDTL 3*1 | Federally-Regulated Commercial & Industrial Equipment | LPG | 75 | 72 | 76 | TRUE |  |  | TRUE | FALSE | Gas-fired storage | High | 0.68 |  | 2023-05-18 | 206913182 | 2023-05-18
A.O. Smith Water Products Company | State | GS6-75-HRVHTL 3*1 | Federally-Regulated Commercial & Industrial Equipment | LPG | 75 | 72 | 76 | TRUE |  |  | TRUE | FALSE | Gas-fired storage | High | 0.69 |  | 2023-05-18 | 206913167 | 2023-05-18
A.O. Smith Water Products Company | State | GS6-75-HRPDTL 3*1 | Federally-Regulated Commercial & Industrial Equipment | LPG | 75 | 72 | 76 | TRUE |  |  | TRUE | FALSE | Gas-fired storage | High | 0.68 |  | 2023-05-18 | 206913184 | 2023-05-18
A.O. Smith Water Products Company | State | SDV-75-76PE 3*1 | Federally-Regulated Commercial & Industrial Equipment | LPG | 75 | 72 | 76 | TRUE |  |  | TRUE | FALSE | Gas-fired storage | High | 0.68 |  | 2023-05-18 | 206913187 | 2023-05-18
American Water Heater Co. | American | PDVG62-75T76-PV 3*1 | Federally-Regulated Commercial & Industrial Equipment | LPG | 75 | 72 | 76 | TRUE |  |  | TRUE | FALSE | Gas-fired storage | High | 0.68 |  | 2023-05-18 | 206913179 | 2023-05-18
American Water Heater Co. | American | PVG62-75T76-LV 3*1 | Federally-Regulated Commercial & Industrial Equipment | LPG | 75 | 72 | 76 | TRUE |  |  | TRUE | FALSE | Gas-fired storage | High | 0.69 |  | 2023-05-18 | 206913160 | 2023-05-18
American Water Heater Co. | American | PVCG62-75T76-LV 3*1 | Federally-Regulated Commercial & Industrial Equipment | LPG | 75 | 72 | 76 | TRUE |  |  | TRUE | FALSE | Gas-fired storage | High | 0.69 |  | 2023-05-18 | 206913161 | 2023-05-18
A.O. Smith Water Products Company | A. O. SMITH | BPD-80 3*1 | Federally-Regulated Commercial & Industrial Equipment | LPG | 75 | 72 | 76 | TRUE |  |  | TRUE | FALSE | Gas-fired storage | High | 0.68 |  | 2023-05-18 | 206913176 | 2023-05-18
A.O. Smith Water Products Company | A. O. SMITH | GPVX-75L 3*1 | Federally-Regulated Commercial & Industrial Equipment | LPG | 75 | 72 | 76 | TRUE |  |  | TRUE | FALSE | Gas-fired storage | High | 0.69 |  | 2023-05-18 | 206913154 | 2023-05-18
A.O. Smith Water Products Company | A. O. SMITH | BTF-80 3*1 | Federally-Regulated Commercial & Industrial Equipment | LPG | 75 | 72 | 76 | TRUE |  |  | TRUE | FALSE | Gas-fired storage | High | 0.69 |  | 2023-05-18 | 206913155 | 2023-05-18
A.O. Smith Water Products Company | A. O. SMITH | GPDX-75L 3*1 | Federally-Regulated Commercial & Industrial Equipment | LPG | 75 | 72 | 76 | TRUE |  |  | TRUE | FALSE | Gas-fired storage | High | 0.68 |  | 2023-05-18 | 206913174 | 2023-05-18
A.O. Smith Water Products Company | Lochinvar | PVL07575ST 3*1 | Federally-Regulated Commercial & Industrial Equipment | LPG | 75 | 72 | 76 | TRUE |  |  | TRUE | FALSE | Gas-fired storage | High | 0.69 |  | 2023-05-18 | 206913162 | 2023-05-18
A.O. Smith Water Products Company | Lochinvar | PRL07575ESST 3*1 | Federally-Regulated Commercial & Industrial Equipment | LPG | 75 | 72 | 76 | TRUE |  |  | TRUE | FALSE | Gas-fired storage | High | 0.68 |  | 2023-05-18 | 206913180 | 2023-05-18
Rheem Sales Company, Inc. | RHEEM/RUUD | G75-76LP | Federally-Regulated Commercial & Industrial Equipment | LPG | 75 | 73 | 75.1 | TRUE |  |  | FALSE | FALSE | Gas-fired storage | High | 0.61 |  | 2023-05-18 | 10333803 | 2023-05-18
Rheem Sales Company, Inc. | RHEEM/RUUD | G100-76LP | Federally-Regulated Commercial & Industrial Equipment | LPG | 98 | 93 | 75.1 | TRUE |  |  | FALSE | FALSE | Gas-fired storage | High | 0.58 |  | 2023-05-18 | 10333802 | 2023-05-18
Rheem Sales Company, Inc. | RHEEM/RUUD | G75-75N-3 | Federally-Regulated Commercial & Industrial Equipment | Natural gas | 75 | 73 | 75.1 | TRUE |  |  | FALSE | FALSE | Gas-fired storage | High | 0.61 |  | 2023-05-18 | 10596858 | 2023-05-18
Rheem Sales Company, Inc. | RHEEM/RUUD | G100-80 | Federally-Regulated Commercial & Industrial Equipment | Natural gas | 100 | 96 | 80 | FALSE |  |  | FALSE | FALSE | Gas-fired storage | High | 0.57 |  | 2023-05-18 | 10597327 | 2023-05-18
Bradford White Corporation | BRADFORD WHITE | LC2PV50H76*N | Federally-Regulated Commercial & Industrial Equipment | Natural gas | 50 | 48 | 76 | TRUE |  |  | TRUE | FALSE | Gas-fired storage | High | 0.8 |  | 2023-05-18 | 200094562 | 2023-05-18
Bradford White Corporation | BRADFORD WHITE | LC2PDV50H76*N | Federally-Regulated Commercial & Industrial Equipment | Natural gas | 50 | 48 | 76 | TRUE |  |  | TRUE | FALSE | Gas-fired storage | High | 0.8 |  | 2023-05-18 | 205573465 | 2023-05-18
Bradford White Corporation | BRADFORD WHITE | RC2PDV50H*X | Federally-Regulated Commercial & Industrial Equipment | LPG | 50 | 48 | 76 | TRUE |  |  | TRUE | FALSE | Gas-fired storage | High | 0.8 |  | 2023-05-18 | 205129077 | 2023-05-18
Bradford White Corporation | BRADFORD WHITE | LC2PV50H76*X | Federally-Regulated Commercial & Industrial Equipment | LPG | 50 | 48 | 76 | TRUE |  |  | TRUE | FALSE | Gas-fired storage | High | 0.8 |  | 2023-05-18 | 200094564 | 2023-05-18
Bradford White Corporation | BRADFORD WHITE | LC2PDV50H76*X | Federally-Regulated Commercial & Industrial Equipment | LPG | 50 | 48 | 76 | TRUE |  |  | TRUE | FALSE | Gas-fired storage | High | 0.8 |  | 2023-05-18 | 205573466 | 2023-05-18
Bradford White Corporation | BRADFORD WHITE | RC2PV50H*X | Federally-Regulated Commercial & Industrial Equipment | LPG | 50 | 48 | 76 | TRUE |  |  | TRUE | FALSE | Gas-fired storage | High | 0.8 |  | 2023-05-18 | 200094560 | 2023-05-18
Eemax, Inc | EcoSmart | ECOS 18 | Federally-Regulated Commercial & Industrial Equipment | Electric resistance | 1 | 1 | 18 |  |  |  |  | FALSE | Electric instantaneous | Low | 0.96 |  | 2023-06-01 | 212361393 | 2023-06-15
Eemax, Inc | EcoSmart | ECOS 27 | Federally-Regulated Commercial & Industrial Equipment | Electric resistance | 1 | 1 | 27 |  |  |  |  | FALSE | Electric instantaneous | Low | 0.94 |  | 2023-06-01 | 212361394 | 2023-06-15
Eemax, Inc | EcoSmart | ECOS 18 | Federally-Regulated Commercial & Industrial Equipment | Electric resistance | 1 | 1 | 18 |  |  |  |  | FALSE | Electric instantaneous | Low | 0.96 |  | 2023-06-15 | 212361393 | 2023-06-15
Eemax, Inc | EcoSmart | ECOS 27 | Federally-Regulated Commercial & Industrial Equipment | Electric resistance | 1 | 1 | 27 |  |  |  |  | FALSE | Electric instantaneous | Low | 0.91 |  | 2023-06-15 | 212361394 | 2023-06-15
Eemax, Inc | EcoSmart | ECOS 18 | Federally-Regulated Commercial & Industrial Equipment | Electric resistance | 1 | 1 | 18 |  |  |  |  | FALSE | Electric instantaneous | Low | 0.96 |  | 2023-06-15 | 212361393 | 2023-06-15
Eemax, Inc | EcoSmart | ECOS 27 | Federally-Regulated Commercial & Industrial Equipment | Electric resistance | 1 | 1 | 27 |  |  |  |  | FALSE | Electric instantaneous | Low | 0.91 |  | 2023-06-15 | 212361394 | 2023-06-15
Eemax, Inc | EcoSmart | ECOS 27 | Federally-Regulated Commercial & Industrial Equipment | Electric resistance | 1 | 1 | 27 |  |  |  |  | FALSE | Electric instantaneous | Low | 0.91 |  | 2023-06-15 | 212361394 | 2023-07-13
Eemax, Inc | EcoSmart | ECOS 27 | Federally-Regulated Commercial & Industrial Equipment | Electric resistance | 1 | 1 | 27 |  |  |  |  | FALSE | Electric instantaneous | Low | 0.91 |  | 2023-07-13 | 212361394 | 2023-07-13
Eemax, Inc | EcoSmart | ECOS 27 | Federally-Regulated Commercial & Industrial Equipment | Electric resistance | 1 | 1 | 27 |  |  |  |  | FALSE | Electric instantaneous | Low | 0.91 |  | 2023-07-13 | 212361394 | 2023-07-13
Rheem Sales Company, Inc. | Rheem | PRO+G75-76P RU PV | Federally-Regulated Commercial & Industrial Equipment | LPG | 75 | 73 | 75.1 | TRUE |  |  | TRUE | FALSE | Gas-fired storage | High | 0.59 |  | 2023-02-23 | 10609360 | 2023-08-01
Rheem Sales Company, Inc. | Rheem | TPV75-76PFV | Federally-Regulated Commercial & Industrial Equipment | LPG | 75 | 73 | 75.1 | TRUE |  |  | TRUE | FALSE | Gas-fired storage | High | 0.59 |  | 2023-02-23 | 10609359 | 2023-08-01
Rheem Sales Company, Inc. | Rheem | 6G75PV-76PFW | Federally-Regulated Commercial & Industrial Equipment | LPG | 75 | 73 | 75.1 | TRUE |  |  | TRUE | FALSE | Gas-fired storage | High | 0.59 |  | 2023-05-18 | 211194095 | 2023-08-01
Rheem Sales Company, Inc. | RHEEM/RUUD | TPV75-76FV | Federally-Regulated Commercial & Industrial Equipment | Natural gas | 75 | 73 | 75.1 | TRUE |  |  | TRUE | FALSE | Gas-fired storage | High | 0.59 |  | 2023-02-23 | 10333828 | 2023-08-01
Rheem Sales Company, Inc. | RHEEM/RUUD | GPV75-76FV | Federally-Regulated Commercial & Industrial Equipment | Natural gas | 75 | 73 | 75.1 | TRUE |  |  | TRUE | FALSE | Gas-fired storage | High | 0.59 |  | 2023-02-23 | 10333823 | 2023-08-01
Rheem Sales Company, Inc. | Rheem | PRO+G75-76P RU PV | Federally-Regulated Commercial & Industrial Equipment | LPG | 75 | 73 | 75.1 | TRUE |  |  | TRUE | FALSE | Gas-fired storage | High | 0.59 |  | 2023-08-01 | 10609360 | 2023-08-01
Rheem Sales Company, Inc. | Rheem | TPV75-76PFV | Federally-Regulated Commercial & Industrial Equipment | LPG | 75 | 73 | 75.1 | TRUE |  |  | TRUE | FALSE | Gas-fired storage | High | 0.59 |  | 2023-08-01 | 10609359 | 2023-08-01
Rheem Sales Company, Inc. | Rheem | 6G75PV-76PFW | Federally-Regulated Commercial & Industrial Equipment | LPG | 75 | 73 | 75.1 | TRUE |  |  | TRUE | FALSE | Gas-fired storage | High | 0.59 |  | 2023-08-01 | 211194095 | 2023-08-01
Rheem Sales Company, Inc. | RHEEM/RUUD | TPV75-76FV | Federally-Regulated Commercial & Industrial Equipment | Natural gas | 75 | 73 | 75.1 | TRUE |  |  | TRUE | FALSE | Gas-fired storage | High | 0.59 |  | 2023-08-01 | 10333828 | 2023-08-01
Rheem Sales Company, Inc. | RHEEM/RUUD | GPV75-76FV | Federally-Regulated Commercial & Industrial Equipment | Natural gas | 75 | 73 | 75.1 | TRUE |  |  | TRUE | FALSE | Gas-fired storage | High | 0.59 |  | 2023-08-01 | 10333823 | 2023-08-01
Rheem Sales Company, Inc. | Rheem | PRO+G75-76P RU PV | Federally-Regulated Commercial & Industrial Equipment | LPG | 75 | 73 | 75.1 | TRUE |  |  | TRUE | FALSE | Gas-fired storage | High | 0.59 |  | 2023-08-01 | 10609360 | 2023-08-01
Rheem Sales Company, Inc. | Rheem | TPV75-76PFV | Federally-Regulated Commercial & Industrial Equipment | LPG | 75 | 73 | 75.1 | TRUE |  |  | TRUE | FALSE | Gas-fired storage | High | 0.59 |  | 2023-08-01 | 10609359 | 2023-08-01
Rheem Sales Company, Inc. | Rheem | 6G75PV-76PFW | Federally-Regulated Commercial & Industrial Equipment | LPG | 75 | 73 | 75.1 | TRUE |  |  | TRUE | FALSE | Gas-fired storage | High | 0.59 |  | 2023-08-01 | 211194095 | 2023-08-01
Rheem Sales Company, Inc. | RHEEM/RUUD | TPV75-76FV | Federally-Regulated Commercial & Industrial Equipment | Natural gas | 75 | 73 | 75.1 | TRUE |  |  | TRUE | FALSE | Gas-fired storage | High | 0.59 |  | 2023-08-01 | 10333828 | 2023-08-01
Rheem Sales Company, Inc. | RHEEM/RUUD | GPV75-76FV | Federally-Regulated Commercial & Industrial Equipment | Natural gas | 75 | 73 | 75.1 | TRUE |  |  | TRUE | FALSE | Gas-fired storage | High | 0.59 |  | 2023-08-01 | 10333823 | 2023-08-01
Rheem Sales Company, Inc. | Ruud | GPV75-76FV | Federally-Regulated Commercial & Industrial Equipment | Natural gas | 75 | 73 | 75.1 | TRUE |  |  | TRUE | FALSE | Gas-fired storage | High | 0.59 |  | 2023-08-01 | 213164616 | 2023-10-05
Rheem Sales Company, Inc. | Ruud | GPV75-76PFV | Federally-Regulated Commercial & Industrial Equipment | LPG | 75 | 73 | 75.1 | TRUE |  |  | TRUE | FALSE | Gas-fired storage | High | 0.59 |  | 2023-08-01 | 213164617 | 2023-10-05
Rheem Sales Company, Inc. | Ruud | GPV75-76FV | Federally-Regulated Commercial & Industrial Equipment | Natural gas | 75 | 73 | 75.1 | TRUE |  |  | TRUE | FALSE | Gas-fired storage | High | 0.59 |  | 2023-10-05 | 213164616 | 2023-10-05
Rheem Sales Company, Inc. | Ruud | GPV75-76PFV | Federally-Regulated Commercial & Industrial Equipment | LPG | 75 | 73 | 75.1 | TRUE |  |  | TRUE | FALSE | Gas-fired storage | High | 0.59 |  | 2023-10-05 | 213164617 | 2023-10-05
Rheem Sales Company, Inc. | Ruud | GPV75-76FV | Federally-Regulated Commercial & Industrial Equipment | Natural gas | 75 | 73 | 75.1 | TRUE |  |  | TRUE | FALSE | Gas-fired storage | High | 0.59 |  | 2023-10-05 | 213164616 | 2023-10-05
Rheem Sales Company, Inc. | Ruud | GPV75-76PFV | Federally-Regulated Commercial & Industrial Equipment | LPG | 75 | 73 | 75.1 | TRUE |  |  | TRUE | FALSE | Gas-fired storage | High | 0.59 |  | 2023-10-05 | 213164617 | 2023-10-05
Rheem Sales Company, Inc. | Richmond | 5V100F-76P | Federally-Regulated Commercial & Industrial Equipment | LPG | 98 | 93 | 75.1 | TRUE |  |  | FALSE | FALSE | Gas-fired storage | High | 0.58 | 0.57 | 2023-05-18 | 10333799 | 2023-10-10
Rheem Sales Company, Inc. | Richmond | 6G75-76PF | Federally-Regulated Commercial & Industrial Equipment | LPG | 75 | 73 | 75.1 | TRUE |  |  | FALSE | FALSE | Gas-fired storage | High | 0.61 | 0.59 | 2023-05-18 | 10333801 | 2023-10-10
Rheem Sales Company, Inc. | Richmond | 5V100F-76N | Federally-Regulated Commercial & Industrial Equipment | Natural gas | 98 | 93 | 75.1 | TRUE |  |  | FALSE | FALSE | Gas-fired storage | High | 0.58 | 0.57 | 2023-05-18 | 10333798 | 2023-10-10
Rheem Sales Company, Inc. | Richmond | 6G75-76F | Federally-Regulated Commercial & Industrial Equipment | Natural gas | 75 | 73 | 75.1 | TRUE |  |  | FALSE | FALSE | Gas-fired storage | High | 0.61 | 0.59 | 2023-05-18 | 10333800 | 2023-10-10
Rheem Sales Company, Inc. | Richmond | TPDV75-76LP | Federally-Regulated Commercial & Industrial Equipment | LPG | 75 | 73 | 75.1 | TRUE |  |  | TRUE | FALSE | Gas-fired storage | High | 0.63 |  | 2023-02-23 | 10597263 | 2023-10-10
Rheem Sales Company, Inc. | Richmond | T75-75N-3 | Federally-Regulated Commercial & Industrial Equipment | Natural gas | 75 | 73 | 75.1 | TRUE |  |  | FALSE | FALSE | Gas-fired storage | High | 0.61 | 0.59 | 2023-05-18 | 10597253 | 2023-10-10
Rheem Sales Company, Inc. | Richmond | T100-80 | Federally-Regulated Commercial & Industrial Equipment | Natural gas | 100 | 96 | 80 | FALSE |  |  | FALSE | FALSE | Gas-fired storage | High | 0.57 | 0.57 | 2023-05-18 | 10597328 | 2023-10-10
Rheem Sales Company, Inc. | Richmond | T100-76LP | Federally-Regulated Commercial & Industrial Equipment | LPG | 98 | 93 | 75.1 | TRUE |  |  | FALSE | FALSE | Gas-fired storage | High | 0.58 | 0.57 | 2023-05-18 | 10333814 | 2023-10-10
Rheem Sales Company, Inc. | Richmond | TPDV75-75 | Federally-Regulated Commercial & Industrial Equipment | Natural gas | 75 | 73 | 75.1 | TRUE |  |  | TRUE | FALSE | Gas-fired storage | High | 0.63 |  | 2023-02-23 | 10597262 | 2023-10-10
Rheem Sales Company, Inc. | Richmond | 5V100F-76P | Federally-Regulated Commercial & Industrial Equipment | LPG | 98 | 93 | 75.1 | TRUE |  |  | FALSE | FALSE | Gas-fired storage | High | 0.58 |  | 2023-10-10 | 10333799 | 2023-10-10
Rheem Sales Company, Inc. | Richmond | 6G75-76PF | Federally-Regulated Commercial & Industrial Equipment | LPG | 75 | 73 | 75.1 | TRUE |  |  | FALSE | FALSE | Gas-fired storage | High | 0.61 |  | 2023-10-10 | 10333801 | 2023-10-10
Rheem Sales Company, Inc. | Richmond | 5V100F-76N | Federally-Regulated Commercial & Industrial Equipment | Natural gas | 98 | 93 | 75.1 | TRUE |  |  | FALSE | FALSE | Gas-fired storage | High | 0.58 |  | 2023-10-10 | 10333798 | 2023-10-10
Rheem Sales Company, Inc. | Richmond | 6G75-76F | Federally-Regulated Commercial & Industrial Equipment | Natural gas | 75 | 73 | 75.1 | TRUE |  |  | FALSE | FALSE | Gas-fired storage | High | 0.61 |  | 2023-10-10 | 10333800 | 2023-10-10
Rheem Sales Company, Inc. | Richmond | TPDV75-76LP | Federally-Regulated Commercial & Industrial Equipment | LPG | 75 | 73 | 75.1 | TRUE |  |  | TRUE | FALSE | Gas-fired storage | High | 0.63 |  | 2023-10-10 | 10597263 | 2023-10-10
Rheem Sales Company, Inc. | Richmond | T75-75N-3 | Federally-Regulated Commercial & Industrial Equipment | Natural gas | 75 | 73 | 75.1 | TRUE |  |  | FALSE | FALSE | Gas-fired storage | High | 0.61 |  | 2023-10-10 | 10597253 | 2023-10-10
Rheem Sales Company, Inc. | Richmond | T100-80 | Federally-Regulated Commercial & Industrial Equipment | Natural gas | 100 | 96 | 80 | FALSE |  |  | FALSE | FALSE | Gas-fired storage | High | 0.57 |  | 2023-10-10 | 10597328 | 2023-10-10
Rheem Sales Company, Inc. | Richmond | T100-76LP | Federally-Regulated Commercial & Industrial Equipment | LPG | 98 | 93 | 75.1 | TRUE |  |  | FALSE | FALSE | Gas-fired storage | High | 0.58 |  | 2023-10-10 | 10333814 | 2023-10-10
Rheem Sales Company, Inc. | Richmond | TPDV75-75 | Federally-Regulated Commercial & Industrial Equipment | Natural gas | 75 | 73 | 75.1 | TRUE |  |  | TRUE | FALSE | Gas-fired storage | High | 0.63 |  | 2023-10-10 | 10597262 | 2023-10-10
Rheem Sales Company, Inc. | RHEEM/RUUD | G100-76LP | Federally-Regulated Commercial & Industrial Equipment | LPG | 98 | 93 | 75.1 | TRUE |  |  | FALSE | FALSE | Gas-fired storage | High | 0.58 |  | 2023-05-18 | 10333802 | 2023-10-10
Rheem Sales Company, Inc. | RHEEM/RUUD | G75-75N-3 | Federally-Regulated Commercial & Industrial Equipment | Natural gas | 75 | 73 | 75.1 | TRUE |  |  | FALSE | FALSE | Gas-fired storage | High | 0.61 |  | 2023-05-18 | 10596858 | 2023-10-10
Rheem Sales Company, Inc. | RHEEM/RUUD | GPDV75-76LP | Federally-Regulated Commercial & Industrial Equipment | LPG | 75 | 73 | 75.1 | TRUE |  |  | TRUE | FALSE | Gas-fired storage | High | 0.63 |  | 2023-02-23 | 10597261 | 2023-10-10
Rheem Sales Company, Inc. | RHEEM/RUUD | GPDV75-75 | Federally-Regulated Commercial & Industrial Equipment | Natural gas | 75 | 73 | 75.1 | TRUE |  |  | TRUE | FALSE | Gas-fired storage | High | 0.63 |  | 2023-02-23 | 10597260 | 2023-10-10
Rheem Sales Company, Inc. | RHEEM/RUUD | G100-80 | Federally-Regulated Commercial & Industrial Equipment | Natural gas | 100 | 96 | 80 | FALSE |  |  | FALSE | FALSE | Gas-fired storage | High | 0.57 |  | 2023-05-18 | 10597327 | 2023-10-10
Rheem Sales Company, Inc. | RHEEM/RUUD | G75-76LP | Federally-Regulated Commercial & Industrial Equipment | LPG | 75 | 73 | 75.1 | TRUE |  |  | FALSE | FALSE | Gas-fired storage | High | 0.61 |  | 2023-05-18 | 10333803 | 2023-10-10
Rheem Sales Company, Inc. | RHEEM/RUUD | G100-76LP | Federally-Regulated Commercial & Industrial Equipment | LPG | 98 | 93 | 75.1 | TRUE |  |  | FALSE | FALSE | Gas-fired storage | High | 0.58 |  | 2023-10-10 | 10333802 | 2023-10-10
Rheem Sales Company, Inc. | RHEEM/RUUD | G75-75N-3 | Federally-Regulated Commercial & Industrial Equipment | Natural gas | 75 | 73 | 75.1 | TRUE |  |  | FALSE | FALSE | Gas-fired storage | High | 0.61 |  | 2023-10-10 | 10596858 | 2023-10-10
Rheem Sales Company, Inc. | RHEEM/RUUD | GPDV75-76LP | Federally-Regulated Commercial & Industrial Equipment | LPG | 75 | 73 | 75.1 | TRUE |  |  | TRUE | FALSE | Gas-fired storage | High | 0.63 |  | 2023-10-10 | 10597261 | 2023-10-10
Rheem Sales Company, Inc. | RHEEM/RUUD | GPDV75-75 | Federally-Regulated Commercial & Industrial Equipment | Natural gas | 75 | 73 | 75.1 | TRUE |  |  | TRUE | FALSE | Gas-fired storage | High | 0.63 |  | 2023-10-10 | 10597260 | 2023-10-10
Rheem Sales Company, Inc. | RHEEM/RUUD | G100-80 | Federally-Regulated Commercial & Industrial Equipment | Natural gas | 100 | 96 | 80 | FALSE |  |  | FALSE | FALSE | Gas-fired storage | High | 0.57 |  | 2023-10-10 | 10597327 | 2023-10-10
Rheem Sales Company, Inc. | RHEEM/RUUD | G75-76LP | Federally-Regulated Commercial & Industrial Equipment | LPG | 75 | 73 | 75.1 | TRUE |  |  | FALSE | FALSE | Gas-fired storage | High | 0.61 |  | 2023-10-10 | 10333803 | 2023-10-10
Rheem Sales Company, Inc. | Richmond | 5V100F-76P | Federally-Regulated Commercial & Industrial Equipment | LPG | 98 | 93 | 75.1 | TRUE |  |  | FALSE | FALSE | Gas-fired storage | High | 0.58 |  | 2023-10-10 | 10333799 | 2023-10-10
Rheem Sales Company, Inc. | Richmond | 6G75-76PF | Federally-Regulated Commercial & Industrial Equipment | LPG | 75 | 73 | 75.1 | TRUE |  |  | FALSE | FALSE | Gas-fired storage | High | 0.61 |  | 2023-10-10 | 10333801 | 2023-10-10
Rheem Sales Company, Inc. | Richmond | 5V100F-76N | Federally-Regulated Commercial & Industrial Equipment | Natural gas | 98 | 93 | 75.1 | TRUE |  |  | FALSE | FALSE | Gas-fired storage | High | 0.58 |  | 2023-10-10 | 10333798 | 2023-10-10
Rheem Sales Company, Inc. | Richmond | 6G75-76F | Federally-Regulated Commercial & Industrial Equipment | Natural gas | 75 | 73 | 75.1 | TRUE |  |  | FALSE | FALSE | Gas-fired storage | High | 0.61 |  | 2023-10-10 | 10333800 | 2023-10-10
Rheem Sales Company, Inc. | Richmond | TPDV75-76LP | Federally-Regulated Commercial & Industrial Equipment | LPG | 75 | 73 | 75.1 | TRUE |  |  | TRUE | FALSE | Gas-fired storage | High | 0.63 |  | 2023-10-10 | 10597263 | 2023-10-10
Rheem Sales Company, Inc. | Richmond | T75-75N-3 | Federally-Regulated Commercial & Industrial Equipment | Natural gas | 75 | 73 | 75.1 | TRUE |  |  | FALSE | FALSE | Gas-fired storage | High | 0.61 |  | 2023-10-10 | 10597253 | 2023-10-10
Rheem Sales Company, Inc. | Richmond | T100-80 | Federally-Regulated Commercial & Industrial Equipment | Natural gas | 100 | 96 | 80 | FALSE |  |  | FALSE | FALSE | Gas-fired storage | High | 0.57 |  | 2023-10-10 | 10597328 | 2023-10-10
Rheem Sales Company, Inc. | Richmond | T100-76LP | Federally-Regulated Commercial & Industrial Equipment | LPG | 98 | 93 | 75.1 | TRUE |  |  | FALSE | FALSE | Gas-fired storage | High | 0.58 |  | 2023-10-10 | 10333814 | 2023-10-10
Rheem Sales Company, Inc. | Richmond | TPDV75-75 | Federally-Regulated Commercial & Industrial Equipment | Natural gas | 75 | 73 | 75.1 | TRUE |  |  | TRUE | FALSE | Gas-fired storage | High | 0.63 |  | 2023-10-10 | 10597262 | 2023-10-10
Rheem Sales Company, Inc. | RHEEM/RUUD | G100-76LP | Federally-Regulated Commercial & Industrial Equipment | LPG | 98 | 93 | 75.1 | TRUE |  |  | FALSE | FALSE | Gas-fired storage | High | 0.58 |  | 2023-10-10 | 10333802 | 2023-10-10
Rheem Sales Company, Inc. | RHEEM/RUUD | G75-75N-3 | Federally-Regulated Commercial & Industrial Equipment | Natural gas | 75 | 73 | 75.1 | TRUE |  |  | FALSE | FALSE | Gas-fired storage | High | 0.61 |  | 2023-10-10 | 10596858 | 2023-10-10
Rheem Sales Company, Inc. | RHEEM/RUUD | GPDV75-76LP | Federally-Regulated Commercial & Industrial Equipment | LPG | 75 | 73 | 75.1 | TRUE |  |  | TRUE | FALSE | Gas-fired storage | High | 0.63 |  | 2023-10-10 | 10597261 | 2023-10-10
Rheem Sales Company, Inc. | RHEEM/RUUD | GPDV75-75 | Federally-Regulated Commercial & Industrial Equipment | Natural gas | 75 | 73 | 75.1 | TRUE |  |  | TRUE | FALSE | Gas-fired storage | High | 0.63 |  | 2023-10-10 | 10597260 | 2023-10-10
Rheem Sales Company, Inc. | RHEEM/RUUD | G100-80 | Federally-Regulated Commercial & Industrial Equipment | Natural gas | 100 | 96 | 80 | FALSE |  |  | FALSE | FALSE | Gas-fired storage | High | 0.57 |  | 2023-10-10 | 10597327 | 2023-10-10
Rheem Sales Company, Inc. | RHEEM/RUUD | G75-76LP | Federally-Regulated Commercial & Industrial Equipment | LPG | 75 | 73 | 75.1 | TRUE |  |  | FALSE | FALSE | Gas-fired storage | High | 0.61 |  | 2023-10-10 | 10333803 | 2023-10-10
Rheem Sales Company, Inc. | Ruud | GPV75-76FV | Federally-Regulated Commercial & Industrial Equipment | Natural gas | 75 | 73 | 75.1 | TRUE |  |  | TRUE | FALSE | Gas-fired storage | High | 0.59 |  | 2023-10-05 | 213164616 | 2023-10-12
Rheem Sales Company, Inc. | RHEEM/RUUD | TPV75-76FV | Federally-Regulated Commercial & Industrial Equipment | Natural gas | 75 | 73 | 75.1 | TRUE |  |  | TRUE | FALSE | Gas-fired storage | High | 0.59 |  | 2023-08-01 | 10333828 | 2023-10-12
Rheem Sales Company, Inc. | RHEEM/RUUD | GPV75-76FV | Federally-Regulated Commercial & Industrial Equipment | Natural gas | 75 | 73 | 75.1 | TRUE |  |  | TRUE | FALSE | Gas-fired storage | High | 0.59 |  | 2023-08-01 | 10333823 | 2023-10-12
Rheem Sales Company, Inc. | Ruud | GPV75-76FV | Federally-Regulated Commercial & Industrial Equipment | Natural gas | 75 | 73 | 75.1 | TRUE |  |  | TRUE | FALSE | Gas-fired storage | High | 0.59 |  | 2023-10-12 | 213164616 | 2023-10-12
Rheem Sales Company, Inc. | RHEEM/RUUD | TPV75-76FV | Federally-Regulated Commercial & Industrial Equipment | Natural gas | 75 | 73 | 75.1 | TRUE |  |  | TRUE | FALSE | Gas-fired storage | High | 0.59 |  | 2023-10-12 | 10333828 | 2023-10-12
Rheem Sales Company, Inc. | RHEEM/RUUD | GPV75-76FV | Federally-Regulated Commercial & Industrial Equipment | Natural gas | 75 | 73 | 75.1 | TRUE |  |  | TRUE | FALSE | Gas-fired storage | High | 0.59 |  | 2023-10-12 | 10333823 | 2023-10-12
Rheem Sales Company, Inc. | RHEEM/RUUD | TPV75-76FV | Federally-Regulated Commercial & Industrial Equipment | Natural gas | 75 | 73 | 75.1 | TRUE |  |  | TRUE | FALSE | Gas-fired storage | High | 0.59 |  | 2023-10-12 | 10333828 | 2023-10-12
Rheem Sales Company, Inc. | RHEEM/RUUD | GPV75-76FV | Federally-Regulated Commercial & Industrial Equipment | Natural gas | 75 | 73 | 75.1 | TRUE |  |  | TRUE | FALSE | Gas-fired storage | High | 0.59 |  | 2023-10-12 | 10333823 | 2023-10-12
Rheem Sales Company, Inc. | Ruud | GPV75-76FV | Federally-Regulated Commercial & Industrial Equipment | Natural gas | 75 | 73 | 75.1 | TRUE |  |  | TRUE | FALSE | Gas-fired storage | High | 0.59 |  | 2023-10-12 | 213164616 | 2023-10-12
Rheem Sales Company, Inc. | Ruud | GPV75-76FV | Federally-Regulated Commercial & Industrial Equipment | Natural gas | 75 | 73 | 75.1 | TRUE |  |  | TRUE | FALSE | Gas-fired storage | High | 0.59 |  | 2023-10-12 | 213164616 | 2023-10-13
Rheem Sales Company, Inc. | Ruud | GPV75-76FV | Federally-Regulated Commercial & Industrial Equipment | Natural gas | 75 | 73 | 75.1 | TRUE |  |  | TRUE | FALSE | Gas-fired storage | High | 0.59 |  | 2023-10-13 | 213164616 | 2023-10-13
Rheem Sales Company, Inc. | RHEEM/RUUD | TPV75-76FV | Federally-Regulated Commercial & Industrial Equipment | Natural gas | 75 | 73 | 75.1 | TRUE |  |  | TRUE | FALSE | Gas-fired storage | High | 0.59 |  | 2023-10-12 | 10333828 | 2023-10-13
Rheem Sales Company, Inc. | RHEEM/RUUD | GPV75-76FV | Federally-Regulated Commercial & Industrial Equipment | Natural gas | 75 | 73 | 75.1 | TRUE |  |  | TRUE | FALSE | Gas-fired storage | High | 0.59 |  | 2023-10-12 | 10333823 | 2023-10-13
Rheem Sales Company, Inc. | RHEEM/RUUD | TPV75-76FV | Federally-Regulated Commercial & Industrial Equipment | Natural gas | 75 | 73 | 75.1 | TRUE |  |  | TRUE | FALSE | Gas-fired storage | High | 0.59 |  | 2023-10-13 | 10333828 | 2023-10-13
Rheem Sales Company, Inc. | RHEEM/RUUD | GPV75-76FV | Federally-Regulated Commercial & Industrial Equipment | Natural gas | 75 | 73 | 75.1 | TRUE |  |  | TRUE | FALSE | Gas-fired storage | High | 0.59 |  | 2023-10-13 | 10333823 | 2023-10-13
Rheem Sales Company, Inc. | Ruud | GPV75-76FV | Federally-Regulated Commercial & Industrial Equipment | Natural gas | 75 | 73 | 75.1 | TRUE |  |  | TRUE | FALSE | Gas-fired storage | High | 0.59 | 0.59 | 2023-10-13 | 213164616 | 2023-10-13
Rheem Sales Company, Inc. | RHEEM/RUUD | TPV75-76FV | Federally-Regulated Commercial & Industrial Equipment | Natural gas | 75 | 73 | 75.1 | TRUE |  |  | TRUE | FALSE | Gas-fired storage | High | 0.59 |  | 2023-10-13 | 10333828 | 2023-10-13
Rheem Sales Company, Inc. | RHEEM/RUUD | GPV75-76FV | Federally-Regulated Commercial & Industrial Equipment | Natural gas | 75 | 73 | 75.1 | TRUE |  |  | TRUE | FALSE | Gas-fired storage | High | 0.59 |  | 2023-10-13 | 10333823 | 2023-10-13
Bosch Thermotechnology Corp. | Bosch | WH17 | Federally-Regulated Commercial & Industrial Equipment | Electric resistance | 0 | 1 | 17.3 |  |  |  |  | FALSE | Electric instantaneous | Low | 0.93 |  | 2023-03-02 | 10562604 | 2023-10-17
Bosch Thermotechnology Corp. | Bosch | WH17 | Federally-Regulated Commercial & Industrial Equipment | Electric resistance | 0 | 1 | 17.3 |  |  |  |  | FALSE | Electric instantaneous | Low | 0.93 |  | 2023-10-17 | 10562604 | 2023-10-17
Bosch Thermotechnology Corp. | Bosch | WH17 | Federally-Regulated Commercial & Industrial Equipment | Electric resistance | 0 | 1 | 17.3 |  |  |  |  | FALSE | Electric instantaneous | Low | 0.93 |  | 2023-10-17 | 10562604 | 2023-10-17
A.O. Smith Water Products Company | A. O. SMITH | GPVX-75L 3*1 | Federally-Regulated Commercial & Industrial Equipment | LPG | 75 | 72 | 76 | TRUE |  |  | TRUE | FALSE | Gas-fired storage | High | 0.69 |  | 2023-05-18 | 206913154 | 2023-10-31
A.O. Smith Water Products Company | A. O. SMITH | BTF-80 3*1 | Federally-Regulated Commercial & Industrial Equipment | LPG | 75 | 72 | 76 | TRUE |  |  | TRUE | FALSE | Gas-fired storage | High | 0.69 |  | 2023-05-18 | 206913155 | 2023-10-31
A.O. Smith Water Products Company | A. O. SMITH | GPDX-75L 3*1 | Federally-Regulated Commercial & Industrial Equipment | LPG | 75 | 72 | 76 | TRUE |  |  | TRUE | FALSE | Gas-fired storage | High | 0.68 |  | 2023-05-18 | 206913174 | 2023-10-31
A.O. Smith Water Products Company | A. O. SMITH | BPD-80 3*1 | Federally-Regulated Commercial & Industrial Equipment | LPG | 75 | 72 | 76 | TRUE |  |  | TRUE | FALSE | Gas-fired storage | High | 0.68 |  | 2023-05-18 | 206913176 | 2023-10-31
A.O. Smith Water Products Company | A. O. SMITH | GPVX-75L 3*1 | Federally-Regulated Commercial & Industrial Equipment | LPG | 75 | 72 | 76 | TRUE |  |  | TRUE | FALSE | Gas-fired storage | High | 0.69 |  | 2023-10-31 | 206913154 | 2023-10-31
A.O. Smith Water Products Company | A. O. SMITH | BTF-80 3*1 | Federally-Regulated Commercial & Industrial Equipment | LPG | 75 | 72 | 76 | TRUE |  |  | TRUE | FALSE | Gas-fired storage | High | 0.69 |  | 2023-10-31 | 206913155 | 2023-10-31
A.O. Smith Water Products Company | A. O. SMITH | GPDX-75L 3*1 | Federally-Regulated Commercial & Industrial Equipment | LPG | 75 | 72 | 76 | TRUE |  |  | TRUE | FALSE | Gas-fired storage | High | 0.68 |  | 2023-10-31 | 206913174 | 2023-10-31
A.O. Smith Water Products Company | A. O. SMITH | BPD-80 3*1 | Federally-Regulated Commercial & Industrial Equipment | LPG | 75 | 72 | 76 | TRUE |  |  | TRUE | FALSE | Gas-fired storage | High | 0.68 |  | 2023-10-31 | 206913176 | 2023-10-31
A.O. Smith Water Products Company | RELIANCE WATER HEATERS | 6-75-HRPDTL 3*1 | Federally-Regulated Commercial & Industrial Equipment | LPG | 75 | 72 | 76 | TRUE |  |  | TRUE | FALSE | Gas-fired storage | High | 0.68 |  | 2023-05-18 | 206913182 | 2023-10-31
A.O. Smith Water Products Company | RELIANCE WATER HEATERS | 6-75-HRVHTL 3*1 | Federally-Regulated Commercial & Industrial Equipment | LPG | 75 | 72 | 76 | TRUE |  |  | TRUE | FALSE | Gas-fired storage | High | 0.69 |  | 2023-05-18 | 206913165 | 2023-10-31
A.O. Smith Water Products Company | RELIANCE WATER HEATERS | 6-75-HRPDTL 3*1 | Federally-Regulated Commercial & Industrial Equipment | LPG | 75 | 72 | 76 | TRUE |  |  | TRUE | FALSE | Gas-fired storage | High | 0.68 |  | 2023-10-31 | 206913182 | 2023-10-31
A.O. Smith Water Products Company | RELIANCE WATER HEATERS | 6-75-HRVHTL 3*1 | Federally-Regulated Commercial & Industrial Equipment | LPG | 75 | 72 | 76 | TRUE |  |  | TRUE | FALSE | Gas-fired storage | High | 0.69 |  | 2023-10-31 | 206913165 | 2023-10-31
American Water Heater Co. | American | PDVG62-75T76-PV 3*1 | Federally-Regulated Commercial & Industrial Equipment | LPG | 75 | 72 | 76 | TRUE |  |  | TRUE | FALSE | Gas-fired storage | High | 0.68 |  | 2023-05-18 | 206913179 | 2023-10-31
American Water Heater Co. | American | PVG62-75T76-LV 3*1 | Federally-Regulated Commercial & Industrial Equipment | LPG | 75 | 72 | 76 | TRUE |  |  | TRUE | FALSE | Gas-fired storage | High | 0.69 |  | 2023-05-18 | 206913160 | 2023-10-31
American Water Heater Co. | American | PVCG62-75T76-LV 3*1 | Federally-Regulated Commercial & Industrial Equipment | LPG | 75 | 72 | 76 | TRUE |  |  | TRUE | FALSE | Gas-fired storage | High | 0.69 |  | 2023-05-18 | 206913161 | 2023-10-31
A.O. Smith Water Products Company | Lochinvar | PVL07575ST 3*1 | Federally-Regulated Commercial & Industrial Equipment | LPG | 75 | 72 | 76 | TRUE |  |  | TRUE | FALSE | Gas-fired storage | High | 0.69 |  | 2023-05-18 | 206913162 | 2023-10-31
A.O. Smith Water Products Company | Lochinvar | PRL07575ESST 3*1 | Federally-Regulated Commercial & Industrial Equipment | LPG | 75 | 72 | 76 | TRUE |  |  | TRUE | FALSE | Gas-fired storage | High | 0.68 |  | 2023-05-18 | 206913180 | 2023-10-31
Rheem Sales Company, Inc. | Richmond | 12GUH50-100F* | Federally-Regulated Commercial & Industrial Equipment | Natural gas | 50 | 50 | 100 | TRUE |  |  | TRUE | FALSE | Gas-fired storage | High | 0.89 | 0.61 | 2023-05-18 | 210605732 | 2023-10-31
Rheem Sales Company, Inc. | Richmond | 12GUH50-76F* | Federally-Regulated Commercial & Industrial Equipment | LPG | 50 | 50 | 76 | TRUE |  |  | TRUE | FALSE | Gas-fired storage | High | 0.89 | 0.61 | 2023-05-18 | 210605724 | 2023-10-31
Rheem Sales Company, Inc. | Richmond | 12GUH50-100F* | Federally-Regulated Commercial & Industrial Equipment | LPG | 50 | 50 | 100 | TRUE |  |  | TRUE | FALSE | Gas-fired storage | High | 0.89 | 0.61 | 2023-05-18 | 210605732 | 2023-10-31
Rheem Sales Company, Inc. | Richmond | 12GUH50-76F* | Federally-Regulated Commercial & Industrial Equipment | Natural gas | 50 | 50 | 76 | TRUE |  |  | TRUE | FALSE | Gas-fired storage | High | 0.89 | 0.61 | 2023-05-18 | 210605724 | 2023-10-31
American Water Heater Co. | American | PDVG62-75T76-PV 3*1 | Federally-Regulated Commercial & Industrial Equipment | LPG | 75 | 72 | 76 | TRUE |  |  | TRUE | FALSE | Gas-fired storage | High | 0.68 |  | 2023-10-31 | 206913179 | 2023-10-31
American Water Heater Co. | American | PVG62-75T76-LV 3*1 | Federally-Regulated Commercial & Industrial Equipment | LPG | 75 | 72 | 76 | TRUE |  |  | TRUE | FALSE | Gas-fired storage | High | 0.69 |  | 2023-10-31 | 206913160 | 2023-10-31
American Water Heater Co. | American | PVCG62-75T76-LV 3*1 | Federally-Regulated Commercial & Industrial Equipment | LPG | 75 | 72 | 76 | TRUE |  |  | TRUE | FALSE | Gas-fired storage | High | 0.69 |  | 2023-10-31 | 206913161 | 2023-10-31
Rheem Sales Company, Inc. | Ruud | PROU G50-76* RU HE EC3 | Federally-Regulated Commercial & Industrial Equipment | Natural gas | 50 | 50 | 76 | TRUE |  |  | TRUE | FALSE | Gas-fired storage | High | 0.89 |  | 2023-05-18 | 210605723 | 2023-10-31
Rheem Sales Company, Inc. | Ruud | PROU G50-76* RU HE EC3 | Federally-Regulated Commercial & Industrial Equipment | LPG | 50 | 50 | 76 | TRUE |  |  | TRUE | FALSE | Gas-fired storage | High | 0.89 |  | 2023-05-18 | 210605723 | 2023-10-31
Rheem Sales Company, Inc. | Ruud | PROU G50-100* RU HE EC3 | Federally-Regulated Commercial & Industrial Equipment | Natural gas | 50 | 50 | 100 | TRUE |  |  | TRUE | FALSE | Gas-fired storage | High | 0.89 |  | 2023-05-18 | 210605731 | 2023-10-31
Rheem Sales Company, Inc. | Ruud | PROU G50-100* RU HE EC3 | Federally-Regulated Commercial & Industrial Equipment | LPG | 50 | 50 | 100 | TRUE |  |  | TRUE | FALSE | Gas-fired storage | High | 0.89 |  | 2023-05-18 | 210605731 | 2023-10-31
A.O. Smith Water Products Company | Lochinvar | PVL07575ST 3*1 | Federally-Regulated Commercial & Industrial Equipment | LPG | 75 | 72 | 76 | TRUE |  |  | TRUE | FALSE | Gas-fired storage | High | 0.69 |  | 2023-10-31 | 206913162 | 2023-10-31
A.O. Smith Water Products Company | Lochinvar | PRL07575ESST 3*1 | Federally-Regulated Commercial & Industrial Equipment | LPG | 75 | 72 | 76 | TRUE |  |  | TRUE | FALSE | Gas-fired storage | High | 0.68 |  | 2023-10-31 | 206913180 | 2023-10-31
Rheem Sales Company, Inc. | Richmond | 12GUH50-100F* | Federally-Regulated Commercial & Industrial Equipment | Natural gas | 50 | 50 | 100 | TRUE |  |  | TRUE | FALSE | Gas-fired storage | High | 0.89 |  | 2023-10-31 | 210605732 | 2023-10-31
Rheem Sales Company, Inc. | Richmond | 12GUH50-76F* | Federally-Regulated Commercial & Industrial Equipment | LPG | 50 | 50 | 76 | TRUE |  |  | TRUE | FALSE | Gas-fired storage | High | 0.89 |  | 2023-10-31 | 210605724 | 2023-10-31
Rheem Sales Company, Inc. | Richmond | 12GUH50-100F* | Federally-Regulated Commercial & Industrial Equipment | LPG | 50 | 50 | 100 | TRUE |  |  | TRUE | FALSE | Gas-fired storage | High | 0.89 |  | 2023-10-31 | 210605732 | 2023-10-31
Rheem Sales Company, Inc. | Richmond | 12GUH50-76F* | Federally-Regulated Commercial & Industrial Equipment | Natural gas | 50 | 50 | 76 | TRUE |  |  | TRUE | FALSE | Gas-fired storage | High | 0.89 |  | 2023-10-31 | 210605724 | 2023-10-31
Rheem Sales Company, Inc. | Ruud | PROU G50-76* RU HE EC3 | Federally-Regulated Commercial & Industrial Equipment | Natural gas | 50 | 50 | 76 | TRUE |  |  | TRUE | FALSE | Gas-fired storage | High | 0.89 |  | 2023-10-31 | 210605723 | 2023-10-31
Rheem Sales Company, Inc. | Ruud | PROU G50-76* RU HE EC3 | Federally-Regulated Commercial & Industrial Equipment | LPG | 50 | 50 | 76 | TRUE |  |  | TRUE | FALSE | Gas-fired storage | High | 0.89 |  | 2023-10-31 | 210605723 | 2023-10-31
Rheem Sales Company, Inc. | Ruud | PROU G50-100* RU HE EC3 | Federally-Regulated Commercial & Industrial Equipment | Natural gas | 50 | 50 | 100 | TRUE |  |  | TRUE | FALSE | Gas-fired storage | High | 0.89 |  | 2023-10-31 | 210605731 | 2023-10-31
Rheem Sales Company, Inc. | Ruud | PROU G50-100* RU HE EC3 | Federally-Regulated Commercial & Industrial Equipment | LPG | 50 | 50 | 100 | TRUE |  |  | TRUE | FALSE | Gas-fired storage | High | 0.89 |  | 2023-10-31 | 210605731 | 2023-10-31
Rheem Sales Company, Inc. | Rheem | XP50T12UHC100U0 | Federally-Regulated Commercial & Industrial Equipment | LPG | 50 | 50 | 100 | TRUE |  |  | TRUE | FALSE | Gas-fired storage | High | 0.89 |  | 2023-05-18 | 210605729 | 2023-10-31
Rheem Sales Company, Inc. | Rheem | GHE50S*-100** | Federally-Regulated Commercial & Industrial Equipment | LPG | 50 | 50 | 100 | TRUE |  |  | TRUE | FALSE | Gas-fired storage | High | 0.89 |  | 2023-05-18 | 210605734 | 2023-10-31
Rheem Sales Company, Inc. | Rheem | GHE50S*-76 | Federally-Regulated Commercial & Industrial Equipment | Natural gas | 50 | 50 | 76 | TRUE |  |  | TRUE | FALSE | Gas-fired storage | High | 0.89 |  | 2023-05-18 | 210605725 | 2023-10-31
Rheem Sales Company, Inc. | Rheem | PROP G50-100* CN HE EC3 | Federally-Regulated Commercial & Industrial Equipment | LPG | 50 | 50 | 100 | TRUE |  |  | TRUE | FALSE | Gas-fired storage | High | 0.89 |  | 2023-05-18 | 210605727 | 2023-10-31
Rheem Sales Company, Inc. | Rheem | GHE50S*-76** | Federally-Regulated Commercial & Industrial Equipment | LPG | 50 | 50 | 76 | TRUE |  |  | TRUE | FALSE | Gas-fired storage | High | 0.89 |  | 2023-05-18 | 210605726 | 2023-10-31
Rheem Sales Company, Inc. | Rheem | XP50T12UHC76U0 | Federally-Regulated Commercial & Industrial Equipment | LPG | 50 | 50 | 76 | TRUE |  |  | TRUE | FALSE | Gas-fired storage | High | 0.89 |  | 2023-05-18 | 210605721 | 2023-10-31
Rheem Sales Company, Inc. | Rheem | ECE G50-100U CN HE EC3 | Federally-Regulated Commercial & Industrial Equipment | Natural gas | 50 | 50 | 100 | TRUE |  |  | TRUE | FALSE | Gas-fired storage | High | 0.89 |  | 2023-05-18 | 210605730 | 2023-10-31
Rheem Sales Company, Inc. | Rheem | PROP G50-76* RH HE EC3 | Federally-Regulated Commercial & Industrial Equipment | Natural gas | 50 | 50 | 76 | TRUE |  |  | TRUE | FALSE | Gas-fired storage | High | 0.89 |  | 2023-05-18 | 210547593 | 2023-10-31
Rheem Sales Company, Inc. | Rheem | ECE G50-76U CN HE EC3 | Federally-Regulated Commercial & Industrial Equipment | Natural gas | 50 | 50 | 76 | TRUE |  |  | TRUE | FALSE | Gas-fired storage | High | 0.89 |  | 2023-05-18 | 210605722 | 2023-10-31
Rheem Sales Company, Inc. | Rheem | PROP G50-100* CN HE EC3 | Federally-Regulated Commercial & Industrial Equipment | Natural gas | 50 | 50 | 100 | TRUE |  |  | TRUE | FALSE | Gas-fired storage | High | 0.89 |  | 2023-05-18 | 210605727 | 2023-10-31
Rheem Sales Company, Inc. | Rheem | PROP G50-100* RH HE EC3 | Federally-Regulated Commercial & Industrial Equipment | Natural gas | 50 | 50 | 100 | TRUE |  |  | TRUE | FALSE | Gas-fired storage | High | 0.89 |  | 2023-05-18 | 210547594 | 2023-10-31
Rheem Sales Company, Inc. | Rheem | PROP G50-76* CN HE EC3 | Federally-Regulated Commercial & Industrial Equipment | Natural gas | 50 | 50 | 76 | TRUE |  |  | TRUE | FALSE | Gas-fired storage | High | 0.89 |  | 2023-05-18 | 210605719 | 2023-10-31
Rheem Sales Company, Inc. | Rheem | XG50T12UHN76*0 | Federally-Regulated Commercial & Industrial Equipment | Natural gas | 50 | 50 | 76 | TRUE |  |  | TRUE | FALSE | Gas-fired storage | High | 0.89 |  | 2023-05-18 | 210605720 | 2023-10-31
Rheem Sales Company, Inc. | Rheem | PROP G50-76* RH HE EC3 | Federally-Regulated Commercial & Industrial Equipment | LPG | 50 | 50 | 76 | TRUE |  |  | TRUE | FALSE | Gas-fired storage | High | 0.89 |  | 2023-05-18 | 210547593 | 2023-10-31
Rheem Sales Company, Inc. | Rheem | XG50T12UHN100*0 | Federally-Regulated Commercial & Industrial Equipment | Natural gas | 50 | 50 | 100 | TRUE |  |  | TRUE | FALSE | Gas-fired storage | High | 0.89 |  | 2023-05-18 | 210605728 | 2023-10-31
Rheem Sales Company, Inc. | Rheem | PROP G50-100* RH HE EC3 | Federally-Regulated Commercial & Industrial Equipment | LPG | 50 | 50 | 100 | TRUE |  |  | TRUE | FALSE | Gas-fired storage | High | 0.89 |  | 2023-05-18 | 210547594 | 2023-10-31
Rheem Sales Company, Inc. | Rheem | PROP G50-76* CN HE EC3 | Federally-Regulated Commercial & Industrial Equipment | LPG | 50 | 50 | 76 | TRUE |  |  | TRUE | FALSE | Gas-fired storage | High | 0.89 |  | 2023-05-18 | 210605719 | 2023-10-31
Rheem Sales Company, Inc. | Rheem | GHE50S*-100 | Federally-Regulated Commercial & Industrial Equipment | Natural gas | 50 | 50 | 100 | TRUE |  |  | TRUE | FALSE | Gas-fired storage | High | 0.89 |  | 2023-05-18 | 210605733 | 2023-10-31
A.O. Smith Water Products Company | State | SDV-75-76PE 3*1 | Federally-Regulated Commercial & Industrial Equipment | LPG | 75 | 72 | 76 | TRUE |  |  | TRUE | FALSE | Gas-fired storage | High | 0.68 |  | 2023-05-18 | 206913187 | 2023-10-31
A.O. Smith Water Products Company | State | GS6-75-HRVHTL 3*1 | Federally-Regulated Commercial & Industrial Equipment | LPG | 75 | 72 | 76 | TRUE |  |  | TRUE | FALSE | Gas-fired storage | High | 0.69 |  | 2023-05-18 | 206913167 | 2023-10-31
A.O. Smith Water Products Company | State | GS6-75-HRPDTL 3*1 | Federally-Regulated Commercial & Industrial Equipment | LPG | 75 | 72 | 76 | TRUE |  |  | TRUE | FALSE | Gas-fired storage | High | 0.68 |  | 2023-05-18 | 206913184 | 2023-10-31
Rheem Sales Company, Inc. | Rheem | XP50T12UHC100U0 | Federally-Regulated Commercial & Industrial Equipment | LPG | 50 | 50 | 100 | TRUE |  |  | TRUE | FALSE | Gas-fired storage | High | 0.89 |  | 2023-10-31 | 210605729 | 2023-10-31
Rheem Sales Company, Inc. | Rheem | GHE50S*-100** | Federally-Regulated Commercial & Industrial Equipment | LPG | 50 | 50 | 100 | TRUE |  |  | TRUE | FALSE | Gas-fired storage | High | 0.89 |  | 2023-10-31 | 210605734 | 2023-10-31
Rheem Sales Company, Inc. | Rheem | GHE50S*-76 | Federally-Regulated Commercial & Industrial Equipment | Natural gas | 50 | 50 | 76 | TRUE |  |  | TRUE | FALSE | Gas-fired storage | High | 0.89 |  | 2023-10-31 | 210605725 | 2023-10-31
Rheem Sales Company, Inc. | Rheem | PROP G50-100* CN HE EC3 | Federally-Regulated Commercial & Industrial Equipment | LPG | 50 | 50 | 100 | TRUE |  |  | TRUE | FALSE | Gas-fired storage | High | 0.89 |  | 2023-10-31 | 210605727 | 2023-10-31
Rheem Sales Company, Inc. | Rheem | GHE50S*-76** | Federally-Regulated Commercial & Industrial Equipment | LPG | 50 | 50 | 76 | TRUE |  |  | TRUE | FALSE | Gas-fired storage | High | 0.89 |  | 2023-10-31 | 210605726 | 2023-10-31
Rheem Sales Company, Inc. | Rheem | XP50T12UHC76U0 | Federally-Regulated Commercial & Industrial Equipment | LPG | 50 | 50 | 76 | TRUE |  |  | TRUE | FALSE | Gas-fired storage | High | 0.89 |  | 2023-10-31 | 210605721 | 2023-10-31
Rheem Sales Company, Inc. | Rheem | ECE G50-100U CN HE EC3 | Federally-Regulated Commercial & Industrial Equipment | Natural gas | 50 | 50 | 100 | TRUE |  |  | TRUE | FALSE | Gas-fired storage | High | 0.89 |  | 2023-10-31 | 210605730 | 2023-10-31
Rheem Sales Company, Inc. | Rheem | PROP G50-76* RH HE EC3 | Federally-Regulated Commercial & Industrial Equipment | Natural gas | 50 | 50 | 76 | TRUE |  |  | TRUE | FALSE | Gas-fired storage | High | 0.89 |  | 2023-10-31 | 210547593 | 2023-10-31
Rheem Sales Company, Inc. | Rheem | ECE G50-76U CN HE EC3 | Federally-Regulated Commercial & Industrial Equipment | Natural gas | 50 | 50 | 76 | TRUE |  |  | TRUE | FALSE | Gas-fired storage | High | 0.89 |  | 2023-10-31 | 210605722 | 2023-10-31
Rheem Sales Company, Inc. | Rheem | PROP G50-100* CN HE EC3 | Federally-Regulated Commercial & Industrial Equipment | Natural gas | 50 | 50 | 100 | TRUE |  |  | TRUE | FALSE | Gas-fired storage | High | 0.89 |  | 2023-10-31 | 210605727 | 2023-10-31
Rheem Sales Company, Inc. | Rheem | PROP G50-100* RH HE EC3 | Federally-Regulated Commercial & Industrial Equipment | Natural gas | 50 | 50 | 100 | TRUE |  |  | TRUE | FALSE | Gas-fired storage | High | 0.89 |  | 2023-10-31 | 210547594 | 2023-10-31
Rheem Sales Company, Inc. | Rheem | PROP G50-76* CN HE EC3 | Federally-Regulated Commercial & Industrial Equipment | Natural gas | 50 | 50 | 76 | TRUE |  |  | TRUE | FALSE | Gas-fired storage | High | 0.89 |  | 2023-10-31 | 210605719 | 2023-10-31
Rheem Sales Company, Inc. | Rheem | XG50T12UHN76*0 | Federally-Regulated Commercial & Industrial Equipment | Natural gas | 50 | 50 | 76 | TRUE |  |  | TRUE | FALSE | Gas-fired storage | High | 0.89 |  | 2023-10-31 | 210605720 | 2023-10-31
Rheem Sales Company, Inc. | Rheem | PROP G50-76* RH HE EC3 | Federally-Regulated Commercial & Industrial Equipment | LPG | 50 | 50 | 76 | TRUE |  |  | TRUE | FALSE | Gas-fired storage | High | 0.89 |  | 2023-10-31 | 210547593 | 2023-10-31
Rheem Sales Company, Inc. | Rheem | XG50T12UHN100*0 | Federally-Regulated Commercial & Industrial Equipment | Natural gas | 50 | 50 | 100 | TRUE |  |  | TRUE | FALSE | Gas-fired storage | High | 0.89 |  | 2023-10-31 | 210605728 | 2023-10-31
Rheem Sales Company, Inc. | Rheem | PROP G50-100* RH HE EC3 | Federally-Regulated Commercial & Industrial Equipment | LPG | 50 | 50 | 100 | TRUE |  |  | TRUE | FALSE | Gas-fired storage | High | 0.89 |  | 2023-10-31 | 210547594 | 2023-10-31
Rheem Sales Company, Inc. | Rheem | PROP G50-76* CN HE EC3 | Federally-Regulated Commercial & Industrial Equipment | LPG | 50 | 50 | 76 | TRUE |  |  | TRUE | FALSE | Gas-fired storage | High | 0.89 |  | 2023-10-31 | 210605719 | 2023-10-31
Rheem Sales Company, Inc. | Rheem | GHE50S*-100 | Federally-Regulated Commercial & Industrial Equipment | Natural gas | 50 | 50 | 100 | TRUE |  |  | TRUE | FALSE | Gas-fired storage | High | 0.89 |  | 2023-10-31 | 210605733 | 2023-10-31
A.O. Smith Water Products Company | State | SDV-75-76PE 3*1 | Federally-Regulated Commercial & Industrial Equipment | LPG | 75 | 72 | 76 | TRUE |  |  | TRUE | FALSE | Gas-fired storage | High | 0.68 |  | 2023-10-31 | 206913187 | 2023-10-31
A.O. Smith Water Products Company | State | GS6-75-HRVHTL 3*1 | Federally-Regulated Commercial & Industrial Equipment | LPG | 75 | 72 | 76 | TRUE |  |  | TRUE | FALSE | Gas-fired storage | High | 0.69 |  | 2023-10-31 | 206913167 | 2023-10-31
A.O. Smith Water Products Company | State | GS6-75-HRPDTL 3*1 | Federally-Regulated Commercial & Industrial Equipment | LPG | 75 | 72 | 76 | TRUE |  |  | TRUE | FALSE | Gas-fired storage | High | 0.68 |  | 2023-10-31 | 206913184 | 2023-10-31
A.O. Smith Water Products Company | A. O. SMITH | GPVX-75L 3*1 | Federally-Regulated Commercial & Industrial Equipment | LPG | 75 | 72 | 76 | TRUE |  |  | TRUE | FALSE | Gas-fired storage | High | 0.69 |  | 2023-10-31 | 206913154 | 2023-10-31
A.O. Smith Water Products Company | A. O. SMITH | BTF-80 3*1 | Federally-Regulated Commercial & Industrial Equipment | LPG | 75 | 72 | 76 | TRUE |  |  | TRUE | FALSE | Gas-fired storage | High | 0.69 |  | 2023-10-31 | 206913155 | 2023-10-31
A.O. Smith Water Products Company | A. O. SMITH | GPDX-75L 3*1 | Federally-Regulated Commercial & Industrial Equipment | LPG | 75 | 72 | 76 | TRUE |  |  | TRUE | FALSE | Gas-fired storage | High | 0.68 |  | 2023-10-31 | 206913174 | 2023-10-31
A.O. Smith Water Products Company | A. O. SMITH | BPD-80 3*1 | Federally-Regulated Commercial & Industrial Equipment | LPG | 75 | 72 | 76 | TRUE |  |  | TRUE | FALSE | Gas-fired storage | High | 0.68 |  | 2023-10-31 | 206913176 | 2023-10-31
Rheem Sales Company, Inc. | Richmond | 12GUH50-100F* | Federally-Regulated Commercial & Industrial Equipment | Natural gas | 50 | 50 | 100 | TRUE |  |  | TRUE | FALSE | Gas-fired storage | High | 0.89 |  | 2023-10-31 | 210605732 | 2023-10-31
Rheem Sales Company, Inc. | Richmond | 12GUH50-76F* | Federally-Regulated Commercial & Industrial Equipment | LPG | 50 | 50 | 76 | TRUE |  |  | TRUE | FALSE | Gas-fired storage | High | 0.89 |  | 2023-10-31 | 210605724 | 2023-10-31
Rheem Sales Company, Inc. | Richmond | 12GUH50-100F* | Federally-Regulated Commercial & Industrial Equipment | LPG | 50 | 50 | 100 | TRUE |  |  | TRUE | FALSE | Gas-fired storage | High | 0.89 |  | 2023-10-31 | 210605732 | 2023-10-31
Rheem Sales Company, Inc. | Richmond | 12GUH50-76F* | Federally-Regulated Commercial & Industrial Equipment | Natural gas | 50 | 50 | 76 | TRUE |  |  | TRUE | FALSE | Gas-fired storage | High | 0.89 |  | 2023-10-31 | 210605724 | 2023-10-31
Rheem Sales Company, Inc. | Ruud | PROU G50-76* RU HE EC3 | Federally-Regulated Commercial & Industrial Equipment | Natural gas | 50 | 50 | 76 | TRUE |  |  | TRUE | FALSE | Gas-fired storage | High | 0.89 |  | 2023-10-31 | 210605723 | 2023-10-31
Rheem Sales Company, Inc. | Ruud | PROU G50-76* RU HE EC3 | Federally-Regulated Commercial & Industrial Equipment | LPG | 50 | 50 | 76 | TRUE |  |  | TRUE | FALSE | Gas-fired storage | High | 0.89 |  | 2023-10-31 | 210605723 | 2023-10-31
Rheem Sales Company, Inc. | Ruud | PROU G50-100* RU HE EC3 | Federally-Regulated Commercial & Industrial Equipment | Natural gas | 50 | 50 | 100 | TRUE |  |  | TRUE | FALSE | Gas-fired storage | High | 0.89 |  | 2023-10-31 | 210605731 | 2023-10-31
Rheem Sales Company, Inc. | Ruud | PROU G50-100* RU HE EC3 | Federally-Regulated Commercial & Industrial Equipment | LPG | 50 | 50 | 100 | TRUE |  |  | TRUE | FALSE | Gas-fired storage | High | 0.89 |  | 2023-10-31 | 210605731 | 2023-10-31
Rheem Sales Company, Inc. | Rheem | XP50T12UHC100U0 | Federally-Regulated Commercial & Industrial Equipment | LPG | 50 | 50 | 100 | TRUE |  |  | TRUE | FALSE | Gas-fired storage | High | 0.89 |  | 2023-10-31 | 210605729 | 2023-10-31
Rheem Sales Company, Inc. | Rheem | GHE50S*-100** | Federally-Regulated Commercial & Industrial Equipment | LPG | 50 | 50 | 100 | TRUE |  |  | TRUE | FALSE | Gas-fired storage | High | 0.89 |  | 2023-10-31 | 210605734 | 2023-10-31
Rheem Sales Company, Inc. | Rheem | GHE50S*-76 | Federally-Regulated Commercial & Industrial Equipment | Natural gas | 50 | 50 | 76 | TRUE |  |  | TRUE | FALSE | Gas-fired storage | High | 0.89 |  | 2023-10-31 | 210605725 | 2023-10-31
Rheem Sales Company, Inc. | Rheem | PROP G50-100* CN HE EC3 | Federally-Regulated Commercial & Industrial Equipment | LPG | 50 | 50 | 100 | TRUE |  |  | TRUE | FALSE | Gas-fired storage | High | 0.89 |  | 2023-10-31 | 210605727 | 2023-10-31
Rheem Sales Company, Inc. | Rheem | GHE50S*-76** | Federally-Regulated Commercial & Industrial Equipment | LPG | 50 | 50 | 76 | TRUE |  |  | TRUE | FALSE | Gas-fired storage | High | 0.89 |  | 2023-10-31 | 210605726 | 2023-10-31
Rheem Sales Company, Inc. | Rheem | XP50T12UHC76U0 | Federally-Regulated Commercial & Industrial Equipment | LPG | 50 | 50 | 76 | TRUE |  |  | TRUE | FALSE | Gas-fired storage | High | 0.89 |  | 2023-10-31 | 210605721 | 2023-10-31
Rheem Sales Company, Inc. | Rheem | ECE G50-100U CN HE EC3 | Federally-Regulated Commercial & Industrial Equipment | Natural gas | 50 | 50 | 100 | TRUE |  |  | TRUE | FALSE | Gas-fired storage | High | 0.89 |  | 2023-10-31 | 210605730 | 2023-10-31
Rheem Sales Company, Inc. | Rheem | PROP G50-76* RH HE EC3 | Federally-Regulated Commercial & Industrial Equipment | Natural gas | 50 | 50 | 76 | TRUE |  |  | TRUE | FALSE | Gas-fired storage | High | 0.89 |  | 2023-10-31 | 210547593 | 2023-10-31
Rheem Sales Company, Inc. | Rheem | ECE G50-76U CN HE EC3 | Federally-Regulated Commercial & Industrial Equipment | Natural gas | 50 | 50 | 76 | TRUE |  |  | TRUE | FALSE | Gas-fired storage | High | 0.89 |  | 2023-10-31 | 210605722 | 2023-10-31
Rheem Sales Company, Inc. | Rheem | PROP G50-100* CN HE EC3 | Federally-Regulated Commercial & Industrial Equipment | Natural gas | 50 | 50 | 100 | TRUE |  |  | TRUE | FALSE | Gas-fired storage | High | 0.89 |  | 2023-10-31 | 210605727 | 2023-10-31
Rheem Sales Company, Inc. | Rheem | PROP G50-100* RH HE EC3 | Federally-Regulated Commercial & Industrial Equipment | Natural gas | 50 | 50 | 100 | TRUE |  |  | TRUE | FALSE | Gas-fired storage | High | 0.89 |  | 2023-10-31 | 210547594 | 2023-10-31
Rheem Sales Company, Inc. | Rheem | PROP G50-76* CN HE EC3 | Federally-Regulated Commercial & Industrial Equipment | Natural gas | 50 | 50 | 76 | TRUE |  |  | TRUE | FALSE | Gas-fired storage | High | 0.89 |  | 2023-10-31 | 210605719 | 2023-10-31
Rheem Sales Company, Inc. | Rheem | XG50T12UHN76*0 | Federally-Regulated Commercial & Industrial Equipment | Natural gas | 50 | 50 | 76 | TRUE |  |  | TRUE | FALSE | Gas-fired storage | High | 0.89 |  | 2023-10-31 | 210605720 | 2023-10-31
Rheem Sales Company, Inc. | Rheem | PROP G50-76* RH HE EC3 | Federally-Regulated Commercial & Industrial Equipment | LPG | 50 | 50 | 76 | TRUE |  |  | TRUE | FALSE | Gas-fired storage | High | 0.89 |  | 2023-10-31 | 210547593 | 2023-10-31
Rheem Sales Company, Inc. | Rheem | XG50T12UHN100*0 | Federally-Regulated Commercial & Industrial Equipment | Natural gas | 50 | 50 | 100 | TRUE |  |  | TRUE | FALSE | Gas-fired storage | High | 0.89 |  | 2023-10-31 | 210605728 | 2023-10-31
Rheem Sales Company, Inc. | Rheem | PROP G50-100* RH HE EC3 | Federally-Regulated Commercial & Industrial Equipment | LPG | 50 | 50 | 100 | TRUE |  |  | TRUE | FALSE | Gas-fired storage | High | 0.89 |  | 2023-10-31 | 210547594 | 2023-10-31
Rheem Sales Company, Inc. | Rheem | PROP G50-76* CN HE EC3 | Federally-Regulated Commercial & Industrial Equipment | LPG | 50 | 50 | 76 | TRUE |  |  | TRUE | FALSE | Gas-fired storage | High | 0.89 |  | 2023-10-31 | 210605719 | 2023-10-31
Rheem Sales Company, Inc. | Rheem | GHE50S*-100 | Federally-Regulated Commercial & Industrial Equipment | Natural gas | 50 | 50 | 100 | TRUE |  |  | TRUE | FALSE | Gas-fired storage | High | 0.89 |  | 2023-10-31 | 210605733 | 2023-10-31
A.O. Smith Water Products Company | State | SDV-75-76PE 3*1 | Federally-Regulated Commercial & Industrial Equipment | LPG | 75 | 72 | 76 | TRUE |  |  | TRUE | FALSE | Gas-fired storage | High | 0.68 |  | 2023-10-31 | 206913187 | 2023-10-31
A.O. Smith Water Products Company | State | GS6-75-HRVHTL 3*1 | Federally-Regulated Commercial & Industrial Equipment | LPG | 75 | 72 | 76 | TRUE |  |  | TRUE | FALSE | Gas-fired storage | High | 0.69 |  | 2023-10-31 | 206913167 | 2023-10-31
A.O. Smith Water Products Company | State | GS6-75-HRPDTL 3*1 | Federally-Regulated Commercial & Industrial Equipment | LPG | 75 | 72 | 76 | TRUE |  |  | TRUE | FALSE | Gas-fired storage | High | 0.68 |  | 2023-10-31 | 206913184 | 2023-10-31
American Water Heater Co. | American | PDVG62-75T76-PV 3*1 | Federally-Regulated Commercial & Industrial Equipment | LPG | 75 | 72 | 76 | TRUE |  |  | TRUE | FALSE | Gas-fired storage | High | 0.68 |  | 2023-10-31 | 206913179 | 2023-10-31
American Water Heater Co. | American | PVG62-75T76-LV 3*1 | Federally-Regulated Commercial & Industrial Equipment | LPG | 75 | 72 | 76 | TRUE |  |  | TRUE | FALSE | Gas-fired storage | High | 0.69 |  | 2023-10-31 | 206913160 | 2023-10-31
American Water Heater Co. | American | PVCG62-75T76-LV 3*1 | Federally-Regulated Commercial & Industrial Equipment | LPG | 75 | 72 | 76 | TRUE |  |  | TRUE | FALSE | Gas-fired storage | High | 0.69 |  | 2023-10-31 | 206913161 | 2023-10-31
A.O. Smith Water Products Company | Lochinvar | PVL07575ST 3*1 | Federally-Regulated Commercial & Industrial Equipment | LPG | 75 | 72 | 76 | TRUE |  |  | TRUE | FALSE | Gas-fired storage | High | 0.69 |  | 2023-10-31 | 206913162 | 2023-10-31
A.O. Smith Water Products Company | Lochinvar | PRL07575ESST 3*1 | Federally-Regulated Commercial & Industrial Equipment | LPG | 75 | 72 | 76 | TRUE |  |  | TRUE | FALSE | Gas-fired storage | High | 0.68 |  | 2023-10-31 | 206913180 | 2023-10-31
A.O. Smith Water Products Company | RELIANCE WATER HEATERS | 6-75-HRPDTL 3*1 | Federally-Regulated Commercial & Industrial Equipment | LPG | 75 | 72 | 76 | TRUE |  |  | TRUE | FALSE | Gas-fired storage | High | 0.68 |  | 2023-10-31 | 206913182 | 2023-10-31
A.O. Smith Water Products Company | RELIANCE WATER HEATERS | 6-75-HRVHTL 3*1 | Federally-Regulated Commercial & Industrial Equipment | LPG | 75 | 72 | 76 | TRUE |  |  | TRUE | FALSE | Gas-fired storage | High | 0.69 |  | 2023-10-31 | 206913165 | 2023-10-31
American Water Heater Co. | American | PDVG62-75T76-NV 3** | Federally-Regulated Commercial & Industrial Equipment | Natural gas | 75 | 72 | 76 | TRUE |  |  | TRUE | FALSE | Gas-fired storage | High | 0.68 |  | 2023-02-23 | 206913178 | 2023-11-09
American Water Heater Co. | American | PDVG62-75T76-PV 3*1 | Federally-Regulated Commercial & Industrial Equipment | LPG | 75 | 72 | 76 | TRUE |  |  | TRUE | FALSE | Gas-fired storage | High | 0.68 |  | 2023-10-31 | 206913179 | 2023-11-09
American Water Heater Co. | American | PDVG62-75T76-NV 3** | Federally-Regulated Commercial & Industrial Equipment | Natural gas | 75 | 72 | 76 | TRUE |  |  | TRUE | FALSE | Gas-fired storage | High | 0.68 |  | 2023-11-09 | 206913178 | 2023-11-09
American Water Heater Co. | American | PDVG62-75T76-PV 3*1 | Federally-Regulated Commercial & Industrial Equipment | LPG | 75 | 72 | 76 | TRUE |  |  | TRUE | FALSE | Gas-fired storage | High | 0.68 |  | 2023-11-09 | 206913179 | 2023-11-09
American Water Heater Co. | American | PDVG62-75T76-NV 3** | Federally-Regulated Commercial & Industrial Equipment | Natural gas | 75 | 72 | 76 | TRUE |  |  | TRUE | FALSE | Gas-fired storage | High | 0.68 |  | 2023-11-09 | 206913178 | 2023-11-09
American Water Heater Co. | American | PDVG62-75T76-PV 3*1 | Federally-Regulated Commercial & Industrial Equipment | LPG | 75 | 72 | 76 | TRUE |  |  | TRUE | FALSE | Gas-fired storage | High | 0.68 |  | 2023-11-09 | 206913179 | 2023-11-09
HTP Comfort Solutions LLC | Westinghouse | WGR060**076 | Federally-Regulated Commercial & Industrial Equipment | LPG | 60 | 58 | 76 | FALSE |  |  | TRUE | FALSE | Gas-fired storage | High | 0.88 | 0.6057 | 2019-02-26 |  | 2023-12-01
HTP Comfort Solutions LLC | Westinghouse | WGR060**076 | Federally-Regulated Commercial & Industrial Equipment | Natural gas | 60 | 58 | 76 | FALSE |  |  | TRUE | FALSE | Gas-fired storage | High | 0.88 | 0.6057 | 2019-02-26 |  | 2023-12-01
HTP Comfort Solutions LLC | Westinghouse | WGR050**076 | Federally-Regulated Commercial & Industrial Equipment | LPG | 50 | 48 | 76 | FALSE |  |  | TRUE | FALSE | Gas-fired storage | High | 0.9 | 0.6147 | 2019-02-26 |  | 2023-12-01
HTP Comfort Solutions LLC | Westinghouse | WGR050**076 | Federally-Regulated Commercial & Industrial Equipment | Natural gas | 50 | 48 | 76 | FALSE |  |  | TRUE | FALSE | Gas-fired storage | High | 0.9 | 0.6147 | 2019-02-26 |  | 2023-12-01
HTP Comfort Solutions LLC | Westinghouse | WGC055**100 | Federally-Regulated Commercial & Industrial Equipment | LPG | 55 | 53 | 100 | FALSE |  |  | TRUE | FALSE | Gas-fired storage | High | 0.89 | 0.6102 | 2019-02-26 |  | 2023-12-01
HTP Comfort Solutions LLC | Westinghouse | WGC055**100 | Federally-Regulated Commercial & Industrial Equipment | Natural gas | 55 | 53 | 100 | FALSE |  |  | TRUE | FALSE | Gas-fired storage | High | 0.89 | 0.6102 | 2019-02-26 |  | 2023-12-01
HTP Comfort Solutions LLC | Westinghouse | WGC119**100 | Federally-Regulated Commercial & Industrial Equipment | LPG | 119 | 112 | 100 | FALSE |  |  | TRUE | FALSE | Gas-fired storage | High | 0.9 | 0.5526 | 2019-02-26 |  | 2023-12-01
HTP Comfort Solutions LLC | Westinghouse | WGC119**100 | Federally-Regulated Commercial & Industrial Equipment | Natural gas | 119 | 112 | 100 | FALSE |  |  | TRUE | FALSE | Gas-fired storage | High | 0.9 | 0.5526 | 2019-02-26 |  | 2023-12-01
HTP Comfort Solutions LLC | Westinghouse | WGC080**100 | Federally-Regulated Commercial & Industrial Equipment | LPG | 80 | 75 | 100 | FALSE |  |  | TRUE | FALSE | Gas-fired storage | High | 0.93 | 0.5877 | 2019-02-26 |  | 2023-12-01
HTP Comfort Solutions LLC | Westinghouse | WGC080**100 | Federally-Regulated Commercial & Industrial Equipment | Natural gas | 80 | 75 | 100 | FALSE |  |  | TRUE | FALSE | Gas-fired storage | High | 0.93 | 0.5877 | 2019-02-26 |  | 2023-12-01
HTP Comfort Solutions LLC | Westinghouse | WGRGH20**76F | Federally-Regulated Commercial & Industrial Equipment | LPG | 20 | 20 | 76 | FALSE |  |  | TRUE | FALSE | Gas-fired storage | High | 0.89 | 0.6417 | 2019-02-26 |  | 2023-12-01
HTP Comfort Solutions LLC | Westinghouse | WGRGH20**76F | Federally-Regulated Commercial & Industrial Equipment | Natural gas | 20 | 20 | 76 | FALSE |  |  | TRUE | FALSE | Gas-fired storage | High | 0.89 | 0.6417 | 2019-02-26 |  | 2023-12-01
HTP Comfort Solutions LLC | Westinghouse | WGR080**076 | Federally-Regulated Commercial & Industrial Equipment | LPG | 80 | 77 | 76 | FALSE |  |  | TRUE | FALSE | Gas-fired storage | High | 0.87 | 0.5877 | 2019-02-26 |  | 2023-12-01
HTP Comfort Solutions LLC | Westinghouse | WGR080**076 | Federally-Regulated Commercial & Industrial Equipment | Natural gas | 80 | 77 | 76 | FALSE |  |  | TRUE | FALSE | Gas-fired storage | High | 0.87 | 0.5877 | 2019-02-26 |  | 2023-12-01
HTP Comfort Solutions LLC | ADVANTAGE PLUS | HE55-100 | Federally-Regulated Commercial & Industrial Equipment | LPG | 55 | 53 | 100 | FALSE |  |  | TRUE | FALSE | Gas-fired storage | High | 0.89 | 0.6102 | 2019-02-26 |  | 2023-12-01
HTP Comfort Solutions LLC | ADVANTAGE PLUS | HE55-100 | Federally-Regulated Commercial & Industrial Equipment | Natural gas | 55 | 53 | 100 | FALSE |  |  | TRUE | FALSE | Gas-fired storage | High | 0.89 | 0.6102 | 2019-02-26 |  | 2023-12-01
HTP Comfort Solutions LLC | HTP | PH76-50**** | Federally-Regulated Commercial & Industrial Equipment | LPG | 50 | 48 | 76 | FALSE |  |  | TRUE | FALSE | Gas-fired storage | High | 0.9 | 0.6147 | 2019-02-26 |  | 2023-12-01
HTP Comfort Solutions LLC | HTP | PH76-50**** | Federally-Regulated Commercial & Industrial Equipment | Natural gas | 50 | 48 | 76 | FALSE |  |  | TRUE | FALSE | Gas-fired storage | High | 0.9 | 0.6147 | 2019-02-26 |  | 2023-12-01
HTP Comfort Solutions LLC | HTP | PH76-60**** | Federally-Regulated Commercial & Industrial Equipment | LPG | 60 | 58 | 76 | FALSE |  |  | TRUE | FALSE | Gas-fired storage | High | 0.88 | 0.6057 | 2019-02-26 |  | 2023-12-01
HTP Comfort Solutions LLC | HTP | PH76-60**** | Federally-Regulated Commercial & Industrial Equipment | Natural gas | 60 | 58 | 76 | FALSE |  |  | TRUE | FALSE | Gas-fired storage | High | 0.88 | 0.6057 | 2019-02-26 |  | 2023-12-01
HTP Comfort Solutions LLC | HTP | PH100-80**** | Federally-Regulated Commercial & Industrial Equipment | LPG | 80 | 75 | 100 | FALSE |  |  | TRUE | FALSE | Gas-fired storage | High | 0.93 | 0.5877 | 2019-02-26 |  | 2023-12-01
HTP Comfort Solutions LLC | HTP | PH100-80**** | Federally-Regulated Commercial & Industrial Equipment | Natural gas | 80 | 75 | 100 | FALSE |  |  | TRUE | FALSE | Gas-fired storage | High | 0.93 | 0.5877 | 2019-02-26 |  | 2023-12-01
HTP Comfort Solutions LLC | HTP | PH100-55**** | Federally-Regulated Commercial & Industrial Equipment | LPG | 55 | 53 | 100 | FALSE |  |  | TRUE | FALSE | Gas-fired storage | High | 0.89 | 0.6102 | 2019-02-26 |  | 2023-12-01
HTP Comfort Solutions LLC | HTP | PH100-55**** | Federally-Regulated Commercial & Industrial Equipment | Natural gas | 55 | 53 | 100 | FALSE |  |  | TRUE | FALSE | Gas-fired storage | High | 0.89 | 0.6102 | 2019-02-26 |  | 2023-12-01
HTP Comfort Solutions LLC | HTP | PH100-119**** | Federally-Regulated Commercial & Industrial Equipment | LPG | 119 | 112 | 100 | FALSE |  |  | TRUE | FALSE | Gas-fired storage | High | 0.9 | 0.5526 | 2019-02-26 |  | 2023-12-01
HTP Comfort Solutions LLC | HTP | PH100-119**** | Federally-Regulated Commercial & Industrial Equipment | Natural gas | 119 | 112 | 100 | FALSE |  |  | TRUE | FALSE | Gas-fired storage | High | 0.9 | 0.5526 | 2019-02-26 |  | 2023-12-01
HTP Comfort Solutions LLC | HTP | PH76-80**** | Federally-Regulated Commercial & Industrial Equipment | LPG | 80 | 77 | 76 | FALSE |  |  | TRUE | FALSE | Gas-fired storage | High | 0.87 | 0.5877 | 2019-02-26 |  | 2023-12-01
HTP Comfort Solutions LLC | HTP | PH76-80**** | Federally-Regulated Commercial & Industrial Equipment | Natural gas | 80 | 77 | 76 | FALSE |  |  | TRUE | FALSE | Gas-fired storage | High | 0.87 | 0.5877 | 2019-02-26 |  | 2023-12-01
HTP Comfort Solutions LLC | HTP | RGH20-76F | Federally-Regulated Commercial & Industrial Equipment | LPG | 20 | 20 | 76 | FALSE |  |  | TRUE | FALSE | Gas-fired storage | High | 0.89 | 0.6417 | 2019-02-26 |  | 2023-12-01
HTP Comfort Solutions LLC | HTP | RGH20-76F | Federally-Regulated Commercial & Industrial Equipment | Natural gas | 20 | 20 | 76 | FALSE |  |  | TRUE | FALSE | Gas-fired storage | High | 0.89 | 0.6417 | 2019-02-26 |  | 2023-12-01
HTP Comfort Solutions LLC | Westinghouse | WGRGH40**100F | Federally-Regulated Commercial & Industrial Equipment | LPG | 40 | 39 | 100 | FALSE |  |  | TRUE | FALSE | Gas-fired storage | High | 0.87 | 0.62 | 2019-05-16 |  | 2023-12-01
HTP Comfort Solutions LLC | Westinghouse | WGRGH40**100F | Federally-Regulated Commercial & Industrial Equipment | Natural gas | 40 | 39 | 100 | FALSE |  |  | TRUE | FALSE | Gas-fired storage | High | 0.87 | 0.62 | 2019-05-16 |  | 2023-12-01
HTP Comfort Solutions LLC | HTP | RGH40-100F | Federally-Regulated Commercial & Industrial Equipment | LPG | 40 | 39 | 100 | FALSE |  |  | TRUE | FALSE | Gas-fired storage | High | 0.87 | 0.62 | 2019-05-16 |  | 2023-12-01
HTP Comfort Solutions LLC | HTP | RGH40-100F | Federally-Regulated Commercial & Industrial Equipment | Natural gas | 40 | 39 | 100 | FALSE |  |  | TRUE | FALSE | Gas-fired storage | High | 0.87 | 0.62 | 2019-05-16 |  | 2023-12-01
HTP, Inc. | Westinghouse | WGR060**076 | Federally-Regulated Commercial & Industrial Equipment | LPG | 60 | 58 | 76 | FALSE |  |  | TRUE | FALSE | Gas-fired storage | High | 0.88 | 0.6057 | 2019-02-26 |  | 2023-12-01
HTP, Inc. | Westinghouse | WGR060**076 | Federally-Regulated Commercial & Industrial Equipment | Natural gas | 60 | 58 | 76 | FALSE |  |  | TRUE | FALSE | Gas-fired storage | High | 0.88 | 0.6057 | 2019-02-26 |  | 2023-12-01
HTP, Inc. | Westinghouse | WGR050**076 | Federally-Regulated Commercial & Industrial Equipment | LPG | 50 | 48 | 76 | FALSE |  |  | TRUE | FALSE | Gas-fired storage | High | 0.9 | 0.6147 | 2019-02-26 |  | 2023-12-01
HTP, Inc. | Westinghouse | WGR050**076 | Federally-Regulated Commercial & Industrial Equipment | Natural gas | 50 | 48 | 76 | FALSE |  |  | TRUE | FALSE | Gas-fired storage | High | 0.9 | 0.6147 | 2019-02-26 |  | 2023-12-01
HTP, Inc. | Westinghouse | WGC055**100 | Federally-Regulated Commercial & Industrial Equipment | LPG | 55 | 53 | 100 | FALSE |  |  | TRUE | FALSE | Gas-fired storage | High | 0.89 | 0.6102 | 2019-02-26 |  | 2023-12-01
HTP, Inc. | Westinghouse | WGC055**100 | Federally-Regulated Commercial & Industrial Equipment | Natural gas | 55 | 53 | 100 | FALSE |  |  | TRUE | FALSE | Gas-fired storage | High | 0.89 | 0.6102 | 2019-02-26 |  | 2023-12-01
HTP, Inc. | Westinghouse | WGC119**100 | Federally-Regulated Commercial & Industrial Equipment | LPG | 119 | 112 | 100 | FALSE |  |  | TRUE | FALSE | Gas-fired storage | High | 0.9 | 0.5526 | 2019-02-26 |  | 2023-12-01
HTP, Inc. | Westinghouse | WGC119**100 | Federally-Regulated Commercial & Industrial Equipment | Natural gas | 119 | 112 | 100 | FALSE |  |  | TRUE | FALSE | Gas-fired storage | High | 0.9 | 0.5526 | 2019-02-26 |  | 2023-12-01
HTP, Inc. | Westinghouse | WGC080**100 | Federally-Regulated Commercial & Industrial Equipment | LPG | 80 | 75 | 100 | FALSE |  |  | TRUE | FALSE | Gas-fired storage | High | 0.93 | 0.5877 | 2019-02-26 |  | 2023-12-01
HTP, Inc. | Westinghouse | WGC080**100 | Federally-Regulated Commercial & Industrial Equipment | Natural gas | 80 | 75 | 100 | FALSE |  |  | TRUE | FALSE | Gas-fired storage | High | 0.93 | 0.5877 | 2019-02-26 |  | 2023-12-01
HTP, Inc. | Westinghouse | WGRGH20**76F | Federally-Regulated Commercial & Industrial Equipment | LPG | 20 | 20 | 76 | FALSE |  |  | TRUE | FALSE | Gas-fired storage | High | 0.89 | 0.6417 | 2019-02-26 |  | 2023-12-01
HTP, Inc. | Westinghouse | WGRGH20**76F | Federally-Regulated Commercial & Industrial Equipment | Natural gas | 20 | 20 | 76 | FALSE |  |  | TRUE | FALSE | Gas-fired storage | High | 0.89 | 0.6417 | 2019-02-26 |  | 2023-12-01
HTP, Inc. | Westinghouse | WGR080**076 | Federally-Regulated Commercial & Industrial Equipment | LPG | 80 | 77 | 76 | FALSE |  |  | TRUE | FALSE | Gas-fired storage | High | 0.87 | 0.5877 | 2019-02-26 |  | 2023-12-01
HTP, Inc. | Westinghouse | WGR080**076 | Federally-Regulated Commercial & Industrial Equipment | Natural gas | 80 | 77 | 76 | FALSE |  |  | TRUE | FALSE | Gas-fired storage | High | 0.87 | 0.5877 | 2019-02-26 |  | 2023-12-01
HTP, Inc. | ADVANTAGE PLUS | HE55-100 | Federally-Regulated Commercial & Industrial Equipment | LPG | 55 | 53 | 100 | FALSE |  |  | TRUE | FALSE | Gas-fired storage | High | 0.89 | 0.6102 | 2019-02-26 |  | 2023-12-01
HTP, Inc. | ADVANTAGE PLUS | HE55-100 | Federally-Regulated Commercial & Industrial Equipment | Natural gas | 55 | 53 | 100 | FALSE |  |  | TRUE | FALSE | Gas-fired storage | High | 0.89 | 0.6102 | 2019-02-26 |  | 2023-12-01
HTP, Inc. | HTP | PH76-50**** | Federally-Regulated Commercial & Industrial Equipment | LPG | 50 | 48 | 76 | FALSE |  |  | TRUE | FALSE | Gas-fired storage | High | 0.9 | 0.6147 | 2019-02-26 |  | 2023-12-01
HTP, Inc. | HTP | PH76-50**** | Federally-Regulated Commercial & Industrial Equipment | Natural gas | 50 | 48 | 76 | FALSE |  |  | TRUE | FALSE | Gas-fired storage | High | 0.9 | 0.6147 | 2019-02-26 |  | 2023-12-01
HTP, Inc. | HTP | PH76-60**** | Federally-Regulated Commercial & Industrial Equipment | LPG | 60 | 58 | 76 | FALSE |  |  | TRUE | FALSE | Gas-fired storage | High | 0.88 | 0.6057 | 2019-02-26 |  | 2023-12-01
HTP, Inc. | HTP | PH76-60**** | Federally-Regulated Commercial & Industrial Equipment | Natural gas | 60 | 58 | 76 | FALSE |  |  | TRUE | FALSE | Gas-fired storage | High | 0.88 | 0.6057 | 2019-02-26 |  | 2023-12-01
HTP, Inc. | HTP | PH100-80**** | Federally-Regulated Commercial & Industrial Equipment | LPG | 80 | 75 | 100 | FALSE |  |  | TRUE | FALSE | Gas-fired storage | High | 0.93 | 0.5877 | 2019-02-26 |  | 2023-12-01
HTP, Inc. | HTP | PH100-80**** | Federally-Regulated Commercial & Industrial Equipment | Natural gas | 80 | 75 | 100 | FALSE |  |  | TRUE | FALSE | Gas-fired storage | High | 0.93 | 0.5877 | 2019-02-26 |  | 2023-12-01
HTP, Inc. | HTP | PH100-55**** | Federally-Regulated Commercial & Industrial Equipment | LPG | 55 | 53 | 100 | FALSE |  |  | TRUE | FALSE | Gas-fired storage | High | 0.89 | 0.6102 | 2019-02-26 |  | 2023-12-01
HTP, Inc. | HTP | PH100-55**** | Federally-Regulated Commercial & Industrial Equipment | Natural gas | 55 | 53 | 100 | FALSE |  |  | TRUE | FALSE | Gas-fired storage | High | 0.89 | 0.6102 | 2019-02-26 |  | 2023-12-01
HTP, Inc. | HTP | PH100-119**** | Federally-Regulated Commercial & Industrial Equipment | LPG | 119 | 112 | 100 | FALSE |  |  | TRUE | FALSE | Gas-fired storage | High | 0.9 | 0.5526 | 2019-02-26 |  | 2023-12-01
HTP, Inc. | HTP | PH100-119**** | Federally-Regulated Commercial & Industrial Equipment | Natural gas | 119 | 112 | 100 | FALSE |  |  | TRUE | FALSE | Gas-fired storage | High | 0.9 | 0.5526 | 2019-02-26 |  | 2023-12-01
HTP, Inc. | HTP | PH76-80**** | Federally-Regulated Commercial & Industrial Equipment | LPG | 80 | 77 | 76 | FALSE |  |  | TRUE | FALSE | Gas-fired storage | High | 0.87 | 0.5877 | 2019-02-26 |  | 2023-12-01
HTP, Inc. | HTP | PH76-80**** | Federally-Regulated Commercial & Industrial Equipment | Natural gas | 80 | 77 | 76 | FALSE |  |  | TRUE | FALSE | Gas-fired storage | High | 0.87 | 0.5877 | 2019-02-26 |  | 2023-12-01
HTP, Inc. | HTP | RGH20-76F | Federally-Regulated Commercial & Industrial Equipment | LPG | 20 | 20 | 76 | FALSE |  |  | TRUE | FALSE | Gas-fired storage | High | 0.89 | 0.6417 | 2019-02-26 |  | 2023-12-01
HTP, Inc. | HTP | RGH20-76F | Federally-Regulated Commercial & Industrial Equipment | Natural gas | 20 | 20 | 76 | FALSE |  |  | TRUE | FALSE | Gas-fired storage | High | 0.89 | 0.6417 | 2019-02-26 |  | 2023-12-01
HTP, Inc. | Westinghouse | WGRGH40**100F | Federally-Regulated Commercial & Industrial Equipment | LPG | 40 | 39 | 100 | FALSE |  |  | TRUE | FALSE | Gas-fired storage | High | 0.87 | 0.62 | 2019-05-16 |  | 2023-12-01
HTP, Inc. | Westinghouse | WGRGH40**100F | Federally-Regulated Commercial & Industrial Equipment | Natural gas | 40 | 39 | 100 | FALSE |  |  | TRUE | FALSE | Gas-fired storage | High | 0.87 | 0.62 | 2019-05-16 |  | 2023-12-01
HTP, Inc. | HTP | RGH40-100F | Federally-Regulated Commercial & Industrial Equipment | LPG | 40 | 39 | 100 | FALSE |  |  | TRUE | FALSE | Gas-fired storage | High | 0.87 | 0.62 | 2019-05-16 |  | 2023-12-01
HTP, Inc. | HTP | RGH40-100F | Federally-Regulated Commercial & Industrial Equipment | Natural gas | 40 | 39 | 100 | FALSE |  |  | TRUE | FALSE | Gas-fired storage | High | 0.87 | 0.62 | 2019-05-16 |  | 2023-12-01
HTP, Inc. | HTP | PH100-80**** | Federally-Regulated Commercial & Industrial Equipment | LPG | 80 | 75 | 100 | FALSE |  |  | TRUE | FALSE | Gas-fired storage | High | 0.93 |  | 2023-02-23 | 10324152 | 2023-12-01
HTP, Inc. | HTP | PH76-60**** | Federally-Regulated Commercial & Industrial Equipment | LPG | 60 | 58 | 76 | FALSE |  |  | TRUE | FALSE | Gas-fired storage | High | 0.88 |  | 2023-02-23 | 10324085 | 2023-12-01
HTP, Inc. | HTP | PH100-80**** | Federally-Regulated Commercial & Industrial Equipment | Natural gas | 80 | 75 | 100 | FALSE |  |  | TRUE | FALSE | Gas-fired storage | High | 0.93 |  | 2023-02-23 | 10324152 | 2023-12-01
HTP, Inc. | HTP | PH76-80**** | Federally-Regulated Commercial & Industrial Equipment | Natural gas | 80 | 77 | 76 | FALSE |  |  | TRUE | FALSE | Gas-fired storage | High | 0.87 |  | 2023-02-23 | 10324101 | 2023-12-01
HTP, Inc. | HTP | PH76-50**** | Federally-Regulated Commercial & Industrial Equipment | Natural gas | 50 | 48 | 76 | FALSE |  |  | TRUE | FALSE | Gas-fired storage | High | 0.9 |  | 2023-02-23 | 10324028 | 2023-12-01
HTP, Inc. | HTP | PH76-80**** | Federally-Regulated Commercial & Industrial Equipment | LPG | 80 | 77 | 76 | FALSE |  |  | TRUE | FALSE | Gas-fired storage | High | 0.87 |  | 2023-02-23 | 10324101 | 2023-12-01
HTP, Inc. | HTP | PH100-119**** | Federally-Regulated Commercial & Industrial Equipment | LPG | 119 | 112 | 100 | FALSE |  |  | TRUE | FALSE | Gas-fired storage | High | 0.9 |  | 2023-02-23 | 10324154 | 2023-12-01
HTP, Inc. | HTP | PH100-55**** | Federally-Regulated Commercial & Industrial Equipment | Natural gas | 55 | 53 | 100 | FALSE |  |  | TRUE | FALSE | Gas-fired storage | High | 0.89 |  | 2023-02-23 | 10324150 | 2023-12-01
HTP, Inc. | HTP | PH100-55**** | Federally-Regulated Commercial & Industrial Equipment | LPG | 55 | 53 | 100 | FALSE |  |  | TRUE | FALSE | Gas-fired storage | High | 0.89 |  | 2023-02-23 | 10324150 | 2023-12-01
HTP, Inc. | HTP | PH76-60**** | Federally-Regulated Commercial & Industrial Equipment | Natural gas | 60 | 58 | 76 | FALSE |  |  | TRUE | FALSE | Gas-fired storage | High | 0.88 |  | 2023-02-23 | 10324085 | 2023-12-01
HTP, Inc. | HTP | PH76-50**** | Federally-Regulated Commercial & Industrial Equipment | LPG | 50 | 48 | 76 | FALSE |  |  | TRUE | FALSE | Gas-fired storage | High | 0.9 |  | 2023-02-23 | 10324028 | 2023-12-01
HTP, Inc. | HTP | PH100-119**** | Federally-Regulated Commercial & Industrial Equipment | Natural gas | 119 | 112 | 100 | FALSE |  |  | TRUE | FALSE | Gas-fired storage | High | 0.9 |  | 2023-02-23 | 10324154 | 2023-12-01